P8QEYWB4 | Acuity Brands Lighting | Lithonia Lighting | IBG 4' 60000LM SEF FD L/LENS [All Voltages] 40K 70CRI [All Options] | Indoor Luminaires | High-Bay | High-Bay Luminaires for Commercial and Industrial Buildings | Premium | FALSE | [9 empty] | 42621 | Dimmable | Continuous Below 10 | Yes |  | 3.1 | 59915.34 | 159.52 | 375.6 | 20 | 0.9 | 4000 | 70
PV74V5PN | Acuity Brands Lighting | Lithonia Lighting | IBG 4' 60000LM SEF GND AFL [All Voltages] 40K 70CRI [All Options] | Indoor Luminaires | High-Bay | High-Bay Luminaires for Commercial and Industrial Buildings | Premium | FALSE | [9 empty] | 42621 | Dimmable | Continuous Below 10 | Yes |  | 3.1 | 59705.36 | 158.96 | 375.6 | 20 | 0.9 | 4000 | 70
PATA1FMC | Acuity Brands Lighting | Lithonia Lighting | IBG 4' 60000LM HEF FD L/LENS [All Voltages] 40K 70CRI [All Options] | Indoor Luminaires | High-Bay | High-Bay Luminaires for Commercial and Industrial Buildings | Premium | FALSE | [9 empty] | 42621 | Dimmable | Continuous Below 10 | Yes |  | 3.1 | 59459.06 | 181.83 | 327 | 20 | 0.9 | 4000 | 70
P2MREGXZ | Acuity Brands Lighting | Lithonia Lighting | IBG 4' 60000LM HEF GND AFL [All Voltages] 40K 70CRI [All Options] | Indoor Luminaires | High-Bay | High-Bay Luminaires for Commercial and Industrial Buildings | Premium | FALSE | [9 empty] | 42621 | Dimmable | Continuous Below 10 | Yes |  | 3.1 | 59250.68 | 181.19 | 327 | 20 | 0.9 | 4000 | 70
PMF8AV8Q | Acuity Brands Lighting | Lithonia Lighting | IBG 4' 60000LM SEF ND L/LENS [All Voltages] 40K 70CRI [All Options] | Indoor Luminaires | High-Bay | High-Bay Luminaires for Commercial and Industrial Buildings | Premium | FALSE | [9 empty] | 42621 | Dimmable | Continuous Below 10 | Yes |  | 3.1 | 58153.03 | 154.83 | 375.6 | 20 | 0.9 | 4000 | 70
P1XR4RWF | Acuity Brands Lighting | Lithonia Lighting | IBG 4' 60000LM SEF FD ACL [All Voltages] 40K 70CRI [All Options] | Indoor Luminaires | High-Bay | High-Bay Luminaires for Commercial and Industrial Buildings | Premium | FALSE | [9 empty] | 42621 | Dimmable | Continuous Below 10 | Yes |  | 3.1 | 57894.84 | 154.14 | 375.6 | 20 | 0.9 | 4000 | 70
PS2CSJGC | Acuity Brands Lighting | Lithonia Lighting | IBG 4' 60000LM HEF ND L/LENS [All Voltages] 40K 70CRI [All Options] | Indoor Luminaires | High-Bay | High-Bay Luminaires for Commercial and Industrial Buildings | Premium | FALSE | [9 empty] | 42621 | Dimmable | Continuous Below 10 | Yes |  | 3.1 | 57710.17 | 176.48 | 327 | 20 | 0.9 | 4000 | 70
PS93KVKD | Acuity Brands Lighting | Lithonia Lighting | IBG 4' 60000LM HEF WD ACL [All Voltages] 40K 70CRI [All Options] | Indoor Luminaires | High-Bay | High-Bay Luminaires for Commercial and Industrial Buildings | Premium | FALSE | [9 empty] | 42621 | Dimmable | Continuous Below 10 | Yes |  | 3.1 | 57614.49 | 176.19 | 327 | 20 | 0.9 | 4000 | 70
PCMDVYQG | Acuity Brands Lighting | Lithonia Lighting | IBG 4' 60000LM HEF FD ACL [All Voltages] 40K 70CRI [All Options] | Indoor Luminaires | High-Bay | High-Bay Luminaires for Commercial and Industrial Buildings | Premium | FALSE | [9 empty] | 42621 | Dimmable | Continuous Below 10 | Yes |  | 3.1 | 57453.95 | 175.7 | 327 | 20 | 0.9 | 4000 | 70
PFHNWBY3 | Acuity Brands Lighting | Lithonia Lighting | IBG 4' 60000LM SEF FD AFL [All Voltages] 40K 70CRI [All Options] | Indoor Luminaires | High-Bay | High-Bay Luminaires for Commercial and Industrial Buildings | Premium | FALSE | [9 empty] | 42621 | Dimmable | Continuous Below 10 | Yes |  | 3.1 | 56517.13 | 150.47 | 375.6 | 20 | 0.9 | 4000 | 70
PNS3YRXK | Acuity Brands Lighting | Lithonia Lighting | IBG 4' 60000LM SEF ND ACL [All Voltages] 40K 70CRI [All Options] | Indoor Luminaires | High-Bay | High-Bay Luminaires for Commercial and Industrial Buildings | Premium | FALSE | [9 empty] | 42621 | Dimmable | Continuous Below 10 | Yes |  | 3.1 | 56173.24 | 149.56 | 375.6 | 20 | 0.9 | 4000 | 70
PY92JSHF | Acuity Brands Lighting | Lithonia Lighting | IBG 4' 60000LM HEF FD AFL [All Voltages] 40K 70CRI [All Options] | Indoor Luminaires | High-Bay | High-Bay Luminaires for Commercial and Industrial Buildings | Premium | FALSE | [9 empty] | 42621 | Dimmable | Continuous Below 10 | Yes |  | 3.1 | 56086.73 | 171.52 | 327 | 20 | 0.9 | 4000 | 70
PMWW25NU | Acuity Brands Lighting | Lithonia Lighting | IBG 4' 60000LM HEF WD AFL [All Voltages] 40K 70CRI [All Options] | Indoor Luminaires | High-Bay | High-Bay Luminaires for Commercial and Industrial Buildings | Premium | FALSE | [9 empty] | 42621 | Dimmable | Continuous Below 10 | Yes |  | 3.1 | 55900.68 | 170.95 | 327 | 20 | 0.9 | 4000 | 70
P8NVN78T | Acuity Brands Lighting | Lithonia Lighting | IBG 4' 60000LM HEF ND ACL [All Voltages] 40K 70CRI [All Options] | Indoor Luminaires | High-Bay | High-Bay Luminaires for Commercial and Industrial Buildings | Premium | FALSE | [9 empty] | 42621 | Dimmable | Continuous Below 10 | Yes |  | 3.1 | 55745.46 | 170.48 | 327 | 20 | 0.9 | 4000 | 70
PAPCMHAR | Acuity Brands Lighting | Lithonia Lighting | IBG 4' 60000LM SEF ND AFL [All Voltages] 40K 70CRI [All Options] | Indoor Luminaires | High-Bay | High-Bay Luminaires for Commercial and Industrial Buildings | Premium | FALSE | [9 empty] | 42621 | Dimmable | Continuous Below 10 | Yes |  | 3.1 | 53879.56 | 143.45 | 375.6 | 20 | 0.9 | 4000 | 70
PBKYSZVE | Acuity Brands Lighting | Lithonia Lighting | IBG 4' 60000LM HEF ND AFL [All Voltages] 40K 70CRI [All Options] | Indoor Luminaires | High-Bay | High-Bay Luminaires for Commercial and Industrial Buildings | Premium | FALSE | [9 empty] | 42621 | Dimmable | Continuous Below 10 | Yes |  | 3.1 | 53469.25 | 163.51 | 327 | 20 | 0.9 | 4000 | 70
PY3X2CUH | Acuity Brands Lighting | Lithonia Lighting | IBG 4' 48000LM SEF GND L/LENS [All Voltages] 40K 70CRI [All Options] | Indoor Luminaires | High-Bay | High-Bay Luminaires for Commercial and Industrial Buildings | Premium | FALSE | [9 empty] | 42621 | Dimmable | Continuous Below 10 | Yes |  | 3.1 | 53369.26 | 178.73 | 298.6 | 20 | 0.9 | 4000 | 70
P9TWJ4AK | Acuity Brands Lighting | Lithonia Lighting | IBG 4' 48000LM HEF GND L/LENS [All Voltages] 40K 70CRI [All Options] | Indoor Luminaires | High-Bay | High-Bay Luminaires for Commercial and Industrial Buildings | Premium | FALSE | [9 empty] | 42621 | Dimmable | Continuous Below 10 | Yes |  | 3.1 | 52935.7 | 198.48 | 266.7 | 20 | 0.9 | 4000 | 70
P2PUZVTS | Acuity Brands Lighting | Lithonia Lighting | IBG 4' 48000LM SEF GND ACL [All Voltages] 40K 70CRI [All Options] | Indoor Luminaires | High-Bay | High-Bay Luminaires for Commercial and Industrial Buildings | Premium | FALSE | [9 empty] | 42621 | Dimmable | Continuous Below 10 | Yes |  | 3.1 | 51151.5 | 171.3 | 298.6 | 20 | 0.9 | 4000 | 70
P6YHW4EC | Acuity Brands Lighting | Lithonia Lighting | IBG 4' 48000LM HEF GND ACL [All Voltages] 40K 70CRI [All Options] | Indoor Luminaires | High-Bay | High-Bay Luminaires for Commercial and Industrial Buildings | Premium | FALSE | [9 empty] | 42621 | Dimmable | Continuous Below 10 | Yes |  | 3.1 | 50735.96 | 190.24 | 266.7 | 20 | 0.9 | 4000 | 70
PYAUXUDV | Acuity Brands Lighting | Lithonia Lighting | IBG 4' 48000LM SEF WD L/LENS [All Voltages] 40K 70CRI [All Options] | Indoor Luminaires | High-Bay | High-Bay Luminaires for Commercial and Industrial Buildings | Premium | FALSE | [9 empty] | 42621 | Dimmable | Continuous Below 10 | Yes |  | 3.1 | 50300.64 | 168.45 | 298.6 | 20 | 0.9 | 4000 | 70
PFRVGPYE | Acuity Brands Lighting | Lithonia Lighting | IBG 4' 48000LM HEF WD L/LENS [All Voltages] 40K 70CRI [All Options] | Indoor Luminaires | High-Bay | High-Bay Luminaires for Commercial and Industrial Buildings | Premium | FALSE | [9 empty] | 42621 | Dimmable | Continuous Below 10 | Yes |  | 3.1 | 49892 | 187.07 | 266.7 | 20 | 0.9 | 4000 | 70
PNBK8W56 | Acuity Brands Lighting | Lithonia Lighting | IBG 4' 48000LM SEF FD L/LENS [All Voltages] 40K 70CRI [All Options] | Indoor Luminaires | High-Bay | High-Bay Luminaires for Commercial and Industrial Buildings | Premium | FALSE | [9 empty] | 42621 | Dimmable | Continuous Below 10 | Yes |  | 3.1 | 49672.7 | 166.35 | 298.6 | 20 | 0.9 | 4000 | 70
PEGSHY7F | Acuity Brands Lighting | Lithonia Lighting | IBG 4' 48000LM SEF GND AFL [All Voltages] 40K 70CRI [All Options] | Indoor Luminaires | High-Bay | High-Bay Luminaires for Commercial and Industrial Buildings | Premium | FALSE | [9 empty] | 42621 | Dimmable | Continuous Below 10 | Yes |  | 3.1 | 49498.62 | 165.77 | 298.6 | 20 | 0.9 | 4000 | 70
PSZGZTZ3 | Acuity Brands Lighting | Lithonia Lighting | IBG 4' 48000LM HEF FD L/LENS [All Voltages] 40K 70CRI [All Options] | Indoor Luminaires | High-Bay | High-Bay Luminaires for Commercial and Industrial Buildings | Premium | FALSE | [9 empty] | 42621 | Dimmable | Continuous Below 10 | Yes |  | 3.1 | 49269.17 | 184.74 | 266.7 | 20 | 0.9 | 4000 | 70
PQRZ8YV6 | Acuity Brands Lighting | Lithonia Lighting | IBG 4' 48000LM HEF GND AFL [All Voltages] 40K 70CRI [All Options] | Indoor Luminaires | High-Bay | High-Bay Luminaires for Commercial and Industrial Buildings | Premium | FALSE | [9 empty] | 42621 | Dimmable | Continuous Below 10 | Yes |  | 3.1 | 49096.5 | 184.09 | 266.7 | 20 | 0.9 | 4000 | 70
P1HUX5TW | Acuity Brands Lighting | Lithonia Lighting | IBG 4' 48000LM SEF ND L/LENS [All Voltages] 40K 70CRI [All Options] | Indoor Luminaires | High-Bay | High-Bay Luminaires for Commercial and Industrial Buildings | Premium | FALSE | [9 empty] | 42621 | Dimmable | Continuous Below 10 | Yes |  | 3.1 | 48211.66 | 161.46 | 298.6 | 20 | 0.9 | 4000 | 70
PVEMQRW1 | Acuity Brands Lighting | Lithonia Lighting | IBG 4' 48000LM SEF WD ACL [All Voltages] 40K 70CRI [All Options] | Indoor Luminaires | High-Bay | High-Bay Luminaires for Commercial and Industrial Buildings | Premium | FALSE | [9 empty] | 42621 | Dimmable | Continuous Below 10 | Yes |  | 3.1 | 48131.72 | 161.19 | 298.6 | 20 | 0.9 | 4000 | 70
PSPUS8QZ | Acuity Brands Lighting | Lithonia Lighting | IBG 4' 48000LM SEF FD ACL [All Voltages] 40K 70CRI [All Options] | Indoor Luminaires | High-Bay | High-Bay Luminaires for Commercial and Industrial Buildings | Premium | FALSE | [9 empty] | 42621 | Dimmable | Continuous Below 10 | Yes |  | 3.1 | 47997.61 | 160.74 | 298.6 | 20 | 0.9 | 4000 | 70
PQWY3D62 | Acuity Brands Lighting | Lithonia Lighting | IBG 4' 48000LM HEF ND L/LENS [All Voltages] 40K 70CRI [All Options] | Indoor Luminaires | High-Bay | High-Bay Luminaires for Commercial and Industrial Buildings | Premium | FALSE | [9 empty] | 42621 | Dimmable | Continuous Below 10 | Yes |  | 3.1 | 47819.99 | 179.3 | 266.7 | 20 | 0.9 | 4000 | 70
PKDZSV2K | Acuity Brands Lighting | Lithonia Lighting | IBG 4' 48000LM HEF WD ACL [All Voltages] 40K 70CRI [All Options] | Indoor Luminaires | High-Bay | High-Bay Luminaires for Commercial and Industrial Buildings | Premium | FALSE | [9 empty] | 42621 | Dimmable | Continuous Below 10 | Yes |  | 3.1 | 47740.71 | 179.01 | 266.7 | 20 | 0.9 | 4000 | 70
P9CP7ZN1 | Acuity Brands Lighting | Lithonia Lighting | IBG 4' 48000LM HEF FD ACL [All Voltages] 40K 70CRI [All Options] | Indoor Luminaires | High-Bay | High-Bay Luminaires for Commercial and Industrial Buildings | Premium | FALSE | [9 empty] | 42621 | Dimmable | Continuous Below 10 | Yes |  | 3.1 | 47607.68 | 178.51 | 266.7 | 20 | 0.9 | 4000 | 70
PUGWRQ6A | Acuity Brands Lighting | Lithonia Lighting | IBG 4' 48000LM SEF FD AFL [All Voltages] 40K 70CRI [All Options] | Indoor Luminaires | High-Bay | High-Bay Luminaires for Commercial and Industrial Buildings | Premium | FALSE | [9 empty] | 42621 | Dimmable | Continuous Below 10 | Yes |  | 3.1 | 46855.42 | 156.92 | 298.6 | 20 | 0.9 | 4000 | 70
PBSGSXE9 | Acuity Brands Lighting | Lithonia Lighting | IBG 4' 48000LM SEF WD AFL [All Voltages] 40K 70CRI [All Options] | Indoor Luminaires | High-Bay | High-Bay Luminaires for Commercial and Industrial Buildings | Premium | FALSE | [9 empty] | 42621 | Dimmable | Continuous Below 10 | Yes |  | 3.1 | 46699.99 | 156.4 | 298.6 | 20 | 0.9 | 4000 | 70
PNWGRC98 | Acuity Brands Lighting | Lithonia Lighting | IBG 4' 48000LM SEF ND ACL [All Voltages] 40K 70CRI [All Options] | Indoor Luminaires | High-Bay | High-Bay Luminaires for Commercial and Industrial Buildings | Premium | FALSE | [9 empty] | 42621 | Dimmable | Continuous Below 10 | Yes |  | 3.1 | 46570.32 | 155.96 | 298.6 | 20 | 0.9 | 4000 | 70
PN78GHXS | Acuity Brands Lighting | Lithonia Lighting | IBG 4' 48000LM HEF FD AFL [All Voltages] 40K 70CRI [All Options] | Indoor Luminaires | High-Bay | High-Bay Luminaires for Commercial and Industrial Buildings | Premium | FALSE | [9 empty] | 42621 | Dimmable | Continuous Below 10 | Yes |  | 3.1 | 46474.78 | 174.26 | 266.7 | 20 | 0.9 | 4000 | 70
PBSDKD4U | Acuity Brands Lighting | Lithonia Lighting | IBG 4' 48000LM HEF WD AFL [All Voltages] 40K 70CRI [All Options] | Indoor Luminaires | High-Bay | High-Bay Luminaires for Commercial and Industrial Buildings | Premium | FALSE | [9 empty] | 42621 | Dimmable | Continuous Below 10 | Yes |  | 3.1 | 46320.61 | 173.68 | 266.7 | 20 | 0.9 | 4000 | 70
P65AJMBF | Acuity Brands Lighting | Lithonia Lighting | IBG 4' 48000LM HEF ND ACL [All Voltages] 40K 70CRI [All Options] | Indoor Luminaires | High-Bay | High-Bay Luminaires for Commercial and Industrial Buildings | Premium | FALSE | [9 empty] | 42621 | Dimmable | Continuous Below 10 | Yes |  | 3.1 | 46191.99 | 173.2 | 266.7 | 20 | 0.9 | 4000 | 70
PV3SXZS3 | Acuity Brands Lighting | Lithonia Lighting | IBG 4' 48000LM SEF ND AFL [All Voltages] 40K 70CRI [All Options] | Indoor Luminaires | High-Bay | High-Bay Luminaires for Commercial and Industrial Buildings | Premium | FALSE | [9 empty] | 42621 | Dimmable | Continuous Below 10 | Yes |  | 3.1 | 44668.75 | 149.59 | 298.6 | 20 | 0.9 | 4000 | 70
PA19NCFF | Acuity Brands Lighting | Lithonia Lighting | IBG 4' 48000LM HEF ND AFL [All Voltages] 40K 70CRI [All Options] | Indoor Luminaires | High-Bay | High-Bay Luminaires for Commercial and Industrial Buildings | Premium | FALSE | [9 empty] | 42621 | Dimmable | Continuous Below 10 | Yes |  | 3.1 | 44305.87 | 166.13 | 266.7 | 20 | 0.9 | 4000 | 70
P4S7DTJK | Acuity Brands Lighting | Lithonia Lighting | IBGN 4' 36000LM SEF GND L/LENS [All Voltages] 40K 70CRI [All Options] | Indoor Luminaires | High-Bay | High-Bay Luminaires for Commercial and Industrial Buildings | Premium | FALSE | [9 empty] | 42621 | Dimmable | Continuous Below 10 | Yes |  | 3.1 | 39859.99 | 166.08 | 240 | 20 | 0.9 | 4000 | 70
PSJP8T79 | Acuity Brands Lighting | Lithonia Lighting | IBG 4' 36000LM SEF GND L/LENS [All Voltages] 40K 70CRI [All Options] | Indoor Luminaires | High-Bay | High-Bay Luminaires for Commercial and Industrial Buildings | Premium | FALSE | [9 empty] | 42621 | Dimmable | Continuous Below 10 | Yes |  | 3.1 | 39799.62 | 175.17 | 227.2 | 20 | 0.9 | 4000 | 70
P39646YZ | Acuity Brands Lighting | Lithonia Lighting | IBG 4' 36000LM HEF GND L/LENS [All Voltages] 40K 70CRI [All Options] | Indoor Luminaires | High-Bay | High-Bay Luminaires for Commercial and Industrial Buildings | Premium | FALSE | [9 empty] | 42621 | Dimmable | Continuous Below 10 | Yes |  | 3.1 | 39799.62 | 175.17 | 227.2 | 20 | 0.9 | 4000 | 70
PETEZPUB | Acuity Brands Lighting | Lithonia Lighting | IBGN 4' 36000LM HEF GND L/LENS [All Voltages] 40K 70CRI [All Options] | Indoor Luminaires | High-Bay | High-Bay Luminaires for Commercial and Industrial Buildings | Premium | FALSE | [9 empty] | 42621 | Dimmable | Continuous Below 10 | Yes |  | 3.1 | 39109.76 | 192.66 | 203 | 20 | 0.9 | 4000 | 70
P7YH3AR1 | Acuity Brands Lighting | Lithonia Lighting | IBG 4' 36000LM HEF GND ACL [All Voltages] 40K 70CRI [All Options] | Indoor Luminaires | High-Bay | High-Bay Luminaires for Commercial and Industrial Buildings | Premium | FALSE | [9 empty] | 42621 | Dimmable | Continuous Below 10 | Yes |  | 3.1 | 38145.74 | 167.89 | 227.2 | 20 | 0.9 | 4000 | 70
PRQZT828 | Acuity Brands Lighting | Lithonia Lighting | IBG 4' 36000LM HEF WD L/LENS [All Voltages] 40K 70CRI [All Options] | Indoor Luminaires | High-Bay | High-Bay Luminaires for Commercial and Industrial Buildings | Premium | FALSE | [9 empty] | 42621 | Dimmable | Continuous Below 10 | Yes |  | 3.1 | 37511.22 | 165.1 | 227.2 | 20 | 0.9 | 4000 | 70
PRBARXA3 | Acuity Brands Lighting | Lithonia Lighting | IBG 4' 36000LM SEF WD L/LENS [All Voltages] 40K 70CRI [All Options] | Indoor Luminaires | High-Bay | High-Bay Luminaires for Commercial and Industrial Buildings | Premium | FALSE | [9 empty] | 42621 | Dimmable | Continuous Below 10 | Yes |  | 3.1 | 37511.22 | 165.1 | 227.2 | 20 | 0.9 | 4000 | 70
PQA8Q6FF | Acuity Brands Lighting | Lithonia Lighting | IBGN 4' 36000LM SEF FD L/LENS [All Voltages] 40K 70CRI [All Options] | Indoor Luminaires | High-Bay | High-Bay Luminaires for Commercial and Industrial Buildings | Premium | FALSE | [9 empty] | 42621 | Dimmable | Continuous Below 10 | Yes |  | 3.1 | 37099.13 | 154.58 | 240 | 20 | 0.9 | 4000 | 70
PV23QERD | Acuity Brands Lighting | Lithonia Lighting | IBG 4' 36000LM HEF FD L/LENS [All Voltages] 40K 70CRI [All Options] | Indoor Luminaires | High-Bay | High-Bay Luminaires for Commercial and Industrial Buildings | Premium | FALSE | [9 empty] | 42621 | Dimmable | Continuous Below 10 | Yes |  | 3.1 | 37042.94 | 163.04 | 227.2 | 20 | 0.9 | 4000 | 70
PH5GGEPR | Acuity Brands Lighting | Lithonia Lighting | IBGN 4' 36000LM SEF GND AFL [All Voltages] 40K 70CRI [All Options] | Indoor Luminaires | High-Bay | High-Bay Luminaires for Commercial and Industrial Buildings | Premium | FALSE | [9 empty] | 42621 | Dimmable | Continuous Below 10 | Yes |  | 3.1 | 36969.11 | 154.04 | 240 | 20 | 0.9 | 4000 | 70
PM5T7VXZ | Acuity Brands Lighting | Lithonia Lighting | IBG 4' 36000LM HEF GND AFL [All Voltages] 40K 70CRI [All Options] | Indoor Luminaires | High-Bay | High-Bay Luminaires for Commercial and Industrial Buildings | Premium | FALSE | [9 empty] | 42621 | Dimmable | Continuous Below 10 | Yes |  | 3.1 | 36913.12 | 162.47 | 227.2 | 20 | 0.9 | 4000 | 70
PDXUA2AZ | Acuity Brands Lighting | Lithonia Lighting | IBGN 4' 36000LM HEF FD L/LENS [All Voltages] 40K 70CRI [All Options] | Indoor Luminaires | High-Bay | High-Bay Luminaires for Commercial and Industrial Buildings | Premium | FALSE | [9 empty] | 42621 | Dimmable | Continuous Below 10 | Yes |  | 3.1 | 36400.86 | 179.31 | 203 | 20 | 0.9 | 4000 | 70
PYUJ2EAR | Acuity Brands Lighting | Lithonia Lighting | IBGN 4' 36000LM HEF GND AFL [All Voltages] 40K 70CRI [All Options] | Indoor Luminaires | High-Bay | High-Bay Luminaires for Commercial and Industrial Buildings | Premium | FALSE | [9 empty] | 42621 | Dimmable | Continuous Below 10 | Yes |  | 3.1 | 36273.29 | 178.69 | 203 | 20 | 0.9 | 4000 | 70
P777XGMT | Acuity Brands Lighting | Lithonia Lighting | IBGN 4' 36000LM SEF ND L/LENS [All Voltages] 40K 70CRI [All Options] | Indoor Luminaires | High-Bay | High-Bay Luminaires for Commercial and Industrial Buildings | Premium | FALSE | [9 empty] | 42621 | Dimmable | Continuous Below 10 | Yes |  | 3.1 | 36007.92 | 150.03 | 240 | 20 | 0.9 | 4000 | 70
PE9R4SZN | Acuity Brands Lighting | Lithonia Lighting | IBG 4' 36000LM HEF ND L/LENS [All Voltages] 40K 70CRI [All Options] | Indoor Luminaires | High-Bay | High-Bay Luminaires for Commercial and Industrial Buildings | Premium | FALSE | [9 empty] | 42621 | Dimmable | Continuous Below 10 | Yes |  | 3.1 | 35953.38 | 158.25 | 227.2 | 20 | 0.9 | 4000 | 70
PDCW28PM | Acuity Brands Lighting | Lithonia Lighting | IBG 4' 36000LM HEF WD ACL [All Voltages] 40K 70CRI [All Options] | Indoor Luminaires | High-Bay | High-Bay Luminaires for Commercial and Industrial Buildings | Premium | FALSE | [9 empty] | 42621 | Dimmable | Continuous Below 10 | Yes |  | 3.1 | 35893.77 | 157.98 | 227.2 | 20 | 0.9 | 4000 | 70
P86T6TDY | Acuity Brands Lighting | Lithonia Lighting | IBG 4' 36000LM SEF WD ACL [All Voltages] 40K 70CRI [All Options] | Indoor Luminaires | High-Bay | High-Bay Luminaires for Commercial and Industrial Buildings | Premium | FALSE | [9 empty] | 42621 | Dimmable | Continuous Below 10 | Yes |  | 3.1 | 35893.77 | 157.98 | 227.2 | 20 | 0.9 | 4000 | 70
P2CFKKNS | Acuity Brands Lighting | Lithonia Lighting | IBG 4' 36000LM HEF FD ACL [All Voltages] 40K 70CRI [All Options] | Indoor Luminaires | High-Bay | High-Bay Luminaires for Commercial and Industrial Buildings | Premium | FALSE | [9 empty] | 42621 | Dimmable | Continuous Below 10 | Yes |  | 3.1 | 35793.76 | 157.54 | 227.2 | 20 | 0.9 | 4000 | 70
P2JPV6Z5 | Acuity Brands Lighting | Lithonia Lighting | IBG 4' 36000LM SEF GND ACL [All Voltages] 40K 70CRI [All Options] | Indoor Luminaires | High-Bay | High-Bay Luminaires for Commercial and Industrial Buildings | Premium | FALSE | [9 empty] | 42621 | Dimmable | Continuous Below 10 | Yes |  | 3.1 | 35650.23 | 156.91 | 227.2 | 20 | 0.9 | 4000 | 70
PTFU9JPA | Acuity Brands Lighting | Lithonia Lighting | IBGN 4' 36000LM HEF ND L/LENS [All Voltages] 40K 70CRI [All Options] | Indoor Luminaires | High-Bay | High-Bay Luminaires for Commercial and Industrial Buildings | Premium | FALSE | [9 empty] | 42621 | Dimmable | Continuous Below 10 | Yes |  | 3.1 | 35330.19 | 174.04 | 203 | 20 | 0.9 | 4000 | 70
PZYYFCV4 | Acuity Brands Lighting | Lithonia Lighting | IBGN 4' 36000LM SEF FD AFL [All Voltages] 40K 70CRI [All Options] | Indoor Luminaires | High-Bay | High-Bay Luminaires for Commercial and Industrial Buildings | Premium | FALSE | [9 empty] | 42621 | Dimmable | Continuous Below 10 | Yes |  | 3.1 | 34994.99 | 145.81 | 240 | 20 | 0.9 | 4000 | 70
P611AJUH | Acuity Brands Lighting | Lithonia Lighting | IBG 4' 36000LM HEF FD AFL [All Voltages] 40K 70CRI [All Options] | Indoor Luminaires | High-Bay | High-Bay Luminaires for Commercial and Industrial Buildings | Premium | FALSE | [9 empty] | 42621 | Dimmable | Continuous Below 10 | Yes |  | 3.1 | 34941.98 | 153.79 | 227.2 | 20 | 0.9 | 4000 | 70
PMACGUZD | Acuity Brands Lighting | Lithonia Lighting | IBG 4' 36000LM SEF WD AFL [All Voltages] 40K 70CRI [All Options] | Indoor Luminaires | High-Bay | High-Bay Luminaires for Commercial and Industrial Buildings | Premium | FALSE | [9 empty] | 42621 | Dimmable | Continuous Below 10 | Yes |  | 3.1 | 34826.07 | 153.28 | 227.2 | 20 | 0.9 | 4000 | 70
P31GDQEN | Acuity Brands Lighting | Lithonia Lighting | IBG 4' 36000LM HEF WD AFL [All Voltages] 40K 70CRI [All Options] | Indoor Luminaires | High-Bay | High-Bay Luminaires for Commercial and Industrial Buildings | Premium | FALSE | [9 empty] | 42621 | Dimmable | Continuous Below 10 | Yes |  | 3.1 | 34826.07 | 153.28 | 227.2 | 20 | 0.9 | 4000 | 70
PEVXMCSU | Acuity Brands Lighting | Lithonia Lighting | IBG 4' 36000LM HEF ND ACL [All Voltages] 40K 70CRI [All Options] | Indoor Luminaires | High-Bay | High-Bay Luminaires for Commercial and Industrial Buildings | Premium | FALSE | [9 empty] | 42621 | Dimmable | Continuous Below 10 | Yes |  | 3.1 | 34729.37 | 152.86 | 227.2 | 20 | 0.9 | 4000 | 70
P7B5YYAB | Acuity Brands Lighting | Lithonia Lighting | IBG 4' 36000LM SEF FD L/LENS [All Voltages] 40K 70CRI [All Options] | Indoor Luminaires | High-Bay | High-Bay Luminaires for Commercial and Industrial Buildings | Premium | FALSE | [9 empty] | 42621 | Dimmable | Continuous Below 10 | Yes |  | 3.1 | 34619.57 | 152.37 | 227.2 | 20 | 0.9 | 4000 | 70
PBWKGPYP | Acuity Brands Lighting | Lithonia Lighting | IBG 4' 36000LM SEF GND AFL [All Voltages] 40K 70CRI [All Options] | Indoor Luminaires | High-Bay | High-Bay Luminaires for Commercial and Industrial Buildings | Premium | FALSE | [9 empty] | 42621 | Dimmable | Continuous Below 10 | Yes |  | 3.1 | 34498.24 | 151.84 | 227.2 | 20 | 0.9 | 4000 | 70
PGV8ADE5 | Acuity Brands Lighting | Lithonia Lighting | IBGN 4' 36000LM HEF FD AFL [All Voltages] 40K 70CRI [All Options] | Indoor Luminaires | High-Bay | High-Bay Luminaires for Commercial and Industrial Buildings | Premium | FALSE | [9 empty] | 42621 | Dimmable | Continuous Below 10 | Yes |  | 3.1 | 34336.32 | 169.14 | 203 | 20 | 0.9 | 4000 | 70
P1RGUAST | Acuity Brands Lighting | Lithonia Lighting | IBG 4' 36000LM SEF ND L/LENS [All Voltages] 40K 70CRI [All Options] | Indoor Luminaires | High-Bay | High-Bay Luminaires for Commercial and Industrial Buildings | Premium | FALSE | [9 empty] | 42621 | Dimmable | Continuous Below 10 | Yes |  | 3.1 | 33601.29 | 147.89 | 227.2 | 20 | 0.9 | 4000 | 70
P9YTEYE1 | Acuity Brands Lighting | Lithonia Lighting | IBG 4' 36000LM SEF FD ACL [All Voltages] 40K 70CRI [All Options] | Indoor Luminaires | High-Bay | High-Bay Luminaires for Commercial and Industrial Buildings | Premium | FALSE | [9 empty] | 42621 | Dimmable | Continuous Below 10 | Yes |  | 3.1 | 33452.11 | 147.24 | 227.2 | 20 | 0.9 | 4000 | 70
PBV8S3ZU | Acuity Brands Lighting | Lithonia Lighting | IBGN 4' 36000LM SEF ND AFL [All Voltages] 40K 70CRI [All Options] | Indoor Luminaires | High-Bay | High-Bay Luminaires for Commercial and Industrial Buildings | Premium | FALSE | [9 empty] | 42621 | Dimmable | Continuous Below 10 | Yes |  | 3.1 | 33361.82 | 139.01 | 240 | 20 | 0.9 | 4000 | 70
PY2FNFCB | Acuity Brands Lighting | Lithonia Lighting | IBG 4' 36000LM HEF ND AFL [All Voltages] 40K 70CRI [All Options] | Indoor Luminaires | High-Bay | High-Bay Luminaires for Commercial and Industrial Buildings | Premium | FALSE | [9 empty] | 42621 | Dimmable | Continuous Below 10 | Yes |  | 3.1 | 33311.29 | 146.62 | 227.2 | 20 | 0.9 | 4000 | 70
PRZHMQR5 | Acuity Brands Lighting | Lithonia Lighting | IBGN 4' 30000LM SEF GND L/LENS [All Voltages] 40K 70CRI [All Options] | Indoor Luminaires | High-Bay | High-Bay Luminaires for Commercial and Industrial Buildings | Premium | FALSE | [9 empty] | 42621 | Dimmable | Continuous Below 10 | Yes |  | 3.1 | 33249.98 | 172.01 | 193.3 | 20 | 0.9 | 4000 | 70
PA4CTXXE | Acuity Brands Lighting | Lithonia Lighting | IBG 2' 30000LM HEF GND L/LENS [All Voltages] 40K 70CRI [All Options] | Indoor Luminaires | High-Bay | High-Bay Luminaires for Commercial and Industrial Buildings | Premium | FALSE | [9 empty] | 42621 | Dimmable | Continuous Below 10 | Yes |  | 3.1 | 33133.18 | 195.13 | 169.8 | 20 | 0.9 | 4000 | 70
PD31V5ET | Acuity Brands Lighting | Lithonia Lighting | IBGN 4' 30000LM HEF GND L/LENS [All Voltages] 40K 70CRI [All Options] | Indoor Luminaires | High-Bay | High-Bay Luminaires for Commercial and Industrial Buildings | Premium | FALSE | [9 empty] | 42621 | Dimmable | Continuous Below 10 | Yes |  | 3.1 | 33039.67 | 183.55 | 180 | 20 | 0.9 | 4000 | 70
PPAWB6PK | Acuity Brands Lighting | Lithonia Lighting | IBGN 4' 36000LM HEF ND AFL [All Voltages] 40K 70CRI [All Options] | Indoor Luminaires | High-Bay | High-Bay Luminaires for Commercial and Industrial Buildings | Premium | FALSE | [9 empty] | 42621 | Dimmable | Continuous Below 10 | Yes |  | 3.1 | 32733.89 | 161.25 | 203 | 20 | 0.9 | 4000 | 70
PK5G629S | Acuity Brands Lighting | Lithonia Lighting | IBG 4' 36000LM SEF FD AFL [All Voltages] 40K 70CRI [All Options] | Indoor Luminaires | High-Bay | High-Bay Luminaires for Commercial and Industrial Buildings | Premium | FALSE | [9 empty] | 42621 | Dimmable | Continuous Below 10 | Yes |  | 3.1 | 32656.06 | 143.73 | 227.2 | 20 | 0.9 | 4000 | 70
PVQ58PEX | Acuity Brands Lighting | Lithonia Lighting | IBG 4' 36000LM SEF ND ACL [All Voltages] 40K 70CRI [All Options] | Indoor Luminaires | High-Bay | High-Bay Luminaires for Commercial and Industrial Buildings | Premium | FALSE | [9 empty] | 42621 | Dimmable | Continuous Below 10 | Yes |  | 3.1 | 32457.35 | 142.86 | 227.2 | 20 | 0.9 | 4000 | 70
PDUXP2C9 | Acuity Brands Lighting | Lithonia Lighting | IBG 2' 30000LM HEF GND ACL [All Voltages] 40K 70CRI [All Options] | Indoor Luminaires | High-Bay | High-Bay Luminaires for Commercial and Industrial Buildings | Premium | FALSE | [9 empty] | 42621 | Dimmable | Continuous Below 10 | Yes |  | 3.1 | 31756.33 | 187.02 | 169.8 | 20 | 0.9 | 4000 | 70
PXYAVRN4 | Acuity Brands Lighting | Lithonia Lighting | IBG 2' 30000LM SEF GND L/LENS [All Voltages] 40K 70CRI [All Options] | Indoor Luminaires | High-Bay | High-Bay Luminaires for Commercial and Industrial Buildings | Premium | FALSE | [9 empty] | 42621 | Dimmable | Continuous Below 10 | Yes |  | 3.1 | 31743.52 | 170.57 | 186.1 | 20 | 0.9 | 4000 | 70
PGMCK4C3 | Acuity Brands Lighting | Lithonia Lighting | IBG 2' 30000LM HEF WD L/LENS [All Voltages] 40K 70CRI [All Options] | Indoor Luminaires | High-Bay | High-Bay Luminaires for Commercial and Industrial Buildings | Premium | FALSE | [9 empty] | 42621 | Dimmable | Continuous Below 10 | Yes |  | 3.1 | 31228.09 | 183.91 | 169.8 | 20 | 0.9 | 4000 | 70
PJREXHK5 | Acuity Brands Lighting | Lithonia Lighting | IBG 4' 36000LM SEF ND AFL [All Voltages] 40K 70CRI [All Options] | Indoor Luminaires | High-Bay | High-Bay Luminaires for Commercial and Industrial Buildings | Premium | FALSE | [9 empty] | 42621 | Dimmable | Continuous Below 10 | Yes |  | 3.1 | 31132.05 | 137.02 | 227.2 | 20 | 0.9 | 4000 | 70
P2PWD9Z3 | Acuity Brands Lighting | Lithonia Lighting | IBGN 4' 30000LM SEF FD L/LENS [All Voltages] 40K 70CRI [All Options] | Indoor Luminaires | High-Bay | High-Bay Luminaires for Commercial and Industrial Buildings | Premium | FALSE | [9 empty] | 42621 | Dimmable | Continuous Below 10 | Yes |  | 3.1 | 30946.96 | 160.1 | 193.3 | 20 | 0.9 | 4000 | 70
PTH3D7G3 | Acuity Brands Lighting | Lithonia Lighting | IBGN 4' 30000LM SEF GND AFL [All Voltages] 40K 70CRI [All Options] | Indoor Luminaires | High-Bay | High-Bay Luminaires for Commercial and Industrial Buildings | Premium | FALSE | [9 empty] | 42621 | Dimmable | Continuous Below 10 | Yes |  | 3.1 | 30838.5 | 159.54 | 193.3 | 20 | 0.9 | 4000 | 70
PXH2PCRY | Acuity Brands Lighting | Lithonia Lighting | IBG 2' 30000LM HEF FD L/LENS [All Voltages] 40K 70CRI [All Options] | Indoor Luminaires | High-Bay | High-Bay Luminaires for Commercial and Industrial Buildings | Premium | FALSE | [9 empty] | 42621 | Dimmable | Continuous Below 10 | Yes |  | 3.1 | 30838.25 | 181.62 | 169.8 | 20 | 0.9 | 4000 | 70
PJSXJ6Y8 | Acuity Brands Lighting | Lithonia Lighting | IBGN 4' 30000LM HEF FD L/LENS [All Voltages] 40K 70CRI [All Options] | Indoor Luminaires | High-Bay | High-Bay Luminaires for Commercial and Industrial Buildings | Premium | FALSE | [9 empty] | 42621 | Dimmable | Continuous Below 10 | Yes |  | 3.1 | 30751.22 | 170.84 | 180 | 20 | 0.9 | 4000 | 70
P5CYT4FF | Acuity Brands Lighting | Lithonia Lighting | IBG 2' 30000LM HEF GND AFL [All Voltages] 40K 70CRI [All Options] | Indoor Luminaires | High-Bay | High-Bay Luminaires for Commercial and Industrial Buildings | Premium | FALSE | [9 empty] | 42621 | Dimmable | Continuous Below 10 | Yes |  | 3.1 | 30730.17 | 180.98 | 169.8 | 20 | 0.9 | 4000 | 70
PS9BKYGH | Acuity Brands Lighting | Lithonia Lighting | IBGN 4' 30000LM HEF GND AFL [All Voltages] 40K 70CRI [All Options] | Indoor Luminaires | High-Bay | High-Bay Luminaires for Commercial and Industrial Buildings | Premium | FALSE | [9 empty] | 42621 | Dimmable | Continuous Below 10 | Yes |  | 3.1 | 30643.45 | 170.24 | 180 | 20 | 0.9 | 4000 | 70
PN7QFMSK | Acuity Brands Lighting | Lithonia Lighting | IBG 2' 30000LM SEF GND ACL [All Voltages] 40K 70CRI [All Options] | Indoor Luminaires | High-Bay | High-Bay Luminaires for Commercial and Industrial Buildings | Premium | FALSE | [9 empty] | 42621 | Dimmable | Continuous Below 10 | Yes |  | 3.1 | 30424.41 | 163.48 | 186.1 | 20 | 0.9 | 4000 | 70
P5AZEJ52 | Acuity Brands Lighting | Lithonia Lighting | IBGN 4' 30000LM SEF ND L/LENS [All Voltages] 40K 70CRI [All Options] | Indoor Luminaires | High-Bay | High-Bay Luminaires for Commercial and Industrial Buildings | Premium | FALSE | [9 empty] | 42621 | Dimmable | Continuous Below 10 | Yes |  | 3.1 | 30036.7 | 155.39 | 193.3 | 20 | 0.9 | 4000 | 70
P51F5V7N | Acuity Brands Lighting | Lithonia Lighting | IBG 2' 30000LM HEF ND L/LENS [All Voltages] 40K 70CRI [All Options] | Indoor Luminaires | High-Bay | High-Bay Luminaires for Commercial and Industrial Buildings | Premium | FALSE | [9 empty] | 42621 | Dimmable | Continuous Below 10 | Yes |  | 3.1 | 29931.19 | 176.27 | 169.8 | 20 | 0.9 | 4000 | 70
PBXZF1T1 | Acuity Brands Lighting | Lithonia Lighting | IBG 2' 30000LM SEF WD L/LENS [All Voltages] 40K 70CRI [All Options] | Indoor Luminaires | High-Bay | High-Bay Luminaires for Commercial and Industrial Buildings | Premium | FALSE | [9 empty] | 42621 | Dimmable | Continuous Below 10 | Yes |  | 3.1 | 29918.33 | 160.76 | 186.1 | 20 | 0.9 | 4000 | 70
PAQRKDGJ | Acuity Brands Lighting | Lithonia Lighting | IBG 2' 30000LM HEF WD ACL [All Voltages] 40K 70CRI [All Options] | Indoor Luminaires | High-Bay | High-Bay Luminaires for Commercial and Industrial Buildings | Premium | FALSE | [9 empty] | 42621 | Dimmable | Continuous Below 10 | Yes |  | 3.1 | 29881.56 | 175.98 | 169.8 | 20 | 0.9 | 4000 | 70
PW4ZED3N | Acuity Brands Lighting | Lithonia Lighting | IBGN 4' 30000LM HEF ND L/LENS [All Voltages] 40K 70CRI [All Options] | Indoor Luminaires | High-Bay | High-Bay Luminaires for Commercial and Industrial Buildings | Premium | FALSE | [9 empty] | 42621 | Dimmable | Continuous Below 10 | Yes |  | 3.1 | 29846.72 | 165.82 | 180 | 20 | 0.9 | 4000 | 70
PADDM4UV | Acuity Brands Lighting | Lithonia Lighting | IBG 2' 30000LM HEF FD ACL [All Voltages] 40K 70CRI [All Options] | Indoor Luminaires | High-Bay | High-Bay Luminaires for Commercial and Industrial Buildings | Premium | FALSE | [9 empty] | 42621 | Dimmable | Continuous Below 10 | Yes |  | 3.1 | 29798.3 | 175.49 | 169.8 | 20 | 0.9 | 4000 | 70
PREGPNCX | Acuity Brands Lighting | Lithonia Lighting | IBG 2' 30000LM SEF FD L/LENS [All Voltages] 40K 70CRI [All Options] | Indoor Luminaires | High-Bay | High-Bay Luminaires for Commercial and Industrial Buildings | Premium | FALSE | [9 empty] | 42621 | Dimmable | Continuous Below 10 | Yes |  | 3.1 | 29544.83 | 158.76 | 186.1 | 20 | 0.9 | 4000 | 70
PH3YYMVJ | Acuity Brands Lighting | Lithonia Lighting | IBG 2' 30000LM SEF GND AFL [All Voltages] 40K 70CRI [All Options] | Indoor Luminaires | High-Bay | High-Bay Luminaires for Commercial and Industrial Buildings | Premium | FALSE | [9 empty] | 42621 | Dimmable | Continuous Below 10 | Yes |  | 3.1 | 29441.29 | 158.2 | 186.1 | 20 | 0.9 | 4000 | 70
PNS3G4X5 | Acuity Brands Lighting | Lithonia Lighting | IBGN 4' 30000LM SEF FD AFL [All Voltages] 40K 70CRI [All Options] | Indoor Luminaires | High-Bay | High-Bay Luminaires for Commercial and Industrial Buildings | Premium | FALSE | [9 empty] | 42621 | Dimmable | Continuous Below 10 | Yes |  | 3.1 | 29191.75 | 151.02 | 193.3 | 20 | 0.9 | 4000 | 70
PP578SJQ | Acuity Brands Lighting | Lithonia Lighting | IBG 2' 30000LM HEF FD AFL [All Voltages] 40K 70CRI [All Options] | Indoor Luminaires | High-Bay | High-Bay Luminaires for Commercial and Industrial Buildings | Premium | FALSE | [9 empty] | 42621 | Dimmable | Continuous Below 10 | Yes |  | 3.1 | 29089.2 | 171.31 | 169.8 | 20 | 0.9 | 4000 | 70
PZT4YV78 | Acuity Brands Lighting | Lithonia Lighting | IBGN 4' 30000LM HEF FD AFL [All Voltages] 40K 70CRI [All Options] | Indoor Luminaires | High-Bay | High-Bay Luminaires for Commercial and Industrial Buildings | Premium | FALSE | [9 empty] | 42621 | Dimmable | Continuous Below 10 | Yes |  | 3.1 | 29007.11 | 161.15 | 180 | 20 | 0.9 | 4000 | 70
PZ9ZR8RH | Acuity Brands Lighting | Lithonia Lighting | IBG 2' 30000LM HEF WD AFL [All Voltages] 40K 70CRI [All Options] | Indoor Luminaires | High-Bay | High-Bay Luminaires for Commercial and Industrial Buildings | Premium | FALSE | [9 empty] | 42621 | Dimmable | Continuous Below 10 | Yes |  | 3.1 | 28992.7 | 170.75 | 169.8 | 20 | 0.9 | 4000 | 70
PF44K25P | Acuity Brands Lighting | Lithonia Lighting | IBG 2' 30000LM HEF ND ACL [All Voltages] 40K 70CRI [All Options] | Indoor Luminaires | High-Bay | High-Bay Luminaires for Commercial and Industrial Buildings | Premium | FALSE | [9 empty] | 42621 | Dimmable | Continuous Below 10 | Yes |  | 3.1 | 28912.2 | 170.27 | 169.8 | 20 | 0.9 | 4000 | 70
PNX1UCHJ | Acuity Brands Lighting | Lithonia Lighting | IBG 2' 30000LM SEF ND L/LENS [All Voltages] 40K 70CRI [All Options] | Indoor Luminaires | High-Bay | High-Bay Luminaires for Commercial and Industrial Buildings | Premium | FALSE | [9 empty] | 42621 | Dimmable | Continuous Below 10 | Yes |  | 3.1 | 28675.82 | 154.09 | 186.1 | 20 | 0.9 | 4000 | 70
PG3X4ZQC | Acuity Brands Lighting | Lithonia Lighting | IBG 2' 30000LM SEF WD ACL [All Voltages] 40K 70CRI [All Options] | Indoor Luminaires | High-Bay | High-Bay Luminaires for Commercial and Industrial Buildings | Premium | FALSE | [9 empty] | 42621 | Dimmable | Continuous Below 10 | Yes |  | 3.1 | 28628.28 | 153.83 | 186.1 | 20 | 0.9 | 4000 | 70
P6MR3VV6 | Acuity Brands Lighting | Lithonia Lighting | IBG 2' 30000LM SEF FD ACL [All Voltages] 40K 70CRI [All Options] | Indoor Luminaires | High-Bay | High-Bay Luminaires for Commercial and Industrial Buildings | Premium | FALSE | [9 empty] | 42621 | Dimmable | Continuous Below 10 | Yes |  | 3.1 | 28548.51 | 153.4 | 186.1 | 20 | 0.9 | 4000 | 70
PB4XU6NR | Acuity Brands Lighting | Lithonia Lighting | IBG 2' 30000LM SEF FD AFL [All Voltages] 40K 70CRI [All Options] | Indoor Luminaires | High-Bay | High-Bay Luminaires for Commercial and Industrial Buildings | Premium | FALSE | [9 empty] | 42621 | Dimmable | Continuous Below 10 | Yes |  | 3.1 | 27869.15 | 149.75 | 186.1 | 20 | 0.9 | 4000 | 70
PZYQJAR3 | Acuity Brands Lighting | Lithonia Lighting | IBGN 4' 30000LM SEF ND AFL [All Voltages] 40K 70CRI [All Options] | Indoor Luminaires | High-Bay | High-Bay Luminaires for Commercial and Industrial Buildings | Premium | FALSE | [9 empty] | 42621 | Dimmable | Continuous Below 10 | Yes |  | 3.1 | 27829.41 | 143.97 | 193.3 | 20 | 0.9 | 4000 | 70
P4986V48 | Acuity Brands Lighting | Lithonia Lighting | IBG 2' 30000LM SEF WD AFL [All Voltages] 40K 70CRI [All Options] | Indoor Luminaires | High-Bay | High-Bay Luminaires for Commercial and Industrial Buildings | Premium | FALSE | [9 empty] | 42621 | Dimmable | Continuous Below 10 | Yes |  | 3.1 | 27776.7 | 149.26 | 186.1 | 20 | 0.9 | 4000 | 70
PZKDWN7G | Acuity Brands Lighting | Lithonia Lighting | IBG 2' 30000LM HEF ND AFL [All Voltages] 40K 70CRI [All Options] | Indoor Luminaires | High-Bay | High-Bay Luminaires for Commercial and Industrial Buildings | Premium | FALSE | [9 empty] | 42621 | Dimmable | Continuous Below 10 | Yes |  | 3.1 | 27731.65 | 163.32 | 169.8 | 20 | 0.9 | 4000 | 70
PRYA4HPJ | Acuity Brands Lighting | Lithonia Lighting | IBG 2' 30000LM SEF ND ACL [All Voltages] 40K 70CRI [All Options] | Indoor Luminaires | High-Bay | High-Bay Luminaires for Commercial and Industrial Buildings | Premium | FALSE | [9 empty] | 42621 | Dimmable | Continuous Below 10 | Yes |  | 3.1 | 27699.57 | 148.84 | 186.1 | 20 | 0.9 | 4000 | 70
PHBNDNNT | Acuity Brands Lighting | Lithonia Lighting | IBGN 4' 30000LM HEF ND AFL [All Voltages] 40K 70CRI [All Options] | Indoor Luminaires | High-Bay | High-Bay Luminaires for Commercial and Industrial Buildings | Premium | FALSE | [9 empty] | 42621 | Dimmable | Continuous Below 10 | Yes |  | 3.1 | 27653.39 | 153.63 | 180 | 20 | 0.9 | 4000 | 70
P3NZESNV | Acuity Brands Lighting | Lithonia Lighting | IBGN 4' 24000LM HEF GND L/LENS [All Voltages] 40K 70CRI [All Options] | Indoor Luminaires | High-Bay | High-Bay Luminaires for Commercial and Industrial Buildings | Premium | FALSE | [9 empty] | 42621 | Dimmable | Continuous Below 10 | Yes |  | 3.1 | 27023.78 | 180.16 | 150 | 20 | 0.9 | 4000 | 70
PAYCEUFS | Acuity Brands Lighting | Lithonia Lighting | IBG 2' 24000LM SEF GND L/LENS [All Voltages] 40K 70CRI [All Options] | Indoor Luminaires | High-Bay | High-Bay Luminaires for Commercial and Industrial Buildings | Premium | FALSE | [9 empty] | 42621 | Dimmable | Continuous Below 10 | Yes |  | 3.1 | 26700.22 | 177.82 | 150.15 | 20 | 0.9 | 4000 | 70
PJJ24VR5 | Acuity Brands Lighting | Lithonia Lighting | IBG 2' 30000LM SEF ND AFL [All Voltages] 40K 70CRI [All Options] | Indoor Luminaires | High-Bay | High-Bay Luminaires for Commercial and Industrial Buildings | Premium | FALSE | [9 empty] | 42621 | Dimmable | Continuous Below 10 | Yes |  | 3.1 | 26568.53 | 142.76 | 186.1 | 20 | 0.9 | 4000 | 70
PYZUBMHZ | Acuity Brands Lighting | Lithonia Lighting | IBG 2' 24000LM HEF GND L/LENS [All Voltages] 40K 70CRI [All Options] | Indoor Luminaires | High-Bay | High-Bay Luminaires for Commercial and Industrial Buildings | Premium | FALSE | [9 empty] | 42621 | Dimmable | Continuous Below 10 | Yes |  | 3.1 | 26451.27 | 200.84 | 131.7 | 20 | 0.9 | 4000 | 70
PBT5TZ6Y | Acuity Brands Lighting | Lithonia Lighting | IBGN 4' 24000LM SEF GND L/LENS [All Voltages] 40K 70CRI [All Options] | Indoor Luminaires | High-Bay | High-Bay Luminaires for Commercial and Industrial Buildings | Premium | FALSE | [9 empty] | 42621 | Dimmable | Continuous Below 10 | Yes |  | 3.1 | 26383.55 | 155.2 | 170 | 20 | 0.9 | 4000 | 70
PWTS5GVG | Acuity Brands Lighting | Lithonia Lighting | IBG 2' 24000LM SEF GND ACL [All Voltages] 40K 70CRI [All Options] | Indoor Luminaires | High-Bay | High-Bay Luminaires for Commercial and Industrial Buildings | Premium | FALSE | [9 empty] | 42621 | Dimmable | Continuous Below 10 | Yes |  | 3.1 | 25590.69 | 170.43 | 150.15 | 20 | 0.9 | 4000 | 70
PV3K6KTG | Acuity Brands Lighting | Lithonia Lighting | IBG 2' 24000LM HEF GND ACL [All Voltages] 40K 70CRI [All Options] | Indoor Luminaires | High-Bay | High-Bay Luminaires for Commercial and Industrial Buildings | Premium | FALSE | [9 empty] | 42621 | Dimmable | Continuous Below 10 | Yes |  | 3.1 | 25352.08 | 192.5 | 131.7 | 20 | 0.9 | 4000 | 70
P54VV9Z9 | Acuity Brands Lighting | Lithonia Lighting | IBG 2' 24000LM SEF WD L/LENS [All Voltages] 40K 70CRI [All Options] | Indoor Luminaires | High-Bay | High-Bay Luminaires for Commercial and Industrial Buildings | Premium | FALSE | [9 empty] | 42621 | Dimmable | Continuous Below 10 | Yes |  | 3.1 | 25165.01 | 167.6 | 150.15 | 20 | 0.9 | 4000 | 70
P2EJ2QMF | Acuity Brands Lighting | Lithonia Lighting | IBGN 4' 24000LM HEF FD L/LENS [All Voltages] 40K 70CRI [All Options] | Indoor Luminaires | High-Bay | High-Bay Luminaires for Commercial and Industrial Buildings | Premium | FALSE | [9 empty] | 42621 | Dimmable | Continuous Below 10 | Yes |  | 3.1 | 25152.01 | 167.68 | 150 | 20 | 0.9 | 4000 | 70
PHRFCGR2 | Acuity Brands Lighting | Lithonia Lighting | IBGN 4' 24000LM HEF GND AFL [All Voltages] 40K 70CRI [All Options] | Indoor Luminaires | High-Bay | High-Bay Luminaires for Commercial and Industrial Buildings | Premium | FALSE | [9 empty] | 42621 | Dimmable | Continuous Below 10 | Yes |  | 3.1 | 25063.86 | 167.09 | 150 | 20 | 0.9 | 4000 | 70
PX3XVCA5 | Acuity Brands Lighting | Lithonia Lighting | IBG 2' 24000LM HEF WD L/LENS [All Voltages] 40K 70CRI [All Options] | Indoor Luminaires | High-Bay | High-Bay Luminaires for Commercial and Industrial Buildings | Premium | FALSE | [9 empty] | 42621 | Dimmable | Continuous Below 10 | Yes |  | 3.1 | 24930.37 | 189.3 | 131.7 | 20 | 0.9 | 4000 | 70
P762GV2B | Acuity Brands Lighting | Lithonia Lighting | IBGN 4' 24000LM SEF WD L/LENS [All Voltages] 40K 70CRI [All Options] | Indoor Luminaires | High-Bay | High-Bay Luminaires for Commercial and Industrial Buildings | Premium | FALSE | [9 empty] | 42621 | Dimmable | Continuous Below 10 | Yes |  | 3.1 | 24866.55 | 146.27 | 170 | 20 | 0.9 | 4000 | 70
PK7VGGJZ | Acuity Brands Lighting | Lithonia Lighting | IBG 2' 24000LM SEF FD L/LENS [All Voltages] 40K 70CRI [All Options] | Indoor Luminaires | High-Bay | High-Bay Luminaires for Commercial and Industrial Buildings | Premium | FALSE | [9 empty] | 42621 | Dimmable | Continuous Below 10 | Yes |  | 3.1 | 24850.85 | 165.51 | 150.15 | 20 | 0.9 | 4000 | 70
PDZHDNDS | Acuity Brands Lighting | Lithonia Lighting | IBG 2' 24000LM SEF GND AFL [All Voltages] 40K 70CRI [All Options] | Indoor Luminaires | High-Bay | High-Bay Luminaires for Commercial and Industrial Buildings | Premium | FALSE | [9 empty] | 42621 | Dimmable | Continuous Below 10 | Yes |  | 3.1 | 24763.76 | 164.93 | 150.15 | 20 | 0.9 | 4000 | 70
PUGGHMUJ | Acuity Brands Lighting | Lithonia Lighting | IBG 2' 24000LM HEF FD L/LENS [All Voltages] 40K 70CRI [All Options] | Indoor Luminaires | High-Bay | High-Bay Luminaires for Commercial and Industrial Buildings | Premium | FALSE | [9 empty] | 42621 | Dimmable | Continuous Below 10 | Yes |  | 3.1 | 24619.15 | 186.93 | 131.7 | 20 | 0.9 | 4000 | 70
PY8449VV | Acuity Brands Lighting | Lithonia Lighting | IBGN 4' 24000LM SEF FD L/LENS [All Voltages] 40K 70CRI [All Options] | Indoor Luminaires | High-Bay | High-Bay Luminaires for Commercial and Industrial Buildings | Premium | FALSE | [9 empty] | 42621 | Dimmable | Continuous Below 10 | Yes |  | 3.1 | 24556.12 | 144.45 | 170 | 20 | 0.9 | 4000 | 70
PAZ4HKPV | Acuity Brands Lighting | Lithonia Lighting | IBG 2' 24000LM HEF GND AFL [All Voltages] 40K 70CRI [All Options] | Indoor Luminaires | High-Bay | High-Bay Luminaires for Commercial and Industrial Buildings | Premium | FALSE | [9 empty] | 42621 | Dimmable | Continuous Below 10 | Yes |  | 3.1 | 24532.87 | 186.28 | 131.7 | 20 | 0.9 | 4000 | 70
P8RGH2S2 | Acuity Brands Lighting | Lithonia Lighting | IBGN 4' 24000LM SEF GND AFL [All Voltages] 40K 70CRI [All Options] | Indoor Luminaires | High-Bay | High-Bay Luminaires for Commercial and Industrial Buildings | Premium | FALSE | [9 empty] | 42621 | Dimmable | Continuous Below 10 | Yes |  | 3.1 | 24470.06 | 143.94 | 170 | 20 | 0.9 | 4000 | 70
P3GSK6P7 | Acuity Brands Lighting | Lithonia Lighting | IBGN 4' 24000LM HEF ND L/LENS [All Voltages] 40K 70CRI [All Options] | Indoor Luminaires | High-Bay | High-Bay Luminaires for Commercial and Industrial Buildings | Premium | FALSE | [9 empty] | 42621 | Dimmable | Continuous Below 10 | Yes |  | 3.1 | 24412.21 | 162.75 | 150 | 20 | 0.9 | 4000 | 70
PMW21CNE | Acuity Brands Lighting | Lithonia Lighting | IBG 2' 24000LM SEF ND L/LENS [All Voltages] 40K 70CRI [All Options] | Indoor Luminaires | High-Bay | High-Bay Luminaires for Commercial and Industrial Buildings | Premium | FALSE | [9 empty] | 42621 | Dimmable | Continuous Below 10 | Yes |  | 3.1 | 24119.91 | 160.64 | 150.15 | 20 | 0.9 | 4000 | 70
PC3S2J7P | Acuity Brands Lighting | Lithonia Lighting | IBG 2' 24000LM SEF WD ACL [All Voltages] 40K 70CRI [All Options] | Indoor Luminaires | High-Bay | High-Bay Luminaires for Commercial and Industrial Buildings | Premium | FALSE | [9 empty] | 42621 | Dimmable | Continuous Below 10 | Yes |  | 3.1 | 24079.92 | 160.37 | 150.15 | 20 | 0.9 | 4000 | 70
PXKBKEZ3 | Acuity Brands Lighting | Lithonia Lighting | IBG 2' 24000LM SEF FD ACL [All Voltages] 40K 70CRI [All Options] | Indoor Luminaires | High-Bay | High-Bay Luminaires for Commercial and Industrial Buildings | Premium | FALSE | [9 empty] | 42621 | Dimmable | Continuous Below 10 | Yes |  | 3.1 | 24012.82 | 159.93 | 150.15 | 20 | 0.9 | 4000 | 70
P48SRE9X | Acuity Brands Lighting | Lithonia Lighting | IBG 2' 24000LM HEF ND L/LENS [All Voltages] 40K 70CRI [All Options] | Indoor Luminaires | High-Bay | High-Bay Luminaires for Commercial and Industrial Buildings | Premium | FALSE | [9 empty] | 42621 | Dimmable | Continuous Below 10 | Yes |  | 3.1 | 23895.02 | 181.44 | 131.7 | 20 | 0.9 | 4000 | 70
PHBQSXPR | Acuity Brands Lighting | Lithonia Lighting | IBG 2' 24000LM HEF WD ACL [All Voltages] 40K 70CRI [All Options] | Indoor Luminaires | High-Bay | High-Bay Luminaires for Commercial and Industrial Buildings | Premium | FALSE | [9 empty] | 42621 | Dimmable | Continuous Below 10 | Yes |  | 3.1 | 23855.4 | 181.13 | 131.7 | 20 | 0.9 | 4000 | 70
P5D3CY8N | Acuity Brands Lighting | Lithonia Lighting | IBGN 4' 24000LM SEF ND L/LENS [All Voltages] 40K 70CRI [All Options] | Indoor Luminaires | High-Bay | High-Bay Luminaires for Commercial and Industrial Buildings | Premium | FALSE | [9 empty] | 42621 | Dimmable | Continuous Below 10 | Yes |  | 3.1 | 23833.84 | 140.2 | 170 | 20 | 0.9 | 4000 | 70
PX9U9NHU | Acuity Brands Lighting | Lithonia Lighting | IBG 2' 24000LM HEF FD ACL [All Voltages] 40K 70CRI [All Options] | Indoor Luminaires | High-Bay | High-Bay Luminaires for Commercial and Industrial Buildings | Premium | FALSE | [9 empty] | 42621 | Dimmable | Continuous Below 10 | Yes |  | 3.1 | 23788.93 | 180.63 | 131.7 | 20 | 0.9 | 4000 | 70
PP98WJS8 | Acuity Brands Lighting | Lithonia Lighting | IBGN 4' 24000LM HEF FD AFL [All Voltages] 40K 70CRI [All Options] | Indoor Luminaires | High-Bay | High-Bay Luminaires for Commercial and Industrial Buildings | Premium | FALSE | [9 empty] | 42621 | Dimmable | Continuous Below 10 | Yes |  | 3.1 | 23725.47 | 158.17 | 150 | 20 | 0.9 | 4000 | 70
P44S3E3W | Acuity Brands Lighting | Lithonia Lighting | IBG 2' 24000LM SEF FD AFL [All Voltages] 40K 70CRI [All Options] | Indoor Luminaires | High-Bay | High-Bay Luminaires for Commercial and Industrial Buildings | Premium | FALSE | [9 empty] | 42621 | Dimmable | Continuous Below 10 | Yes |  | 3.1 | 23441.39 | 156.12 | 150.15 | 20 | 0.9 | 4000 | 70
PZXQ2NGF | Acuity Brands Lighting | Lithonia Lighting | IBG 2' 24000LM SEF WD AFL [All Voltages] 40K 70CRI [All Options] | Indoor Luminaires | High-Bay | High-Bay Luminaires for Commercial and Industrial Buildings | Premium | FALSE | [9 empty] | 42621 | Dimmable | Continuous Below 10 | Yes |  | 3.1 | 23363.63 | 155.6 | 150.15 | 20 | 0.9 | 4000 | 70
PPT2XRBE | Acuity Brands Lighting | Lithonia Lighting | IBG 2' 24000LM SEF ND ACL [All Voltages] 40K 70CRI [All Options] | Indoor Luminaires | High-Bay | High-Bay Luminaires for Commercial and Industrial Buildings | Premium | FALSE | [9 empty] | 42621 | Dimmable | Continuous Below 10 | Yes |  | 3.1 | 23298.76 | 155.17 | 150.15 | 20 | 0.9 | 4000 | 70
PHGG8PCX | Acuity Brands Lighting | Lithonia Lighting | IBG 2' 24000LM HEF FD AFL [All Voltages] 40K 70CRI [All Options] | Indoor Luminaires | High-Bay | High-Bay Luminaires for Commercial and Industrial Buildings | Premium | FALSE | [9 empty] | 42621 | Dimmable | Continuous Below 10 | Yes |  | 3.1 | 23222.83 | 176.33 | 131.7 | 20 | 0.9 | 4000 | 70
PYQMG4T6 | Acuity Brands Lighting | Lithonia Lighting | IBGN 4' 24000LM SEF FD AFL [All Voltages] 40K 70CRI [All Options] | Indoor Luminaires | High-Bay | High-Bay Luminaires for Commercial and Industrial Buildings | Premium | FALSE | [9 empty] | 42621 | Dimmable | Continuous Below 10 | Yes |  | 3.1 | 23163.38 | 136.26 | 170 | 20 | 0.9 | 4000 | 70
PB1JEXGQ | Acuity Brands Lighting | Lithonia Lighting | IBG 2' 24000LM HEF WD AFL [All Voltages] 40K 70CRI [All Options] | Indoor Luminaires | High-Bay | High-Bay Luminaires for Commercial and Industrial Buildings | Premium | FALSE | [9 empty] | 42621 | Dimmable | Continuous Below 10 | Yes |  | 3.1 | 23145.79 | 175.75 | 131.7 | 20 | 0.9 | 4000 | 70
PTS6FKMV | Acuity Brands Lighting | Lithonia Lighting | IBGN 4' 24000LM SEF WD AFL [All Voltages] 40K 70CRI [All Options] | Indoor Luminaires | High-Bay | High-Bay Luminaires for Commercial and Industrial Buildings | Premium | FALSE | [9 empty] | 42621 | Dimmable | Continuous Below 10 | Yes |  | 3.1 | 23086.54 | 135.8 | 170 | 20 | 0.9 | 4000 | 70
PKVCEDD6 | Acuity Brands Lighting | Lithonia Lighting | IBG 2' 24000LM HEF ND ACL [All Voltages] 40K 70CRI [All Options] | Indoor Luminaires | High-Bay | High-Bay Luminaires for Commercial and Industrial Buildings | Premium | FALSE | [9 empty] | 42621 | Dimmable | Continuous Below 10 | Yes |  | 3.1 | 23081.52 | 175.26 | 131.7 | 20 | 0.9 | 4000 | 70
P2Y3C4RM | Acuity Brands Lighting | Lithonia Lighting | IBGN 4' 24000LM HEF ND AFL [All Voltages] 40K 70CRI [All Options] | Indoor Luminaires | High-Bay | High-Bay Luminaires for Commercial and Industrial Buildings | Premium | FALSE | [9 empty] | 42621 | Dimmable | Continuous Below 10 | Yes |  | 3.1 | 22618.24 | 150.79 | 150 | 20 | 0.9 | 4000 | 70
PPG2HHEA | Acuity Brands Lighting | Lithonia Lighting | IBG 2' 24000LM SEF ND AFL [All Voltages] 40K 70CRI [All Options] | Indoor Luminaires | High-Bay | High-Bay Luminaires for Commercial and Industrial Buildings | Premium | FALSE | [9 empty] | 42621 | Dimmable | Continuous Below 10 | Yes |  | 3.1 | 22347.42 | 148.83 | 150.15 | 20 | 0.9 | 4000 | 70
PDPBZQ4U | Acuity Brands Lighting | Lithonia Lighting | IBG 2' 24000LM HEF ND AFL [All Voltages] 40K 70CRI [All Options] | Indoor Luminaires | High-Bay | High-Bay Luminaires for Commercial and Industrial Buildings | Premium | FALSE | [9 empty] | 42621 | Dimmable | Continuous Below 10 | Yes |  | 3.1 | 22139.05 | 168.1 | 131.7 | 20 | 0.9 | 4000 | 70
PUSJQMPN | Acuity Brands Lighting | Lithonia Lighting | IBGN 4' 24000LM SEF ND AFL [All Voltages] 40K 70CRI [All Options] | Indoor Luminaires | High-Bay | High-Bay Luminaires for Commercial and Industrial Buildings | Premium | FALSE | [9 empty] | 42621 | Dimmable | Continuous Below 10 | Yes |  | 3.1 | 22082.37 | 129.9 | 170 | 20 | 0.9 | 4000 | 70
P5AM9F9P | Acuity Brands Lighting | Lithonia Lighting | IBG 2' 18000LM SEF GND L/LENS [All Voltages] 40K 70CRI [All Options] | Indoor Luminaires | High-Bay | High-Bay Luminaires for Commercial and Industrial Buildings | Premium | FALSE | [9 empty] | 42621 | Dimmable | Continuous Below 10 | Yes |  | 3.1 | 20116.43 | 178.46 | 112.72 | 20 | 0.9 | 4000 | 70
P49B31P2 | Acuity Brands Lighting | Lithonia Lighting | IBGN 4' 18000LM HEF GND L/LENS [All Voltages] 40K 70CRI [All Options] | Indoor Luminaires | High-Bay | High-Bay Luminaires for Commercial and Industrial Buildings | Premium | FALSE | [9 empty] | 42621 | Dimmable | Continuous Below 10 | Yes |  | 3.1 | 19913.07 | 195.23 | 102 | 20 | 0.9 | 4000 | 70
PVHCM8HQ | Acuity Brands Lighting | Lithonia Lighting | IBG 2' 18000LM HEF GND L/LENS [All Voltages] 40K 70CRI [All Options] | Indoor Luminaires | High-Bay | High-Bay Luminaires for Commercial and Industrial Buildings | Premium | FALSE | [9 empty] | 42621 | Dimmable | Continuous Below 10 | Yes |  | 3.1 | 19886.54 | 199.66 | 99.6 | 20 | 0.9 | 4000 | 70
PEJ3BK2W | Acuity Brands Lighting | Lithonia Lighting | IBGN 4' 18000LM SEF GND L/LENS [All Voltages] 40K 70CRI [All Options] | Indoor Luminaires | High-Bay | High-Bay Luminaires for Commercial and Industrial Buildings | Premium | FALSE | [9 empty] | 42621 | Dimmable | Continuous Below 10 | Yes |  | 3.1 | 19776.95 | 172.42 | 114.7 | 20 | 0.9 | 4000 | 70
PE56AUS2 | Acuity Brands Lighting | Lithonia Lighting | IBG 2' 18000LM SEF GND ACL [All Voltages] 40K 70CRI [All Options] | Indoor Luminaires | High-Bay | High-Bay Luminaires for Commercial and Industrial Buildings | Premium | FALSE | [9 empty] | 42621 | Dimmable | Continuous Below 10 | Yes |  | 3.1 | 19280.49 | 171.05 | 112.72 | 20 | 0.9 | 4000 | 70
PY34SUNH | Acuity Brands Lighting | Lithonia Lighting | IBG 2' 18000LM HEF GND ACL [All Voltages] 40K 70CRI [All Options] | Indoor Luminaires | High-Bay | High-Bay Luminaires for Commercial and Industrial Buildings | Premium | FALSE | [9 empty] | 42621 | Dimmable | Continuous Below 10 | Yes |  | 3.1 | 19060.16 | 191.37 | 99.6 | 20 | 0.9 | 4000 | 70
PXMRE619 | Acuity Brands Lighting | Lithonia Lighting | IBG 2' 18000LM SEF WD L/LENS [All Voltages] 40K 70CRI [All Options] | Indoor Luminaires | High-Bay | High-Bay Luminaires for Commercial and Industrial Buildings | Premium | FALSE | [9 empty] | 42621 | Dimmable | Continuous Below 10 | Yes |  | 3.1 | 18959.78 | 168.2 | 112.72 | 20 | 0.9 | 4000 | 70
PJJB7ZQW | Acuity Brands Lighting | Lithonia Lighting | IBG 2' 18000LM HEF WD L/LENS [All Voltages] 40K 70CRI [All Options] | Indoor Luminaires | High-Bay | High-Bay Luminaires for Commercial and Industrial Buildings | Premium | FALSE | [9 empty] | 42621 | Dimmable | Continuous Below 10 | Yes |  | 3.1 | 18743.1 | 188.18 | 99.6 | 20 | 0.9 | 4000 | 70
PPVUUWUA | Acuity Brands Lighting | Lithonia Lighting | IBG 2' 18000LM SEF GND AFL [All Voltages] 40K 70CRI [All Options] | Indoor Luminaires | High-Bay | High-Bay Luminaires for Commercial and Industrial Buildings | Premium | FALSE | [9 empty] | 42621 | Dimmable | Continuous Below 10 | Yes |  | 3.1 | 18657.47 | 165.52 | 112.72 | 20 | 0.9 | 4000 | 70
P4B99GUF | Acuity Brands Lighting | Lithonia Lighting | IBGN 4' 18000LM SEF WD L/LENS [All Voltages] 40K 70CRI [All Options] | Indoor Luminaires | High-Bay | High-Bay Luminaires for Commercial and Industrial Buildings | Premium | FALSE | [9 empty] | 42621 | Dimmable | Continuous Below 10 | Yes |  | 3.1 | 18639.81 | 162.51 | 114.7 | 20 | 0.9 | 4000 | 70
PFSEDD6N | Acuity Brands Lighting | Lithonia Lighting | IBGN 4' 18000LM HEF FD L/LENS [All Voltages] 40K 70CRI [All Options] | Indoor Luminaires | High-Bay | High-Bay Luminaires for Commercial and Industrial Buildings | Premium | FALSE | [9 empty] | 42621 | Dimmable | Continuous Below 10 | Yes |  | 3.1 | 18533.82 | 181.7 | 102 | 20 | 0.9 | 4000 | 70
PDQ5UDHY | Acuity Brands Lighting | Lithonia Lighting | IBG 2' 18000LM HEF FD L/LENS [All Voltages] 40K 70CRI [All Options] | Indoor Luminaires | High-Bay | High-Bay Luminaires for Commercial and Industrial Buildings | Premium | FALSE | [9 empty] | 42621 | Dimmable | Continuous Below 10 | Yes |  | 3.1 | 18509.12 | 185.83 | 99.6 | 20 | 0.9 | 4000 | 70
PEFTH647 | Acuity Brands Lighting | Lithonia Lighting | IBGN 4' 18000LM HEF GND AFL [All Voltages] 40K 70CRI [All Options] | Indoor Luminaires | High-Bay | High-Bay Luminaires for Commercial and Industrial Buildings | Premium | FALSE | [9 empty] | 42621 | Dimmable | Continuous Below 10 | Yes |  | 3.1 | 18468.86 | 181.07 | 102 | 20 | 0.9 | 4000 | 70
PWF2CBWV | Acuity Brands Lighting | Lithonia Lighting | IBG 2' 18000LM HEF GND AFL [All Voltages] 40K 70CRI [All Options] | Indoor Luminaires | High-Bay | High-Bay Luminaires for Commercial and Industrial Buildings | Premium | FALSE | [9 empty] | 42621 | Dimmable | Continuous Below 10 | Yes |  | 3.1 | 18444.25 | 185.18 | 99.6 | 20 | 0.9 | 4000 | 70
PQ4EUVPU | Acuity Brands Lighting | Lithonia Lighting | IBGN 4' 18000LM SEF FD L/LENS [All Voltages] 40K 70CRI [All Options] | Indoor Luminaires | High-Bay | High-Bay Luminaires for Commercial and Industrial Buildings | Premium | FALSE | [9 empty] | 42621 | Dimmable | Continuous Below 10 | Yes |  | 3.1 | 18407.12 | 160.48 | 114.7 | 20 | 0.9 | 4000 | 70
P7499NWQ | Acuity Brands Lighting | Lithonia Lighting | IBGN 4' 18000LM SEF GND AFL [All Voltages] 40K 70CRI [All Options] | Indoor Luminaires | High-Bay | High-Bay Luminaires for Commercial and Industrial Buildings | Premium | FALSE | [9 empty] | 42621 | Dimmable | Continuous Below 10 | Yes |  | 3.1 | 18342.61 | 159.92 | 114.7 | 20 | 0.9 | 4000 | 70
PUWXBY4J | Acuity Brands Lighting | Lithonia Lighting | IBG 2' 18000LM SEF ND L/LENS [All Voltages] 40K 70CRI [All Options] | Indoor Luminaires | High-Bay | High-Bay Luminaires for Commercial and Industrial Buildings | Premium | FALSE | [9 empty] | 42621 | Dimmable | Continuous Below 10 | Yes |  | 3.1 | 18172.38 | 161.22 | 112.72 | 20 | 0.9 | 4000 | 70
P416KSU8 | Acuity Brands Lighting | Lithonia Lighting | IBG 2' 18000LM SEF WD ACL [All Voltages] 40K 70CRI [All Options] | Indoor Luminaires | High-Bay | High-Bay Luminaires for Commercial and Industrial Buildings | Premium | FALSE | [9 empty] | 42621 | Dimmable | Continuous Below 10 | Yes |  | 3.1 | 18142.25 | 160.95 | 112.72 | 20 | 0.9 | 4000 | 70
PKZN8XPR | Acuity Brands Lighting | Lithonia Lighting | IBGN 4' 18000LM HEF ND L/LENS [All Voltages] 40K 70CRI [All Options] | Indoor Luminaires | High-Bay | High-Bay Luminaires for Commercial and Industrial Buildings | Premium | FALSE | [9 empty] | 42621 | Dimmable | Continuous Below 10 | Yes |  | 3.1 | 17988.68 | 176.36 | 102 | 20 | 0.9 | 4000 | 70
PD25RTQG | Acuity Brands Lighting | Lithonia Lighting | IBG 2' 18000LM HEF ND L/LENS [All Voltages] 40K 70CRI [All Options] | Indoor Luminaires | High-Bay | High-Bay Luminaires for Commercial and Industrial Buildings | Premium | FALSE | [9 empty] | 42621 | Dimmable | Continuous Below 10 | Yes |  | 3.1 | 17964.71 | 180.37 | 99.6 | 20 | 0.9 | 4000 | 70
P157PZ9C | Acuity Brands Lighting | Lithonia Lighting | IBG 2' 18000LM HEF WD ACL [All Voltages] 40K 70CRI [All Options] | Indoor Luminaires | High-Bay | High-Bay Luminaires for Commercial and Industrial Buildings | Premium | FALSE | [9 empty] | 42621 | Dimmable | Continuous Below 10 | Yes |  | 3.1 | 17934.92 | 180.07 | 99.6 | 20 | 0.9 | 4000 | 70
PVDXAMSW | Acuity Brands Lighting | Lithonia Lighting | IBG 2' 18000LM HEF FD ACL [All Voltages] 40K 70CRI [All Options] | Indoor Luminaires | High-Bay | High-Bay Luminaires for Commercial and Industrial Buildings | Premium | FALSE | [9 empty] | 42621 | Dimmable | Continuous Below 10 | Yes |  | 3.1 | 17884.95 | 179.57 | 99.6 | 20 | 0.9 | 4000 | 70
PH4UAFZE | Acuity Brands Lighting | Lithonia Lighting | IBGN 4' 18000LM SEF ND L/LENS [All Voltages] 40K 70CRI [All Options] | Indoor Luminaires | High-Bay | High-Bay Luminaires for Commercial and Industrial Buildings | Premium | FALSE | [9 empty] | 42621 | Dimmable | Continuous Below 10 | Yes |  | 3.1 | 17865.7 | 155.76 | 114.7 | 20 | 0.9 | 4000 | 70
P88M73T4 | Acuity Brands Lighting | Lithonia Lighting | IBG 2' 18000LM SEF WD AFL [All Voltages] 40K 70CRI [All Options] | Indoor Luminaires | High-Bay | High-Bay Luminaires for Commercial and Industrial Buildings | Premium | FALSE | [9 empty] | 42621 | Dimmable | Continuous Below 10 | Yes |  | 3.1 | 17602.59 | 156.16 | 112.72 | 20 | 0.9 | 4000 | 70
P3XTPAAC | Acuity Brands Lighting | Lithonia Lighting | IBG 2' 18000LM SEF ND ACL [All Voltages] 40K 70CRI [All Options] | Indoor Luminaires | High-Bay | High-Bay Luminaires for Commercial and Industrial Buildings | Premium | FALSE | [9 empty] | 42621 | Dimmable | Continuous Below 10 | Yes |  | 3.1 | 17553.71 | 155.73 | 112.72 | 20 | 0.9 | 4000 | 70
PCEBVUND | Acuity Brands Lighting | Lithonia Lighting | IBGN 4' 18000LM HEF FD AFL [All Voltages] 40K 70CRI [All Options] | Indoor Luminaires | High-Bay | High-Bay Luminaires for Commercial and Industrial Buildings | Premium | FALSE | [9 empty] | 42621 | Dimmable | Continuous Below 10 | Yes |  | 3.1 | 17482.64 | 171.4 | 102 | 20 | 0.9 | 4000 | 70
PQ9RNVVS | Acuity Brands Lighting | Lithonia Lighting | IBG 2' 18000LM HEF FD AFL [All Voltages] 40K 70CRI [All Options] | Indoor Luminaires | High-Bay | High-Bay Luminaires for Commercial and Industrial Buildings | Premium | FALSE | [9 empty] | 42621 | Dimmable | Continuous Below 10 | Yes |  | 3.1 | 17459.34 | 175.29 | 99.6 | 20 | 0.9 | 4000 | 70
PEWVFDF8 | Acuity Brands Lighting | Lithonia Lighting | IBG 2' 18000LM HEF WD AFL [All Voltages] 40K 70CRI [All Options] | Indoor Luminaires | High-Bay | High-Bay Luminaires for Commercial and Industrial Buildings | Premium | FALSE | [9 empty] | 42621 | Dimmable | Continuous Below 10 | Yes |  | 3.1 | 17401.43 | 174.71 | 99.6 | 20 | 0.9 | 4000 | 70
P916ZSH2 | Acuity Brands Lighting | Lithonia Lighting | IBGN 4' 18000LM SEF FD AFL [All Voltages] 40K 70CRI [All Options] | Indoor Luminaires | High-Bay | High-Bay Luminaires for Commercial and Industrial Buildings | Premium | FALSE | [9 empty] | 42621 | Dimmable | Continuous Below 10 | Yes |  | 3.1 | 17363.13 | 151.38 | 114.7 | 20 | 0.9 | 4000 | 70
P9N4BWU4 | Acuity Brands Lighting | Lithonia Lighting | IBG 2' 18000LM HEF ND ACL [All Voltages] 40K 70CRI [All Options] | Indoor Luminaires | High-Bay | High-Bay Luminaires for Commercial and Industrial Buildings | Premium | FALSE | [9 empty] | 42621 | Dimmable | Continuous Below 10 | Yes |  | 3.1 | 17353.11 | 174.23 | 99.6 | 20 | 0.9 | 4000 | 70
PE1XPB2H | Acuity Brands Lighting | Lithonia Lighting | IBGN 4' 18000LM SEF WD AFL [All Voltages] 40K 70CRI [All Options] | Indoor Luminaires | High-Bay | High-Bay Luminaires for Commercial and Industrial Buildings | Premium | FALSE | [9 empty] | 42621 | Dimmable | Continuous Below 10 | Yes |  | 3.1 | 17305.53 | 150.88 | 114.7 | 20 | 0.9 | 4000 | 70
PSUWMATY | Acuity Brands Lighting | Lithonia Lighting | IBG 2' 18000LM SEF ND AFL [All Voltages] 40K 70CRI [All Options] | Indoor Luminaires | High-Bay | High-Bay Luminaires for Commercial and Industrial Buildings | Premium | FALSE | [9 empty] | 42621 | Dimmable | Continuous Below 10 | Yes |  | 3.1 | 16836.95 | 149.37 | 112.72 | 20 | 0.9 | 4000 | 70
PSH6S1MQ | Acuity Brands Lighting | Lithonia Lighting | IBG 2' 15000LM SEF GND L/LENS [All Voltages] 40K 70CRI [All Options] | Indoor Luminaires | High-Bay | High-Bay Luminaires for Commercial and Industrial Buildings | Premium | FALSE | [9 empty] | 42621 | Dimmable | Continuous Below 10 | Yes |  | 3.1 | 16783.91 | 176.21 | 95.25 | 20 | 0.9 | 4000 | 70
PQ21XHHZ | Acuity Brands Lighting | Lithonia Lighting | IBGN 4' 18000LM HEF ND AFL [All Voltages] 40K 70CRI [All Options] | Indoor Luminaires | High-Bay | High-Bay Luminaires for Commercial and Industrial Buildings | Premium | FALSE | [9 empty] | 42621 | Dimmable | Continuous Below 10 | Yes |  | 3.1 | 16666.75 | 163.4 | 102 | 20 | 0.9 | 4000 | 70
PUASGRUW | Acuity Brands Lighting | Lithonia Lighting | IBG 2' 18000LM HEF ND AFL [All Voltages] 40K 70CRI [All Options] | Indoor Luminaires | High-Bay | High-Bay Luminaires for Commercial and Industrial Buildings | Premium | FALSE | [9 empty] | 42621 | Dimmable | Continuous Below 10 | Yes |  | 3.1 | 16644.54 | 167.11 | 99.6 | 20 | 0.9 | 4000 | 70
P3BQ835C | Acuity Brands Lighting | Lithonia Lighting | IBG 2' 15000LM HEF GND L/LENS [All Voltages] 40K 70CRI [All Options] | Indoor Luminaires | High-Bay | High-Bay Luminaires for Commercial and Industrial Buildings | Premium | FALSE | [9 empty] | 42621 | Dimmable | Continuous Below 10 | Yes |  | 3.1 | 16606.39 | 195.83 | 84.8 | 20 | 0.9 | 4000 | 70
P74WW5YZ | Acuity Brands Lighting | Lithonia Lighting | IBGN 4' 18000LM SEF ND AFL [All Voltages] 40K 70CRI [All Options] | Indoor Luminaires | High-Bay | High-Bay Luminaires for Commercial and Industrial Buildings | Premium | FALSE | [9 empty] | 42621 | Dimmable | Continuous Below 10 | Yes |  | 3.1 | 16552.81 | 144.31 | 114.7 | 20 | 0.9 | 4000 | 70
PT2WUXCH | Acuity Brands Lighting | Lithonia Lighting | IBG 2' 15000LM SEF GND ACL [All Voltages] 40K 70CRI [All Options] | Indoor Luminaires | High-Bay | High-Bay Luminaires for Commercial and Industrial Buildings | Premium | FALSE | [9 empty] | 42621 | Dimmable | Continuous Below 10 | Yes |  | 3.1 | 16086.46 | 168.89 | 95.25 | 20 | 0.9 | 4000 | 70
PS741G98 | Acuity Brands Lighting | Lithonia Lighting | IBG 2' 15000LM HEF GND ACL [All Voltages] 40K 70CRI [All Options] | Indoor Luminaires | High-Bay | High-Bay Luminaires for Commercial and Industrial Buildings | Premium | FALSE | [9 empty] | 42621 | Dimmable | Continuous Below 10 | Yes |  | 3.1 | 15916.31 | 187.69 | 84.8 | 20 | 0.9 | 4000 | 70
PX3KK4M4 | Acuity Brands Lighting | Lithonia Lighting | IBG 2' 15000LM SEF WD L/LENS [All Voltages] 40K 70CRI [All Options] | Indoor Luminaires | High-Bay | High-Bay Luminaires for Commercial and Industrial Buildings | Premium | FALSE | [9 empty] | 42621 | Dimmable | Continuous Below 10 | Yes |  | 3.1 | 15818.87 | 166.08 | 95.25 | 20 | 0.9 | 4000 | 70
P6KMZQNX | Acuity Brands Lighting | Lithonia Lighting | IBG 2' 15000LM HEF WD L/LENS [All Voltages] 40K 70CRI [All Options] | Indoor Luminaires | High-Bay | High-Bay Luminaires for Commercial and Industrial Buildings | Premium | FALSE | [9 empty] | 42621 | Dimmable | Continuous Below 10 | Yes |  | 3.1 | 15651.55 | 184.57 | 84.8 | 20 | 0.9 | 4000 | 70
PE39PA9X | Acuity Brands Lighting | Lithonia Lighting | IBG 2' 15000LM SEF GND AFL [All Voltages] 40K 70CRI [All Options] | Indoor Luminaires | High-Bay | High-Bay Luminaires for Commercial and Industrial Buildings | Premium | FALSE | [9 empty] | 42621 | Dimmable | Continuous Below 10 | Yes |  | 3.1 | 15566.65 | 163.43 | 95.25 | 20 | 0.9 | 4000 | 70
P8DDC64X | Acuity Brands Lighting | Lithonia Lighting | IBG 2' 15000LM HEF GND AFL [All Voltages] 40K 70CRI [All Options] | Indoor Luminaires | High-Bay | High-Bay Luminaires for Commercial and Industrial Buildings | Premium | FALSE | [9 empty] | 42621 | Dimmable | Continuous Below 10 | Yes |  | 3.1 | 15402 | 181.63 | 84.8 | 20 | 0.9 | 4000 | 70
PJ9QQG2K | Acuity Brands Lighting | Lithonia Lighting | IBG 2' 15000LM SEF ND L/LENS [All Voltages] 40K 70CRI [All Options] | Indoor Luminaires | High-Bay | High-Bay Luminaires for Commercial and Industrial Buildings | Premium | FALSE | [9 empty] | 42621 | Dimmable | Continuous Below 10 | Yes |  | 3.1 | 15161.92 | 159.18 | 95.25 | 20 | 0.9 | 4000 | 70
P1VB4CWY | Acuity Brands Lighting | Lithonia Lighting | IBG 2' 15000LM SEF WD ACL [All Voltages] 40K 70CRI [All Options] | Indoor Luminaires | High-Bay | High-Bay Luminaires for Commercial and Industrial Buildings | Premium | FALSE | [9 empty] | 42621 | Dimmable | Continuous Below 10 | Yes |  | 3.1 | 15136.78 | 158.92 | 95.25 | 20 | 0.9 | 4000 | 70
P6FN2NA2 | Acuity Brands Lighting | Lithonia Lighting | IBG 2' 15000LM HEF ND L/LENS [All Voltages] 40K 70CRI [All Options] | Indoor Luminaires | High-Bay | High-Bay Luminaires for Commercial and Industrial Buildings | Premium | FALSE | [9 empty] | 42621 | Dimmable | Continuous Below 10 | Yes |  | 3.1 | 15001.55 | 176.91 | 84.8 | 20 | 0.9 | 4000 | 70
P6XJVG7V | Acuity Brands Lighting | Lithonia Lighting | IBG 2' 15000LM HEF WD ACL [All Voltages] 40K 70CRI [All Options] | Indoor Luminaires | High-Bay | High-Bay Luminaires for Commercial and Industrial Buildings | Premium | FALSE | [9 empty] | 42621 | Dimmable | Continuous Below 10 | Yes |  | 3.1 | 14976.68 | 176.61 | 84.8 | 20 | 0.9 | 4000 | 70
PCFDG8B6 | Acuity Brands Lighting | Lithonia Lighting | IBG 2' 15000LM SEF WD AFL [All Voltages] 40K 70CRI [All Options] | Indoor Luminaires | High-Bay | High-Bay Luminaires for Commercial and Industrial Buildings | Premium | FALSE | [9 empty] | 42621 | Dimmable | Continuous Below 10 | Yes |  | 3.1 | 14686.52 | 154.19 | 95.25 | 20 | 0.9 | 4000 | 70
P469VU56 | Acuity Brands Lighting | Lithonia Lighting | IBG 2' 15000LM SEF ND ACL [All Voltages] 40K 70CRI [All Options] | Indoor Luminaires | High-Bay | High-Bay Luminaires for Commercial and Industrial Buildings | Premium | FALSE | [9 empty] | 42621 | Dimmable | Continuous Below 10 | Yes |  | 3.1 | 14645.74 | 153.76 | 95.25 | 20 | 0.9 | 4000 | 70
PK9EWSTP | Acuity Brands Lighting | Lithonia Lighting | IBG 2' 15000LM HEF WD AFL [All Voltages] 40K 70CRI [All Options] | Indoor Luminaires | High-Bay | High-Bay Luminaires for Commercial and Industrial Buildings | Premium | FALSE | [9 empty] | 42621 | Dimmable | Continuous Below 10 | Yes |  | 3.1 | 14531.18 | 171.36 | 84.8 | 20 | 0.9 | 4000 | 70
P87Z7TJX | Acuity Brands Lighting | Lithonia Lighting | IBG 2' 15000LM HEF ND ACL [All Voltages] 40K 70CRI [All Options] | Indoor Luminaires | High-Bay | High-Bay Luminaires for Commercial and Industrial Buildings | Premium | FALSE | [9 empty] | 42621 | Dimmable | Continuous Below 10 | Yes |  | 3.1 | 14490.83 | 170.88 | 84.8 | 20 | 0.9 | 4000 | 70
PDV59QZP | Acuity Brands Lighting | Lithonia Lighting | IBG 2' 15000LM SEF ND AFL [All Voltages] 40K 70CRI [All Options] | Indoor Luminaires | High-Bay | High-Bay Luminaires for Commercial and Industrial Buildings | Premium | FALSE | [9 empty] | 42621 | Dimmable | Continuous Below 10 | Yes |  | 3.1 | 14047.72 | 147.48 | 95.25 | 20 | 0.9 | 4000 | 70
PAFKRTAT | Acuity Brands Lighting | Lithonia Lighting | IBG 2' 15000LM HEF ND AFL [All Voltages] 40K 70CRI [All Options] | Indoor Luminaires | High-Bay | High-Bay Luminaires for Commercial and Industrial Buildings | Premium | FALSE | [9 empty] | 42621 | Dimmable | Continuous Below 10 | Yes |  | 3.1 | 13899.14 | 163.9 | 84.8 | 20 | 0.9 | 4000 | 70
PPC631TQ | Acuity Brands Lighting | Lithonia Lighting | IBG 2' 12000LM SEF GND L/LENS [All Voltages] 40K 70CRI [All Options] | Indoor Luminaires | High-Bay | High-Bay Luminaires for Commercial and Industrial Buildings | Premium | FALSE | [9 empty] | 42621 | Dimmable | Continuous Below 10 | Yes |  | 3.1 | 13442.49 | 173.95 | 77.28 | 20 | 0.9 | 4000 | 70
P24NWGPG | Acuity Brands Lighting | Lithonia Lighting | IBG 2' 12000LM HEF GND L/LENS [All Voltages] 40K 70CRI [All Options] | Indoor Luminaires | High-Bay | High-Bay Luminaires for Commercial and Industrial Buildings | Premium | FALSE | [9 empty] | 42621 | Dimmable | Continuous Below 10 | Yes |  | 3.1 | 13158.2 | 191.53 | 68.7 | 20 | 0.9 | 4000 | 70
PYSWDWHD | Acuity Brands Lighting | Lithonia Lighting | IBG 2' 12000LM SEF GND ACL [All Voltages] 40K 70CRI [All Options] | Indoor Luminaires | High-Bay | High-Bay Luminaires for Commercial and Industrial Buildings | Premium | FALSE | [9 empty] | 42621 | Dimmable | Continuous Below 10 | Yes |  | 3.1 | 12883.89 | 166.72 | 77.28 | 20 | 0.9 | 4000 | 70
PVWQK8QN | Acuity Brands Lighting | Lithonia Lighting | IBG 2' 12000LM SEF WD L/LENS [All Voltages] 40K 70CRI [All Options] | Indoor Luminaires | High-Bay | High-Bay Luminaires for Commercial and Industrial Buildings | Premium | FALSE | [9 empty] | 42621 | Dimmable | Continuous Below 10 | Yes |  | 3.1 | 12669.58 | 163.94 | 77.28 | 20 | 0.9 | 4000 | 70
P4YDU824 | Acuity Brands Lighting | Lithonia Lighting | IBG 2' 12000LM HEF GND ACL [All Voltages] 40K 70CRI [All Options] | Indoor Luminaires | High-Bay | High-Bay Luminaires for Commercial and Industrial Buildings | Premium | FALSE | [9 empty] | 42621 | Dimmable | Continuous Below 10 | Yes |  | 3.1 | 12611.41 | 183.57 | 68.7 | 20 | 0.9 | 4000 | 70
PZSMPE6J | Acuity Brands Lighting | Lithonia Lighting | IBG 2' 12000LM SEF GND AFL [All Voltages] 40K 70CRI [All Options] | Indoor Luminaires | High-Bay | High-Bay Luminaires for Commercial and Industrial Buildings | Premium | FALSE | [9 empty] | 42621 | Dimmable | Continuous Below 10 | Yes |  | 3.1 | 12467.57 | 161.33 | 77.28 | 20 | 0.9 | 4000 | 70
PSZ6KGHX | Acuity Brands Lighting | Lithonia Lighting | IBG 2' 12000LM HEF WD L/LENS [All Voltages] 40K 70CRI [All Options] | Indoor Luminaires | High-Bay | High-Bay Luminaires for Commercial and Industrial Buildings | Premium | FALSE | [9 empty] | 42621 | Dimmable | Continuous Below 10 | Yes |  | 3.1 | 12401.62 | 180.52 | 68.7 | 20 | 0.9 | 4000 | 70
PV117FMX | Acuity Brands Lighting | Lithonia Lighting | IBG 2' 12000LM HEF GND AFL [All Voltages] 40K 70CRI [All Options] | Indoor Luminaires | High-Bay | High-Bay Luminaires for Commercial and Industrial Buildings | Premium | FALSE | [9 empty] | 42621 | Dimmable | Continuous Below 10 | Yes |  | 3.1 | 12203.89 | 177.64 | 68.7 | 20 | 0.9 | 4000 | 70
P5JZ3M6P | Acuity Brands Lighting | Lithonia Lighting | IBG 2' 12000LM SEF ND L/LENS [All Voltages] 40K 70CRI [All Options] | Indoor Luminaires | High-Bay | High-Bay Luminaires for Commercial and Industrial Buildings | Premium | FALSE | [9 empty] | 42621 | Dimmable | Continuous Below 10 | Yes |  | 3.1 | 12143.41 | 157.14 | 77.28 | 20 | 0.9 | 4000 | 70
PJZJDNGS | Acuity Brands Lighting | Lithonia Lighting | IBG 2' 12000LM SEF WD ACL [All Voltages] 40K 70CRI [All Options] | Indoor Luminaires | High-Bay | High-Bay Luminaires for Commercial and Industrial Buildings | Premium | FALSE | [9 empty] | 42621 | Dimmable | Continuous Below 10 | Yes |  | 3.1 | 12123.28 | 156.87 | 77.28 | 20 | 0.9 | 4000 | 70
PB642YUR | Acuity Brands Lighting | Lithonia Lighting | IBG 2' 12000LM HEF ND L/LENS [All Voltages] 40K 70CRI [All Options] | Indoor Luminaires | High-Bay | High-Bay Luminaires for Commercial and Industrial Buildings | Premium | FALSE | [9 empty] | 42621 | Dimmable | Continuous Below 10 | Yes |  | 3.1 | 11886.59 | 173.02 | 68.7 | 20 | 0.9 | 4000 | 70
PC6C4DR7 | Acuity Brands Lighting | Lithonia Lighting | IBG 2' 12000LM HEF WD ACL [All Voltages] 40K 70CRI [All Options] | Indoor Luminaires | High-Bay | High-Bay Luminaires for Commercial and Industrial Buildings | Premium | FALSE | [9 empty] | 42621 | Dimmable | Continuous Below 10 | Yes |  | 3.1 | 11866.88 | 172.73 | 68.7 | 20 | 0.9 | 4000 | 70
P5KB3GFF | Acuity Brands Lighting | Lithonia Lighting | IBG 2' 12000LM SEF WD AFL [All Voltages] 40K 70CRI [All Options] | Indoor Luminaires | High-Bay | High-Bay Luminaires for Commercial and Industrial Buildings | Premium | FALSE | [9 empty] | 42621 | Dimmable | Continuous Below 10 | Yes |  | 3.1 | 11762.66 | 152.21 | 77.28 | 20 | 0.9 | 4000 | 70
PCGMC3CC | Acuity Brands Lighting | Lithonia Lighting | IBG 2' 12000LM SEF ND ACL [All Voltages] 40K 70CRI [All Options] | Indoor Luminaires | High-Bay | High-Bay Luminaires for Commercial and Industrial Buildings | Premium | FALSE | [9 empty] | 42621 | Dimmable | Continuous Below 10 | Yes |  | 3.1 | 11729.99 | 151.79 | 77.28 | 20 | 0.9 | 4000 | 70
PZ1QCVKM | Acuity Brands Lighting | Lithonia Lighting | IBG 2' 12000LM HEF WD AFL [All Voltages] 40K 70CRI [All Options] | Indoor Luminaires | High-Bay | High-Bay Luminaires for Commercial and Industrial Buildings | Premium | FALSE | [9 empty] | 42621 | Dimmable | Continuous Below 10 | Yes |  | 3.1 | 11513.89 | 167.6 | 68.7 | 20 | 0.9 | 4000 | 70
PR44DKZE | Acuity Brands Lighting | Lithonia Lighting | IBG 2' 12000LM HEF ND ACL [All Voltages] 40K 70CRI [All Options] | Indoor Luminaires | High-Bay | High-Bay Luminaires for Commercial and Industrial Buildings | Premium | FALSE | [9 empty] | 42621 | Dimmable | Continuous Below 10 | Yes |  | 3.1 | 11481.92 | 167.13 | 68.7 | 20 | 0.9 | 4000 | 70
PEQMT9YG | Acuity Brands Lighting | Lithonia Lighting | IBG 2' 12000LM SEF ND AFL [All Voltages] 40K 70CRI [All Options] | Indoor Luminaires | High-Bay | High-Bay Luminaires for Commercial and Industrial Buildings | Premium | FALSE | [9 empty] | 42621 | Dimmable | Continuous Below 10 | Yes |  | 3.1 | 11251.03 | 145.59 | 77.28 | 20 | 0.9 | 4000 | 70
P45YACRW | Acuity Brands Lighting | Lithonia Lighting | IBG 2' 12000LM HEF ND AFL [All Voltages] 40K 70CRI [All Options] | Indoor Luminaires | High-Bay | High-Bay Luminaires for Commercial and Industrial Buildings | Premium | FALSE | [9 empty] | 42621 | Dimmable | Continuous Below 10 | Yes |  | 3.1 | 11013.08 | 160.31 | 68.7 | 20 | 0.9 | 4000 | 70
PKHDWDPD | Acuity Brands Lighting | Lithonia Lighting | IBG 2' 8000LM SEF GND L/LENS [All Voltages] 40K 70CRI [All Options] | Indoor Luminaires | High-Bay | Low-Bay Luminaires for Commercial and Industrial Buildings | Premium | FALSE | [9 empty] | 42621 | Dimmable | Continuous Below 10 | Yes |  | 3.1 | 8815.48 | 163.83 | 53.81 | 20 | 0.9 | 4000 | 70
PJN99K7A | Acuity Brands Lighting | Lithonia Lighting | IBG 2' 8000LM HEF GND L/LENS [All Voltages] 40K 70CRI [All Options] | Indoor Luminaires | High-Bay | Low-Bay Luminaires for Commercial and Industrial Buildings | Premium | FALSE | [9 empty] | 42621 | Dimmable | Continuous Below 10 | Yes |  | 3.1 | 8784.66 | 184.94 | 47.5 | 20 | 0.9 | 4000 | 70
PSUFJ8GR | Acuity Brands Lighting | Lithonia Lighting | IBG 2' 8000LM SEF GND ACL [All Voltages] 40K 70CRI [All Options] | Indoor Luminaires | High-Bay | Low-Bay Luminaires for Commercial and Industrial Buildings | Premium | FALSE | [9 empty] | 42621 | Dimmable | Continuous Below 10 | Yes |  | 3.1 | 8449.15 | 157.02 | 53.81 | 20 | 0.9 | 4000 | 70
P2N5S2DV | Acuity Brands Lighting | Lithonia Lighting | IBG 2' 8000LM HEF GND ACL [All Voltages] 40K 70CRI [All Options] | Indoor Luminaires | High-Bay | Low-Bay Luminaires for Commercial and Industrial Buildings | Premium | FALSE | [9 empty] | 42621 | Dimmable | Continuous Below 10 | Yes |  | 3.1 | 8419.61 | 177.26 | 47.5 | 20 | 0.9 | 4000 | 70
PW4WQY7H | Acuity Brands Lighting | Lithonia Lighting | IBG 2' 8000LM SEF WD L/LENS [All Voltages] 40K 70CRI [All Options] | Indoor Luminaires | High-Bay | Low-Bay Luminaires for Commercial and Industrial Buildings | Premium | FALSE | [9 empty] | 42621 | Dimmable | Continuous Below 10 | Yes |  | 3.1 | 8308.61 | 154.41 | 53.81 | 20 | 0.9 | 4000 | 70
PA421RGM | Acuity Brands Lighting | Lithonia Lighting | IBG 2' 8000LM HEF WD L/LENS [All Voltages] 40K 70CRI [All Options] | Indoor Luminaires | High-Bay | Low-Bay Luminaires for Commercial and Industrial Buildings | Premium | FALSE | [9 empty] | 42621 | Dimmable | Continuous Below 10 | Yes |  | 3.1 | 8279.56 | 174.31 | 47.5 | 20 | 0.9 | 4000 | 70
P311TR6C | Acuity Brands Lighting | Lithonia Lighting | IBG 2' 8000LM SEF GND AFL [All Voltages] 40K 70CRI [All Options] | Indoor Luminaires | High-Bay | Low-Bay Luminaires for Commercial and Industrial Buildings | Premium | FALSE | [9 empty] | 42621 | Dimmable | Continuous Below 10 | Yes |  | 3.1 | 8176.13 | 151.94 | 53.81 | 20 | 0.9 | 4000 | 70
PTK5E52Q | Acuity Brands Lighting | Lithonia Lighting | IBG 2' 8000LM HEF GND AFL [All Voltages] 40K 70CRI [All Options] | Indoor Luminaires | High-Bay | Low-Bay Luminaires for Commercial and Industrial Buildings | Premium | FALSE | [9 empty] | 42621 | Dimmable | Continuous Below 10 | Yes |  | 3.1 | 8147.55 | 171.53 | 47.5 | 20 | 0.9 | 4000 | 70
P5YTJJT2 | Acuity Brands Lighting | Lithonia Lighting | IBG 2' 8000LM SEF WD ACL [All Voltages] 40K 70CRI [All Options] | Indoor Luminaires | High-Bay | Low-Bay Luminaires for Commercial and Industrial Buildings | Premium | FALSE | [9 empty] | 42621 | Dimmable | Continuous Below 10 | Yes |  | 3.1 | 7950.35 | 147.75 | 53.81 | 20 | 0.9 | 4000 | 70
PKVQD6KE | Acuity Brands Lighting | Lithonia Lighting | IBG 2' 8000LM HEF WD ACL [All Voltages] 40K 70CRI [All Options] | Indoor Luminaires | High-Bay | Low-Bay Luminaires for Commercial and Industrial Buildings | Premium | FALSE | [9 empty] | 42621 | Dimmable | Continuous Below 10 | Yes |  | 3.1 | 7922.55 | 166.79 | 47.5 | 20 | 0.9 | 4000 | 70
PB5518GV | Acuity Brands Lighting | Lithonia Lighting | IBG 2' 8000LM SEF WD AFL [All Voltages] 40K 70CRI [All Options] | Indoor Luminaires | High-Bay | Low-Bay Luminaires for Commercial and Industrial Buildings | Premium | FALSE | [9 empty] | 42621 | Dimmable | Continuous Below 10 | Yes |  | 3.1 | 7713.86 | 143.35 | 53.81 | 20 | 0.9 | 4000 | 70
P9391W9D | Acuity Brands Lighting | Lithonia Lighting | IBG 2' 8000LM HEF WD AFL [All Voltages] 40K 70CRI [All Options] | Indoor Luminaires | High-Bay | Low-Bay Luminaires for Commercial and Industrial Buildings | Premium | FALSE | [9 empty] | 42621 | Dimmable | Continuous Below 10 | Yes |  | 3.1 | 7686.89 | 161.83 | 47.5 | 20 | 0.9 | 4000 | 70
PYX43PTA | Luceco | Luceco | LHBLAL34M50G1D- US | Indoor Luminaires | High-Bay | High-Bay Luminaires for Commercial and Industrial Buildings | Standard | FALSE | [9 empty] | 42621 | Dimmable | Continuous Below 10 | No |  | 3.1 | 36000 | 110 | 300 | 20 | 0.99 | 5000 | 80
PDCPQGPV | Luceco | Luceco | LHBLAL18M50G1D- US | Indoor Luminaires | High-Bay | High-Bay Luminaires for Commercial and Industrial Buildings | Standard | FALSE | [9 empty] | 42621 | Dimmable | Continuous Below 10 | No |  | 3.1 | 16000 | 110 | 160 | 20 | 0.99 | 5000 | 80
P9CWDVZY | ePower Manufacturing LLC | ePower | EPM-HA-100-D-50 | Indoor Luminaires | High-Bay | High-Bay Luminaires for Commercial and Industrial Buildings | Standard | FALSE | [9 empty] | 42621 | Dimmable | Continuous Above 10 | Yes |  | 3 | 11700 | 119.2 | 98.17 | 9.23 | 0.95 | 5000 | 81.8
PDTGM1E5 | ePower Manufacturing LLC | ePower | EPM-HA-230-D-50 | Indoor Luminaires | High-Bay | High-Bay Luminaires for Commercial and Industrial Buildings | Standard | FALSE | [9 empty] | 42621 | Dimmable | Continuous Above 10 | Yes |  | 3 | 24530 | 115 | 213.3 | 11.8 | 0.95 | 5000 | 81.3
P1EN3M3U | ePower Manufacturing LLC | ePower | EPM-HA-120-D-50 | Indoor Luminaires | High-Bay | High-Bay Luminaires for Commercial and Industrial Buildings | Standard | FALSE | [9 empty] | 42621 | Dimmable | Continuous Above 10 | Yes |  | 3 | 12970.1 | 110 | 117.91 | 16 | 0.92 | 5000 | 80
PSBR1SJE | ePower Manufacturing LLC | ePower | EPM-HA-200-D-50 | Indoor Luminaires | High-Bay | High-Bay Luminaires for Commercial and Industrial Buildings | Standard | FALSE | [9 empty] | 42621 | Dimmable | Continuous Above 10 | Yes |  | 3 | 21463.6 | 115 | 186.64 | 13 | 0.92 | 5000 | 80
P7872QUQ | ePower Manufacturing LLC | ePower | EPM-HA-160-D-50 | Indoor Luminaires | High-Bay | High-Bay Luminaires for Commercial and Industrial Buildings | Standard | FALSE | [9 empty] | 42621 | Dimmable | Continuous Above 10 | Yes |  | 3 | 16670 | 110 | 151.6 | 8.53 | 0.92 | 5000 | 80
PRRQHY1Q | Energy Solutions International | ESI | F-22VH-P2V-35-XXX [Qualified Pointing Straight Down] | Indoor Luminaires | High-Bay | High-Bay Luminaires for Commercial and Industrial Buildings | Standard | TRUE | 11967 | 117.8 | 101.6 | 7.9637 | 0.996 | 3550 | 83.75 | 5 | 50000 | 42620 |  |  | Yes |  | 4 | 11967 | 117.79 | 101.6 | 17 | 0.94 | 3550 | 83.75
PEA23JZU | Energy Solutions International | ESI | F-22VH-P2L-50-XXX [Qualified Pointing Straight Down] | Indoor Luminaires | High-Bay | Low-Bay Luminaires for Commercial and Industrial Buildings | Premium | TRUE | 5327 | 143.4 | 37.138 | 7.381 | 0.9958 | 5181 | 84.23 | 5 | 50000 | 42620 |  |  | Yes |  | 4 | 5160 | 139.46 | 37 | 17 | 0.94 | 5181 | 84.23
PRQZ2M5X | Unlimited Lighting Inc | ATTAIN LED | AT-HB-L-080-35 | Indoor Luminaires | High-Bay | High-Bay Luminaires for Commercial and Industrial Buildings | Standard | TRUE | 9000.89 | 116.62 | 77.18 | 8.69 | 0.963 | 3461 | 84.8 | 5 | 50000 | 42620 |  |  | NotYetVerified |  | 4 | 9600 | 120 | 80 | 10 | 0.9 | 3500 | 80
PMAYF3JK | Unlimited Lighting Inc | ATTAIN LED | AT-HB-L-160-35 | Indoor Luminaires | High-Bay | High-Bay Luminaires for Commercial and Industrial Buildings | Standard | TRUE | 17268.49 | 116.19 | 148.62 | 8.95 | 0.962 | 3486 | 84.8 | 5 | 50000 | 42620 |  |  | NotYetVerified |  | 4 | 19200 | 120 | 160 | 10 | 0.9 | 3500 | 80
PZ9UH3YT | Unlimited Lighting Inc | ATTAIN LED | AT-HB-L-140-35 | Indoor Luminaires | High-Bay | High-Bay Luminaires for Commercial and Industrial Buildings | Standard | TRUE | 15359.12 | 118.44 | 129.68 | 9.31 | 0.952 | 3458 | 84.7 | 5 | 50000 | 42620 |  |  | NotYetVerified |  | 4 | 16800 | 120 | 140 | 10 | 0.9 | 3500 | 80
PBBM7M9S | Fujian Juan Kuang Yaming Electric Ltd | JK Lite | GC201-200W-P540-D1-PCD-HK-[blank480V] | Indoor Luminaires | High-Bay | High-Bay Luminaires for Commercial and Industrial Buildings | Standard | TRUE | 25793 | 116.5 | 221.4 | 11.19 | 0.9512 | 3910 | 76.4 | 5 | 50000 | 42620 |  |  | Yes | Product updated on 10/7/2016 | 4 | 25793 | 116.5 | 221.4 | 11.19 | 0.95 | 4000 | 76.4
PFV8BW25 | Fujian Juan Kuang Yaming Electric Ltd | JK Lite | GC201-150W-P540-D1-PCD-HK-[blank480V] | Indoor Luminaires | High-Bay | High-Bay Luminaires for Commercial and Industrial Buildings | Standard | TRUE | 20071 | 121.35 | 165.4 | 12.47 | 0.9454 | 3898 | 76.3 | 5 | 50000 | 42620 |  |  | Yes | Product updated on 10/7/2016 | 4 | 20071 | 121.35 | 165.4 | 12.47 | 0.95 | 4000 | 76.3
PPYPBVGW | Fujian Juan Kuang Yaming Electric Ltd | JK Lite | GC201-180W-P540-D1-PCD-HK-[blank480V] | Indoor Luminaires | High-Bay | High-Bay Luminaires for Commercial and Industrial Buildings | Standard | TRUE | 24026 | 119.71 | 200.7 | 12.21 | 0.9451 | 3907 | 76.3 | 5 | 50000 | 42620 |  |  | Yes | Product updated on 10/7/2016 | 4 | 24026 | 119.71 | 200.7 | 12.21 | 0.95 | 4000 | 76.3
P9VBCV9Z | Core Products Canada Ltd. | Core Products | HB3-1504-2 [277-480VAC Only] [No Accessories] | Indoor Luminaires | High-Bay | High-Bay Luminaires for Commercial and Industrial Buildings | Premium | TRUE | 17727.9 | 121.34 | 146.1 | 13.3 | 0.945 | 3994 | 82.3 | 5 | 50000 | 42620 |  |  | No | Product updated on 8/31/2016 | 3.1 | 17768 | 121.79 | 145.9 | 13.3 | 0.9 | 4000 | 80
PBB431RD | Core Products Canada Ltd. | Core Products | HB3-1004-2 [277-480VAC Only] [No Accessories] | Indoor Luminaires | High-Bay | High-Bay Luminaires for Commercial and Industrial Buildings | Premium | TRUE | 11676 | 123.87 | 94.26 | 13.5 | 0.943 | 3990 | 82.3 | 5 | 50000 | 42620 |  |  | No | Product updated on 8/31/2016 | 3.1 | 11645 | 123.55 | 94.25 | 13.5 | 0.9 | 4000 | 80
PYWB7VYJ | AASHAYA BUSINESS INVESTMENTS LLC | LED KING | LKNG-HB-150W-1111-1601 4000K | Indoor Luminaires | High-Bay | High-Bay Luminaires for Commercial and Industrial Buildings | Standard | TRUE | 19984 | 132.03 | 151.4 | 14.29 | 0.9391 | 3978 | 73.6 | 5 | 50000 | 42620 |  |  | No |  | 3.1 | 19984 | 132.03 | 151.4 | 14.29 | 0.9391 | 4000 | 73.6
PC2ZSBTP | Energy Solutions International | ESI | F-22VH-P2H-35-XXX [Qualified Pointing Straight Down] | Indoor Luminaires | High-Bay | High-Bay Luminaires for Commercial and Industrial Buildings | Standard | TRUE | 10033 | 125.4 | 80.02 | 17.006 | 0.9383 | 3550 | 83.75 | 5 | 50000 | 42620 |  |  | Yes |  | 4 | 10033 | 125.41 | 80 | 17 | 0.94 | 3550 | 83.75
PU3YY1HC | Energy Solutions International | ESI | F-22VH-P2N-35-XXX [Qualified Pointing Straight Down] | Indoor Luminaires | High-Bay | Low-Bay Luminaires for Commercial and Industrial Buildings | Premium | TRUE | 7141 | 132.7 | 53.822 | 17.006 | 0.9383 | 3550 | 83.75 | 5 | 50000 | 42620 |  |  | Yes |  | 4 | 6968 | 134 | 52 | 17 | 0.94 | 3550 | 83.75
P2HDC974 | Energy Solutions International | ESI | F-22VH-P2L-35-XXX [Qualified Pointing Straight Down] | Indoor Luminaires | High-Bay | Low-Bay Luminaires for Commercial and Industrial Buildings | Premium | TRUE | 5160 | 139.2 | 37.08 | 17.006 | 0.9383 | 3550 | 83.75 | 5 | 50000 | 42620 |  |  | Yes |  | 4 | 5160 | 139.46 | 37 | 17 | 0.94 | 3550 | 83.75
P62CQTBK | Unlimited Lighting Inc | ATTAIN LED | AT-HB-L-060-35 | Indoor Luminaires | High-Bay | Low-Bay Luminaires for Commercial and Industrial Buildings | Standard | TRUE | 6512.98 | 121.47 | 53.62 | 8.3 | 0.938 | 3465 | 85 | 5 | 50000 | 42620 |  |  | NotYetVerified |  | 4 | 7200 | 120 | 60 | 10 | 0.9 | 3500 | 80
PJM6C6GW | Unlimited Lighting Inc | ATTAIN LED | AT-HB-L-120-35 | Indoor Luminaires | High-Bay | High-Bay Luminaires for Commercial and Industrial Buildings | Standard | TRUE | 12700.53 | 117.13 | 108.43 | 8.22 | 0.937 | 3464 | 84.6 | 5 | 50000 | 42620 |  |  | NotYetVerified |  | 4 | 14400 | 120 | 120 | 10 | 0.9 | 3500 | 80
P5D3YJM2 | Core Products Canada Ltd. | Core Products | HB3-2004-2 [277-480VAC Only] [No Accessories] | Indoor Luminaires | High-Bay | High-Bay Luminaires for Commercial and Industrial Buildings | Premium | TRUE | 24540.5 | 122.94 | 199.62 | 14.2 | 0.935 | 3961 | 82.2 | 5 | 50000 | 42620 |  |  | No | Product updated on 8/31/2016 | 3.1 | 24592 | 123.26 | 199.5 | 14.2 | 0.9 | 4000 | 80
PBH55JZR | Core Products Canada Ltd. | Core Products | HB3-2404-2 [277-480VAC Only] [No Accessories] | Indoor Luminaires | High-Bay | High-Bay Luminaires for Commercial and Industrial Buildings | Premium | TRUE | 28777 | 123.5 | 233 | 14.3 | 0.929 | 3951 | 82.2 | 5 | 50000 | 42620 |  |  | No | Product updated on 8/31/2016 | 3.1 | 28777 | 123.5 | 233 | 14.3 | 0.9 | 4000 | 80
PF93F9ZC | Unlimited Lighting Inc | ATTAIN LED | AT-HB-L-100-35 | Indoor Luminaires | High-Bay | High-Bay Luminaires for Commercial and Industrial Buildings | Standard | TRUE | 11489.41 | 120.37 | 95.45 | 8.25 | 0.925 | 3458 | 84.8 | 5 | 50000 | 42620 |  |  | NotYetVerified |  | 4 | 12000 | 120 | 100 | 10 | 0.9 | 3500 | 80
PP3HGUFJ | AASHAYA BUSINESS INVESTMENTS LLC | LED KING | LKNG-RKPUS-200WD2 (4000K) | Indoor Retrofit Kit | High-Bay | Retrofit Kits for High-Bay Luminaires for Commercial and Industrial Buildings | Standard | TRUE | 27078 | 129.15 | 210.2 | 9.75 | 0.9209 | 3990 | 83.6 | 5 | 50000 | 42620 |  |  | No |  | 3 | 27078 | 129.15 | 209.7 | 9.75 | 0.9209 | 4000 | 83.6
PQV6X75N | Unlimited Lighting Inc | ATTAIN LED | AT-PD-W-54-30 | Indoor Luminaires | High-Bay | Low-Bay Luminaires for Commercial and Industrial Buildings | Standard | TRUE | 5138.54 | 104.65 | 49.1 | 6.8 | 0.917 | 2914 | 82.6 | 5 | 50000 | 42620 |  |  | NotYetVerified |  | 3 | 5138.54 | 104.65 | 49.1 | 10.1 | 0.99 | 2914 | 83
PUJU2EKY | AASHAYA BUSINESS INVESTMENTS LLC | LED KING | LKNG-RKPUS-120WD2(4000K) | Indoor Retrofit Kit | High-Bay | Retrofit Kits for High-Bay Luminaires for Commercial and Industrial Buildings | Standard | TRUE | 16250 | 124.9 | 130.1 | 12.36 | 0.9102 | 3996 | 83.4 | 5 | 50000 | 42620 |  |  | No |  | 3 | 16250 | 124.9 | 130.1 | 12.36 | 0.9102 | 4000 | 83.4
PZDJ3S92 | AASHAYA BUSINESS INVESTMENTS LLC | LED KING | LKNG-HB-100W-1111-1601 4000K | Indoor Luminaires | High-Bay | High-Bay Luminaires for Commercial and Industrial Buildings | Standard | TRUE | 12783 | 126.24 | 101.3 | 14.78 | 0.9034 | 3966 | 73.5 | 5 | 50000 | 42620 |  |  | No |  | 3.1 | 12783 | 126.24 | 101.3 | 14.78 | 0.9034 | 4000 | 73.5
PT62U81S | AASHAYA BUSINESS INVESTMENTS LLC | LED KING | LKNG-RKPUS-120WD2(5700K) | Indoor Retrofit Kit | High-Bay | Retrofit Kits for High-Bay Luminaires for Commercial and Industrial Buildings | Standard | FALSE | [9 empty] | 42620 |  |  | No |  | 3 | 16895 | 128.48 | 131.5 | 12.36 | 0.9104 | 5700 | 83.8
P3Q1JMK6 | AASHAYA BUSINESS INVESTMENTS LLC | LED KING | LKNG-RKPUS-200WD2 (5700K) | Indoor Retrofit Kit | High-Bay | Retrofit Kits for High-Bay Luminaires for Commercial and Industrial Buildings | Standard | FALSE | [9 empty] | 42620 |  |  | No |  | 3 | 28161 | 131.84 | 213.6 | 9.37 | 0.9203 | 5700 | 83.5
P1BV7EFT | AASHAYA BUSINESS INVESTMENTS LLC | LED KING | LKNG-RKPUS-200WD2 (5000K) | Indoor Retrofit Kit | High-Bay | Retrofit Kits for High-Bay Luminaires for Commercial and Industrial Buildings | Standard | FALSE | [9 empty] | 42620 |  |  | No |  | 3 | 25242 | 119.63 | 211 | 9.57 | 0.9947 | 5000 | 83.6
PQW3SKR5 | AASHAYA BUSINESS INVESTMENTS LLC | LED KING | LKNG-RKPUS-120WD2(5000K) | Indoor Retrofit Kit | High-Bay | Retrofit Kits for High-Bay Luminaires for Commercial and Industrial Buildings | Standard | FALSE | [9 empty] | 42620 |  |  | No |  | 3 | 16250 | 124.9 | 130.1 | 12.36 | 0.9102 | 5000 | 83.4
PUDNFWD9 | AASHAYA BUSINESS INVESTMENTS LLC | LED KING | LKNG-RKPUS-200WD2 (4500K) | Indoor Retrofit Kit | High-Bay | Retrofit Kits for High-Bay Luminaires for Commercial and Industrial Buildings | Standard | FALSE | [9 empty] | 42620 |  |  | No |  | 3 | 25242 | 119.63 | 211 | 9.57 | 0.9947 | 4500 | 83.6
PW2DMJ8Z | AASHAYA BUSINESS INVESTMENTS LLC | LED KING | LKNG-RKPUS-120WD2(4500K) | Indoor Retrofit Kit | High-Bay | Retrofit Kits for High-Bay Luminaires for Commercial and Industrial Buildings | Standard | FALSE | [9 empty] | 42620 |  |  | No |  | 3 | 16250 | 124.9 | 130.1 | 12.36 | 0.9102 | 4500 | 83.4
PBUWZ9ZG | Unlimited Lighting Inc | ATTAIN LED | AT-HB-L-160-57 | Indoor Luminaires | High-Bay | High-Bay Luminaires for Commercial and Industrial Buildings | Standard | FALSE | [9 empty] | 42620 |  |  | NotYetVerified |  | 4 | 19200 | 120 | 160 | 10 | 0.9 | 5700 | 80
P48YKBJJ | Unlimited Lighting Inc | ATTAIN LED | AT-HB-L-140-57 | Indoor Luminaires | High-Bay | High-Bay Luminaires for Commercial and Industrial Buildings | Standard | FALSE | [9 empty] | 42620 |  |  | NotYetVerified |  | 4 | 16800 | 120 | 140 | 10 | 0.9 | 5700 | 80
P4NMQ6MG | Unlimited Lighting Inc | ATTAIN LED | AT-HB-L-120-57 | Indoor Luminaires | High-Bay | High-Bay Luminaires for Commercial and Industrial Buildings | Standard | FALSE | [9 empty] | 42620 |  |  | NotYetVerified |  | 4 | 14400 | 120 | 120 | 10 | 0.9 | 5700 | 80
PM1ZMN4B | Unlimited Lighting Inc | ATTAIN LED | AT-HB-L-100-57 | Indoor Luminaires | High-Bay | High-Bay Luminaires for Commercial and Industrial Buildings | Standard | FALSE | [9 empty] | 42620 |  |  | NotYetVerified |  | 4 | 12000 | 120 | 100 | 10 | 0.9 | 5700 | 80
PZR81SPD | Unlimited Lighting Inc | ATTAIN LED | AT-HB-L-080-57 | Indoor Luminaires | High-Bay | High-Bay Luminaires for Commercial and Industrial Buildings | Standard | FALSE | [9 empty] | 42620 |  |  | NotYetVerified |  | 4 | 9600 | 120 | 80 | 10 | 0.9 | 5700 | 80
PZ9E9RCP | Unlimited Lighting Inc | ATTAIN LED | AT-HB-L-060-57 | Indoor Luminaires | High-Bay | Low-Bay Luminaires for Commercial and Industrial Buildings | Standard | FALSE | [9 empty] | 42620 |  |  | NotYetVerified |  | 4 | 7200 | 120 | 60 | 10 | 0.9 | 5700 | 80
PEEJS7X1 | Unlimited Lighting Inc | ATTAIN LED | AT-PD-W-54-50 | Indoor Luminaires | High-Bay | Low-Bay Luminaires for Commercial and Industrial Buildings | Standard | FALSE | [9 empty] | 42620 |  |  | NotYetVerified |  | 3 | 5940 | 110 | 54 | 10.1 | 0.99 | 5000 | 83
PPSSQUUS | Unlimited Lighting Inc | ATTAIN LED | AT-HB-L-160-50 | Indoor Luminaires | High-Bay | High-Bay Luminaires for Commercial and Industrial Buildings | Standard | FALSE | [9 empty] | 42620 |  |  | NotYetVerified |  | 4 | 19200 | 120 | 160 | 10 | 0.9 | 5000 | 80
PGRH13NA | Unlimited Lighting Inc | ATTAIN LED | AT-HB-L-140-50 | Indoor Luminaires | High-Bay | High-Bay Luminaires for Commercial and Industrial Buildings | Standard | FALSE | [9 empty] | 42620 |  |  | NotYetVerified |  | 4 | 16800 | 120 | 140 | 10 | 0.9 | 5000 | 80
PRHYQ6J4 | Unlimited Lighting Inc | ATTAIN LED | AT-HB-L-120-50 | Indoor Luminaires | High-Bay | High-Bay Luminaires for Commercial and Industrial Buildings | Standard | FALSE | [9 empty] | 42620 |  |  | NotYetVerified |  | 4 | 14400 | 120 | 120 | 10 | 0.9 | 5000 | 80
PS1ZH6V2 | Unlimited Lighting Inc | ATTAIN LED | AT-HB-L-100-50 | Indoor Luminaires | High-Bay | High-Bay Luminaires for Commercial and Industrial Buildings | Standard | FALSE | [9 empty] | 42620 |  |  | NotYetVerified |  | 4 | 12000 | 120 | 100 | 10 | 0.9 | 5000 | 80
PDZ5X5VY | Unlimited Lighting Inc | ATTAIN LED | AT-HB-L-080-50 | Indoor Luminaires | High-Bay | High-Bay Luminaires for Commercial and Industrial Buildings | Standard | FALSE | [9 empty] | 42620 |  |  | NotYetVerified |  | 4 | 9600 | 120 | 80 | 10 | 0.9 | 5000 | 80
PU99XQ5R | Unlimited Lighting Inc | ATTAIN LED | AT-HB-L-060-50 | Indoor Luminaires | High-Bay | Low-Bay Luminaires for Commercial and Industrial Buildings | Standard | FALSE | [9 empty] | 42620 |  |  | NotYetVerified |  | 4 | 7200 | 120 | 60 | 10 | 0.9 | 5000 | 80
PPH8U91F | Unlimited Lighting Inc | ATTAIN LED | AT-PD-W-54-45 | Indoor Luminaires | High-Bay | Low-Bay Luminaires for Commercial and Industrial Buildings | Standard | FALSE | [9 empty] | 42620 |  |  | NotYetVerified |  | 3 | 5940 | 110 | 54 | 10.1 | 0.99 | 4500 | 83
PRQA6DTZ | Unlimited Lighting Inc | ATTAIN LED | AT-HB-L-160-45 | Indoor Luminaires | High-Bay | High-Bay Luminaires for Commercial and Industrial Buildings | Standard | FALSE | [9 empty] | 42620 |  |  | NotYetVerified |  | 4 | 19200 | 120 | 160 | 10 | 0.9 | 4500 | 80
P3BH3TJ9 | Unlimited Lighting Inc | ATTAIN LED | AT-HB-L-140-45 | Indoor Luminaires | High-Bay | High-Bay Luminaires for Commercial and Industrial Buildings | Standard | FALSE | [9 empty] | 42620 |  |  | NotYetVerified |  | 4 | 16800 | 120 | 140 | 10 | 0.9 | 4500 | 80
P13T6D12 | Unlimited Lighting Inc | ATTAIN LED | AT-HB-L-120-45 | Indoor Luminaires | High-Bay | High-Bay Luminaires for Commercial and Industrial Buildings | Standard | FALSE | [9 empty] | 42620 |  |  | NotYetVerified |  | 4 | 14400 | 120 | 120 | 10 | 0.9 | 4500 | 80
PCEHPKC7 | Unlimited Lighting Inc | ATTAIN LED | AT-HB-L-100-45 | Indoor Luminaires | High-Bay | High-Bay Luminaires for Commercial and Industrial Buildings | Standard | FALSE | [9 empty] | 42620 |  |  | NotYetVerified |  | 4 | 12000 | 120 | 100 | 10 | 0.9 | 4500 | 80
P8KT5KB7 | Unlimited Lighting Inc | ATTAIN LED | AT-HB-L-080-45 | Indoor Luminaires | High-Bay | High-Bay Luminaires for Commercial and Industrial Buildings | Standard | FALSE | [9 empty] | 42620 |  |  | NotYetVerified |  | 4 | 9600 | 120 | 80 | 10 | 0.9 | 4500 | 80
PEEE1CMA | Unlimited Lighting Inc | ATTAIN LED | AT-HB-L-060-45 | Indoor Luminaires | High-Bay | Low-Bay Luminaires for Commercial and Industrial Buildings | Standard | FALSE | [9 empty] | 42620 |  |  | NotYetVerified |  | 4 | 7200 | 120 | 60 | 10 | 0.9 | 4500 | 80
P9WREUCM | Unlimited Lighting Inc | ATTAIN LED | AT-PD-W-54-40 | Indoor Luminaires | High-Bay | Low-Bay Luminaires for Commercial and Industrial Buildings | Standard | FALSE | [9 empty] | 42620 |  |  | NotYetVerified |  | 3 | 5940 | 110 | 54 | 10.1 | 0.99 | 4000 | 83
P7MQKQT9 | Unlimited Lighting Inc | ATTAIN LED | AT-HB-L-160-40 | Indoor Luminaires | High-Bay | High-Bay Luminaires for Commercial and Industrial Buildings | Standard | FALSE | [9 empty] | 42620 |  |  | NotYetVerified |  | 4 | 19200 | 120 | 160 | 10 | 0.9 | 4000 | 80
PTNF2S44 | Unlimited Lighting Inc | ATTAIN LED | AT-HB-L-140-40 | Indoor Luminaires | High-Bay | High-Bay Luminaires for Commercial and Industrial Buildings | Standard | FALSE | [9 empty] | 42620 |  |  | NotYetVerified |  | 4 | 16800 | 120 | 140 | 10 | 0.9 | 4000 | 80
P4U2YWEV | Unlimited Lighting Inc | ATTAIN LED | AT-HB-L-120-40 | Indoor Luminaires | High-Bay | High-Bay Luminaires for Commercial and Industrial Buildings | Standard | FALSE | [9 empty] | 42620 |  |  | NotYetVerified |  | 4 | 14400 | 120 | 120 | 10 | 0.9 | 4000 | 80
PDF7A3ZM | Unlimited Lighting Inc | ATTAIN LED | AT-HB-L-100-40 | Indoor Luminaires | High-Bay | High-Bay Luminaires for Commercial and Industrial Buildings | Standard | FALSE | [9 empty] | 42620 |  |  | NotYetVerified |  | 4 | 12000 | 120 | 100 | 10 | 0.9 | 4000 | 80
PX7YRZJZ | Unlimited Lighting Inc | ATTAIN LED | AT-HB-L-080-40 | Indoor Luminaires | High-Bay | High-Bay Luminaires for Commercial and Industrial Buildings | Standard | FALSE | [9 empty] | 42620 |  |  | NotYetVerified |  | 4 | 9600 | 120 | 80 | 10 | 0.9 | 4000 | 80
PWC55C79 | Unlimited Lighting Inc | ATTAIN LED | AT-HB-L-060-40 | Indoor Luminaires | High-Bay | Low-Bay Luminaires for Commercial and Industrial Buildings | Standard | FALSE | [9 empty] | 42620 |  |  | NotYetVerified |  | 4 | 7200 | 120 | 60 | 10 | 0.9 | 4000 | 80
P9EYQSP6 | Unlimited Lighting Inc | ATTAIN LED | AT-HB-L-160-37 | Indoor Luminaires | High-Bay | High-Bay Luminaires for Commercial and Industrial Buildings | Standard | FALSE | [9 empty] | 42620 |  |  | NotYetVerified |  | 4 | 19200 | 120 | 160 | 10 | 0.9 | 3700 | 80
PF7Y2ZSU | Unlimited Lighting Inc | ATTAIN LED | AT-HB-L-140-37 | Indoor Luminaires | High-Bay | High-Bay Luminaires for Commercial and Industrial Buildings | Standard | FALSE | [9 empty] | 42620 |  |  | NotYetVerified |  | 4 | 16800 | 120 | 140 | 10 | 0.9 | 3700 | 80
PJB1YY2C | Unlimited Lighting Inc | ATTAIN LED | AT-HB-L-120-37 | Indoor Luminaires | High-Bay | High-Bay Luminaires for Commercial and Industrial Buildings | Standard | FALSE | [9 empty] | 42620 |  |  | NotYetVerified |  | 4 | 14400 | 120 | 120 | 10 | 0.9 | 3700 | 80
PBRT13ZS | Unlimited Lighting Inc | ATTAIN LED | AT-HB-L-100-37 | Indoor Luminaires | High-Bay | High-Bay Luminaires for Commercial and Industrial Buildings | Standard | FALSE | [9 empty] | 42620 |  |  | NotYetVerified |  | 4 | 12000 | 120 | 100 | 10 | 0.9 | 3700 | 80
PQ3A5J62 | Unlimited Lighting Inc | ATTAIN LED | AT-HB-L-080-37 | Indoor Luminaires | High-Bay | High-Bay Luminaires for Commercial and Industrial Buildings | Standard | FALSE | [9 empty] | 42620 |  |  | NotYetVerified |  | 4 | 9600 | 120 | 80 | 10 | 0.9 | 3700 | 80
PH8KFKET | Unlimited Lighting Inc | ATTAIN LED | AT-HB-L-060-37 | Indoor Luminaires | High-Bay | Low-Bay Luminaires for Commercial and Industrial Buildings | Standard | FALSE | [9 empty] | 42620 |  |  | NotYetVerified |  | 4 | 7200 | 120 | 60 | 10 | 0.9 | 3700 | 80
PE83GU6A | Unlimited Lighting Inc | ATTAIN LED | AT-PD-W-54-35 | Indoor Luminaires | High-Bay | Low-Bay Luminaires for Commercial and Industrial Buildings | Standard | FALSE | [9 empty] | 42620 |  |  | NotYetVerified |  | 3 | 5940 | 110 | 54 | 10.1 | 0.99 | 3500 | 83
PE2JXAQR | Fujian Juan Kuang Yaming Electric Ltd | JK Lite | GC201-200W-P550-D0-PCD-HK-[blank480V] | Indoor Luminaires | High-Bay | High-Bay Luminaires for Commercial and Industrial Buildings | Standard | FALSE | [9 empty] | 42620 |  |  | Yes | Product updated on 10/7/2016 | 4 | 26019 | 117.68 | 221.1 | 11.24 | 0.95 | 5000 | 82.1
PPCXJQZ5 | Fujian Juan Kuang Yaming Electric Ltd | JK Lite | GC201-180W-P550-D0-PCD-HK-[blank480V] | Indoor Luminaires | High-Bay | High-Bay Luminaires for Commercial and Industrial Buildings | Standard | FALSE | [9 empty] | 42620 |  |  | Yes | Product updated on 10/7/2016 | 4 | 24206 | 120.91 | 200.2 | 12.25 | 0.94 | 5000 | 81.9
PP7KJGHZ | Fujian Juan Kuang Yaming Electric Ltd | JK Lite | GC201-150W-P550-D0-PCD-HK-[blank480V] | Indoor Luminaires | High-Bay | High-Bay Luminaires for Commercial and Industrial Buildings | Standard | FALSE | [9 empty] | 42620 |  |  | Yes | Product updated on 10/7/2016 | 4 | 20186 | 122.49 | 164.8 | 12.54 | 0.95 | 5000 | 81.8
P9PV7PVR | Fujian Juan Kuang Yaming Electric Ltd | JK Lite | GC201-200W-P550-D1-PCD-HK-[blank480V] | Indoor Luminaires | High-Bay | High-Bay Luminaires for Commercial and Industrial Buildings | Standard | FALSE | [9 empty] | 42620 |  |  | Yes | Product updated on 10/7/2016 | 4 | 26019 | 117.68 | 221.1 | 11.24 | 0.95 | 5000 | 82.1
PE2UG68D | Fujian Juan Kuang Yaming Electric Ltd | JK Lite | GC201-180W-P550-D1-PCD-HK-[blank480V] | Indoor Luminaires | High-Bay | High-Bay Luminaires for Commercial and Industrial Buildings | Standard | FALSE | [9 empty] | 42620 |  |  | Yes | Product updated on 10/7/2016 | 4 | 24206 | 120.91 | 200.2 | 12.25 | 0.94 | 5000 | 81.9
PMS7FB8X | Fujian Juan Kuang Yaming Electric Ltd | JK Lite | GC201-150W-P550-D1-PCD-HK-[blank480V] | Indoor Luminaires | High-Bay | High-Bay Luminaires for Commercial and Industrial Buildings | Standard | FALSE | [9 empty] | 42620 |  |  | Yes | Product updated on 10/7/2016 | 4 | 20186 | 122.49 | 164.8 | 12.54 | 0.95 | 5000 | 81.8
PC1P1N2D | Fujian Juan Kuang Yaming Electric Ltd | JK Lite | GC201-200W-P545-D0-PCD-HK-[blank480V] | Indoor Luminaires | High-Bay | High-Bay Luminaires for Commercial and Industrial Buildings | Standard | FALSE | [9 empty] | 42620 |  |  | Yes | Product updated on 10/7/2016 | 4 | 25793 | 116.5 | 221.4 | 11.19 | 0.95 | 4500 | 76.4
PKEZ12PV | Fujian Juan Kuang Yaming Electric Ltd | JK Lite | GC201-150W-P545-D0-PCD-HK-[blank480V] | Indoor Luminaires | High-Bay | High-Bay Luminaires for Commercial and Industrial Buildings | Standard | FALSE | [9 empty] | 42620 |  |  | Yes | Product updated on 10/7/2016 | 4 | 20071 | 121.35 | 165.4 | 12.47 | 0.95 | 4500 | 76.3
PM92RHW9 | Fujian Juan Kuang Yaming Electric Ltd | JK Lite | GC201-180W-P545-D0-PCD-HK-[blank480V] | Indoor Luminaires | High-Bay | High-Bay Luminaires for Commercial and Industrial Buildings | Standard | FALSE | [9 empty] | 42620 |  |  | Yes | Product updated on 10/7/2016 | 4 | 24026 | 119.71 | 200.7 | 12.21 | 0.95 | 4500 | 76.3
PCQADQH4 | Fujian Juan Kuang Yaming Electric Ltd | JK Lite | GC201-200W-P545-D1-PCD-HK-[blank480V] | Indoor Luminaires | High-Bay | High-Bay Luminaires for Commercial and Industrial Buildings | Standard | FALSE | [9 empty] | 42620 |  |  | Yes | Product updated on 10/7/2016 | 4 | 25793 | 116.5 | 221.4 | 11.19 | 0.95 | 4500 | 76.4
P6RWMM8N | Fujian Juan Kuang Yaming Electric Ltd | JK Lite | GC201-150W-P545-D1-PCD-HK-[blank480V] | Indoor Luminaires | High-Bay | High-Bay Luminaires for Commercial and Industrial Buildings | Standard | FALSE | [9 empty] | 42620 |  |  | Yes | Product updated on 10/7/2016 | 4 | 20071 | 121.35 | 165.4 | 12.47 | 0.95 | 4500 | 76.3
PQY3R5A2 | Fujian Juan Kuang Yaming Electric Ltd | JK Lite | GC201-180W-P545-D1-PCD-HK-[blank480V] | Indoor Luminaires | High-Bay | High-Bay Luminaires for Commercial and Industrial Buildings | Standard | FALSE | [9 empty] | 42620 |  |  | Yes | Product updated on 10/7/2016 | 4 | 24026 | 119.71 | 200.7 | 12.21 | 0.95 | 4500 | 76.3
P9S2JEX6 | Fujian Juan Kuang Yaming Electric Ltd | JK Lite | GC201-200W-P540-D0-PCD-HK-[blank480V] | Indoor Luminaires | High-Bay | High-Bay Luminaires for Commercial and Industrial Buildings | Standard | FALSE | [9 empty] | 42620 |  |  | Yes | Product updated on 10/7/2016 | 4 | 25793 | 116.5 | 221.4 | 11.19 | 0.95 | 4000 | 76.4
PR3NS2CY | Fujian Juan Kuang Yaming Electric Ltd | JK Lite | GC201-150W-P540-D0-PCD-HK-[blank480V] | Indoor Luminaires | High-Bay | High-Bay Luminaires for Commercial and Industrial Buildings | Standard | FALSE | [9 empty] | 42620 |  |  | Yes | Product updated on 10/7/2016 | 4 | 20071 | 121.35 | 165.4 | 12.47 | 0.95 | 4000 | 76.3
P8TPW18U | Fujian Juan Kuang Yaming Electric Ltd | JK Lite | GC201-180W-P540-D0-PCD-HK-[blank480V] | Indoor Luminaires | High-Bay | High-Bay Luminaires for Commercial and Industrial Buildings | Standard | FALSE | [9 empty] | 42620 |  |  | Yes | Product updated on 10/7/2016 | 4 | 24026 | 119.71 | 200.7 | 12.21 | 0.95 | 4000 | 76.3
P8QBAA3J | Core Products Canada Ltd. | Core Products | HB3-2405-2 [277-480VAC Only] [No Accessories] | Indoor Luminaires | High-Bay | High-Bay Luminaires for Commercial and Industrial Buildings | Premium | FALSE | [9 empty] | 42620 |  |  | No | Product updated on 8/31/2016 | 3.1 | 29423 | 125.7 | 234 | 14.5 | 0.9 | 5000 | 80
PEVBP9FJ | Core Products Canada Ltd. | Core Products | HB3-2005-2 [277-480VAC Only] [No Accessories] | Indoor Luminaires | High-Bay | High-Bay Luminaires for Commercial and Industrial Buildings | Premium | FALSE | [9 empty] | 42620 |  |  | No | Product updated on 8/31/2016 | 3.1 | 24373 | 123.44 | 197.4 | 14.1 | 0.9 | 5000 | 80
PRTV7XD4 | Core Products Canada Ltd. | Core Products | HB3-1005-2 [277-480VAC Only] [No Accessories] | Indoor Luminaires | High-Bay | High-Bay Luminaires for Commercial and Industrial Buildings | Premium | FALSE | [9 empty] | 42620 |  |  | No | Product updated on 8/31/2016 | 3.1 | 11714 | 124.97 | 93.73 | 13.8 | 0.9 | 5000 | 80
PXFSYZUZ | Core Products Canada Ltd. | Core Products | HB3-1505-2 [277-480VAC Only] [No Accessories] | Indoor Luminaires | High-Bay | High-Bay Luminaires for Commercial and Industrial Buildings | Premium | FALSE | [9 empty] | 42620 |  |  | No | Product updated on 8/31/2016 | 3.1 | 18283 | 124.63 | 146.7 | 13.3 | 0.9 | 5000 | 80
PJMQ4CD6 | Energy Solutions International | ESI | F-44VH-P4V-50-XXX [Qualified Pointing Straight Down] | Indoor Luminaires | High-Bay | High-Bay Luminaires for Commercial and Industrial Buildings | Standard | FALSE | [9 empty] | 42620 |  |  | Yes |  | 4 | 47868 | 117.79 | 406.4 | 17 | 0.94 | 5181 | 84.23
PWT7CSD5 | Energy Solutions International | ESI | F-44VH-P4H-50-XXX [Qualified Pointing Straight Down] | Indoor Luminaires | High-Bay | High-Bay Luminaires for Commercial and Industrial Buildings | Standard | FALSE | [9 empty] | 42620 |  |  | Yes |  | 4 | 40132 | 125.41 | 320 | 17 | 0.94 | 5181 | 84.23
PA9RTAA1 | Energy Solutions International | ESI | F-34VH-P4V-50-XXX [Qualified Pointing Straight Down] | Indoor Luminaires | High-Bay | High-Bay Luminaires for Commercial and Industrial Buildings | Standard | FALSE | [9 empty] | 42620 |  |  | Yes |  | 4 | 35901 | 117.79 | 304.8 | 17 | 0.94 | 5181 | 84.23
PY5HZ1CV | Energy Solutions International | ESI | F-34VH-P4H-50-XXX [Qualified Pointing Straight Down] | Indoor Luminaires | High-Bay | High-Bay Luminaires for Commercial and Industrial Buildings | Standard | FALSE | [9 empty] | 42620 |  |  | Yes |  | 4 | 30099 | 125.41 | 240 | 17 | 0.94 | 5181 | 84.23
PZS1RUZ7 | Energy Solutions International | ESI | F-44VH-P4N-50-XXX [Qualified Pointing Straight Down] | Indoor Luminaires | High-Bay | High-Bay Luminaires for Commercial and Industrial Buildings | Premium | FALSE | [9 empty] | 42620 |  |  | Yes |  | 4 | 27872 | 134 | 208 | 17 | 0.94 | 5181 | 84.23
PT3VZG7M | Energy Solutions International | ESI | F-24VH-P4V-50-XXX [Qualified Pointing Straight Down] | Indoor Luminaires | High-Bay | High-Bay Luminaires for Commercial and Industrial Buildings | Standard | FALSE | [9 empty] | 42620 |  |  | Yes |  | 4 | 23934 | 117.79 | 203.2 | 17 | 0.94 | 5181 | 84.23
P6GRE39K | Energy Solutions International | ESI | F-34VH-P4N-50-XXX [Qualified Pointing Straight Down] | Indoor Luminaires | High-Bay | High-Bay Luminaires for Commercial and Industrial Buildings | Premium | FALSE | [9 empty] | 42620 |  |  | Yes |  | 4 | 20904 | 134 | 156 | 17 | 0.94 | 5181 | 84.23
PSAJ3EN3 | Energy Solutions International | ESI | F-44VH-P4L-50-XXX [Qualified Pointing Straight Down] | Indoor Luminaires | High-Bay | High-Bay Luminaires for Commercial and Industrial Buildings | Premium | FALSE | [9 empty] | 42620 |  |  | Yes |  | 4 | 20640 | 139.46 | 148 | 17 | 0.94 | 5181 | 84.23
PQUVXSWD | Energy Solutions International | ESI | F-24VH-P4H-50-XXX [Qualified Pointing Straight Down] | Indoor Luminaires | High-Bay | High-Bay Luminaires for Commercial and Industrial Buildings | Standard | FALSE | [9 empty] | 42620 |  |  | Yes |  | 4 | 20066 | 125.41 | 160 | 17 | 0.94 | 5181 | 84.23
PTX9CRHN | Energy Solutions International | ESI | F-32VH-P2V-50-XXX [Qualified Pointing Straight Down] | Indoor Luminaires | High-Bay | High-Bay Luminaires for Commercial and Industrial Buildings | Standard | FALSE | [9 empty] | 42620 |  |  | Yes |  | 4 | 17950.5 | 117.79 | 152.4 | 17 | 0.94 | 5181 | 84.23
PZXA2RK6 | Energy Solutions International | ESI | F-34VH-P4L-50-XXX [Qualified Pointing Straight Down] | Indoor Luminaires | High-Bay | High-Bay Luminaires for Commercial and Industrial Buildings | Premium | FALSE | [9 empty] | 42620 |  |  | Yes |  | 4 | 15480 | 139.46 | 111 | 17 | 0.94 | 5181 | 84.23
PZN12F33 | Energy Solutions International | ESI | F-32VH-P2H-50-XXX [Qualified Pointing Straight Down] | Indoor Luminaires | High-Bay | High-Bay Luminaires for Commercial and Industrial Buildings | Standard | FALSE | [9 empty] | 42620 |  |  | Yes |  | 4 | 15049.5 | 125.41 | 120 | 17 | 0.94 | 5181 | 84.23
PN2RCKW9 | Energy Solutions International | ESI | F-24VH-P4N-50-XXX [Qualified Pointing Straight Down] | Indoor Luminaires | High-Bay | High-Bay Luminaires for Commercial and Industrial Buildings | Premium | FALSE | [9 empty] | 42620 |  |  | Yes |  | 4 | 13936 | 134 | 104 | 17 | 0.94 | 5181 | 84.23
PZMDMESS | Energy Solutions International | ESI | F-22VH-P2V-50-XXX [Qualified Pointing Straight Down] | Indoor Luminaires | High-Bay | High-Bay Luminaires for Commercial and Industrial Buildings | Standard | FALSE | [9 empty] | 42620 |  |  | Yes |  | 4 | 11967 | 117.79 | 101.6 | 17 | 0.94 | 5181 | 84.23
PRGU7CV8 | Energy Solutions International | ESI | F-32VH-P2N-50-XXX [Qualified Pointing Straight Down] | Indoor Luminaires | High-Bay | High-Bay Luminaires for Commercial and Industrial Buildings | Premium | FALSE | [9 empty] | 42620 |  |  | Yes |  | 4 | 10452 | 134 | 78 | 17 | 0.94 | 5181 | 84.23
PKJC9YQT | Energy Solutions International | ESI | F-24VH-P4L-50-XXX [Qualified Pointing Straight Down] | Indoor Luminaires | High-Bay | High-Bay Luminaires for Commercial and Industrial Buildings | Premium | FALSE | [9 empty] | 42620 |  |  | Yes |  | 4 | 10320 | 139.46 | 74 | 17 | 0.94 | 5181 | 84.23
PM61Q5DS9 | Energy Solutions International | ESI | F-22VH-P2H-50-XXX [Qualified Pointing Straight Down] | Indoor Luminaires | High-Bay | High-Bay Luminaires for Commercial and Industrial Buildings | Standard | FALSE | [9 empty] | 42620 |  |  | Yes | Product updated 9/7/2016 | 4 | 10033 | 125.41 | 80 | 17 | 0.94 | 5181 | 84.23
P5AQJ3XW | Energy Solutions International | ESI | F-32VH-P2L-50-XXX [Qualified Pointing Straight Down] | Indoor Luminaires | High-Bay | Low-Bay Luminaires for Commercial and Industrial Buildings | Premium | FALSE | [9 empty] | 42620 |  |  | Yes |  | 4 | 7740 | 139.46 | 55.5 | 17 | 0.94 | 5181 | 84.23
PJKQY8UB | Energy Solutions International | ESI | F-22VH-P2N-50-XXX [Qualified Pointing Straight Down] | Indoor Luminaires | High-Bay | Low-Bay Luminaires for Commercial and Industrial Buildings | Premium | FALSE | [9 empty] | 42620 |  |  | Yes |  | 4 | 6968 | 134 | 52 | 17 | 0.94 | 5181 | 84.23
PTTMWX5Y | Energy Solutions International | ESI | F-44VH-P4V-40-XXX [Qualified Pointing Straight Down] | Indoor Luminaires | High-Bay | High-Bay Luminaires for Commercial and Industrial Buildings | Standard | FALSE | [9 empty] | 42620 |  |  | Yes |  | 4 | 47868 | 117.79 | 406.4 | 17 | 0.94 | 4000 | 83.91
P9G15Y8D | Energy Solutions International | ESI | F-44VH-P4H-40-XXX [Qualified Pointing Straight Down] | Indoor Luminaires | High-Bay | High-Bay Luminaires for Commercial and Industrial Buildings | Standard | FALSE | [9 empty] | 42620 |  |  | Yes |  | 4 | 40132 | 125.41 | 320 | 17 | 0.94 | 4000 | 83.91
PXZ7E846 | Energy Solutions International | ESI | F-34VH-P4V-40-XXX [Qualified Pointing Straight Down] | Indoor Luminaires | High-Bay | High-Bay Luminaires for Commercial and Industrial Buildings | Standard | FALSE | [9 empty] | 42620 |  |  | Yes |  | 4 | 35901 | 117.79 | 304.8 | 17 | 0.94 | 4000 | 83.91
PFU71XRV | Energy Solutions International | ESI | F-34VH-P4H-40-XXX [Qualified Pointing Straight Down] | Indoor Luminaires | High-Bay | High-Bay Luminaires for Commercial and Industrial Buildings | Standard | FALSE | [9 empty] | 42620 |  |  | Yes |  | 4 | 30099 | 125.41 | 240 | 17 | 0.94 | 4000 | 83.91
P52G1B4S | Energy Solutions International | ESI | F-44VH-P4N-40-XXX [Qualified Pointing Straight Down] | Indoor Luminaires | High-Bay | High-Bay Luminaires for Commercial and Industrial Buildings | Premium | FALSE | [9 empty] | 42620 |  |  | Yes |  | 4 | 27872 | 134 | 208 | 17 | 0.94 | 4000 | 83.91
PSX7N3T2 | Energy Solutions International | ESI | F-24VH-P4V-40-XXX [Qualified Pointing Straight Down] | Indoor Luminaires | High-Bay | High-Bay Luminaires for Commercial and Industrial Buildings | Standard | FALSE | [9 empty] | 42620 |  |  | Yes |  | 4 | 23934 | 117.79 | 203.2 | 17 | 0.94 | 4000 | 83.91
P1A7JY2G | Energy Solutions International | ESI | F-34VH-P4N-40-XXX [Qualified Pointing Straight Down] | Indoor Luminaires | High-Bay | High-Bay Luminaires for Commercial and Industrial Buildings | Premium | FALSE | [9 empty] | 42620 |  |  | Yes |  | 4 | 20904 | 134 | 156 | 17 | 0.94 | 4000 | 83.91
P1TT796P | Energy Solutions International | ESI | F-44VH-P4L-40-XXX [Qualified Pointing Straight Down] | Indoor Luminaires | High-Bay | High-Bay Luminaires for Commercial and Industrial Buildings | Premium | FALSE | [9 empty] | 42620 |  |  | Yes |  | 4 | 20640 | 139.46 | 148 | 17 | 0.94 | 4000 | 83.91
PP6C235J | Energy Solutions International | ESI | F-24VH-P4H-40-XXX [Qualified Pointing Straight Down] | Indoor Luminaires | High-Bay | High-Bay Luminaires for Commercial and Industrial Buildings | Standard | FALSE | [9 empty] | 42620 |  |  | Yes |  | 4 | 20066 | 125.41 | 160 | 17 | 0.94 | 4000 | 83.91
P45N1BY2 | Energy Solutions International | ESI | F-32VH-P2V-40-XXX [Qualified Pointing Straight Down] | Indoor Luminaires | High-Bay | High-Bay Luminaires for Commercial and Industrial Buildings | Standard | FALSE | [9 empty] | 42620 |  |  | Yes |  | 4 | 17950.5 | 117.79 | 152.4 | 17 | 0.94 | 4000 | 83.91
PG5Q4A69 | Energy Solutions International | ESI | F-34VH-P4L-40-XXX [Qualified Pointing Straight Down] | Indoor Luminaires | High-Bay | High-Bay Luminaires for Commercial and Industrial Buildings | Premium | FALSE | [9 empty] | 42620 |  |  | Yes |  | 4 | 15480 | 139.46 | 111 | 17 | 0.94 | 4000 | 83.91
PMYBN55N | Energy Solutions International | ESI | F-32VH-P2H-40-XXX [Qualified Pointing Straight Down] | Indoor Luminaires | High-Bay | High-Bay Luminaires for Commercial and Industrial Buildings | Standard | FALSE | [9 empty] | 42620 |  |  | Yes |  | 4 | 15049.5 | 125.41 | 120 | 17 | 0.94 | 4000 | 83.91
P12Y1VRQ | Energy Solutions International | ESI | F-24VH-P4N-40-XXX [Qualified Pointing Straight Down] | Indoor Luminaires | High-Bay | High-Bay Luminaires for Commercial and Industrial Buildings | Premium | FALSE | [9 empty] | 42620 |  |  | Yes |  | 4 | 13936 | 134 | 104 | 17 | 0.94 | 4000 | 83.91
PREQXCT6 | Energy Solutions International | ESI | F-22VH-P2V-40-XXX [Qualified Pointing Straight Down] | Indoor Luminaires | High-Bay | High-Bay Luminaires for Commercial and Industrial Buildings | Standard | FALSE | [9 empty] | 42620 |  |  | Yes |  | 4 | 11967 | 117.79 | 101.6 | 17 | 0.94 | 4000 | 83.91
PY2FUJZR | Energy Solutions International | ESI | F-32VH-P2N-40-XXX [Qualified Pointing Straight Down] | Indoor Luminaires | High-Bay | High-Bay Luminaires for Commercial and Industrial Buildings | Premium | FALSE | [9 empty] | 42620 |  |  | Yes |  | 4 | 10452 | 134 | 78 | 17 | 0.94 | 4000 | 83.91
P44F63FN | Energy Solutions International | ESI | F-24VH-P4L-40-XXX [Qualified Pointing Straight Down] | Indoor Luminaires | High-Bay | High-Bay Luminaires for Commercial and Industrial Buildings | Premium | FALSE | [9 empty] | 42620 |  |  | Yes |  | 4 | 10320 | 139.46 | 74 | 17 | 0.94 | 4000 | 83.91
P1A5TY2G | Energy Solutions International | ESI | F-22VH-P2H-40-XXX [Qualified Pointing Straight Down] | Indoor Luminaires | High-Bay | High-Bay Luminaires for Commercial and Industrial Buildings | Standard | FALSE | [9 empty] | 42620 |  |  | Yes |  | 4 | 10033 | 125.41 | 80 | 17 | 0.94 | 4000 | 83.91
PSJXSEX4 | Energy Solutions International | ESI | F-32VH-P2L-40-XXX [Qualified Pointing Straight Down] | Indoor Luminaires | High-Bay | Low-Bay Luminaires for Commercial and Industrial Buildings | Premium | FALSE | [9 empty] | 42620 |  |  | Yes |  | 4 | 7740 | 139.46 | 55.5 | 17 | 0.94 | 4000 | 83.91
PVTEEE64 | Energy Solutions International | ESI | F-22VH-P2N-40-XXX [Qualified Pointing Straight Down] | Indoor Luminaires | High-Bay | Low-Bay Luminaires for Commercial and Industrial Buildings | Premium | FALSE | [9 empty] | 42620 |  |  | Yes |  | 4 | 6968 | 134 | 52 | 17 | 0.94 | 4000 | 83.91
PA8JU39N | Energy Solutions International | ESI | F-22VH-P2L-40-XXX [Qualified Pointing Straight Down] | Indoor Luminaires | High-Bay | Low-Bay Luminaires for Commercial and Industrial Buildings | Premium | FALSE | [9 empty] | 42620 |  |  | Yes |  | 4 | 5160 | 139.46 | 37 | 17 | 0.94 | 4000 | 83.91
P2MG7B63 | Energy Solutions International | ESI | F-44VH-P4V-35-XXX [Qualified Pointing Straight Down] | Indoor Luminaires | High-Bay | High-Bay Luminaires for Commercial and Industrial Buildings | Standard | FALSE | [9 empty] | 42620 |  |  | Yes |  | 4 | 47868 | 117.79 | 406.4 | 17 | 0.94 | 3550 | 83.75
PFQH88TU | Energy Solutions International | ESI | F-44VH-P4H-35-XXX [Qualified Pointing Straight Down] | Indoor Luminaires | High-Bay | High-Bay Luminaires for Commercial and Industrial Buildings | Standard | FALSE | [9 empty] | 42620 |  |  | Yes |  | 4 | 40132 | 125.41 | 320 | 17 | 0.94 | 3550 | 83.75
PRAUBMXR | Energy Solutions International | ESI | F-34VH-P4V-35-XXX [Qualified Pointing Straight Down] | Indoor Luminaires | High-Bay | High-Bay Luminaires for Commercial and Industrial Buildings | Standard | FALSE | [9 empty] | 42620 |  |  | Yes |  | 4 | 35901 | 117.79 | 304.8 | 17 | 0.94 | 3550 | 83.75
P2TU3X24 | Energy Solutions International | ESI | F-34VH-P4H-35-XXX [Qualified Pointing Straight Down] | Indoor Luminaires | High-Bay | High-Bay Luminaires for Commercial and Industrial Buildings | Standard | FALSE | [9 empty] | 42620 |  |  | Yes |  | 4 | 30099 | 125.41 | 240 | 17 | 0.94 | 3550 | 83.75
P5ZUP2WX | Energy Solutions International | ESI | F-44VH-P4N-35-XXX [Qualified Pointing Straight Down] | Indoor Luminaires | High-Bay | High-Bay Luminaires for Commercial and Industrial Buildings | Premium | FALSE | [9 empty] | 42620 |  |  | Yes |  | 4 | 27872 | 134 | 208 | 17 | 0.94 | 3550 | 83.75
PCSFH187 | Energy Solutions International | ESI | F-24VH-P4V-35-XXX [Qualified Pointing Straight Down] | Indoor Luminaires | High-Bay | High-Bay Luminaires for Commercial and Industrial Buildings | Standard | FALSE | [9 empty] | 42620 |  |  | Yes |  | 4 | 23934 | 117.79 | 203.2 | 17 | 0.94 | 3550 | 83.75
PJFPANT6 | Energy Solutions International | ESI | F-34VH-P4N-35-XXX [Qualified Pointing Straight Down] | Indoor Luminaires | High-Bay | High-Bay Luminaires for Commercial and Industrial Buildings | Premium | FALSE | [9 empty] | 42620 |  |  | Yes |  | 4 | 20904 | 134 | 156 | 17 | 0.94 | 3550 | 83.75
P9KBK5C2 | Energy Solutions International | ESI | F-44VH-P4L-35-XXX [Qualified Pointing Straight Down] | Indoor Luminaires | High-Bay | High-Bay Luminaires for Commercial and Industrial Buildings | Premium | FALSE | [9 empty] | 42620 |  |  | Yes |  | 4 | 20640 | 139.46 | 148 | 17 | 0.94 | 3550 | 83.75
PBF4HSPH | Energy Solutions International | ESI | F-24VH-P4H-35-XXX [Qualified Pointing Straight Down] | Indoor Luminaires | High-Bay | High-Bay Luminaires for Commercial and Industrial Buildings | Standard | FALSE | [9 empty] | 42620 |  |  | Yes |  | 4 | 20066 | 125.41 | 160 | 17 | 0.94 | 3550 | 83.75
PTS757PP | Energy Solutions International | ESI | F-32VH-P2V-35-XXX [Qualified Pointing Straight Down] | Indoor Luminaires | High-Bay | High-Bay Luminaires for Commercial and Industrial Buildings | Standard | FALSE | [9 empty] | 42620 |  |  | Yes |  | 4 | 17950.5 | 117.79 | 152.4 | 17 | 0.94 | 3550 | 83.75
P5W82VE8 | Energy Solutions International | ESI | F-34VH-P4L-35-XXX [Qualified Pointing Straight Down] | Indoor Luminaires | High-Bay | High-Bay Luminaires for Commercial and Industrial Buildings | Premium | FALSE | [9 empty] | 42620 |  |  | Yes |  | 4 | 15480 | 139.46 | 111 | 17 | 0.94 | 3550 | 83.75
P52F86B4 | Energy Solutions International | ESI | F-32VH-P2H-35-XXX [Qualified Pointing Straight Down] | Indoor Luminaires | High-Bay | High-Bay Luminaires for Commercial and Industrial Buildings | Standard | FALSE | [9 empty] | 42620 |  |  | Yes |  | 4 | 15049.5 | 125.41 | 120 | 17 | 0.94 | 3550 | 83.75
P3ZX4GWF | Energy Solutions International | ESI | F-24VH-P4N-35-XXX [Qualified Pointing Straight Down] | Indoor Luminaires | High-Bay | High-Bay Luminaires for Commercial and Industrial Buildings | Premium | FALSE | [9 empty] | 42620 |  |  | Yes |  | 4 | 13936 | 134 | 104 | 17 | 0.94 | 3550 | 83.75
PXK489TB | Energy Solutions International | ESI | F-32VH-P2N-35-XXX [Qualified Pointing Straight Down] | Indoor Luminaires | High-Bay | High-Bay Luminaires for Commercial and Industrial Buildings | Premium | FALSE | [9 empty] | 42620 |  |  | Yes |  | 4 | 10452 | 134 | 78 | 17 | 0.94 | 3550 | 83.75
PCDFQ5C2 | Energy Solutions International | ESI | F-24VH-P4L-35-XXX [Qualified Pointing Straight Down] | Indoor Luminaires | High-Bay | High-Bay Luminaires for Commercial and Industrial Buildings | Premium | FALSE | [9 empty] | 42620 |  |  | Yes |  | 4 | 10320 | 139.46 | 74 | 17 | 0.94 | 3550 | 83.75
PA9GZ1Y4 | Energy Solutions International | ESI | F-32VH-P2L-35-XXX [Qualified Pointing Straight Down] | Indoor Luminaires | High-Bay | Low-Bay Luminaires for Commercial and Industrial Buildings | Premium | FALSE | [9 empty] | 42620 |  |  | Yes |  | 4 | 7740 | 139.46 | 55.5 | 17 | 0.94 | 3550 | 83.75
PRQ55AYT | AASHAYA BUSINESS INVESTMENTS LLC | LED KING | LKNG-HB-100W-1111-1601 5700K | Indoor Luminaires | High-Bay | High-Bay Luminaires for Commercial and Industrial Buildings | Standard | FALSE | [9 empty] | 42620 | Not Dimmable | Not Dimmable | No |  | 3.1 | 13227 | 129.04 | 102.5 | 14.89 | 0.9042 | 5700 | 75.2
PR5SFAGQ | AASHAYA BUSINESS INVESTMENTS LLC | LED KING | LKNG-HB-150W-1111-1601 5700K | Indoor Luminaires | High-Bay | High-Bay Luminaires for Commercial and Industrial Buildings | Standard | FALSE | [9 empty] | 42620 | Not Dimmable | Not Dimmable | No |  | 3.1 | 20423 | 135.97 | 150.2 | 14.37 | 0.9365 | 5700 | 75.2
PGREWKPS | AASHAYA BUSINESS INVESTMENTS LLC | LED KING | LKNG-HB-150W-1111-1601 5000K | Indoor Luminaires | High-Bay | High-Bay Luminaires for Commercial and Industrial Buildings | Standard | FALSE | [9 empty] | 42620 | Not Dimmable | Not Dimmable | No |  | 3.1 | 20204 | 133.98 | 150.8 | 14.29 | 0.9391 | 5000 | 73.6
PT9EYNYW | AASHAYA BUSINESS INVESTMENTS LLC | LED KING | LKNG-HB-100W-1111-1601 5000K | Indoor Luminaires | High-Bay | High-Bay Luminaires for Commercial and Industrial Buildings | Standard | FALSE | [9 empty] | 42620 | Not Dimmable | Not Dimmable | No |  | 3.1 | 13005 | 127.63 | 101.9 | 14.78 | 0.9034 | 5000 | 73.5
PPBWCQDA | ICEPIPE Corporation | ICEPIPE | CD4000-400W-B3E-5700K | Indoor Luminaires | High-Bay | High-Bay Luminaires for Commercial and Industrial Buildings | Standard | FALSE | [9 empty] | 42620 | Not Dimmable | Not Dimmable | No |  | 3 | 43212 | 110.9 | 389.5 | 10.57 | 0.99 | 5486 | 83.12
PZCVQRR4 | FY Lighting Co. Ltd | Fen Yong | FY-LB1200-80W(L30K432C) | Indoor Luminaires | High-Bay | Low-Bay Luminaires for Commercial and Industrial Buildings | Standard | TRUE | 8826.73 | 107.95 | 81.77 | 14.9 | 0.985 | 2977 | 83.8 | 5 | 50000 | 42619 |  |  | No |  | 4 | 9000 | 110 | 80 | 15 | 0.9 | 3000 | 80
PEFZJ9CF | Acuity Brands Lighting | Holophane | PHZ 12L 3K 80CRI X X X W FR | Indoor Luminaires | High-Bay | High-Bay Luminaires for Commercial and Industrial Buildings | Standard | TRUE | 9276 | 93.24 | 99.48 | 3.8 | 0.98 | 3073 | 81.85 | 5 |  | 42619 |  |  | Yes |  | 3.1 | 9128 | 91.28 | 100 | 7.22 | 0.976 | 3000 | 80
PCP1K3PP | Shanghai Supertek Lighting Co. Ltd | SUPERTEK | HB42A-150W-4000K | Indoor Luminaires | High-Bay | High-Bay Luminaires for Commercial and Industrial Buildings | Standard | TRUE | 19663.2 | 128.43 | 153.1 | 6.4 | 0.977 | 4241 | 83.8 | 5 | 50000 | 42619 |  |  | Yes |  | 4 | 19600 | 126 | 150 | 6.4 | 0.977 | 4000 | 80
PHYDX7TA | Shanghai Supertek Lighting Co. Ltd | SUPERTEK | HB41A-100W-4000K | Indoor Luminaires | High-Bay | High-Bay Luminaires for Commercial and Industrial Buildings | Standard | TRUE | 11662 | 124.01 | 94.04 | 12.1 | 0.965 | 4227 | 84 | 5 | 50000 | 42619 |  |  | Yes |  | 4 | 11600 | 124 | 100 | 12.1 | 0.965 | 4000 | 80
PUUQJ8D2 | Acuity Brands Lighting | Holophane | PHZ 45L 3K 80CRI X X X W FR | Indoor Luminaires | High-Bay | High-Bay Luminaires for Commercial and Industrial Buildings | Standard | TRUE | 34415 | 86.82 | 396.4 | 12.9 | 0.956 | 3058 | 81.88 | 5 |  | 42619 |  |  | Yes |  | 3.1 | 34523 | 86.96 | 397 | 3.86 | 0.979 | 3000 | 80
PSDCH7JB | Energy Efficient Lighting Co. Ltd. | EEL | PHB-4FT-6-320-347 | Indoor Luminaires | High-Bay | High-Bay Luminaires for Commercial and Industrial Buildings | Premium | TRUE | 42370 | 132.5 | 319.66 | 8.16 | 0.9499 | 5248 | 83.01 | 5 | 50000 | 42619 |  |  | No |  | 3.1 | 42370 | 132.5 | 319.66 | 8.16 | 0.95 | 5248 | 83.01
P4A3PF1Y | Energy Efficient Lighting Co. Ltd. | EEL | PHB-4FT-6-320-120M | Indoor Luminaires | High-Bay | High-Bay Luminaires for Commercial and Industrial Buildings | Premium | TRUE | 44044 | 135.3 | 325.6 | 11.73 | 0.9458 | 5241 | 82.89 | 5 | 50000 | 42619 |  |  | No |  | 3.1 | 44044 | 135.27 | 325.6 | 3.33 | 1 | 5241 | 82.89
PJURP9GJ | Shanghai Supertek Lighting Co. Ltd | SUPERTEK | HB42A-200W-4000K | Indoor Luminaires | High-Bay | High-Bay Luminaires for Commercial and Industrial Buildings | Standard | TRUE | 26680 | 127.29 | 209.6 | 8 | 0.938 | 4252 | 83.8 | 5 | 50000 | 42619 |  |  | Yes |  | 4 | 26700 | 128 | 200 | 8 | 0.938 | 4000 | 80
PJK6PTTP | Fujian Juan Kuang Yaming Electric Ltd | JK Lite | GC201-120W-P540-D1-PCD-HK-[blank480V] | Indoor Luminaires | High-Bay | High-Bay Luminaires for Commercial and Industrial Buildings | Standard | TRUE | 15559 | 120.43 | 129.2 | 9.83 | 0.9298 | 3906 | 75.4 | 5 | 50000 | 42619 |  |  | Yes | Product updated on 10/7/2016 | 4 | 15559 | 120.43 | 129.2 | 9.83 | 0.93 | 4000 | 75.4
PFKBDHSR | Nebulite Technology Inc. | Nebulite | NVB-100W-50K-XX-XX | Indoor Luminaires | High-Bay | High-Bay Luminaires for Commercial and Industrial Buildings | Standard | TRUE | 12435 | 138.07 | 90.06 | 15.77 | 0.9163 | 4949 | 73.5 | 5 | 50000 | 42619 |  |  | Yes |  | 4 | 12435 | 138.07 | 90.06 | 15.69 | 0.92 | 5000 | 70
P7S1DKVQ | Nebulite Technology Inc. | Nebulite | HBB-300W-30K-XX-XXX | Indoor Luminaires | High-Bay | High-Bay Luminaires for Commercial and Industrial Buildings | Standard | TRUE | 31839 | 109.3 | 302.6 | 16.9 | 0.9087 | 3006 | 82.2 | 5 | 50000 | 42619 |  |  | No |  | 3 | 31839 | 105.47 | 301.9 | 16.9 | 0.9087 | 3000 | 82.2
PJSYPBHQ | Kili-LED Lighting Limited | Kili-LED Lighting | VFO054(4000K) [Clear Lens] | Indoor Luminaires | High-Bay | Low-Bay Luminaires for Commercial and Industrial Buildings | Premium | TRUE | 7246.02 | 147.39 | 49.162 | 14.4 | 0.901 | 3950 | 84.2 | 5 | 109000 | 42619 |  |  | Yes |  | 4 | 7355 | 149 | 49.1 | 14 | 0.9 | 4000 | 84
PTRDJUKW | Fujian Juan Kuang Yaming Electric Ltd | JK Lite | GC201-120W-P550-D0-PCD-HK-[blank480V] | Indoor Luminaires | High-Bay | High-Bay Luminaires for Commercial and Industrial Buildings | Standard | FALSE | [9 empty] | 42619 |  |  | Yes | Product updated on 10/7/2016 | 4 | 15679 | 121.92 | 128.6 | 9.88 | 0.93 | 5000 | 81.9
P2WV4YFV | Fujian Juan Kuang Yaming Electric Ltd | JK Lite | GC201-120W-P550-D1-PCD-HK-[blank480V] | Indoor Luminaires | High-Bay | High-Bay Luminaires for Commercial and Industrial Buildings | Standard | FALSE | [9 empty] | 42619 |  |  | Yes | Product updated on 10/7/2016 | 4 | 15679 | 121.92 | 128.6 | 9.88 | 0.93 | 5000 | 81.9
PVW75Z8G | Fujian Juan Kuang Yaming Electric Ltd | JK Lite | GC201-120W-P545-D0-PCD-HK-[blank480V] | Indoor Luminaires | High-Bay | High-Bay Luminaires for Commercial and Industrial Buildings | Standard | FALSE | [9 empty] | 42619 |  |  | Yes | Product updated on 10/7/2016 | 4 | 15559 | 120.43 | 129.2 | 9.83 | 0.93 | 4500 | 75.4
PZVWC1QZ | Fujian Juan Kuang Yaming Electric Ltd | JK Lite | GC201-120W-P545-D1-PCD-HK-[blank480V] | Indoor Luminaires | High-Bay | High-Bay Luminaires for Commercial and Industrial Buildings | Standard | FALSE | [9 empty] | 42619 |  |  | Yes | Product updated on 10/7/2016 | 4 | 15559 | 120.43 | 129.2 | 9.83 | 0.93 | 4500 | 75.4
PM7WUU28 | Fujian Juan Kuang Yaming Electric Ltd | JK Lite | GC201-120W-P540-D0-PCD-HK-[blank480V] | Indoor Luminaires | High-Bay | High-Bay Luminaires for Commercial and Industrial Buildings | Standard | FALSE | [9 empty] | 42619 |  |  | Yes | Product updated on 10/7/2016 | 4 | 15559 | 120.43 | 129.2 | 9.83 | 0.93 | 4000 | 75.4
P256WTRZ | Kili-LED Lighting Limited | Kili-LED Lighting | VFO054(5700K) [Clear Lens] | Indoor Luminaires | High-Bay | Low-Bay Luminaires for Commercial and Industrial Buildings | Premium | FALSE | [9 empty] | 42619 |  |  | Yes |  | 4 | 7570 | 154 | 48.9 | 14 | 0.9 | 5700 | 83
PTRNYCYJ | Kili-LED Lighting Limited | Kili-LED Lighting | VFO054(5000K) [Clear Lens] | Indoor Luminaires | High-Bay | Low-Bay Luminaires for Commercial and Industrial Buildings | Premium | FALSE | [9 empty] | 42619 |  |  | Yes |  | 4 | 7570 | 154 | 48.9 | 14 | 0.9 | 5000 | 83
PJ4XR9Y8 | Kili-LED Lighting Limited | Kili-LED Lighting | VFO054(4500K) [Clear Lens] | Indoor Luminaires | High-Bay | Low-Bay Luminaires for Commercial and Industrial Buildings | Premium | FALSE | [9 empty] | 42619 |  |  | Yes |  | 4 | 7570 | 154 | 48.9 | 14 | 0.9 | 4500 | 83
PJRUJ9UR | FY Lighting Co. Ltd | Fen Yong | FY-LB1200-80W(L50K432CN) | Indoor Luminaires | High-Bay | Low-Bay Luminaires for Commercial and Industrial Buildings | Standard | FALSE | [9 empty] | 42619 |  |  | No |  | 4 | 9500 | 115 | 80 | 15 | 0.9 | 5000 | 80
PQAYEAUA | FY Lighting Co. Ltd | Fen Yong | FY-LB1200-80W(L50K432C) | Indoor Luminaires | High-Bay | Low-Bay Luminaires for Commercial and Industrial Buildings | Standard | FALSE | [9 empty] | 42619 |  |  | No |  | 4 | 9500 | 115 | 80 | 15 | 0.9 | 5000 | 80
PC81KK9P | FY Lighting Co. Ltd | Fen Yong | FY-LB1200-80W(L45K432CN) | Indoor Luminaires | High-Bay | Low-Bay Luminaires for Commercial and Industrial Buildings | Standard | FALSE | [9 empty] | 42619 |  |  | No |  | 4 | 9300 | 113 | 80 | 15 | 0.9 | 4500 | 80
PH9WYEE4 | FY Lighting Co. Ltd | Fen Yong | FY-LB1200-80W(L45K432C) | Indoor Luminaires | High-Bay | Low-Bay Luminaires for Commercial and Industrial Buildings | Standard | FALSE | [9 empty] | 42619 |  |  | No |  | 4 | 9300 | 113 | 80 | 15 | 0.9 | 4500 | 80
PZFG7BBR | FY Lighting Co. Ltd | Fen Yong | FY-LB1200-80W(L40K432CN) | Indoor Luminaires | High-Bay | Low-Bay Luminaires for Commercial and Industrial Buildings | Standard | FALSE | [9 empty] | 42619 |  |  | No |  | 4 | 9200 | 112 | 80 | 15 | 0.9 | 4000 | 80
PKUGKDSM | FY Lighting Co. Ltd | Fen Yong | FY-LB1200-80W(L40K432C) | Indoor Luminaires | High-Bay | Low-Bay Luminaires for Commercial and Industrial Buildings | Standard | FALSE | [9 empty] | 42619 |  |  | No |  | 4 | 9200 | 112 | 80 | 15 | 0.9 | 4000 | 80
P7YX17H3 | FY Lighting Co. Ltd | Fen Yong | FY-LB1200-80W(L35K432CN) | Indoor Luminaires | High-Bay | Low-Bay Luminaires for Commercial and Industrial Buildings | Standard | FALSE | [9 empty] | 42619 |  |  | No |  | 4 | 9100 | 111 | 80 | 15 | 0.9 | 3500 | 80
P3JEYKTV | FY Lighting Co. Ltd | Fen Yong | FY-LB1200-80W(L35K432C) | Indoor Luminaires | High-Bay | Low-Bay Luminaires for Commercial and Industrial Buildings | Standard | FALSE | [9 empty] | 42619 |  |  | No |  | 4 | 9100 | 111 | 80 | 15 | 0.9 | 3500 | 80
P457N7ME | FY Lighting Co. Ltd | Fen Yong | FY-LB1200-80W(L30K432CN) | Indoor Luminaires | High-Bay | Low-Bay Luminaires for Commercial and Industrial Buildings | Standard | FALSE | [9 empty] | 42619 |  |  | No |  | 4 | 9000 | 110 | 80 | 15 | 0.9 | 3000 | 80
PNDJT5R1 | Acuity Brands Lighting | Holophane | PHZ 12L 5K 80CRI X X X F FR | Indoor Luminaires | High-Bay | High-Bay Luminaires for Commercial and Industrial Buildings | Standard | FALSE | [9 empty] | 42619 | Dimmable | Continuous Below 10 | Yes |  | 3 | 9242 | 92.42 | 100 | 7.22 | 0.976 | 5000 | 80
P23WJURT | Acuity Brands Lighting | Holophane | PHZ 45L 5K 80CRI X X X M | Indoor Luminaires | High-Bay | High-Bay Luminaires for Commercial and Industrial Buildings | Standard | FALSE | [9 empty] | 42619 | Dimmable | Continuous Below 10 | Yes |  | 3 | 40906 | 103.04 | 397 | 3.86 | 0.979 | 5000 | 80
P7H86U2D | Acuity Brands Lighting | Holophane | PHZ 45L 5K 80CRI X X X N | Indoor Luminaires | High-Bay | High-Bay Luminaires for Commercial and Industrial Buildings | Standard | FALSE | [9 empty] | 42619 | Dimmable | Continuous Below 10 | Yes |  | 3 | 40523 | 102.07 | 397 | 3.86 | 0.979 | 5000 | 80
PC45EXXM | Acuity Brands Lighting | Holophane | PHZ 45L 5K 80CRI X X X W | Indoor Luminaires | High-Bay | High-Bay Luminaires for Commercial and Industrial Buildings | Standard | FALSE | [9 empty] | 42619 | Dimmable | Continuous Below 10 | Yes |  | 3 | 40287 | 101.48 | 397 | 3.86 | 0.979 | 5000 | 80
PKDEAM7V | Acuity Brands Lighting | Holophane | PHZ 45L 5K 80CRI X X X NA | Indoor Luminaires | High-Bay | High-Bay Luminaires for Commercial and Industrial Buildings | Standard | FALSE | [9 empty] | 42619 | Dimmable | Continuous Below 10 | Yes |  | 3 | 40077 | 100.95 | 397 | 3.86 | 0.979 | 5000 | 80
P57ZFB1W | Acuity Brands Lighting | Holophane | PHZ 45L 5K 80CRI X X X WA | Indoor Luminaires | High-Bay | High-Bay Luminaires for Commercial and Industrial Buildings | Standard | FALSE | [9 empty] | 42619 | Dimmable | Continuous Below 10 | Yes |  | 3 | 39849 | 100.38 | 397 | 3.86 | 0.979 | 5000 | 80
PRB2Y7MJ | Acuity Brands Lighting | Holophane | PHZ 45L 5K 80CRI X X X F | Indoor Luminaires | High-Bay | High-Bay Luminaires for Commercial and Industrial Buildings | Standard | FALSE | [9 empty] | 42619 | Dimmable | Continuous Below 10 | Yes |  | 3 | 37668 | 94.88 | 397 | 3.86 | 0.979 | 5000 | 80
PUUPMSMQ | Acuity Brands Lighting | Holophane | PHZ 45L 5K 80CRI X X X M FR | Indoor Luminaires | High-Bay | High-Bay Luminaires for Commercial and Industrial Buildings | Standard | FALSE | [9 empty] | 42619 | Dimmable | Continuous Below 10 | Yes |  | 3 | 37288 | 93.92 | 397 | 3.86 | 0.979 | 5000 | 80
PGFKMQ3W | Acuity Brands Lighting | Holophane | PHZ 45L 5K 80CRI X X X N FR | Indoor Luminaires | High-Bay | High-Bay Luminaires for Commercial and Industrial Buildings | Standard | FALSE | [9 empty] | 42619 | Dimmable | Continuous Below 10 | Yes |  | 3 | 36772 | 92.62 | 397 | 3.86 | 0.979 | 5000 | 80
P2AMHNZE | Acuity Brands Lighting | Holophane | PHZ 45L 5K 80CRI X X X W FR | Indoor Luminaires | High-Bay | High-Bay Luminaires for Commercial and Industrial Buildings | Standard | FALSE | [9 empty] | 42619 | Dimmable | Continuous Below 10 | Yes |  | 3 | 36069 | 90.85 | 397 | 3.86 | 0.979 | 5000 | 80
PSRNJDHV | Acuity Brands Lighting | Holophane | PHZ 40L 5K 80CRI X X X M | Indoor Luminaires | High-Bay | High-Bay Luminaires for Commercial and Industrial Buildings | Standard | FALSE | [9 empty] | 42619 | Dimmable | Continuous Below 10 | Yes |  | 3 | 35736 | 103.88 | 344 | 3.86 | 0.979 | 5000 | 80
P7A3SRP5 | Acuity Brands Lighting | Holophane | PHZ 40L 5K 80CRI X X X N | Indoor Luminaires | High-Bay | High-Bay Luminaires for Commercial and Industrial Buildings | Standard | FALSE | [9 empty] | 42619 | Dimmable | Continuous Below 10 | Yes |  | 3 | 35402 | 102.91 | 344 | 3.86 | 0.979 | 5000 | 80
P2PHMNXM | Acuity Brands Lighting | Holophane | PHZ 40L 5K 80CRI X X X W | Indoor Luminaires | High-Bay | High-Bay Luminaires for Commercial and Industrial Buildings | Standard | FALSE | [9 empty] | 42619 | Dimmable | Continuous Below 10 | Yes |  | 3 | 35196 | 102.31 | 344 | 3.86 | 0.979 | 5000 | 80
PQ6XF2CV | Acuity Brands Lighting | Holophane | PHZ 40L 5K 80CRI X X X NA | Indoor Luminaires | High-Bay | High-Bay Luminaires for Commercial and Industrial Buildings | Standard | FALSE | [9 empty] | 42619 | Dimmable | Continuous Below 10 | Yes |  | 3 | 35012 | 101.78 | 344 | 3.86 | 0.979 | 5000 | 80
P4J1GGC9 | Acuity Brands Lighting | Holophane | PHZ 45L 5K 80CRI X X X F FR | Indoor Luminaires | High-Bay | High-Bay Luminaires for Commercial and Industrial Buildings | Standard | FALSE | [9 empty] | 42619 | Dimmable | Continuous Below 10 | Yes |  | 3 | 34956 | 88.05 | 397 | 3.86 | 0.979 | 5000 | 80
P2C8KSK1 | Acuity Brands Lighting | Holophane | PHZ 40L 5K 80CRI X X X WA | Indoor Luminaires | High-Bay | High-Bay Luminaires for Commercial and Industrial Buildings | Standard | FALSE | [9 empty] | 42619 | Dimmable | Continuous Below 10 | Yes |  | 3 | 34814 | 101.2 | 344 | 3.86 | 0.979 | 5000 | 80
PUQJ39JH | Acuity Brands Lighting | Holophane | PHZ 40L 5K 80CRI X X X F | Indoor Luminaires | High-Bay | High-Bay Luminaires for Commercial and Industrial Buildings | Standard | FALSE | [9 empty] | 42619 | Dimmable | Continuous Below 10 | Yes |  | 3 | 32908 | 95.66 | 344 | 3.86 | 0.979 | 5000 | 80
PUQFRDS4 | Acuity Brands Lighting | Holophane | PHZ 40L 5K 80CRI X X X M FR | Indoor Luminaires | High-Bay | High-Bay Luminaires for Commercial and Industrial Buildings | Standard | FALSE | [9 empty] | 42619 | Dimmable | Continuous Below 10 | Yes |  | 3 | 32576 | 94.7 | 344 | 3.86 | 0.979 | 5000 | 80
PMD3T7Q6 | Acuity Brands Lighting | Holophane | PHZ 40L 5K 80CRI X X X N FR | Indoor Luminaires | High-Bay | High-Bay Luminaires for Commercial and Industrial Buildings | Standard | FALSE | [9 empty] | 42619 | Dimmable | Continuous Below 10 | Yes |  | 3 | 32125 | 93.39 | 344 | 3.86 | 0.979 | 5000 | 80
PAYXYTPX | Acuity Brands Lighting | Holophane | PHZ 40L 5K 80CRI X X X W FR | Indoor Luminaires | High-Bay | High-Bay Luminaires for Commercial and Industrial Buildings | Standard | FALSE | [9 empty] | 42619 | Dimmable | Continuous Below 10 | Yes |  | 3 | 31511 | 91.6 | 344 | 3.86 | 0.979 | 5000 | 80
PKZB2A2J | Acuity Brands Lighting | Holophane | PHZ 40L 5K 80CRI X X X F FR | Indoor Luminaires | High-Bay | High-Bay Luminaires for Commercial and Industrial Buildings | Standard | FALSE | [9 empty] | 42619 | Dimmable | Continuous Below 10 | Yes |  | 3 | 30538 | 88.77 | 344 | 3.86 | 0.979 | 5000 | 80
P000004G8 | Acuity Brands Lighting | Holophane | PHZ 24L 5K 80CRI X X X M | Indoor Luminaires | High-Bay | High-Bay Luminaires for Commercial and Industrial Buildings | Standard | FALSE | [9 empty] | 42619 | Dimmable | Continuous Below 10 | Yes | Updated 9/6/2016 | 3 | 21271 | 107.97 | 197 | 3.83 | 0.98 | 5000 | 80
P000004G7 | Acuity Brands Lighting | Holophane | PHZ 24L 5K 80CRI X X X N | Indoor Luminaires | High-Bay | High-Bay Luminaires for Commercial and Industrial Buildings | Standard | FALSE | [9 empty] | 42619 | Dimmable | Continuous Below 10 | Yes | Updated 9/6/2016 | 3 | 21072 | 106.96 | 197 | 3.83 | 0.98 | 5000 | 80
P000004G9 | Acuity Brands Lighting | Holophane | PHZ 24L 5K 80CRI X X X W | Indoor Luminaires | High-Bay | High-Bay Luminaires for Commercial and Industrial Buildings | Standard | FALSE | [9 empty] | 42619 | Dimmable | Continuous Below 10 | Yes | Updated 9/6/2016 | 3 | 20950 | 106.35 | 197 | 3.83 | 0.98 | 5000 | 80
PEN1WFDY | Acuity Brands Lighting | Holophane | PHZ 24L 5K 80CRI X X X NA | Indoor Luminaires | High-Bay | High-Bay Luminaires for Commercial and Industrial Buildings | Standard | FALSE | [9 empty] | 42619 | Dimmable | Continuous Below 10 | Yes |  | 3 | 20840 | 105.79 | 197 | 3.83 | 0.98 | 5000 | 80
P5FXBZFC | Acuity Brands Lighting | Holophane | PHZ 24L 5K 80CRI X X X WA | Indoor Luminaires | High-Bay | High-Bay Luminaires for Commercial and Industrial Buildings | Standard | FALSE | [9 empty] | 42619 | Dimmable | Continuous Below 10 | Yes |  | 3 | 20722 | 105.19 | 197 | 3.83 | 0.98 | 5000 | 80
PBY4QX9A | Acuity Brands Lighting | Holophane | PHZ 24L 5K 80CRI X X X F | Indoor Luminaires | High-Bay | High-Bay Luminaires for Commercial and Industrial Buildings | Standard | FALSE | [9 empty] | 42619 | Dimmable | Continuous Below 10 | Yes |  | 3 | 19588 | 99.43 | 197 | 3.83 | 0.98 | 5000 | 80
P000004GB | Acuity Brands Lighting | Holophane | PHZ 24L 5K 80CRI X X X M FR | Indoor Luminaires | High-Bay | High-Bay Luminaires for Commercial and Industrial Buildings | Standard | FALSE | [9 empty] | 42619 | Dimmable | Continuous Below 10 | Yes | Updated 9/6/2016 | 3 | 19390 | 98.43 | 197 | 3.83 | 0.98 | 5000 | 80
P000004GA | Acuity Brands Lighting | Holophane | PHZ 24L 5K 80CRI X X X N FR | Indoor Luminaires | High-Bay | High-Bay Luminaires for Commercial and Industrial Buildings | Standard | FALSE | [9 empty] | 42619 | Dimmable | Continuous Below 10 | Yes | Updated 9/6/2016 | 3 | 19122 | 97.07 | 197 | 3.83 | 0.98 | 5000 | 80
P000004GC | Acuity Brands Lighting | Holophane | PHZ 24L 5K 80CRI X X X W FR | Indoor Luminaires | High-Bay | High-Bay Luminaires for Commercial and Industrial Buildings | Standard | FALSE | [9 empty] | 42619 | Dimmable | Continuous Below 10 | Yes | Updated 9/6/2016 | 3 | 18756 | 95.21 | 197 | 3.83 | 0.98 | 5000 | 80
P268WC2R | Acuity Brands Lighting | Holophane | PHZ 24L 5K 80CRI X X X F FR | Indoor Luminaires | High-Bay | High-Bay Luminaires for Commercial and Industrial Buildings | Standard | FALSE | [9 empty] | 42619 | Dimmable | Continuous Below 10 | Yes |  | 3 | 18177 | 92.27 | 197 | 3.83 | 0.98 | 5000 | 80
PKA2QXM8 | Acuity Brands Lighting | Holophane | PHZ 45L 5K 70CRI X X X F | Indoor Luminaires | High-Bay | High-Bay Luminaires for Commercial and Industrial Buildings | Standard | FALSE | [9 empty] | 42619 | Dimmable | Continuous Below 10 | Yes |  | 3 | 43319 | 109.12 | 397 | 3.86 | 0.979 | 5000 | 70
PF2QJTHZ | Acuity Brands Lighting | Holophane | PHZ 45L 5K 70CRI X X X M FR | Indoor Luminaires | High-Bay | High-Bay Luminaires for Commercial and Industrial Buildings | Standard | FALSE | [9 empty] | 42619 | Dimmable | Continuous Below 10 | Yes |  | 3 | 42881 | 108.01 | 397 | 3.86 | 0.979 | 5000 | 70
PEC7TUWX | Acuity Brands Lighting | Holophane | PHZ 45L 5K 70CRI X X X N FR | Indoor Luminaires | High-Bay | High-Bay Luminaires for Commercial and Industrial Buildings | Standard | FALSE | [9 empty] | 42619 | Dimmable | Continuous Below 10 | Yes |  | 3 | 42288 | 106.52 | 397 | 3.86 | 0.979 | 5000 | 70
P9SPSUN2 | Acuity Brands Lighting | Holophane | PHZ 45L 5K 70CRI X X X W FR | Indoor Luminaires | High-Bay | High-Bay Luminaires for Commercial and Industrial Buildings | Standard | FALSE | [9 empty] | 42619 | Dimmable | Continuous Below 10 | Yes |  | 3 | 41479 | 104.48 | 397 | 3.86 | 0.979 | 5000 | 70
PPCATEHB | Acuity Brands Lighting | Holophane | PHZ 45L 5K 70CRI X X X F FR | Indoor Luminaires | High-Bay | High-Bay Luminaires for Commercial and Industrial Buildings | Standard | FALSE | [9 empty] | 42619 | Dimmable | Continuous Below 10 | Yes |  | 3 | 40199 | 101.26 | 397 | 3.86 | 0.979 | 5000 | 70
P3FP2R7R | Acuity Brands Lighting | Holophane | PHZ 40L 5K 70CRI X X X M FR | Indoor Luminaires | High-Bay | High-Bay Luminaires for Commercial and Industrial Buildings | Standard | FALSE | [9 empty] | 42619 | Dimmable | Continuous Below 10 | Yes |  | 3 | 37462 | 108.9 | 344 | 3.86 | 0.979 | 5000 | 70
PN4P28MZ | Acuity Brands Lighting | Holophane | PHZ 40L 5K 70CRI X X X N FR | Indoor Luminaires | High-Bay | High-Bay Luminaires for Commercial and Industrial Buildings | Standard | FALSE | [9 empty] | 42619 | Dimmable | Continuous Below 10 | Yes |  | 3 | 36943 | 107.39 | 344 | 3.86 | 0.979 | 5000 | 70
PW1JNUEW | Acuity Brands Lighting | Holophane | PHZ 40L 5K 70CRI X X X W FR | Indoor Luminaires | High-Bay | High-Bay Luminaires for Commercial and Industrial Buildings | Standard | FALSE | [9 empty] | 42619 | Dimmable | Continuous Below 10 | Yes |  | 3 | 36237 | 105.34 | 344 | 3.86 | 0.979 | 5000 | 70
PWKHE5C1 | Acuity Brands Lighting | Holophane | PHZ 40L 5K 70CRI X X X F FR | Indoor Luminaires | High-Bay | High-Bay Luminaires for Commercial and Industrial Buildings | Standard | FALSE | [9 empty] | 42619 | Dimmable | Continuous Below 10 | Yes |  | 3 | 35119 | 102.09 | 344 | 3.86 | 0.979 | 5000 | 70
P000004EE | Acuity Brands Lighting | Holophane | PHZ 24L 5K 70CRI X X X W FR | Indoor Luminaires | High-Bay | High-Bay Luminaires for Commercial and Industrial Buildings | Standard | FALSE | [9 empty] | 42619 | Dimmable | Continuous Below 10 | Yes | Updated 9/6/2016 | 3 | 21570 | 109.49 | 197 | 3.83 | 0.98 | 5000 | 70
PPU2NA8V | Acuity Brands Lighting | Holophane | PHZ 24L 5K 70CRI X X X F FR | Indoor Luminaires | High-Bay | High-Bay Luminaires for Commercial and Industrial Buildings | Standard | FALSE | [9 empty] | 42619 | Dimmable | Continuous Below 10 | Yes |  | 3 | 20904 | 106.11 | 197 | 3.83 | 0.98 | 5000 | 70
PJ9XB9MV | Acuity Brands Lighting | Holophane | PHZ 45L 4K 80CRI X X X M | Indoor Luminaires | High-Bay | High-Bay Luminaires for Commercial and Industrial Buildings | Standard | FALSE | [9 empty] | 42619 | Dimmable | Continuous Below 10 | Yes |  | 3 | 41198 | 103.77 | 397 | 3.86 | 0.979 | 4000 | 80
PJBJSFTF | Acuity Brands Lighting | Holophane | PHZ 45L 4K 80CRI X X X N | Indoor Luminaires | High-Bay | High-Bay Luminaires for Commercial and Industrial Buildings | Standard | FALSE | [9 empty] | 42619 | Dimmable | Continuous Below 10 | Yes |  | 3 | 40813 | 102.8 | 397 | 3.86 | 0.979 | 4000 | 80
P3P6S8TE | Acuity Brands Lighting | Holophane | PHZ 45L 4K 80CRI X X X W | Indoor Luminaires | High-Bay | High-Bay Luminaires for Commercial and Industrial Buildings | Standard | FALSE | [9 empty] | 42619 | Dimmable | Continuous Below 10 | Yes |  | 3 | 40575 | 102.2 | 397 | 3.86 | 0.979 | 4000 | 80
P1AXH66P | Acuity Brands Lighting | Holophane | PHZ 45L 4K 80CRI X X X NA | Indoor Luminaires | High-Bay | High-Bay Luminaires for Commercial and Industrial Buildings | Standard | FALSE | [9 empty] | 42619 | Dimmable | Continuous Below 10 | Yes |  | 3 | 40363 | 101.67 | 397 | 3.86 | 0.979 | 4000 | 80
PT4S3R4U | Acuity Brands Lighting | Holophane | PHZ 45L 4K 80CRI X X X WA | Indoor Luminaires | High-Bay | High-Bay Luminaires for Commercial and Industrial Buildings | Standard | FALSE | [9 empty] | 42619 | Dimmable | Continuous Below 10 | Yes |  | 3 | 40134 | 101.09 | 397 | 3.86 | 0.979 | 4000 | 80
P54Q5A9R | Acuity Brands Lighting | Holophane | PHZ 45L 4K 80CRI X X X F | Indoor Luminaires | High-Bay | High-Bay Luminaires for Commercial and Industrial Buildings | Standard | FALSE | [9 empty] | 42619 | Dimmable | Continuous Below 10 | Yes |  | 3 | 37937 | 95.56 | 397 | 3.86 | 0.979 | 4000 | 80
PKRTWKA7 | Acuity Brands Lighting | Holophane | PHZ 45L 4K 80CRI X X X M FR | Indoor Luminaires | High-Bay | High-Bay Luminaires for Commercial and Industrial Buildings | Standard | FALSE | [9 empty] | 42619 | Dimmable | Continuous Below 10 | Yes |  | 3 | 37554 | 94.59 | 397 | 3.86 | 0.979 | 4000 | 80
PT77AP3H | Acuity Brands Lighting | Holophane | PHZ 45L 4K 80CRI X X X N FR | Indoor Luminaires | High-Bay | High-Bay Luminaires for Commercial and Industrial Buildings | Standard | FALSE | [9 empty] | 42619 | Dimmable | Continuous Below 10 | Yes |  | 3 | 37034 | 93.28 | 397 | 3.86 | 0.979 | 4000 | 80
PV53954Q | Acuity Brands Lighting | Holophane | PHZ 45L 4K 80CRI X X X W FR | Indoor Luminaires | High-Bay | High-Bay Luminaires for Commercial and Industrial Buildings | Standard | FALSE | [9 empty] | 42619 | Dimmable | Continuous Below 10 | Yes |  | 3 | 36327 | 91.5 | 397 | 3.86 | 0.979 | 4000 | 80
PT8QSF83 | Acuity Brands Lighting | Holophane | PHZ 40L 4K 80CRI X X X M | Indoor Luminaires | High-Bay | High-Bay Luminaires for Commercial and Industrial Buildings | Standard | FALSE | [9 empty] | 42619 | Dimmable | Continuous Below 10 | Yes |  | 3 | 35992 | 104.63 | 344 | 3.86 | 0.979 | 4000 | 80
P4ME7JMK | Acuity Brands Lighting | Holophane | PHZ 40L 4K 80CRI X X X N | Indoor Luminaires | High-Bay | High-Bay Luminaires for Commercial and Industrial Buildings | Standard | FALSE | [9 empty] | 42619 | Dimmable | Continuous Below 10 | Yes |  | 3 | 35655 | 103.65 | 344 | 3.86 | 0.979 | 4000 | 80
PM85FDFK | Acuity Brands Lighting | Holophane | PHZ 40L 4K 80CRI X X X W | Indoor Luminaires | High-Bay | High-Bay Luminaires for Commercial and Industrial Buildings | Standard | FALSE | [9 empty] | 42619 | Dimmable | Continuous Below 10 | Yes |  | 3 | 35447 | 103.04 | 344 | 3.86 | 0.979 | 4000 | 80
P7QVB97Y | Acuity Brands Lighting | Holophane | PHZ 40L 4K 80CRI X X X NA | Indoor Luminaires | High-Bay | High-Bay Luminaires for Commercial and Industrial Buildings | Standard | FALSE | [9 empty] | 42619 | Dimmable | Continuous Below 10 | Yes |  | 3 | 35262 | 102.51 | 344 | 3.86 | 0.979 | 4000 | 80
P5DW9HBB | Acuity Brands Lighting | Holophane | PHZ 45L 4K 80CRI X X X F FR | Indoor Luminaires | High-Bay | High-Bay Luminaires for Commercial and Industrial Buildings | Standard | FALSE | [9 empty] | 42619 | Dimmable | Continuous Below 10 | Yes |  | 3 | 35205 | 88.68 | 397 | 3.86 | 0.979 | 4000 | 80
PJEPSV1A | Acuity Brands Lighting | Holophane | PHZ 40L 4K 80CRI X X X WA | Indoor Luminaires | High-Bay | High-Bay Luminaires for Commercial and Industrial Buildings | Standard | FALSE | [9 empty] | 42619 | Dimmable | Continuous Below 10 | Yes |  | 3 | 35062 | 101.92 | 344 | 3.86 | 0.979 | 4000 | 80
PBKMMTDH | Acuity Brands Lighting | Holophane | PHZ 40L 4K 80CRI X X X F | Indoor Luminaires | High-Bay | High-Bay Luminaires for Commercial and Industrial Buildings | Standard | FALSE | [9 empty] | 42619 | Dimmable | Continuous Below 10 | Yes |  | 3 | 33143 | 96.35 | 344 | 3.86 | 0.979 | 4000 | 80
P75114N5 | Acuity Brands Lighting | Holophane | PHZ 40L 4K 80CRI X X X M FR | Indoor Luminaires | High-Bay | High-Bay Luminaires for Commercial and Industrial Buildings | Standard | FALSE | [9 empty] | 42619 | Dimmable | Continuous Below 10 | Yes |  | 3 | 32808 | 95.37 | 344 | 3.86 | 0.979 | 4000 | 80
PRG64WBG | Acuity Brands Lighting | Holophane | PHZ 40L 4K 80CRI X X X N FR | Indoor Luminaires | High-Bay | High-Bay Luminaires for Commercial and Industrial Buildings | Standard | FALSE | [9 empty] | 42619 | Dimmable | Continuous Below 10 | Yes |  | 3 | 32354 | 94.05 | 344 | 3.86 | 0.979 | 4000 | 80
PW3WGHGA | Acuity Brands Lighting | Holophane | PHZ 40L 4K 80CRI X X X W FR | Indoor Luminaires | High-Bay | High-Bay Luminaires for Commercial and Industrial Buildings | Standard | FALSE | [9 empty] | 42619 | Dimmable | Continuous Below 10 | Yes |  | 3 | 31736 | 92.26 | 344 | 3.86 | 0.979 | 4000 | 80
P6JH3PZ9 | Acuity Brands Lighting | Holophane | PHZ 40L 4K 80CRI X X X F FR | Indoor Luminaires | High-Bay | High-Bay Luminaires for Commercial and Industrial Buildings | Standard | FALSE | [9 empty] | 42619 | Dimmable | Continuous Below 10 | Yes |  | 3 | 30756 | 89.41 | 344 | 3.86 | 0.979 | 4000 | 80
P000004G1 | Acuity Brands Lighting | Holophane | PHZ 24L 4K 80CRI X X X N | Indoor Luminaires | High-Bay | High-Bay Luminaires for Commercial and Industrial Buildings | Standard | FALSE | [9 empty] | 42619 | Dimmable | Continuous Below 10 | Yes | Updated 9/6/2016 | 3 | 21223 | 107.73 | 197 | 3.83 | 0.98 | 4000 | 80
P000004G3 | Acuity Brands Lighting | Holophane | PHZ 24L 4K 80CRI X X X W | Indoor Luminaires | High-Bay | High-Bay Luminaires for Commercial and Industrial Buildings | Standard | FALSE | [9 empty] | 42619 | Dimmable | Continuous Below 10 | Yes | Updated 9/6/2016 | 3 | 21099 | 107.1 | 197 | 3.83 | 0.98 | 4000 | 80
PYF79H9H | Acuity Brands Lighting | Holophane | PHZ 24L 4K 80CRI X X X NA | Indoor Luminaires | High-Bay | High-Bay Luminaires for Commercial and Industrial Buildings | Standard | FALSE | [9 empty] | 42619 | Dimmable | Continuous Below 10 | Yes |  | 3 | 20989 | 106.54 | 197 | 3.83 | 0.98 | 4000 | 80
PTYUYG6Y | Acuity Brands Lighting | Holophane | PHZ 24L 4K 80CRI X X X WA | Indoor Luminaires | High-Bay | High-Bay Luminaires for Commercial and Industrial Buildings | Standard | FALSE | [9 empty] | 42619 | Dimmable | Continuous Below 10 | Yes |  | 3 | 20870 | 105.94 | 197 | 3.83 | 0.98 | 4000 | 80
P369SYJP | Acuity Brands Lighting | Holophane | PHZ 24L 4K 80CRI X X X F | Indoor Luminaires | High-Bay | High-Bay Luminaires for Commercial and Industrial Buildings | Standard | FALSE | [9 empty] | 42619 | Dimmable | Continuous Below 10 | Yes |  | 3 | 19728 | 100.14 | 197 | 3.83 | 0.98 | 4000 | 80
P000004G5 | Acuity Brands Lighting | Holophane | PHZ 24L 4K 80CRI X X X M FR | Indoor Luminaires | High-Bay | High-Bay Luminaires for Commercial and Industrial Buildings | Standard | FALSE | [9 empty] | 42619 | Dimmable | Continuous Below 10 | Yes | Updated 9/6/2016 | 3 | 19529 | 99.13 | 197 | 3.83 | 0.98 | 4000 | 80
P000004G4 | Acuity Brands Lighting | Holophane | PHZ 24L 4K 80CRI X X X N FR | Indoor Luminaires | High-Bay | High-Bay Luminaires for Commercial and Industrial Buildings | Standard | FALSE | [9 empty] | 42619 | Dimmable | Continuous Below 10 | Yes | Updated 9/6/2016 | 3 | 19258 | 97.76 | 197 | 3.83 | 0.98 | 4000 | 80
P000004G6 | Acuity Brands Lighting | Holophane | PHZ 24L 4K 80CRI X X X W FR | Indoor Luminaires | High-Bay | High-Bay Luminaires for Commercial and Industrial Buildings | Standard | FALSE | [9 empty] | 42619 | Dimmable | Continuous Below 10 | Yes | Updated 9/6/2016 | 3 | 18890 | 95.89 | 197 | 3.83 | 0.98 | 4000 | 80
PUBEUDJG | Acuity Brands Lighting | Holophane | PHZ 24L 4K 80CRI X X X F FR | Indoor Luminaires | High-Bay | High-Bay Luminaires for Commercial and Industrial Buildings | Standard | FALSE | [9 empty] | 42619 | Dimmable | Continuous Below 10 | Yes |  | 3 | 18307 | 92.93 | 197 | 3.83 | 0.98 | 4000 | 80
P1SQSDVN | Acuity Brands Lighting | Holophane | PHZ 45L 4K 70CRI X X X F | Indoor Luminaires | High-Bay | High-Bay Luminaires for Commercial and Industrial Buildings | Standard | FALSE | [9 empty] | 42619 | Dimmable | Continuous Below 10 | Yes |  | 3 | 43049 | 108.44 | 397 | 3.86 | 0.979 | 4000 | 70
P9Y31Y51 | Acuity Brands Lighting | Holophane | PHZ 45L 4K 70CRI X X X M FR | Indoor Luminaires | High-Bay | High-Bay Luminaires for Commercial and Industrial Buildings | Standard | FALSE | [9 empty] | 42619 | Dimmable | Continuous Below 10 | Yes |  | 3 | 42615 | 107.34 | 397 | 3.86 | 0.979 | 4000 | 70
PUSTU4KG | Acuity Brands Lighting | Holophane | PHZ 45L 4K 70CRI X X X N FR | Indoor Luminaires | High-Bay | High-Bay Luminaires for Commercial and Industrial Buildings | Standard | FALSE | [9 empty] | 42619 | Dimmable | Continuous Below 10 | Yes |  | 3 | 42025 | 105.86 | 397 | 3.86 | 0.979 | 4000 | 70
PB7MMHVW | Acuity Brands Lighting | Holophane | PHZ 45L 4K 70CRI X X X W FR | Indoor Luminaires | High-Bay | High-Bay Luminaires for Commercial and Industrial Buildings | Standard | FALSE | [9 empty] | 42619 | Dimmable | Continuous Below 10 | Yes |  | 3 | 41222 | 103.83 | 397 | 3.86 | 0.979 | 4000 | 70
PAV5MY7S | Acuity Brands Lighting | Holophane | PHZ 45L 4K 70CRI X X X F FR | Indoor Luminaires | High-Bay | High-Bay Luminaires for Commercial and Industrial Buildings | Standard | FALSE | [9 empty] | 42619 | Dimmable | Continuous Below 10 | Yes |  | 3 | 39949 | 100.63 | 397 | 3.86 | 0.979 | 4000 | 70
PQ2AGW11 | Acuity Brands Lighting | Holophane | PHZ 40L 4K 70CRI X X X F | Indoor Luminaires | High-Bay | High-Bay Luminaires for Commercial and Industrial Buildings | Standard | FALSE | [9 empty] | 42619 | Dimmable | Continuous Below 10 | Yes |  | 3 | 37609 | 109.33 | 344 | 3.86 | 0.979 | 4000 | 70
P7DUZMWR | Acuity Brands Lighting | Holophane | PHZ 40L 4K 70CRI X X X M FR | Indoor Luminaires | High-Bay | High-Bay Luminaires for Commercial and Industrial Buildings | Standard | FALSE | [9 empty] | 42619 | Dimmable | Continuous Below 10 | Yes |  | 3 | 37229 | 108.22 | 344 | 3.86 | 0.979 | 4000 | 70
P13FSQRE | Acuity Brands Lighting | Holophane | PHZ 40L 4K 70CRI X X X N FR | Indoor Luminaires | High-Bay | High-Bay Luminaires for Commercial and Industrial Buildings | Standard | FALSE | [9 empty] | 42619 | Dimmable | Continuous Below 10 | Yes |  | 3 | 36714 | 106.73 | 344 | 3.86 | 0.979 | 4000 | 70
PUK26C97 | Acuity Brands Lighting | Holophane | PHZ 40L 4K 70CRI X X X W FR | Indoor Luminaires | High-Bay | High-Bay Luminaires for Commercial and Industrial Buildings | Standard | FALSE | [9 empty] | 42619 | Dimmable | Continuous Below 10 | Yes |  | 3 | 36012 | 104.69 | 344 | 3.86 | 0.979 | 4000 | 70
P2K2KFQ4 | Acuity Brands Lighting | Holophane | PHZ 40L 4K 70CRI X X X F FR | Indoor Luminaires | High-Bay | High-Bay Luminaires for Commercial and Industrial Buildings | Standard | FALSE | [9 empty] | 42619 | Dimmable | Continuous Below 10 | Yes |  | 3 | 34901 | 101.46 | 344 | 3.86 | 0.979 | 4000 | 70
P000004E8 | Acuity Brands Lighting | Holophane | PHZ 24L 4K 70CRI X X X W FR | Indoor Luminaires | High-Bay | High-Bay Luminaires for Commercial and Industrial Buildings | Standard | FALSE | [9 empty] | 42619 | Dimmable | Continuous Below 10 | Yes | Updated 9/6/2016 | 3 | 21436 | 108.81 | 197 | 3.83 | 0.98 | 4000 | 70
PPFV2SKR | Acuity Brands Lighting | Holophane | PHZ 24L 4K 70CRI X X X F FR | Indoor Luminaires | High-Bay | High-Bay Luminaires for Commercial and Industrial Buildings | Standard | FALSE | [9 empty] | 42619 | Dimmable | Continuous Below 10 | Yes |  | 3 | 20774 | 105.45 | 197 | 3.83 | 0.98 | 4000 | 70
PXC3P72M | Acuity Brands Lighting | Holophane | PHZ 12L 35K 80CRI X X X F FR | Indoor Luminaires | High-Bay | High-Bay Luminaires for Commercial and Industrial Buildings | Standard | FALSE | [9 empty] | 42619 | Dimmable | Continuous Below 10 | Yes |  | 3 | 9242 | 92.42 | 100 | 7.22 | 0.976 | 3500 | 80
P8KR8WR8 | Acuity Brands Lighting | Holophane | PHZ 45L 35K 80CRI X X X M | Indoor Luminaires | High-Bay | High-Bay Luminaires for Commercial and Industrial Buildings | Standard | FALSE | [9 empty] | 42619 | Dimmable | Continuous Below 10 | Yes |  | 3 | 40906 | 103.04 | 397 | 3.86 | 0.979 | 3500 | 80
PAX71QZX | Acuity Brands Lighting | Holophane | PHZ 45L 35K 80CRI X X X N | Indoor Luminaires | High-Bay | High-Bay Luminaires for Commercial and Industrial Buildings | Standard | FALSE | [9 empty] | 42619 | Dimmable | Continuous Below 10 | Yes |  | 3 | 40523 | 102.07 | 397 | 3.86 | 0.979 | 3500 | 80
PN8PK4DH | Acuity Brands Lighting | Holophane | PHZ 45L 35K 80CRI X X X W | Indoor Luminaires | High-Bay | High-Bay Luminaires for Commercial and Industrial Buildings | Standard | FALSE | [9 empty] | 42619 | Dimmable | Continuous Below 10 | Yes |  | 3 | 40287 | 101.48 | 397 | 3.86 | 0.979 | 3500 | 80
P3GV4982 | Acuity Brands Lighting | Holophane | PHZ 45L 35K 80CRI X X X NA | Indoor Luminaires | High-Bay | High-Bay Luminaires for Commercial and Industrial Buildings | Standard | FALSE | [9 empty] | 42619 | Dimmable | Continuous Below 10 | Yes |  | 3 | 40077 | 100.95 | 397 | 3.86 | 0.979 | 3500 | 80
PUTCZ8HF | Acuity Brands Lighting | Holophane | PHZ 45L 35K 80CRI X X X WA | Indoor Luminaires | High-Bay | High-Bay Luminaires for Commercial and Industrial Buildings | Standard | FALSE | [9 empty] | 42619 | Dimmable | Continuous Below 10 | Yes |  | 3 | 39849 | 100.38 | 397 | 3.86 | 0.979 | 3500 | 80
PQVYFRA8 | Acuity Brands Lighting | Holophane | PHZ 45L 35K 80CRI X X X F | Indoor Luminaires | High-Bay | High-Bay Luminaires for Commercial and Industrial Buildings | Standard | FALSE | [9 empty] | 42619 | Dimmable | Continuous Below 10 | Yes |  | 3 | 37668 | 94.88 | 397 | 3.86 | 0.979 | 3500 | 80
P53C8THU | Acuity Brands Lighting | Holophane | PHZ 45L 35K 80CRI X X X M FR | Indoor Luminaires | High-Bay | High-Bay Luminaires for Commercial and Industrial Buildings | Standard | FALSE | [9 empty] | 42619 | Dimmable | Continuous Below 10 | Yes |  | 3 | 37288 | 93.92 | 397 | 3.86 | 0.979 | 3500 | 80
PBSSP1JV | Acuity Brands Lighting | Holophane | PHZ 45L 35K 80CRI X X X N FR | Indoor Luminaires | High-Bay | High-Bay Luminaires for Commercial and Industrial Buildings | Standard | FALSE | [9 empty] | 42619 | Dimmable | Continuous Below 10 | Yes |  | 3 | 36772 | 92.62 | 397 | 3.86 | 0.979 | 3500 | 80
PKDTKNPB | Acuity Brands Lighting | Holophane | PHZ 45L 35K 80CRI X X X W FR | Indoor Luminaires | High-Bay | High-Bay Luminaires for Commercial and Industrial Buildings | Standard | FALSE | [9 empty] | 42619 | Dimmable | Continuous Below 10 | Yes |  | 3 | 36069 | 90.85 | 397 | 3.86 | 0.979 | 3500 | 80
PKMUEWB8 | Acuity Brands Lighting | Holophane | PHZ 40L 35K 80CRI X X X M | Indoor Luminaires | High-Bay | High-Bay Luminaires for Commercial and Industrial Buildings | Standard | FALSE | [9 empty] | 42619 | Dimmable | Continuous Below 10 | Yes |  | 3 | 35736 | 103.88 | 344 | 3.86 | 0.979 | 3500 | 80
PXBW7VR4 | Acuity Brands Lighting | Holophane | PHZ 40L 35K 80CRI X X X N | Indoor Luminaires | High-Bay | High-Bay Luminaires for Commercial and Industrial Buildings | Standard | FALSE | [9 empty] | 42619 | Dimmable | Continuous Below 10 | Yes |  | 3 | 35402 | 102.91 | 344 | 3.86 | 0.979 | 3500 | 80
P2V7JXGX | Acuity Brands Lighting | Holophane | PHZ 40L 35K 80CRI X X X W | Indoor Luminaires | High-Bay | High-Bay Luminaires for Commercial and Industrial Buildings | Standard | FALSE | [9 empty] | 42619 | Dimmable | Continuous Below 10 | Yes |  | 3 | 35196 | 102.31 | 344 | 3.86 | 0.979 | 3500 | 80
P982NCYU | Acuity Brands Lighting | Holophane | PHZ 40L 35K 80CRI X X X NA | Indoor Luminaires | High-Bay | High-Bay Luminaires for Commercial and Industrial Buildings | Standard | FALSE | [9 empty] | 42619 | Dimmable | Continuous Below 10 | Yes |  | 3 | 35012 | 101.78 | 344 | 3.86 | 0.979 | 3500 | 80
PKFJJ14Z | Acuity Brands Lighting | Holophane | PHZ 45L 35K 80CRI X X X F FR | Indoor Luminaires | High-Bay | High-Bay Luminaires for Commercial and Industrial Buildings | Standard | FALSE | [9 empty] | 42619 | Dimmable | Continuous Below 10 | Yes |  | 3 | 34956 | 88.05 | 397 | 3.86 | 0.979 | 3500 | 80
PHN4JA2F | Acuity Brands Lighting | Holophane | PHZ 40L 35K 80CRI X X X WA | Indoor Luminaires | High-Bay | High-Bay Luminaires for Commercial and Industrial Buildings | Standard | FALSE | [9 empty] | 42619 | Dimmable | Continuous Below 10 | Yes |  | 3 | 34814 | 101.2 | 344 | 3.86 | 0.979 | 3500 | 80
P9ZQAYUR | Acuity Brands Lighting | Holophane | PHZ 40L 35K 80CRI X X X F | Indoor Luminaires | High-Bay | High-Bay Luminaires for Commercial and Industrial Buildings | Standard | FALSE | [9 empty] | 42619 | Dimmable | Continuous Below 10 | Yes |  | 3 | 32908 | 95.66 | 344 | 3.86 | 0.979 | 3500 | 80
P6ASD8A3 | Acuity Brands Lighting | Holophane | PHZ 40L 35K 80CRI X X X M FR | Indoor Luminaires | High-Bay | High-Bay Luminaires for Commercial and Industrial Buildings | Standard | FALSE | [9 empty] | 42619 | Dimmable | Continuous Below 10 | Yes |  | 3 | 32576 | 94.7 | 344 | 3.86 | 0.979 | 3500 | 80
P2ZCQWFU | Acuity Brands Lighting | Holophane | PHZ 40L 35K 80CRI X X X N FR | Indoor Luminaires | High-Bay | High-Bay Luminaires for Commercial and Industrial Buildings | Standard | FALSE | [9 empty] | 42619 | Dimmable | Continuous Below 10 | Yes |  | 3 | 32125 | 93.39 | 344 | 3.86 | 0.979 | 3500 | 80
PK851895 | Acuity Brands Lighting | Holophane | PHZ 40L 35K 80CRI X X X W FR | Indoor Luminaires | High-Bay | High-Bay Luminaires for Commercial and Industrial Buildings | Standard | FALSE | [9 empty] | 42619 | Dimmable | Continuous Below 10 | Yes |  | 3 | 31511 | 91.6 | 344 | 3.86 | 0.979 | 3500 | 80
P7AJEXBZ | Acuity Brands Lighting | Holophane | PHZ 40L 35K 80CRI X X X F FR | Indoor Luminaires | High-Bay | High-Bay Luminaires for Commercial and Industrial Buildings | Standard | FALSE | [9 empty] | 42619 | Dimmable | Continuous Below 10 | Yes |  | 3 | 30538 | 88.77 | 344 | 3.86 | 0.979 | 3500 | 80
PDN12VPV | Acuity Brands Lighting | Holophane | PHZ 24L 35K 80CRI X X X M | Indoor Luminaires | High-Bay | High-Bay Luminaires for Commercial and Industrial Buildings | Standard | FALSE | [9 empty] | 42619 | Dimmable | Continuous Below 10 | Yes |  | 3 | 21271 | 107.97 | 197 | 3.83 | 0.98 | 3500 | 80
PTJ9VNBQ | Acuity Brands Lighting | Holophane | PHZ 24L 35K 80CRI X X X N | Indoor Luminaires | High-Bay | High-Bay Luminaires for Commercial and Industrial Buildings | Standard | FALSE | [9 empty] | 42619 | Dimmable | Continuous Below 10 | Yes |  | 3 | 21072 | 106.96 | 197 | 3.83 | 0.98 | 3500 | 80
PQFJZWTX | Acuity Brands Lighting | Holophane | PHZ 24L 35K 80CRI X X X W | Indoor Luminaires | High-Bay | High-Bay Luminaires for Commercial and Industrial Buildings | Standard | FALSE | [9 empty] | 42619 | Dimmable | Continuous Below 10 | Yes |  | 3 | 20950 | 106.35 | 197 | 3.83 | 0.98 | 3500 | 80
PFWWRN53 | Acuity Brands Lighting | Holophane | PHZ 24L 35K 80CRI X X X NA | Indoor Luminaires | High-Bay | High-Bay Luminaires for Commercial and Industrial Buildings | Standard | FALSE | [9 empty] | 42619 | Dimmable | Continuous Below 10 | Yes |  | 3 | 20840 | 105.79 | 197 | 3.83 | 0.98 | 3500 | 80
PVZJKFTM | Acuity Brands Lighting | Holophane | PHZ 24L 35K 80CRI X X X WA | Indoor Luminaires | High-Bay | High-Bay Luminaires for Commercial and Industrial Buildings | Standard | FALSE | [9 empty] | 42619 | Dimmable | Continuous Below 10 | Yes |  | 3 | 20722 | 105.19 | 197 | 3.83 | 0.98 | 3500 | 80
P7BAC4KA | Acuity Brands Lighting | Holophane | PHZ 24L 35K 80CRI X X X F | Indoor Luminaires | High-Bay | High-Bay Luminaires for Commercial and Industrial Buildings | Standard | FALSE | [9 empty] | 42619 | Dimmable | Continuous Below 10 | Yes |  | 3 | 19588 | 99.43 | 197 | 3.83 | 0.98 | 3500 | 80
PTZ5QYM2 | Acuity Brands Lighting | Holophane | PHZ 24L 35K 80CRI X X X M FR | Indoor Luminaires | High-Bay | High-Bay Luminaires for Commercial and Industrial Buildings | Standard | FALSE | [9 empty] | 42619 | Dimmable | Continuous Below 10 | Yes |  | 3 | 19390 | 98.43 | 197 | 3.83 | 0.98 | 3500 | 80
PD8SRE9R | Acuity Brands Lighting | Holophane | PHZ 24L 35K 80CRI X X X N FR | Indoor Luminaires | High-Bay | High-Bay Luminaires for Commercial and Industrial Buildings | Standard | FALSE | [9 empty] | 42619 | Dimmable | Continuous Below 10 | Yes |  | 3 | 19122 | 97.07 | 197 | 3.83 | 0.98 | 3500 | 80
PGQZYBQN | Acuity Brands Lighting | Holophane | PHZ 24L 35K 80CRI X X X W FR | Indoor Luminaires | High-Bay | High-Bay Luminaires for Commercial and Industrial Buildings | Standard | FALSE | [9 empty] | 42619 | Dimmable | Continuous Below 10 | Yes |  | 3 | 18756 | 95.21 | 197 | 3.83 | 0.98 | 3500 | 80
PCR737VC | Acuity Brands Lighting | Holophane | PHZ 24L 35K 80CRI X X X F FR | Indoor Luminaires | High-Bay | High-Bay Luminaires for Commercial and Industrial Buildings | Standard | FALSE | [9 empty] | 42619 | Dimmable | Continuous Below 10 | Yes |  | 3 | 18177 | 92.27 | 197 | 3.83 | 0.98 | 3500 | 80
P24TVCG6 | Acuity Brands Lighting | Holophane | PHZ 45L 35K 70CRI X X X F | Indoor Luminaires | High-Bay | High-Bay Luminaires for Commercial and Industrial Buildings | Standard | FALSE | [9 empty] | 42619 | Dimmable | Continuous Below 10 | Yes |  | 3 | 41166 | 103.69 | 397 | 3.86 | 0.979 | 3500 | 70
P44DXNXG | Acuity Brands Lighting | Holophane | PHZ 45L 35K 70CRI X X X M FR | Indoor Luminaires | High-Bay | High-Bay Luminaires for Commercial and Industrial Buildings | Standard | FALSE | [9 empty] | 42619 | Dimmable | Continuous Below 10 | Yes |  | 3 | 40750 | 102.64 | 397 | 3.86 | 0.979 | 3500 | 70
PK1Y7MF6 | Acuity Brands Lighting | Holophane | PHZ 45L 35K 70CRI X X X N FR | Indoor Luminaires | High-Bay | High-Bay Luminaires for Commercial and Industrial Buildings | Standard | FALSE | [9 empty] | 42619 | Dimmable | Continuous Below 10 | Yes |  | 3 | 40186 | 101.22 | 397 | 3.86 | 0.979 | 3500 | 70
PRHNTN8J | Acuity Brands Lighting | Holophane | PHZ 45L 35K 70CRI X X X W FR | Indoor Luminaires | High-Bay | High-Bay Luminaires for Commercial and Industrial Buildings | Standard | FALSE | [9 empty] | 42619 | Dimmable | Continuous Below 10 | Yes |  | 3 | 39418 | 99.29 | 397 | 3.86 | 0.979 | 3500 | 70
PFB7C8PH | Acuity Brands Lighting | Holophane | PHZ 45L 35K 70CRI X X X F FR | Indoor Luminaires | High-Bay | High-Bay Luminaires for Commercial and Industrial Buildings | Standard | FALSE | [9 empty] | 42619 | Dimmable | Continuous Below 10 | Yes |  | 3 | 38201 | 96.22 | 397 | 3.86 | 0.979 | 3500 | 70
PP4WA2YR | Acuity Brands Lighting | Holophane | PHZ 40L 35K 70CRI X X X F | Indoor Luminaires | High-Bay | High-Bay Luminaires for Commercial and Industrial Buildings | Standard | FALSE | [9 empty] | 42619 | Dimmable | Continuous Below 10 | Yes |  | 3 | 35964 | 104.55 | 344 | 3.86 | 0.979 | 3500 | 70
PN9DQS57 | Acuity Brands Lighting | Holophane | PHZ 40L 35K 70CRI X X X M FR | Indoor Luminaires | High-Bay | High-Bay Luminaires for Commercial and Industrial Buildings | Standard | FALSE | [9 empty] | 42619 | Dimmable | Continuous Below 10 | Yes |  | 3 | 35601 | 103.49 | 344 | 3.86 | 0.979 | 3500 | 70
PKEBJTRP | Acuity Brands Lighting | Holophane | PHZ 40L 35K 70CRI X X X N FR | Indoor Luminaires | High-Bay | High-Bay Luminaires for Commercial and Industrial Buildings | Standard | FALSE | [9 empty] | 42619 | Dimmable | Continuous Below 10 | Yes |  | 3 | 35108 | 102.06 | 344 | 3.86 | 0.979 | 3500 | 70
PVZ625ZV | Acuity Brands Lighting | Holophane | PHZ 40L 35K 70CRI X X X W FR | Indoor Luminaires | High-Bay | High-Bay Luminaires for Commercial and Industrial Buildings | Standard | FALSE | [9 empty] | 42619 | Dimmable | Continuous Below 10 | Yes |  | 3 | 34437 | 100.11 | 344 | 3.86 | 0.979 | 3500 | 70
PYT7ZFGT | Acuity Brands Lighting | Holophane | PHZ 40L 35K 70CRI X X X F FR | Indoor Luminaires | High-Bay | High-Bay Luminaires for Commercial and Industrial Buildings | Standard | FALSE | [9 empty] | 42619 | Dimmable | Continuous Below 10 | Yes |  | 3 | 33374 | 97.02 | 344 | 3.86 | 0.979 | 3500 | 70
PF8XQVBG | Acuity Brands Lighting | Holophane | PHZ 24L 35K 70CRI X X X F | Indoor Luminaires | High-Bay | High-Bay Luminaires for Commercial and Industrial Buildings | Standard | FALSE | [9 empty] | 42619 | Dimmable | Continuous Below 10 | Yes |  | 3 | 21407 | 108.66 | 197 | 3.83 | 0.98 | 3500 | 70
PK2ZG9TE | Acuity Brands Lighting | Holophane | PHZ 24L 35K 70CRI X X X M FR | Indoor Luminaires | High-Bay | High-Bay Luminaires for Commercial and Industrial Buildings | Standard | FALSE | [9 empty] | 42619 | Dimmable | Continuous Below 10 | Yes |  | 3 | 21191 | 107.57 | 197 | 3.83 | 0.98 | 3500 | 70
PUBWMKJS | Acuity Brands Lighting | Holophane | PHZ 24L 35K 70CRI X X X N FR | Indoor Luminaires | High-Bay | High-Bay Luminaires for Commercial and Industrial Buildings | Standard | FALSE | [9 empty] | 42619 | Dimmable | Continuous Below 10 | Yes |  | 3 | 20897 | 106.08 | 197 | 3.83 | 0.98 | 3500 | 70
PDNWB8QD | Acuity Brands Lighting | Holophane | PHZ 24L 35K 70CRI X X X W FR | Indoor Luminaires | High-Bay | High-Bay Luminaires for Commercial and Industrial Buildings | Standard | FALSE | [9 empty] | 42619 | Dimmable | Continuous Below 10 | Yes |  | 3 | 20498 | 104.05 | 197 | 3.83 | 0.98 | 3500 | 70
PSNTTP6Z | Acuity Brands Lighting | Holophane | PHZ 24L 35K 70CRI X X X F FR | Indoor Luminaires | High-Bay | High-Bay Luminaires for Commercial and Industrial Buildings | Standard | FALSE | [9 empty] | 42619 | Dimmable | Continuous Below 10 | Yes |  | 3 | 19865 | 100.84 | 197 | 3.83 | 0.98 | 3500 | 70
PS47CK9J | Acuity Brands Lighting | Holophane | PHZ 45L 3K 80CRI X X X M | Indoor Luminaires | High-Bay | High-Bay Luminaires for Commercial and Industrial Buildings | Standard | FALSE | [9 empty] | 42619 | Dimmable | Continuous Below 10 | Yes |  | 3 | 39153 | 98.62 | 397 | 3.86 | 0.979 | 3000 | 80
P21X1Z5M | Acuity Brands Lighting | Holophane | PHZ 45L 3K 80CRI X X X N | Indoor Luminaires | High-Bay | High-Bay Luminaires for Commercial and Industrial Buildings | Standard | FALSE | [9 empty] | 42619 | Dimmable | Continuous Below 10 | Yes |  | 3 | 38786 | 97.7 | 397 | 3.86 | 0.979 | 3000 | 80
PY4B1XF1 | Acuity Brands Lighting | Holophane | PHZ 45L 3K 80CRI X X X W | Indoor Luminaires | High-Bay | High-Bay Luminaires for Commercial and Industrial Buildings | Standard | FALSE | [9 empty] | 42619 | Dimmable | Continuous Below 10 | Yes |  | 3 | 38560 | 97.13 | 397 | 3.86 | 0.979 | 3000 | 80
PZKYN67N | Acuity Brands Lighting | Holophane | PHZ 45L 3K 80CRI X X X NA | Indoor Luminaires | High-Bay | High-Bay Luminaires for Commercial and Industrial Buildings | Standard | FALSE | [9 empty] | 42619 | Dimmable | Continuous Below 10 | Yes |  | 3 | 38359 | 96.62 | 397 | 3.86 | 0.979 | 3000 | 80
PF8SPWVU | Acuity Brands Lighting | Holophane | PHZ 45L 3K 80CRI X X X WA | Indoor Luminaires | High-Bay | High-Bay Luminaires for Commercial and Industrial Buildings | Standard | FALSE | [9 empty] | 42619 | Dimmable | Continuous Below 10 | Yes |  | 3 | 38142 | 96.08 | 397 | 3.86 | 0.979 | 3000 | 80
PW8J7Y1A | Acuity Brands Lighting | Holophane | PHZ 45L 3K 80CRI X X X F | Indoor Luminaires | High-Bay | High-Bay Luminaires for Commercial and Industrial Buildings | Standard | FALSE | [9 empty] | 42619 | Dimmable | Continuous Below 10 | Yes |  | 3 | 36054 | 90.82 | 397 | 3.86 | 0.979 | 3000 | 80
PEDG8B7R | Acuity Brands Lighting | Holophane | PHZ 45L 3K 80CRI X X X M FR | Indoor Luminaires | High-Bay | High-Bay Luminaires for Commercial and Industrial Buildings | Standard | FALSE | [9 empty] | 42619 | Dimmable | Continuous Below 10 | Yes |  | 3 | 35690 | 89.9 | 397 | 3.86 | 0.979 | 3000 | 80
PXKAA8QA | Acuity Brands Lighting | Holophane | PHZ 45L 3K 80CRI X X X N FR | Indoor Luminaires | High-Bay | High-Bay Luminaires for Commercial and Industrial Buildings | Standard | FALSE | [9 empty] | 42619 | Dimmable | Continuous Below 10 | Yes |  | 3 | 35196 | 88.65 | 397 | 3.86 | 0.979 | 3000 | 80
P57NNNTY | Acuity Brands Lighting | Holophane | PHZ 40L 3K 80CRI X X X M | Indoor Luminaires | High-Bay | High-Bay Luminaires for Commercial and Industrial Buildings | Standard | FALSE | [9 empty] | 42619 | Dimmable | Continuous Below 10 | Yes |  | 3 | 34205 | 99.43 | 344 | 3.86 | 0.979 | 3000 | 80
PDUN7VQ6 | Acuity Brands Lighting | Holophane | PHZ 40L 3K 80CRI X X X N | Indoor Luminaires | High-Bay | High-Bay Luminaires for Commercial and Industrial Buildings | Standard | FALSE | [9 empty] | 42619 | Dimmable | Continuous Below 10 | Yes |  | 3 | 33885 | 98.5 | 344 | 3.86 | 0.979 | 3000 | 80
PSSP8YHG | Acuity Brands Lighting | Holophane | PHZ 40L 3K 80CRI X X X W | Indoor Luminaires | High-Bay | High-Bay Luminaires for Commercial and Industrial Buildings | Standard | FALSE | [9 empty] | 42619 | Dimmable | Continuous Below 10 | Yes |  | 3 | 33687 | 97.93 | 344 | 3.86 | 0.979 | 3000 | 80
PV9H51UF | Acuity Brands Lighting | Holophane | PHZ 40L 3K 80CRI X X X NA | Indoor Luminaires | High-Bay | High-Bay Luminaires for Commercial and Industrial Buildings | Standard | FALSE | [9 empty] | 42619 | Dimmable | Continuous Below 10 | Yes |  | 3 | 33512 | 97.42 | 344 | 3.86 | 0.979 | 3000 | 80
P58RPQ63 | Acuity Brands Lighting | Holophane | PHZ 40L 3K 80CRI X X X WA | Indoor Luminaires | High-Bay | High-Bay Luminaires for Commercial and Industrial Buildings | Standard | FALSE | [9 empty] | 42619 | Dimmable | Continuous Below 10 | Yes |  | 3 | 33322 | 96.87 | 344 | 3.86 | 0.979 | 3000 | 80
PGNXN2MJ | Acuity Brands Lighting | Holophane | PHZ 40L 3K 80CRI X X X F | Indoor Luminaires | High-Bay | High-Bay Luminaires for Commercial and Industrial Buildings | Standard | FALSE | [9 empty] | 42619 | Dimmable | Continuous Below 10 | Yes |  | 3 | 31498 | 91.56 | 344 | 3.86 | 0.979 | 3000 | 80
PPWE4U7M | Acuity Brands Lighting | Holophane | PHZ 40L 3K 80CRI X X X M FR | Indoor Luminaires | High-Bay | High-Bay Luminaires for Commercial and Industrial Buildings | Standard | FALSE | [9 empty] | 42619 | Dimmable | Continuous Below 10 | Yes |  | 3 | 31180 | 90.64 | 344 | 3.86 | 0.979 | 3000 | 80
P44SS7YY | Acuity Brands Lighting | Holophane | PHZ 40L 3K 80CRI X X X N FR | Indoor Luminaires | High-Bay | High-Bay Luminaires for Commercial and Industrial Buildings | Standard | FALSE | [9 empty] | 42619 | Dimmable | Continuous Below 10 | Yes |  | 3 | 30748 | 89.38 | 344 | 3.86 | 0.979 | 3000 | 80
PXHZ27TK | Acuity Brands Lighting | Holophane | PHZ 40L 3K 80CRI X X X W FR | Indoor Luminaires | High-Bay | High-Bay Luminaires for Commercial and Industrial Buildings | Standard | FALSE | [9 empty] | 42619 | Dimmable | Continuous Below 10 | Yes |  | 3 | 30160 | 87.67 | 344 | 3.86 | 0.979 | 3000 | 80
P000004FW | Acuity Brands Lighting | Holophane | PHZ 24L 3K 80CRI X X X M | Indoor Luminaires | High-Bay | High-Bay Luminaires for Commercial and Industrial Buildings | Standard | FALSE | [9 empty] | 42619 | Dimmable | Continuous Below 10 | Yes | Updated 9/6/2016 | 3 | 20360 | 103.35 | 197 | 3.83 | 0.98 | 3000 | 80
P000004FV | Acuity Brands Lighting | Holophane | PHZ 24L 3K 80CRI X X X N | Indoor Luminaires | High-Bay | High-Bay Luminaires for Commercial and Industrial Buildings | Standard | FALSE | [9 empty] | 42619 | Dimmable | Continuous Below 10 | Yes | Updated 9/6/2016 | 3 | 20169 | 102.38 | 197 | 3.83 | 0.98 | 3000 | 80
P000004FX | Acuity Brands Lighting | Holophane | PHZ 24L 3K 80CRI X X X W | Indoor Luminaires | High-Bay | High-Bay Luminaires for Commercial and Industrial Buildings | Standard | FALSE | [9 empty] | 42619 | Dimmable | Continuous Below 10 | Yes | Updated 9/6/2016 | 3 | 20052 | 101.79 | 197 | 3.83 | 0.98 | 3000 | 80
P7W4W35J | Acuity Brands Lighting | Holophane | PHZ 24L 3K 80CRI X X X NA | Indoor Luminaires | High-Bay | High-Bay Luminaires for Commercial and Industrial Buildings | Standard | FALSE | [9 empty] | 42619 | Dimmable | Continuous Below 10 | Yes |  | 3 | 19947 | 101.25 | 197 | 3.83 | 0.98 | 3000 | 80
P98X3JRC | Acuity Brands Lighting | Holophane | PHZ 24L 3K 80CRI X X X WA | Indoor Luminaires | High-Bay | High-Bay Luminaires for Commercial and Industrial Buildings | Standard | FALSE | [9 empty] | 42619 | Dimmable | Continuous Below 10 | Yes |  | 3 | 19834 | 100.68 | 197 | 3.83 | 0.98 | 3000 | 80
PD61FMSU | Acuity Brands Lighting | Holophane | PHZ 24L 3K 80CRI X X X F | Indoor Luminaires | High-Bay | High-Bay Luminaires for Commercial and Industrial Buildings | Standard | FALSE | [9 empty] | 42619 | Dimmable | Continuous Below 10 | Yes |  | 3 | 18748 | 95.17 | 197 | 3.83 | 0.98 | 3000 | 80
P000004FZ | Acuity Brands Lighting | Holophane | PHZ 24L 3K 80CRI X X X M FR | Indoor Luminaires | High-Bay | High-Bay Luminaires for Commercial and Industrial Buildings | Standard | FALSE | [9 empty] | 42619 | Dimmable | Continuous Below 10 | Yes | Updated 9/6/2016 | 3 | 18559 | 94.21 | 197 | 3.83 | 0.98 | 3000 | 80
P000004FY | Acuity Brands Lighting | Holophane | PHZ 24L 3K 80CRI X X X N FR | Indoor Luminaires | High-Bay | High-Bay Luminaires for Commercial and Industrial Buildings | Standard | FALSE | [9 empty] | 42619 | Dimmable | Continuous Below 10 | Yes | Updated 9/6/2016 | 3 | 18302 | 92.9 | 197 | 3.83 | 0.98 | 3000 | 80
P000004G0 | Acuity Brands Lighting | Holophane | PHZ 24L 3K 80CRI X X X W FR | Indoor Luminaires | High-Bay | High-Bay Luminaires for Commercial and Industrial Buildings | Standard | FALSE | [9 empty] | 42619 | Dimmable | Continuous Below 10 | Yes | Updated 9/6/2016 | 3 | 17952 | 91.13 | 197 | 3.83 | 0.98 | 3000 | 80
PPP5JRWW | Acuity Brands Lighting | Holophane | PHZ 24L 3K 80CRI X X X F FR | Indoor Luminaires | High-Bay | High-Bay Luminaires for Commercial and Industrial Buildings | Standard | FALSE | [9 empty] | 42619 | Dimmable | Continuous Below 10 | Yes |  | 3 | 17398 | 88.31 | 197 | 3.83 | 0.98 | 3000 | 80
P9Y3ZD91 | Acuity Brands Lighting | Holophane | PHZ 45L 3K 70CRI X X X N | Indoor Luminaires | High-Bay | High-Bay Luminaires for Commercial and Industrial Buildings | Standard | FALSE | [9 empty] | 42619 | Dimmable | Continuous Below 10 | Yes |  | 3 | 43128 | 108.63 | 397 | 3.86 | 0.979 | 3000 | 70
P72BPJQF | Acuity Brands Lighting | Holophane | PHZ 45L 3K 70CRI X X X W | Indoor Luminaires | High-Bay | High-Bay Luminaires for Commercial and Industrial Buildings | Standard | FALSE | [9 empty] | 42619 | Dimmable | Continuous Below 10 | Yes |  | 3 | 42877 | 108 | 397 | 3.86 | 0.979 | 3000 | 70
PNCGFCTF | Acuity Brands Lighting | Holophane | PHZ 45L 3K 70CRI X X X NA | Indoor Luminaires | High-Bay | High-Bay Luminaires for Commercial and Industrial Buildings | Standard | FALSE | [9 empty] | 42619 | Dimmable | Continuous Below 10 | Yes |  | 3 | 42653 | 107.44 | 397 | 3.86 | 0.979 | 3000 | 70
P82F4NWD | Acuity Brands Lighting | Holophane | PHZ 45L 3K 70CRI X X X WA | Indoor Luminaires | High-Bay | High-Bay Luminaires for Commercial and Industrial Buildings | Standard | FALSE | [9 empty] | 42619 | Dimmable | Continuous Below 10 | Yes |  | 3 | 42411 | 106.83 | 397 | 3.86 | 0.979 | 3000 | 70
PVQ7Z3D4 | Acuity Brands Lighting | Holophane | PHZ 45L 3K 70CRI X X X F | Indoor Luminaires | High-Bay | High-Bay Luminaires for Commercial and Industrial Buildings | Standard | FALSE | [9 empty] | 42619 | Dimmable | Continuous Below 10 | Yes |  | 3 | 40090 | 100.98 | 397 | 3.86 | 0.979 | 3000 | 70
PMAQHSXC | Acuity Brands Lighting | Holophane | PHZ 45L 3K 70CRI X X X M FR | Indoor Luminaires | High-Bay | High-Bay Luminaires for Commercial and Industrial Buildings | Standard | FALSE | [9 empty] | 42619 | Dimmable | Continuous Below 10 | Yes |  | 3 | 39685 | 99.96 | 397 | 3.86 | 0.979 | 3000 | 70
PDP97KQD | Acuity Brands Lighting | Holophane | PHZ 45L 3K 70CRI X X X N FR | Indoor Luminaires | High-Bay | High-Bay Luminaires for Commercial and Industrial Buildings | Standard | FALSE | [9 empty] | 42619 | Dimmable | Continuous Below 10 | Yes |  | 3 | 39136 | 98.58 | 397 | 3.86 | 0.979 | 3000 | 70
PQR85DXZ | Acuity Brands Lighting | Holophane | PHZ 45L 3K 70CRI X X X W FR | Indoor Luminaires | High-Bay | High-Bay Luminaires for Commercial and Industrial Buildings | Standard | FALSE | [9 empty] | 42619 | Dimmable | Continuous Below 10 | Yes |  | 3 | 38388 | 96.7 | 397 | 3.86 | 0.979 | 3000 | 70
PJGBJ3EA | Acuity Brands Lighting | Holophane | PHZ 40L 3K 70CRI X X X W | Indoor Luminaires | High-Bay | High-Bay Luminaires for Commercial and Industrial Buildings | Standard | FALSE | [9 empty] | 42619 | Dimmable | Continuous Below 10 | Yes |  | 3 | 37458 | 108.89 | 344 | 3.86 | 0.979 | 3000 | 70
P795AT8H | Acuity Brands Lighting | Holophane | PHZ 40L 3K 70CRI X X X NA | Indoor Luminaires | High-Bay | High-Bay Luminaires for Commercial and Industrial Buildings | Standard | FALSE | [9 empty] | 42619 | Dimmable | Continuous Below 10 | Yes |  | 3 | 37263 | 108.32 | 344 | 3.86 | 0.979 | 3000 | 70
PKXSS3SH | Acuity Brands Lighting | Holophane | PHZ 45L 3K 70CRI X X X F FR | Indoor Luminaires | High-Bay | High-Bay Luminaires for Commercial and Industrial Buildings | Standard | FALSE | [9 empty] | 42619 | Dimmable | Continuous Below 10 | Yes |  | 3 | 37203 | 93.71 | 397 | 3.86 | 0.979 | 3000 | 70
P77P6841 | Acuity Brands Lighting | Holophane | PHZ 40L 3K 70CRI X X X WA | Indoor Luminaires | High-Bay | High-Bay Luminaires for Commercial and Industrial Buildings | Standard | FALSE | [9 empty] | 42619 | Dimmable | Continuous Below 10 | Yes |  | 3 | 37052 | 107.71 | 344 | 3.86 | 0.979 | 3000 | 70
PXQM92BK | Acuity Brands Lighting | Holophane | PHZ 40L 3K 70CRI X X X F | Indoor Luminaires | High-Bay | High-Bay Luminaires for Commercial and Industrial Buildings | Standard | FALSE | [9 empty] | 42619 | Dimmable | Continuous Below 10 | Yes |  | 3 | 35024 | 101.81 | 344 | 3.86 | 0.979 | 3000 | 70
PBP6YJJ2 | Acuity Brands Lighting | Holophane | PHZ 40L 3K 70CRI X X X M FR | Indoor Luminaires | High-Bay | High-Bay Luminaires for Commercial and Industrial Buildings | Standard | FALSE | [9 empty] | 42619 | Dimmable | Continuous Below 10 | Yes |  | 3 | 34670 | 100.78 | 344 | 3.86 | 0.979 | 3000 | 70
PA3KBUUP | Acuity Brands Lighting | Holophane | PHZ 40L 3K 70CRI X X X N FR | Indoor Luminaires | High-Bay | High-Bay Luminaires for Commercial and Industrial Buildings | Standard | FALSE | [9 empty] | 42619 | Dimmable | Continuous Below 10 | Yes |  | 3 | 34190 | 99.39 | 344 | 3.86 | 0.979 | 3000 | 70
PN57DHQB | Acuity Brands Lighting | Holophane | PHZ 40L 3K 70CRI X X X W FR | Indoor Luminaires | High-Bay | High-Bay Luminaires for Commercial and Industrial Buildings | Standard | FALSE | [9 empty] | 42619 | Dimmable | Continuous Below 10 | Yes |  | 3 | 33536 | 97.49 | 344 | 3.86 | 0.979 | 3000 | 70
P7MBG4MG | Acuity Brands Lighting | Holophane | PHZ 40L 3K 70CRI X X X F FR | Indoor Luminaires | High-Bay | High-Bay Luminaires for Commercial and Industrial Buildings | Standard | FALSE | [9 empty] | 42619 | Dimmable | Continuous Below 10 | Yes |  | 3 | 32501 | 94.48 | 344 | 3.86 | 0.979 | 3000 | 70
P32QS2Z7 | Acuity Brands Lighting | Holophane | PHZ 24L 3K 70CRI X X X F | Indoor Luminaires | High-Bay | High-Bay Luminaires for Commercial and Industrial Buildings | Standard | FALSE | [9 empty] | 42619 | Dimmable | Continuous Below 10 | Yes |  | 3 | 20847 | 105.82 | 197 | 3.83 | 0.98 | 3000 | 70
P000004E1 | Acuity Brands Lighting | Holophane | PHZ 24L 3K 70CRI X X X M FR | Indoor Luminaires | High-Bay | High-Bay Luminaires for Commercial and Industrial Buildings | Standard | FALSE | [9 empty] | 42619 | Dimmable | Continuous Below 10 | Yes | Updated 9/6/2016 | 3 | 20637 | 104.76 | 197 | 3.83 | 0.98 | 3000 | 70
P000004E0 | Acuity Brands Lighting | Holophane | PHZ 24L 3K 70CRI X X X N FR | Indoor Luminaires | High-Bay | High-Bay Luminaires for Commercial and Industrial Buildings | Standard | FALSE | [9 empty] | 42619 | Dimmable | Continuous Below 10 | Yes | Updated 9/6/2016 | 3 | 20351 | 103.3 | 197 | 3.83 | 0.98 | 3000 | 70
P000004E2 | Acuity Brands Lighting | Holophane | PHZ 24L 3K 70CRI X X X W FR | Indoor Luminaires | High-Bay | High-Bay Luminaires for Commercial and Industrial Buildings | Standard | FALSE | [9 empty] | 42619 | Dimmable | Continuous Below 10 | Yes | Updated 9/6/2016 | 3 | 19962 | 101.33 | 197 | 3.83 | 0.98 | 3000 | 70
PDQY21CC | Acuity Brands Lighting | Holophane | PHZ 24L 3K 70CRI X X X F FR | Indoor Luminaires | High-Bay | High-Bay Luminaires for Commercial and Industrial Buildings | Standard | FALSE | [9 empty] | 42619 | Dimmable | Continuous Below 10 | Yes |  | 3 | 19346 | 98.2 | 197 | 3.83 | 0.98 | 3000 | 70
PGJU4U5M | Shanghai Supertek Lighting Co. Ltd | SUPERTEK | HB41A-100W-5000K | Indoor Luminaires | High-Bay | High-Bay Luminaires for Commercial and Industrial Buildings | Standard | FALSE | [9 empty] | 42619 | Dimmable | Continuous Above 10 | Yes |  | 4 | 12200 | 129 | 100 | 12.1 | 0.965 | 5000 | 80
P6E92W7D | Shanghai Supertek Lighting Co. Ltd | SUPERTEK | HB42A-200W-5000K | Indoor Luminaires | High-Bay | High-Bay Luminaires for Commercial and Industrial Buildings | Standard | FALSE | [9 empty] | 42619 | Dimmable | Continuous Above 10 | Yes |  | 4 | 27200 | 133 | 200 | 8 | 0.938 | 5000 | 80
PVATWFYK | Shanghai Supertek Lighting Co. Ltd | SUPERTEK | HB42A-150W-5000K | Indoor Luminaires | High-Bay | High-Bay Luminaires for Commercial and Industrial Buildings | Standard | FALSE | [9 empty] | 42619 | Dimmable | Continuous Above 10 | Yes |  | 4 | 20000 | 131 | 150 | 6.4 | 0.977 | 5000 | 80
PP3ZZ16H | Nebulite Technology Inc. | Nebulite | HBB-300W-50K-XX-XXX | Indoor Luminaires | High-Bay | High-Bay Luminaires for Commercial and Industrial Buildings | Standard | FALSE | [9 empty] | 42619 | Not Dimmable | Not Dimmable | No |  | 3 | 33102 | 109.6 | 302 | 17.1 | 0.9101 | 5000 | 74.8
PFC31WDB | Nebulite Technology Inc. | Nebulite | NVB-150W-50K-XX-XX | Indoor Luminaires | High-Bay | High-Bay Luminaires for Commercial and Industrial Buildings | Standard | FALSE | [9 empty] | 42619 | Dimmable | Continuous Above 10 | Yes |  | 4 | 18884 | 130.14 | 145.1 | 15.21 | 0.92 | 5000 | 70
PG6R2ZNV | Nebulite Technology Inc. | Nebulite | NVB-200W-50K-XX-XX | Indoor Luminaires | High-Bay | High-Bay Luminaires for Commercial and Industrial Buildings | Standard | FALSE | [9 empty] | 42619 | Dimmable | Continuous Above 10 | Yes |  | 4 | 27315 | 122.54 | 222.9 | 15.17 | 0.93 | 5000 | 70
PW5TWV2F | Nebulite Technology Inc. | Nebulite | HBB-300W-45K-XX-XXX | Indoor Luminaires | High-Bay | High-Bay Luminaires for Commercial and Industrial Buildings | Standard | FALSE | [9 empty] | 42619 | Not Dimmable | Not Dimmable | No |  | 3 | 31839 | 105.47 | 301.9 | 16.9 | 0.9087 | 4500 | 82.2
PRGS6MDE | Nebulite Technology Inc. | Nebulite | HBB-300W-40K-XX-XXX | Indoor Luminaires | High-Bay | High-Bay Luminaires for Commercial and Industrial Buildings | Standard | FALSE | [9 empty] | 42619 | Not Dimmable | Not Dimmable | No |  | 3 | 31839 | 105.47 | 301.9 | 16.9 | 0.9087 | 4000 | 82.2
PS4YMAR6 | Nebulite Technology Inc. | Nebulite | HBB-300W-35K-XX-XXX | Indoor Luminaires | High-Bay | High-Bay Luminaires for Commercial and Industrial Buildings | Standard | FALSE | [9 empty] | 42619 | Not Dimmable | Not Dimmable | No |  | 3 | 31839 | 105.47 | 301.9 | 16.9 | 0.9087 | 3500 | 82.2
P3K7K1YG | Fujian Juan Kuang Yaming Electric Ltd | JK Lite | GC201-100W-P540-D1-PCD-HK-[blank480V] | Indoor Luminaires | High-Bay | High-Bay Luminaires for Commercial and Industrial Buildings | Standard | TRUE | 12781 | 124.21 | 102.9 | 9.64 | 0.9791 | 3888 | 75.6 | 5 | 50000 | 42617 |  |  | Yes | Product updated on 10/7/2016 | 4 | 12871 | 124.72 | 103.2 | 9.64 | 0.98 | 4000 | 75.6
PX9WKUTN | Fujian Juan Kuang Yaming Electric Ltd | JK Lite | GC201-60W-P540-D1-PCD-HK-[blank480V] | Indoor Luminaires | High-Bay | Low-Bay Luminaires for Commercial and Industrial Buildings | Standard | TRUE | 7794.7 | 124.06 | 62.83 | 19.84 | 0.9461 | 3889 | 76.1 | 5 | 50000 | 42617 |  |  | Yes | Product updated on 10/7/2016 | 4 | 7822.6 | 125.44 | 62.36 | 19.84 | 0.95 | 4000 | 76.1
PESJ3FFT | Fujian Juan Kuang Yaming Electric Ltd | JK Lite | GC201-80W-P540-D1-PCD-HK-[blank480V] | Indoor Luminaires | High-Bay | High-Bay Luminaires for Commercial and Industrial Buildings | Standard | TRUE | 10876 | 123.24 | 88.25 | 12.47 | 0.9429 | 3914 | 76 | 5 | 50000 | 42617 |  |  | Yes | Product updated on 10/7/2016 | 4 | 10876 | 123.24 | 88.25 | 12.47 | 0.94 | 4000 | 76
PM294RBN | Fujian Juan Kuang Yaming Electric Ltd | JK Lite | GC201-80W-P550-D0-PCD-HK-[blank480V] | Indoor Luminaires | High-Bay | High-Bay Luminaires for Commercial and Industrial Buildings | Standard | FALSE | [9 empty] | 42617 |  |  | Yes | Product updated on 10/7/2016 | 4 | 11013 | 125.09 | 88.04 | 12.42 | 0.94 | 5000 | 82.1
P16Q8YUK | Fujian Juan Kuang Yaming Electric Ltd | JK Lite | GC201-100W-P550-D0-PCD-HK-[blank480V] | Indoor Luminaires | High-Bay | High-Bay Luminaires for Commercial and Industrial Buildings | Standard | FALSE | [9 empty] | 42617 |  |  | Yes | Product updated on 10/7/2016 | 4 | 13024 | 126.57 | 102.9 | 9.69 | 0.98 | 5000 | 82
PTK34A3A | Fujian Juan Kuang Yaming Electric Ltd | JK Lite | GC201-60W-P550-D0-PCD-HK-[blank480V] | Indoor Luminaires | High-Bay | Low-Bay Luminaires for Commercial and Industrial Buildings | Standard | FALSE | [9 empty] | 42617 |  |  | Yes | Product updated on 10/7/2016 | 4 | 7951 | 126.75 | 62.73 | 19.79 | 0.95 | 5000 | 81.9
P6H1MD3J | Fujian Juan Kuang Yaming Electric Ltd | JK Lite | GC201-80W-P550-D1-PCD-HK-[blank480V] | Indoor Luminaires | High-Bay | High-Bay Luminaires for Commercial and Industrial Buildings | Standard | FALSE | [9 empty] | 42617 |  |  | Yes | Product updated on 10/7/2016 | 4 | 11013 | 125.09 | 88.04 | 12.42 | 0.94 | 5000 | 82.1
P5RT4US1 | Fujian Juan Kuang Yaming Electric Ltd | JK Lite | GC201-100W-P550-D1-PCD-HK-[blank480V] | Indoor Luminaires | High-Bay | High-Bay Luminaires for Commercial and Industrial Buildings | Standard | FALSE | [9 empty] | 42617 |  |  | Yes | Product updated on 10/7/2016 | 4 | 13024 | 126.57 | 102.9 | 9.69 | 0.98 | 5000 | 82
P2NU617P | Fujian Juan Kuang Yaming Electric Ltd | JK Lite | GC201-60W-P550-D1-PCD-HK-[blank480V] | Indoor Luminaires | High-Bay | Low-Bay Luminaires for Commercial and Industrial Buildings | Standard | FALSE | [9 empty] | 42617 |  |  | Yes | Product updated on 10/7/2016 | 4 | 7951 | 126.75 | 62.73 | 19.79 | 0.95 | 5000 | 81.9
PXVKR75J | Fujian Juan Kuang Yaming Electric Ltd | JK Lite | GC201-60W-P545-D0-PCD-HK-[blank480V] | Indoor Luminaires | High-Bay | Low-Bay Luminaires for Commercial and Industrial Buildings | Standard | FALSE | [9 empty] | 42617 |  |  | Yes | Product updated on 10/7/2016 | 4 | 7822.6 | 125.44 | 62.36 | 19.84 | 0.95 | 4500 | 76.1
P8GUB3ZY | Fujian Juan Kuang Yaming Electric Ltd | JK Lite | GC201-80W-P545-D0-PCD-HK-[blank480V] | Indoor Luminaires | High-Bay | High-Bay Luminaires for Commercial and Industrial Buildings | Standard | FALSE | [9 empty] | 42617 |  |  | Yes | Product updated on 10/7/2016 | 4 | 10876 | 123.24 | 88.25 | 12.47 | 0.94 | 4500 | 76
PCVKB2D1 | Fujian Juan Kuang Yaming Electric Ltd | JK Lite | GC201-100W-P545-D0-PCD-HK-[blank480V] | Indoor Luminaires | High-Bay | High-Bay Luminaires for Commercial and Industrial Buildings | Standard | FALSE | [9 empty] | 42617 |  |  | Yes | Product updated on 10/7/2016 | 4 | 12871 | 124.72 | 103.2 | 9.64 | 0.98 | 4500 | 75.6
P2TKZHTM | Fujian Juan Kuang Yaming Electric Ltd | JK Lite | GC201-60W-P545-D1-PCD-HK-[blank480V] | Indoor Luminaires | High-Bay | Low-Bay Luminaires for Commercial and Industrial Buildings | Standard | FALSE | [9 empty] | 42617 |  |  | Yes | Product updated on 10/7/2016 | 4 | 7822.6 | 125.44 | 62.36 | 19.84 | 0.95 | 4500 | 76.1
P7U46JHS | Fujian Juan Kuang Yaming Electric Ltd | JK Lite | GC201-80W-P545-D1-PCD-HK-[blank480V] | Indoor Luminaires | High-Bay | High-Bay Luminaires for Commercial and Industrial Buildings | Standard | FALSE | [9 empty] | 42617 |  |  | Yes | Product updated on 10/7/2016 | 4 | 10876 | 123.24 | 88.25 | 12.47 | 0.94 | 4500 | 76
PZJ6Q9MK | Fujian Juan Kuang Yaming Electric Ltd | JK Lite | GC201-100W-P545-D1-PCD-HK-[blank480V] | Indoor Luminaires | High-Bay | High-Bay Luminaires for Commercial and Industrial Buildings | Standard | FALSE | [9 empty] | 42617 |  |  | Yes | Product updated on 10/7/2016 | 4 | 12871 | 124.72 | 103.2 | 9.64 | 0.98 | 4500 | 75.6
PS3CNAYR | Fujian Juan Kuang Yaming Electric Ltd | JK Lite | GC201-60W-P540-D0-PCD-HK-[blank480V] | Indoor Luminaires | High-Bay | Low-Bay Luminaires for Commercial and Industrial Buildings | Standard | FALSE | [9 empty] | 42617 |  |  | Yes | Product updated on 10/7/2016 | 4 | 7822.6 | 125.44 | 62.36 | 19.84 | 0.95 | 4000 | 76.1
PQ4CD7KD | Fujian Juan Kuang Yaming Electric Ltd | JK Lite | GC201-80W-P540-D0-PCD-HK-[blank480V] | Indoor Luminaires | High-Bay | High-Bay Luminaires for Commercial and Industrial Buildings | Standard | FALSE | [9 empty] | 42617 |  |  | Yes | Product updated on 10/7/2016 | 4 | 10876 | 123.24 | 88.25 | 12.47 | 0.94 | 4000 | 76
PSX17S2D | Fujian Juan Kuang Yaming Electric Ltd | JK Lite | GC201-100W-P540-D0-PCD-HK-[blank480V] | Indoor Luminaires | High-Bay | High-Bay Luminaires for Commercial and Industrial Buildings | Standard | FALSE | [9 empty] | 42617 |  |  | Yes | Product updated on 10/7/2016 | 4 | 12871 | 124.72 | 103.2 | 9.64 | 0.98 | 4000 | 75.6
P6YKBTNW | Delviro | Delviro | AIRFLEX-80-4K-120/277V-NL-X-BFC-X-OCC | Indoor Luminaires | High-Bay | High-Bay Luminaires for Commercial and Industrial Buildings | Premium | TRUE | 12280 | 150.5 | 81.59 | 4.64 | 0.998 | 4081 | 86.02 | 5 | 200000 | 42615 |  |  | Yes | Updated on 9-15-2016 | 4 | 12280 | 150.5 | 81.59 | 4.64 | 1 | 4081 | 86.02
P1APN26Z | Delviro | Delviro | AIRFLEX-160-4K-120/277V-NL-X-BFC-X-OCC | Indoor Luminaires | High-Bay | High-Bay Luminaires for Commercial and Industrial Buildings | Premium | TRUE | 22425 | 134.5 | 166.79 | 4.58 | 0.9979 | 4132 | 85.89 | 5 | 200000 | 42615 |  |  | Yes | Updated on 9-15-2016 | 4 | 22425 | 134.5 | 166.79 | 4.58 | 1 | 4132 | 85.89
P1CK26E8 | Delviro | Delviro | AIRFLEX-160-5K-120/277V-NL-X-BFC-X-OCC | Indoor Luminaires | High-Bay | High-Bay Luminaires for Commercial and Industrial Buildings | Premium | TRUE | 23736 | 140.8 | 168.54 | 4.46 | 0.9979 | 5133 | 83.72 | 5 | 200000 | 42615 |  |  | Yes | Updated on 9-15-2016 | 4 | 23736 | 140.8 | 168.54 | 4.46 | 1 | 5133 | 83.72
P674X95A | Delta Electronics Inc. | Delta | HBD [BPF] L4H0 [0M] U-X | Indoor Luminaires | High-Bay | High-Bay Luminaires for Commercial and Industrial Buildings | Standard | TRUE | 31144.65 | 148.58 | 209.62 | 12.49 | 0.975 | 3960 | 83.3 | 5 | 50000 | 42615 |  |  | Yes |  | 4 | 31144.65 | 148.58 | 209.62 | 8.95 | 0.975 | 3960 | 83.3
PZVKBHZN | Fintronx LLC | Fintronx | NAU200WUNV40KYYZZEUD | Indoor Luminaires | High-Bay | High-Bay Luminaires for Commercial and Industrial Buildings | Premium | TRUE | 25739.56 | 127.7 | 201.5 | 7.03 | 0.95 | 3903 | 75.2 | 5 | 100000 | 42615 |  |  | No |  | 4 | 26000 | 130 | 200 | 15 | 0.9 | 4000 | 75
PYDQSG9V | Letaron Electronic Co. Ltd. | LETARON | M-HL-RI200W-840-60 | Indoor Luminaires | High-Bay | High-Bay Luminaires for Commercial and Industrial Buildings | Standard | TRUE | 21144.3 | 106.12 | 199.2 | 8.964 | 0.931 | 4166 | 83.7 | 5 | 50000 | 42615 |  |  | No | Qualified Pointing Straight Down Only | 4 | 21144.3 | 106.12 | 199.2 | 8.96 | 1 | 4166 | 83.7
PKH8GZN1 | Letaron Electronic Co. Ltd. | LETARON | M-HL-RI300W-840-60 | Indoor Luminaires | High-Bay | High-Bay Luminaires for Commercial and Industrial Buildings | Standard | TRUE | 30205.2 | 102.65 | 294.3 | 17.857 | 0.928 | 4154 | 83.7 | 5 | 50000 | 42615 |  |  | No | Qualified Pointing Straight Down Only | 4 | 30205.2 | 102.65 | 294.3 | 17.86 | 1 | 4154 | 83.7
P51YFKK4 | Fintronx LLC | Fintronx | NAU200WUNV50KYYZZEUD | Indoor Luminaires | High-Bay | High-Bay Luminaires for Commercial and Industrial Buildings | Premium | FALSE | [9 empty] | 42615 |  |  | No |  | 4 | 27000 | 135 | 200 | 15 | 0.9 | 5000 | 75
P8CW522T | Delviro | Delviro | AIRFLEX-80-5K-120/277V-NL-X-BFC-X-BLD | Indoor Luminaires | High-Bay | High-Bay Luminaires for Commercial and Industrial Buildings | Premium | FALSE | [9 empty] | 42615 |  |  | Yes | Updated on 9-15-2016 | 4 | 12550 | 153.33 | 81.85 | 4.64 | 1 | 5133 | 83.72
PNNYFA91 | Delviro | Delviro | AIRFLEX-135-5K-120/277V-NL-X-BFC-X-BLD | Indoor Luminaires | High-Bay | High-Bay Luminaires for Commercial and Industrial Buildings | Premium | FALSE | [9 empty] | 42615 |  |  | Yes | Updated on 9-15-2016 | 4 | 19838 | 142.36 | 139 | 4.55 | 1 | 5133 | 83.72
PG3G1UUJ | Delviro | Delviro | AIRFLEX-110-5K-120/277V-NL-X-BFC-X-BLD | Indoor Luminaires | High-Bay | High-Bay Luminaires for Commercial and Industrial Buildings | Premium | FALSE | [9 empty] | 42615 |  |  | Yes | Updated on 9-15-2016 | 4 | 15940 | 144.69 | 110.17 | 4.55 | 1 | 5133 | 83.72
P3213K1A | Delviro | Delviro | AIRFLEX-160-5K-120/277V-NL-X-BFC-X-BLD | Indoor Luminaires | High-Bay | High-Bay Luminaires for Commercial and Industrial Buildings | Premium | FALSE | [9 empty] | 42615 |  |  | Yes | Updated on 9-15-2016 | 4 | 23736 | 140.8 | 168.54 | 4.46 | 1 | 5133 | 83.72
PRGAYA79 | Delviro | Delviro | AIRFLEX-80-5K-120/277V-NL-X-BFC-X | Indoor Luminaires | High-Bay | High-Bay Luminaires for Commercial and Industrial Buildings | Premium | FALSE | [9 empty] | 42615 |  |  | No | Updated on 9-15-2016 | 4 | 12550 | 153.33 | 81.85 | 4.64 | 1 | 5133 | 83.72
P48Y1D7E | Delviro | Delviro | AIRFLEX-135-5K-120/277V-NL-X-BFC-X | Indoor Luminaires | High-Bay | High-Bay Luminaires for Commercial and Industrial Buildings | Premium | FALSE | [9 empty] | 42615 |  |  | No | Updated on 9-15-2016 | 4 | 19838.17 | 142.36 | 139.36 | 4.55 | 1 | 5133 | 83.72
PSEXGXHH | Delviro | Delviro | AIRFLEX-110-5K-120/277V-NL-X-BFC-X | Indoor Luminaires | High-Bay | High-Bay Luminaires for Commercial and Industrial Buildings | Premium | FALSE | [9 empty] | 42615 |  |  | No | Updated on 9-15-2016 | 4 | 15940.34 | 144.69 | 110.17 | 4.55 | 1 | 5133 | 83.72
PXK7DJTX | Delviro | Delviro | AIRFLEX-160-5K-120/277V-NL-X-BFC-X | Indoor Luminaires | High-Bay | High-Bay Luminaires for Commercial and Industrial Buildings | Premium | FALSE | [9 empty] | 42615 |  |  | No | Updated on 9-15-2016 | 4 | 23736 | 140.8 | 168.54 | 4.46 | 1 | 5133 | 83.72
PVVCAZ84 | Delviro | Delviro | AIRFLEX-80-5K-120/277V-NL-X-BFC-X-OCC | Indoor Luminaires | High-Bay | High-Bay Luminaires for Commercial and Industrial Buildings | Premium | FALSE | [9 empty] | 42615 |  |  | Yes | Updated on 9-15-2016 | 4 | 12550 | 153.33 | 81.85 | 4.64 | 1 | 5133 | 83.72
PQ8CFUFD | Delviro | Delviro | AIRFLEX-135-5K-120/277V-NL-X-BFC-X-OCC | Indoor Luminaires | High-Bay | High-Bay Luminaires for Commercial and Industrial Buildings | Premium | FALSE | [9 empty] | 42615 |  |  | Yes | Updated on 9-15-2016 | 4 | 19838 | 142.36 | 139 | 4.55 | 1 | 5133 | 83.72
PDED4ERV | Delviro | Delviro | AIRFLEX-110-5K-120/277V-NL-X-BFC-X-OCC | Indoor Luminaires | High-Bay | High-Bay Luminaires for Commercial and Industrial Buildings | Premium | FALSE | [9 empty] | 42615 |  |  | Yes | Updated on 9-15-2016 | 4 | 15940 | 144.69 | 110.17 | 4.55 | 1 | 5133 | 83.72
PPH73817 | Delviro | Delviro | AIRFLEX-160-4K-120/277V-NL-X-BFC-X-BLD | Indoor Luminaires | High-Bay | High-Bay Luminaires for Commercial and Industrial Buildings | Premium | FALSE | [9 empty] | 42615 |  |  | Yes | Updated on 9-15-2016 | 4 | 22425 | 134.5 | 166.79 | 4.58 | 1 | 4132 | 85.89
P3GWQMAA | Delviro | Delviro | AIRFLEX-160-4K-120/277V-NL-X-BFC-X | Indoor Luminaires | High-Bay | High-Bay Luminaires for Commercial and Industrial Buildings | Premium | FALSE | [9 empty] | 42615 |  |  | No | Updated on 9-15-2016 | 4 | 22425 | 134.45 | 166.79 | 4.58 | 1 | 4132 | 85.89
P2ZYDSYB | Delviro | Delviro | AIRFLEX-135-4K-120/277V-NL-X-BFC-X | Indoor Luminaires | High-Bay | High-Bay Luminaires for Commercial and Industrial Buildings | Premium | FALSE | [9 empty] | 42615 |  |  | No | Updated on 9-15-2016 | 4 | 18897.4 | 136.55 | 138.4 | 4.33 | 1 | 4119.25 | 85.96
PC99DDHH | Delviro | Delviro | AIRFLEX-135-4K-120/277V-NL-X-BFC-X-BLD | Indoor Luminaires | High-Bay | High-Bay Luminaires for Commercial and Industrial Buildings | Premium | FALSE | [9 empty] | 42615 |  |  | Yes | Updated on 9-15-2016 | 4 | 18897.4 | 136.55 | 138.4 | 4.33 | 1 | 4119 | 85.96
PC157NS5 | Delviro | Delviro | AIRFLEX-135-4K-120/277V-NL-X-BFC-X-OCC | Indoor Luminaires | High-Bay | High-Bay Luminaires for Commercial and Industrial Buildings | Premium | FALSE | [9 empty] | 42615 |  |  | Yes | Updated on 9-15-2016 | 4 | 18897.4 | 136.55 | 138.4 | 4.33 | 1 | 4119 | 85.96
PBWEPJYF | Delviro | Delviro | AIRFLEX-110-4K-120/277V-NL-X-BFC-X-BLD | Indoor Luminaires | High-Bay | High-Bay Luminaires for Commercial and Industrial Buildings | Premium | FALSE | [9 empty] | 42615 |  |  | Yes | Updated on 9-15-2016 | 4 | 15369.8 | 139.73 | 110 | 4.08 | 1 | 4106.5 | 85.96
P1GPCUVZ | Delviro | Delviro | AIRFLEX-110-4K-120/277V-NL-X-BFC-X | Indoor Luminaires | High-Bay | High-Bay Luminaires for Commercial and Industrial Buildings | Premium | FALSE | [9 empty] | 42615 |  |  | No | Updated on 9-15-2016 | 4 | 15369.8 | 139.73 | 110 | 4.08 | 1 | 4106.5 | 85.96
PHTRTMRU | Delviro | Delviro | AIRFLEX-110-4K-120/277V-NL-X-BFC-X-OCC | Indoor Luminaires | High-Bay | High-Bay Luminaires for Commercial and Industrial Buildings | Premium | FALSE | [9 empty] | 42615 |  |  | Yes | Updated on 9-15-2016 | 4 | 15369.8 | 139.73 | 110 | 4.08 | 1 | 4106.5 | 85.96
P8Z33JPF | Delviro | Delviro | AIRFLEX-80-4K-120/277V-NL-X-BFC-X-BLD | Indoor Luminaires | High-Bay | High-Bay Luminaires for Commercial and Industrial Buildings | Premium | FALSE | [9 empty] | 42615 |  |  | Yes | Updated on 9-15-2016 | 4 | 12280 | 150.5 | 81.59 | 4.64 | 1 | 4081 | 86.02
PE1NBH3Z | Delviro | Delviro | AIRFLEX-80-4K-120/277V-NL-X-BFC-X | Indoor Luminaires | High-Bay | High-Bay Luminaires for Commercial and Industrial Buildings | Premium | FALSE | [9 empty] | 42615 |  |  | No | Updated on 9-15-2016 | 4 | 12280 | 150.5 | 81.59 | 4.64 | 1 | 4081 | 86.02
PB4N1F71 | Delta Electronics Inc. | Delta | HBD [BPF] L5H0 [0M] U-X | Indoor Luminaires | High-Bay | High-Bay Luminaires for Commercial and Industrial Buildings | Standard | FALSE | [9 empty] | 42615 | Dimmable | Continuous Below 10 | Yes |  | 4 | 31865 | 153.36 | 207.8 | 9.91 | 0.975 | 4994 | 84.5
P81U3CT3 | Letaron Electronic Co. Ltd. | LETARON | M-HL-RI200W-850-90 | Indoor Luminaires | High-Bay | High-Bay Luminaires for Commercial and Industrial Buildings | Standard | FALSE | [9 empty] | 42615 | Dimmable | Continuous Below 10 | No | Qualified Pointing Straight Down Only | 4 | 22790.8 | 113.5 | 200.8 | 8.96 | 1 | 5263 | 84.4
PRNDXMMV | Letaron Electronic Co. Ltd. | LETARON | M-HL-RI300W-850-60 | Indoor Luminaires | High-Bay | High-Bay Luminaires for Commercial and Industrial Buildings | Standard | FALSE | [9 empty] | 42615 | Dimmable | Continuous Below 10 | No | Qualified Pointing Straight Down Only | 4 | 31044.29 | 103.55 | 299.8 | 17.86 | 1 | 5240 | 84.5
PHXX1EA5 | Letaron Electronic Co. Ltd. | LETARON | M-HL-RI300W-850-120 | Indoor Luminaires | High-Bay | High-Bay Luminaires for Commercial and Industrial Buildings | Standard | FALSE | [9 empty] | 42615 | Dimmable | Continuous Below 10 | No | Qualified Pointing Straight Down Only | 4 | 33317 | 111 | 300.3 | 17.86 | 1 | 5200 | 84.5
PBX7BWF5 | Letaron Electronic Co. Ltd. | LETARON | M-HL-RI200W-850-60 | Indoor Luminaires | High-Bay | High-Bay Luminaires for Commercial and Industrial Buildings | Standard | FALSE | [9 empty] | 42615 | Dimmable | Continuous Below 10 | No | Qualified Pointing Straight Down Only | 4 | 21356.8 | 106.2 | 201.1 | 8.96 | 1 | 5184 | 84.1
PJZEDN9M | Letaron Electronic Co. Ltd. | LETARON | M-HL-RI200W-850-120 | Indoor Luminaires | High-Bay | High-Bay Luminaires for Commercial and Industrial Buildings | Standard | FALSE | [9 empty] | 42615 | Dimmable | Continuous Below 10 | No | Qualified Pointing Straight Down Only | 4 | 23574 | 117.3 | 200.9 | 8.96 | 1 | 5119 | 84.1
PSY31PPR | Letaron Electronic Co. Ltd. | LETARON | M-HL-RI300W-850-90 | Indoor Luminaires | High-Bay | High-Bay Luminaires for Commercial and Industrial Buildings | Standard | FALSE | [9 empty] | 42615 | Dimmable | Continuous Below 10 | No | Qualified Pointing Straight Down Only | 4 | 32548 | 109.9 | 296.1 | 17.86 | 1 | 5094 | 85
PFEXMXH4 | Letaron Electronic Co. Ltd. | LETARON | M-HL-RI200W-840-90 | Indoor Luminaires | High-Bay | High-Bay Luminaires for Commercial and Industrial Buildings | Standard | FALSE | [9 empty] | 42615 | Dimmable | Continuous Below 10 | No | Qualified Pointing Straight Down Only | 4 | 22403 | 112.42 | 199.3 | 8.96 | 1 | 4203 | 83.9
PB1RYRAX | Letaron Electronic Co. Ltd. | LETARON | M-HL-RI300W-840-90 | Indoor Luminaires | High-Bay | High-Bay Luminaires for Commercial and Industrial Buildings | Standard | FALSE | [9 empty] | 42615 | Dimmable | Continuous Below 10 | No | Qualified Pointing Straight Down Only | 4 | 32170.6 | 109.33 | 294.3 | 17.86 | 1 | 4200 | 83.9
P54UPAFV | Letaron Electronic Co. Ltd. | LETARON | M-HL-RI200W-840-120 | Indoor Luminaires | High-Bay | High-Bay Luminaires for Commercial and Industrial Buildings | Standard | FALSE | [9 empty] | 42615 | Dimmable | Continuous Below 10 | No | Qualified Pointing Straight Down Only | 4 | 24481.3 | 122.86 | 199.3 | 8.96 | 1 | 4122 | 83.7
PDWPK8CP | Letaron Electronic Co. Ltd. | LETARON | M-HL-RI300W-840-120 | Indoor Luminaires | High-Bay | High-Bay Luminaires for Commercial and Industrial Buildings | Standard | FALSE | [9 empty] | 42615 | Dimmable | Continuous Below 10 | No | Qualified Pointing Straight Down Only | 4 | 35197.2 | 119.64 | 294.2 | 17.86 | 1 | 4112 | 83.6
P161T3E4 | Fintronx LLC | Fintronx | NEP150WUNV40KYY | Indoor Luminaires | High-Bay | High-Bay Luminaires for Commercial and Industrial Buildings | Premium | TRUE | 19397.45 | 126.5 | 153.3 | 9.89 | 0.975 | 3952 | 75.1 | 5 | 100000 | 42614 |  |  | No |  | 4 | 19500 | 130 | 150 | 15 | 0.9 | 4000 | 75
PSG26DWJ | Letaron Electronic Co. Ltd. | LETARON | M-HL-RI150W-850-60 [Qualified Pointing Straight Down Only] | Indoor Luminaires | High-Bay | High-Bay Luminaires for Commercial and Industrial Buildings | Standard | TRUE | 15238 | 105.3 | 144.7 | 7.305 | 0.972 | 5043 | 84.5 | 5 | 50000 | 42614 |  |  | No |  | 4 | 15238 | 105.3 | 144.7 | 7.31 | 1 | 5043 | 84.5
P97JPBMF | Letaron Electronic Co. Ltd. | LETARON | M-HL-RI150W-840-60 [Qualified Pointing Straight Down Only] | Indoor Luminaires | High-Bay | High-Bay Luminaires for Commercial and Industrial Buildings | Standard | TRUE | 15334.4 | 106.88 | 143.5 | 7.305 | 0.972 | 4152 | 83.6 | 5 | 50000 | 42614 |  |  | No |  | 4 | 15334.4 | 106.88 | 143.5 | 7.31 | 1 | 4152 | 83.6
P3BPDMGE | Precision Lighting & Transformer Inc | PLT | PLT/E6122 | Indoor Luminaires | High-Bay | High-Bay Luminaires for Commercial and Industrial Buildings | Premium | TRUE | 11086.39 | 113.8 | 97.42 | 10.79 | 0.969 | 5339 | 87.7 | 5 | 50000 | 42614 |  |  | No |  | 3.1 | 11000 | 110 | 100 | 15 | 0.95 | 5700 | 80
P4NEUYN9 | Dongguan Sense Lighting Technology Co. Ltd. | SUPERWELL | SE-UFO-100W-B3032 | Indoor Luminaires | High-Bay | High-Bay Luminaires for Commercial and Industrial Buildings | Premium | TRUE | 12785 | 129.55 | 98.69 | 13.95 | 0.9684 | 3015 | 72.1 | 5 | 50000 | 42614 |  |  | No |  | 4 | 12785 | 129.55 | 98.69 | 13.95 | 0.97 | 3000 | 72.1
PHF3F91Y | Voltech International Inc. | Technilight | TLHBM4C400V1N | Indoor Luminaires | High-Bay | High-Bay Luminaires for Commercial and Industrial Buildings | Premium | TRUE | 51541 | 127.45 | 404.4 | 7.46 | 0.9597 | 4217 | 83.1 | 5 | 50000 | 42614 |  |  | Yes |  | 4 | 51541 | 127.45 | 404.4 | 7.46 | 0.96 | 4000 | 83.1
PBH9XM2V | Dongguan Sense Lighting Technology Co. Ltd. | SUPERWELL | SE-UFO-80W-B5022 | Indoor Luminaires | High-Bay | High-Bay Luminaires for Commercial and Industrial Buildings | Premium | TRUE | 11639 | 140.31 | 82.95 | 13.92 | 0.9588 | 4935 | 75.6 | 5 | 50000 | 42614 |  |  | No |  | 4 | 11639 | 140.31 | 82.95 | 13.92 | 0.96 | 5000 | 75.6
PHJSZ5Y8 | Dongguan Sense Lighting Technology Co. Ltd. | SUPERWELL | SE-UFO-80W-B3032 | Indoor Luminaires | High-Bay | High-Bay Luminaires for Commercial and Industrial Buildings | Premium | TRUE | 10765 | 134.34 | 80.13 | 13.27 | 0.9584 | 3017 | 72.1 | 5 | 50000 | 42614 |  |  | No |  | 4 | 10765 | 134.34 | 80.13 | 13.27 | 0.96 | 3000 | 72.1
P6YA4EZH | Energy Efficient Lighting Co. Ltd. | EEL | PHB-2FT-4-110-120M | Indoor Luminaires | High-Bay | High-Bay Luminaires for Commercial and Industrial Buildings | Premium | TRUE | 14199 | 132.6 | 107.1 | 9.4 | 0.9542 | 5144 | 83.12 | 5 | 50000 | 42614 |  |  | No |  | 3.1 | 14199 | 132.6 | 107.1 | 9.4 | 0.95 | 5144 | 83.12
PMQHK2CG | Letaron Electronic Co. Ltd. | LETARON | M-HL-RI100W-840-60 [Qualified Pointing Straight Down Only] | Indoor Luminaires | High-Bay | High-Bay Luminaires for Commercial and Industrial Buildings | Standard | TRUE | 10037.4 | 106.46 | 94.28 | 10.938 | 0.951 | 4143 | 83.5 | 5 | 50000 | 42614 |  |  | No |  | 4 | 10037.4 | 106.46 | 94.28 | 10.94 | 1 | 4143 | 83.5
PKFV6BT4 | Voltech International Inc. | Technilight | TLHBM4C240V2N | Indoor Luminaires | High-Bay | High-Bay Luminaires for Commercial and Industrial Buildings | Premium | TRUE | 30764 | 131.19 | 234.5 | 11.68 | 0.9509 | 4127 | 81.9 | 5 | 80000 | 42614 |  |  | Yes |  | 4 | 30764 | 131.19 | 234.5 | 11.68 | 0.95 | 4000 | 81.9
P7552HCK | Voltech International Inc. | Technilight | TLHBM4C400V2N | Indoor Luminaires | High-Bay | High-Bay Luminaires for Commercial and Industrial Buildings | Premium | TRUE | 52198 | 131.98 | 395.5 | 11.97 | 0.9501 | 4112 | 81.8 | 5 | 80000 | 42614 |  |  | Yes |  | 4 | 52198 | 131.98 | 395.5 | 11.97 | 0.95 | 4000 | 81.8
PJU4YNXS | Energy Efficient Lighting Co. Ltd. | EEL | PHB-2FT-4-110-347 | Indoor Luminaires | High-Bay | High-Bay Luminaires for Commercial and Industrial Buildings | Premium | TRUE | 14144 | 132.6 | 106.61 | 7.56 | 0.949 | 5148 | 83.1 | 5 | 50000 | 42614 |  |  | No |  | 3.1 | 14144 | 132.6 | 106.61 | 7.56 | 0.95 | 5148 | 83.1
P1JBT51H | Voltech International Inc. | Technilight | TLHBM4C200V2N | Indoor Luminaires | High-Bay | High-Bay Luminaires for Commercial and Industrial Buildings | Premium | TRUE | 26201 | 132.46 | 197.8 | 13.05 | 0.9488 | 4125 | 81.9 | 5 | 80000 | 42614 |  |  | Yes |  | 4 | 26201 | 132.46 | 197.8 | 13.05 | 0.95 | 4000 | 81.9
P1MVHHNT | Voltech International Inc. | Technilight | TLHBM4C100V1N | Indoor Luminaires | High-Bay | High-Bay Luminaires for Commercial and Industrial Buildings | Premium | TRUE | 12383 | 134.53 | 92.05 | 12.13 | 0.9481 | 4026 | 82.6 | 5 | 50000 | 42614 |  |  | Yes |  | 4 | 12383 | 134.53 | 92.05 | 12.13 | 0.95 | 4000 | 82.6
PPZSM5X3 | Precision Lighting & Transformer Inc | PLT | PLT/E6222 | Indoor Luminaires | High-Bay | High-Bay Luminaires for Commercial and Industrial Buildings | Premium | TRUE | 17945.76 | 117.88 | 152.24 | 10.92 | 0.945 | 5327 | 86.8 | 5 | 50000 | 42614 |  |  | No |  | 3.1 | 17600 | 110 | 160 | 15 | 0.95 | 5700 | 80
PF479URP | Voltech International Inc. | Technilight | TLHBM4C480V2N | Indoor Luminaires | High-Bay | High-Bay Luminaires for Commercial and Industrial Buildings | Premium | TRUE | 61183 | 133.44 | 458.5 | 12.01 | 0.9448 | 4104 | 81.6 | 5 | 80000 | 42614 |  |  | Yes |  | 4 | 61183 | 133.44 | 458.5 | 12.01 | 0.94 | 4000 | 81.6
PCBXYXWC | Voltech International Inc. | Technilight | TLHBM4C240V1N | Indoor Luminaires | High-Bay | High-Bay Luminaires for Commercial and Industrial Buildings | Premium | TRUE | 30218 | 126.49 | 238.9 | 9.47 | 0.9393 | 4229 | 83.3 | 5 | 50000 | 42614 |  |  | Yes |  | 4 | 30218 | 126.49 | 238.9 | 9.47 | 0.94 | 4000 | 83.3
PQZQABBK | Sustainable Development Concepts | Renew Lighting | SW-H003-W150 4000K | Indoor Luminaires | High-Bay | High-Bay Luminaires for Commercial and Industrial Buildings | Standard | TRUE | 19984 | 132.03 | 151.4 | 14.29 | 0.9391 | 3978 | 73.6 | 5 | 50000 | 42614 |  |  | No |  | 3.1 | 19984 | 132.03 | 151.4 | 14.29 | 0.9391 | 4000 | 73.6
P9T8P1H1 | Classy & Neo-Lighting Group Inc | NEOTOP | HB-150W-1111-1601 4000K | Indoor Luminaires | High-Bay | High-Bay Luminaires for Commercial and Industrial Buildings | Standard | TRUE | 19984 | 132.03 | 151.4 | 14.29 | 0.9391 | 3978 | 73.6 | 5 | 50000 | 42614 |  |  | No |  | 3.1 | 19984 | 132.03 | 151.4 | 14.29 | 0.9391 | 4000 | 73.6
P99SCX3K | Precision Lighting & Transformer Inc | PLT | PLT/E6322 | Indoor Luminaires | High-Bay | High-Bay Luminaires for Commercial and Industrial Buildings | Premium | TRUE | 26013.6 | 111.92 | 232.44 | 14.74 | 0.939 | 5399 | 87 | 5 | 50000 | 42614 |  |  | No |  | 3.1 | 26400 | 110 | 240 | 15 | 0.95 | 5700 | 80
P3GQCADC | Voltech International Inc. | Technilight | TLHBM4C150V2N | Indoor Luminaires | High-Bay | High-Bay Luminaires for Commercial and Industrial Buildings | Premium | TRUE | 19531 | 130.55 | 149.6 | 13.15 | 0.9353 | 4007 | 83.1 | 5 | 80000 | 42614 |  |  | Yes |  | 4 | 19422 | 131.32 | 147.9 | 13.15 | 0.94 | 4000 | 83.1
PTMSMAAP | Voltech International Inc. | Technilight | TLHBM4C480V1N | Indoor Luminaires | High-Bay | High-Bay Luminaires for Commercial and Industrial Buildings | Premium | TRUE | 60105 | 126.83 | 473.9 | 10.29 | 0.9351 | 4222 | 83.1 | 5 | 50000 | 42614 |  |  | No |  | 4 | 60105 | 126.83 | 473.9 | 10.29 | 0.94 | 4000 | 83.1
P58K9MKH | Voltech International Inc. | Technilight | TLHBM4C300V2N | Indoor Luminaires | High-Bay | High-Bay Luminaires for Commercial and Industrial Buildings | Premium | TRUE | 38701 | 131.95 | 293.3 | 12.85 | 0.9325 | 4114 | 81.8 | 5 | 80000 | 42614 |  |  | Yes |  | 4 | 38962 | 133.48 | 291.9 | 12.47 | 0.93 | 4000 | 81.8
PV8936SV | Voltech International Inc. | Technilight | TLHBM4C300V1N | Indoor Luminaires | High-Bay | High-Bay Luminaires for Commercial and Industrial Buildings | Premium | TRUE | 38493 | 131.69 | 292.3 | 15.28 | 0.924 | 4220 | 83.2 | 5 | 50000 | 42614 |  |  | Yes |  | 4 | 38493 | 131.69 | 292.3 | 15.28 | 0.92 | 4000 | 83.2
P9B38JUX | Voltech International Inc. | Technilight | TLHBM4C150V1N | Indoor Luminaires | High-Bay | High-Bay Luminaires for Commercial and Industrial Buildings | Premium | TRUE | 19279 | 131.96 | 144.3 | 15.91 | 0.92 | 4021 | 82.5 | 5 | 50000 | 42614 |  |  | Yes |  | 4 | 19279 | 131.96 | 146.1 | 15.91 | 0.92 | 4000 | 82.5
PV4W8HZD | Voltech International Inc. | Technilight | TLHBM4C100V2N | Indoor Luminaires | High-Bay | High-Bay Luminaires for Commercial and Industrial Buildings | Premium | TRUE | 12711 | 136.52 | 93.11 | 12.43 | 0.9191 | 4003 | 83 | 5 | 80000 | 42614 |  |  | Yes |  | 4 | 12754 | 138.11 | 92.35 | 12.43 | 0.92 | 4000 | 83
PM6NZ4HB | Voltech International Inc. | Technilight | TLHBM4C200V1N | Indoor Luminaires | High-Bay | High-Bay Luminaires for Commercial and Industrial Buildings | Premium | TRUE | 25664 | 128 | 200.5 | 16.48 | 0.9168 | 4210 | 83.1 | 5 | 50000 | 42614 |  |  | Yes |  | 4 | 25664 | 128 | 200.5 | 16.48 | 0.92 | 4000 | 83.1
P1F2YS3K | Classy & Neo-Lighting Group Inc | NEOTOP | HB-180W-1111-1601 4000K | Indoor Luminaires | High-Bay | High-Bay Luminaires for Commercial and Industrial Buildings | Standard | TRUE | 23284 | 128.21 | 181.6 | 14.36 | 0.9112 | 3986 | 73.7 | 5 | 50000 | 42614 |  |  | No |  | 3.1 | 23284 | 128.21 | 181.6 | 14.36 | 0.9112 | 4000 | 73.7
PFUXNXMS | Sustainable Development Concepts | Renew Lighting | SW-H003-W150 5700K | Indoor Luminaires | High-Bay | High-Bay Luminaires for Commercial and Industrial Buildings | Standard | FALSE | [9 empty] | 42614 |  |  | No |  | 3.1 | 20423 | 135.97 | 150.2 | 14.37 | 0.9365 | 5700 | 75.2
PZD26EGZ | Sustainable Development Concepts | Renew Lighting | SW-H003-W150 5000K | Indoor Luminaires | High-Bay | High-Bay Luminaires for Commercial and Industrial Buildings | Standard | FALSE | [9 empty] | 42614 |  |  | No |  | 3.1 | 20204 | 133.98 | 150.8 | 14.29 | 0.9391 | 5000 | 73.6
PGZ6QD1W | Dongguan Sense Lighting Technology Co. Ltd. | SUPERWELL | SE-UFO-120W-A5032 | Indoor Luminaires | High-Bay | High-Bay Luminaires for Commercial and Industrial Buildings | Premium | FALSE | [9 empty] | 42614 |  |  | No |  | 4 | 16850 | 143.77 | 117.2 | 14.83 | 0.92 | 5000 | 82.9
PPM4Z8FX | Dongguan Sense Lighting Technology Co. Ltd. | SUPERWELL | SE-UFO-160W-A5032 | Indoor Luminaires | High-Bay | High-Bay Luminaires for Commercial and Industrial Buildings | Premium | FALSE | [9 empty] | 42614 |  |  | No |  | 4 | 21919 | 142.05 | 154.3 | 13.52 | 0.94 | 5000 | 82.9
PTPAWFAW | Dongguan Sense Lighting Technology Co. Ltd. | SUPERWELL | SE-UFO-100W-A5032 | Indoor Luminaires | High-Bay | High-Bay Luminaires for Commercial and Industrial Buildings | Premium | FALSE | [9 empty] | 42614 |  |  | No |  | 4 | 13428 | 135.91 | 98.8 | 14.37 | 0.97 | 5000 | 76
PXBS2XHR | Dongguan Sense Lighting Technology Co. Ltd. | SUPERWELL | SE-UFO-80W-A5042 | Indoor Luminaires | High-Bay | High-Bay Luminaires for Commercial and Industrial Buildings | Premium | FALSE | [9 empty] | 42614 |  |  | No |  | 4 | 11903 | 146.28 | 81.37 | 13.84 | 0.96 | 5000 | 75.8
P2D98TGX | Dongguan Sense Lighting Technology Co. Ltd. | SUPERWELL | SE-UFO-80W-A5032 | Indoor Luminaires | High-Bay | High-Bay Luminaires for Commercial and Industrial Buildings | Premium | FALSE | [9 empty] | 42614 |  |  | No |  | 4 | 11229 | 137.04 | 81.94 | 13.72 | 0.96 | 5000 | 75.7
P6TAAXDH | Dongguan Sense Lighting Technology Co. Ltd. | SUPERWELL | SE-UFO-80W-A5022 | Indoor Luminaires | High-Bay | High-Bay Luminaires for Commercial and Industrial Buildings | Premium | FALSE | [9 empty] | 42614 |  |  | No |  | 4 | 11639 | 140.31 | 82.95 | 13.92 | 0.96 | 5000 | 75.6
P5UMGMZ5 | Dongguan Sense Lighting Technology Co. Ltd. | SUPERWELL | SE-UFO-240W-A5032 | Indoor Luminaires | High-Bay | High-Bay Luminaires for Commercial and Industrial Buildings | Premium | FALSE | [9 empty] | 42614 |  |  | No |  | 4 | 31937 | 133.97 | 238.39 | 14.83 | 0.93 | 5000 | 75.3
P9Q2NV7A | Dongguan Sense Lighting Technology Co. Ltd. | SUPERWELL | SE-UFO-200W-A5032 | Indoor Luminaires | High-Bay | High-Bay Luminaires for Commercial and Industrial Buildings | Premium | FALSE | [9 empty] | 42614 |  |  | No |  | 4 | 27928 | 137.54 | 203.06 | 14.03 | 0.95 | 5000 | 75.1
PFNNTRQC | Dongguan Sense Lighting Technology Co. Ltd. | SUPERWELL | SE-UFO-240W-A5042 | Indoor Luminaires | High-Bay | High-Bay Luminaires for Commercial and Industrial Buildings | Premium | FALSE | [9 empty] | 42614 |  |  | No |  | 4 | 33757.41 | 141.61 | 238.39 | 14.83 | 0.93 | 5000 | 70
PEY1854E | Dongguan Sense Lighting Technology Co. Ltd. | SUPERWELL | SE-UFO-240W-A5022 | Indoor Luminaires | High-Bay | High-Bay Luminaires for Commercial and Industrial Buildings | Premium | FALSE | [9 empty] | 42614 |  |  | No |  | 4 | 32831.24 | 137.72 | 238.39 | 14.83 | 0.93 | 5000 | 70
P5CBZD6S | Dongguan Sense Lighting Technology Co. Ltd. | SUPERWELL | SE-UFO-120W-A5042 | Indoor Luminaires | High-Bay | High-Bay Luminaires for Commercial and Industrial Buildings | Premium | FALSE | [9 empty] | 42614 |  |  | No |  | 4 | 17810.45 | 151.97 | 117.2 | 14.83 | 0.92 | 5000 | 70
PZGTG16V | Dongguan Sense Lighting Technology Co. Ltd. | SUPERWELL | SE-UFO-120W-A5022 | Indoor Luminaires | High-Bay | High-Bay Luminaires for Commercial and Industrial Buildings | Premium | FALSE | [9 empty] | 42614 |  |  | No |  | 4 | 17321.8 | 147.8 | 117.2 | 14.83 | 0.92 | 5000 | 70
P7EYFPGJ | Dongguan Sense Lighting Technology Co. Ltd. | SUPERWELL | SE-UFO-100W-A5042 | Indoor Luminaires | High-Bay | High-Bay Luminaires for Commercial and Industrial Buildings | Premium | FALSE | [9 empty] | 42614 |  |  | No |  | 4 | 14193.4 | 143.66 | 98.8 | 14.37 | 0.97 | 5000 | 70
PHDEMEQ8 | Dongguan Sense Lighting Technology Co. Ltd. | SUPERWELL | SE-UFO-100W-A5022 | Indoor Luminaires | High-Bay | High-Bay Luminaires for Commercial and Industrial Buildings | Premium | FALSE | [9 empty] | 42614 |  |  | No |  | 4 | 13803.98 | 139.72 | 98.8 | 14.37 | 0.97 | 5000 | 70
PE8NRDT8 | Dongguan Sense Lighting Technology Co. Ltd. | SUPERWELL | SE-UFO-200W-A5042 | Indoor Luminaires | High-Bay | High-Bay Luminaires for Commercial and Industrial Buildings | Premium | FALSE | [9 empty] | 42614 |  |  | No |  | 4 | 29519.9 | 145.38 | 203.06 | 14.03 | 0.95 | 5000 | 70
PSDAFUFW | Dongguan Sense Lighting Technology Co. Ltd. | SUPERWELL | SE-UFO-200W-A5022 | Indoor Luminaires | High-Bay | High-Bay Luminaires for Commercial and Industrial Buildings | Premium | FALSE | [9 empty] | 42614 |  |  | No |  | 4 | 28709.98 | 141.39 | 203.06 | 14.03 | 0.95 | 5000 | 70
PK8EZM97 | Dongguan Sense Lighting Technology Co. Ltd. | SUPERWELL | SE-UFO-160W-A5042 | Indoor Luminaires | High-Bay | High-Bay Luminaires for Commercial and Industrial Buildings | Premium | FALSE | [9 empty] | 42614 |  |  | No |  | 4 | 23168.38 | 150.15 | 154.3 | 13.52 | 0.94 | 5000 | 70
P9QJ4FRV | Dongguan Sense Lighting Technology Co. Ltd. | SUPERWELL | SE-UFO-160W-A5022 | Indoor Luminaires | High-Bay | High-Bay Luminaires for Commercial and Industrial Buildings | Premium | FALSE | [9 empty] | 42614 |  |  | No |  | 4 | 22532.73 | 146.03 | 154.3 | 13.52 | 0.94 | 5000 | 70
PK571UEE | Dongguan Sense Lighting Technology Co. Ltd. | SUPERWELL | SE-UFO-120W-B5032 | Indoor Luminaires | High-Bay | High-Bay Luminaires for Commercial and Industrial Buildings | Premium | FALSE | [9 empty] | 42614 |  |  | No |  | 4 | 16850 | 143.77 | 117.2 | 14.83 | 0.92 | 5000 | 82.9
P9ECB8J6 | Dongguan Sense Lighting Technology Co. Ltd. | SUPERWELL | SE-UFO-160W-B5032 | Indoor Luminaires | High-Bay | High-Bay Luminaires for Commercial and Industrial Buildings | Premium | FALSE | [9 empty] | 42614 |  |  | No |  | 4 | 21919 | 142.05 | 154.3 | 13.52 | 0.94 | 5000 | 82.9
P1HZR72W | Dongguan Sense Lighting Technology Co. Ltd. | SUPERWELL | SE-UFO-100W-B5032 | Indoor Luminaires | High-Bay | High-Bay Luminaires for Commercial and Industrial Buildings | Premium | FALSE | [9 empty] | 42614 |  |  | No |  | 4 | 13428 | 135.91 | 98.8 | 14.37 | 0.97 | 5000 | 76
PHUY2EDG | Dongguan Sense Lighting Technology Co. Ltd. | SUPERWELL | SE-UFO-80W-B5042 | Indoor Luminaires | High-Bay | High-Bay Luminaires for Commercial and Industrial Buildings | Premium | FALSE | [9 empty] | 42614 |  |  | No |  | 4 | 11903 | 146.28 | 81.37 | 13.84 | 0.96 | 5000 | 75.8
PGAXCK8K | Dongguan Sense Lighting Technology Co. Ltd. | SUPERWELL | SE-UFO-80W-B5032 | Indoor Luminaires | High-Bay | High-Bay Luminaires for Commercial and Industrial Buildings | Premium | FALSE | [9 empty] | 42614 |  |  | No |  | 4 | 11229 | 137.04 | 81.94 | 13.72 | 0.96 | 5000 | 75.7
PFNBMS5E | Dongguan Sense Lighting Technology Co. Ltd. | SUPERWELL | SE-UFO-240W-B5032 | Indoor Luminaires | High-Bay | High-Bay Luminaires for Commercial and Industrial Buildings | Premium | FALSE | [9 empty] | 42614 |  |  | No |  | 4 | 31937 | 133.97 | 238.39 | 14.83 | 0.93 | 5000 | 75.3
PXQ164UT | Dongguan Sense Lighting Technology Co. Ltd. | SUPERWELL | SE-UFO-200W-B5032 | Indoor Luminaires | High-Bay | High-Bay Luminaires for Commercial and Industrial Buildings | Premium | FALSE | [9 empty] | 42614 |  |  | No |  | 4 | 27928 | 137.54 | 203.06 | 14.03 | 0.95 | 5000 | 75.1
PSN8K26Q | Dongguan Sense Lighting Technology Co. Ltd. | SUPERWELL | SE-UFO-240W-B5042 | Indoor Luminaires | High-Bay | High-Bay Luminaires for Commercial and Industrial Buildings | Premium | FALSE | [9 empty] | 42614 |  |  | No |  | 4 | 33757.41 | 141.61 | 238.39 | 14.83 | 0.93 | 5000 | 70
PHVX8FYT | Dongguan Sense Lighting Technology Co. Ltd. | SUPERWELL | SE-UFO-240W-B5022 | Indoor Luminaires | High-Bay | High-Bay Luminaires for Commercial and Industrial Buildings | Premium | FALSE | [9 empty] | 42614 |  |  | No |  | 4 | 32831.24 | 137.72 | 238.39 | 14.83 | 0.93 | 5000 | 70
P1AETTAS | Dongguan Sense Lighting Technology Co. Ltd. | SUPERWELL | SE-UFO-120W-B5042 | Indoor Luminaires | High-Bay | High-Bay Luminaires for Commercial and Industrial Buildings | Premium | FALSE | [9 empty] | 42614 |  |  | No |  | 4 | 17810.45 | 151.97 | 117.2 | 14.83 | 0.92 | 5000 | 70
PBB3UZJP | Dongguan Sense Lighting Technology Co. Ltd. | SUPERWELL | SE-UFO-120W-B5022 | Indoor Luminaires | High-Bay | High-Bay Luminaires for Commercial and Industrial Buildings | Premium | FALSE | [9 empty] | 42614 |  |  | No |  | 4 | 17321.8 | 147.8 | 117.2 | 14.83 | 0.92 | 5000 | 70
P626U8XE | Dongguan Sense Lighting Technology Co. Ltd. | SUPERWELL | SE-UFO-100W-B5042 | Indoor Luminaires | High-Bay | High-Bay Luminaires for Commercial and Industrial Buildings | Premium | FALSE | [9 empty] | 42614 |  |  | No |  | 4 | 14193.4 | 143.66 | 98.8 | 14.37 | 0.97 | 5000 | 70
PAEYPJP1 | Dongguan Sense Lighting Technology Co. Ltd. | SUPERWELL | SE-UFO-100W-B5022 | Indoor Luminaires | High-Bay | High-Bay Luminaires for Commercial and Industrial Buildings | Premium | FALSE | [9 empty] | 42614 |  |  | No |  | 4 | 13803.98 | 139.72 | 98.8 | 14.37 | 0.97 | 5000 | 70
PEQ8KBGY | Dongguan Sense Lighting Technology Co. Ltd. | SUPERWELL | SE-UFO-200W-B5042 | Indoor Luminaires | High-Bay | High-Bay Luminaires for Commercial and Industrial Buildings | Premium | FALSE | [9 empty] | 42614 |  |  | No |  | 4 | 29519.9 | 145.38 | 203.06 | 14.03 | 0.95 | 5000 | 70
P6DXWGFN | Dongguan Sense Lighting Technology Co. Ltd. | SUPERWELL | SE-UFO-200W-B5022 | Indoor Luminaires | High-Bay | High-Bay Luminaires for Commercial and Industrial Buildings | Premium | FALSE | [9 empty] | 42614 |  |  | No |  | 4 | 28709.98 | 141.39 | 203.06 | 14.03 | 0.95 | 5000 | 70
PXSYKPVY | Dongguan Sense Lighting Technology Co. Ltd. | SUPERWELL | SE-UFO-160W-B5042 | Indoor Luminaires | High-Bay | High-Bay Luminaires for Commercial and Industrial Buildings | Premium | FALSE | [9 empty] | 42614 |  |  | No |  | 4 | 23168.38 | 150.15 | 154.3 | 13.52 | 0.94 | 5000 | 70
PN6A2WMM | Dongguan Sense Lighting Technology Co. Ltd. | SUPERWELL | SE-UFO-160W-B5022 | Indoor Luminaires | High-Bay | High-Bay Luminaires for Commercial and Industrial Buildings | Premium | FALSE | [9 empty] | 42614 |  |  | No |  | 4 | 22532.73 | 146.03 | 154.3 | 13.52 | 0.94 | 5000 | 70
P69SYS4D | Dongguan Sense Lighting Technology Co. Ltd. | SUPERWELL | SE-UFO-240W-A4532 | Indoor Luminaires | High-Bay | High-Bay Luminaires for Commercial and Industrial Buildings | Premium | FALSE | [9 empty] | 42614 |  |  | No |  | 4 | 31623.5 | 133.84 | 236.27 | 16.82 | 0.93 | 4500 | 72.3
P59CKYES | Dongguan Sense Lighting Technology Co. Ltd. | SUPERWELL | SE-UFO-200W-A4532 | Indoor Luminaires | High-Bay | High-Bay Luminaires for Commercial and Industrial Buildings | Premium | FALSE | [9 empty] | 42614 |  |  | No |  | 4 | 27687.5 | 137.38 | 201.54 | 14.04 | 0.91 | 4500 | 72.2
P6QUWWES | Dongguan Sense Lighting Technology Co. Ltd. | SUPERWELL | SE-UFO-80W-A4542 | Indoor Luminaires | High-Bay | High-Bay Luminaires for Commercial and Industrial Buildings | Premium | FALSE | [9 empty] | 42614 |  |  | No |  | 4 | 11772.25 | 145.06 | 81.15 | 13.07 | 0.96 | 4500 | 72.2
P15P55XE | Dongguan Sense Lighting Technology Co. Ltd. | SUPERWELL | SE-UFO-100W-A4532 | Indoor Luminaires | High-Bay | High-Bay Luminaires for Commercial and Industrial Buildings | Premium | FALSE | [9 empty] | 42614 |  |  | No |  | 4 | 13267.25 | 134.43 | 98.69 | 13.95 | 0.97 | 4500 | 72.1
PQHJ9EF1 | Dongguan Sense Lighting Technology Co. Ltd. | SUPERWELL | SE-UFO-80W-A4532 | Indoor Luminaires | High-Bay | High-Bay Luminaires for Commercial and Industrial Buildings | Premium | FALSE | [9 empty] | 42614 |  |  | No |  | 4 | 11113 | 136.38 | 81.49 | 13.27 | 0.96 | 4500 | 72.1
PNFKX8Z6 | Dongguan Sense Lighting Technology Co. Ltd. | SUPERWELL | SE-UFO-80W-A4522 | Indoor Luminaires | High-Bay | High-Bay Luminaires for Commercial and Industrial Buildings | Premium | FALSE | [9 empty] | 42614 |  |  | No |  | 4 | 11496.5 | 139.53 | 82.4 | 13.68 | 0.96 | 4500 | 72
PP11V81C | Dongguan Sense Lighting Technology Co. Ltd. | SUPERWELL | SE-UFO-120W-A4532 | Indoor Luminaires | High-Bay | High-Bay Luminaires for Commercial and Industrial Buildings | Premium | FALSE | [9 empty] | 42614 |  |  | No |  | 4 | 16703.75 | 140.92 | 118.53 | 13.84 | 0.92 | 4500 | 70.8
P777S4AV | Dongguan Sense Lighting Technology Co. Ltd. | SUPERWELL | SE-UFO-160W-A4532 | Indoor Luminaires | High-Bay | High-Bay Luminaires for Commercial and Industrial Buildings | Premium | FALSE | [9 empty] | 42614 |  |  | No |  | 4 | 21494.5 | 138.48 | 155.22 | 13.27 | 0.94 | 4500 | 70.7
PT2KCSVB | Dongguan Sense Lighting Technology Co. Ltd. | SUPERWELL | SE-UFO-240W-A4542 | Indoor Luminaires | High-Bay | High-Bay Luminaires for Commercial and Industrial Buildings | Premium | FALSE | [9 empty] | 42614 |  |  | No |  | 4 | 33426.04 | 141.47 | 236.27 | 16.82 | 0.93 | 4500 | 70
PMFZRGS6 | Dongguan Sense Lighting Technology Co. Ltd. | SUPERWELL | SE-UFO-240W-A4522 | Indoor Luminaires | High-Bay | High-Bay Luminaires for Commercial and Industrial Buildings | Premium | FALSE | [9 empty] | 42614 |  |  | No |  | 4 | 32508.96 | 137.59 | 236.27 | 16.82 | 0.93 | 4500 | 70
PEX6TJ68 | Dongguan Sense Lighting Technology Co. Ltd. | SUPERWELL | SE-UFO-200W-A4542 | Indoor Luminaires | High-Bay | High-Bay Luminaires for Commercial and Industrial Buildings | Premium | FALSE | [9 empty] | 42614 |  |  | No |  | 4 | 29265.69 | 145.21 | 201.54 | 14.04 | 0.91 | 4500 | 70
PSRE5AKE | Dongguan Sense Lighting Technology Co. Ltd. | SUPERWELL | SE-UFO-200W-A4522 | Indoor Luminaires | High-Bay | High-Bay Luminaires for Commercial and Industrial Buildings | Premium | FALSE | [9 empty] | 42614 |  |  | No |  | 4 | 28462.75 | 141.23 | 201.54 | 14.04 | 0.91 | 4500 | 70
PJ5QBA1X | Dongguan Sense Lighting Technology Co. Ltd. | SUPERWELL | SE-UFO-100W-A4542 | Indoor Luminaires | High-Bay | High-Bay Luminaires for Commercial and Industrial Buildings | Premium | FALSE | [9 empty] | 42614 |  |  | No |  | 4 | 14023.48 | 142.1 | 98.69 | 13.95 | 0.97 | 4500 | 70
PG6YKUDY | Dongguan Sense Lighting Technology Co. Ltd. | SUPERWELL | SE-UFO-100W-A4522 | Indoor Luminaires | High-Bay | High-Bay Luminaires for Commercial and Industrial Buildings | Premium | FALSE | [9 empty] | 42614 |  |  | No |  | 4 | 13638.73 | 138.2 | 98.69 | 13.95 | 0.97 | 4500 | 70
P4E82GS1 | Dongguan Sense Lighting Technology Co. Ltd. | SUPERWELL | SE-UFO-120W-A4542 | Indoor Luminaires | High-Bay | High-Bay Luminaires for Commercial and Industrial Buildings | Premium | FALSE | [9 empty] | 42614 |  |  | No |  | 4 | 17655.86 | 148.96 | 118.53 | 13.84 | 0.92 | 4500 | 70
PBGH6339 | Dongguan Sense Lighting Technology Co. Ltd. | SUPERWELL | SE-UFO-120W-A4522 | Indoor Luminaires | High-Bay | High-Bay Luminaires for Commercial and Industrial Buildings | Premium | FALSE | [9 empty] | 42614 |  |  | No |  | 4 | 17171.46 | 144.87 | 118.53 | 13.84 | 0.92 | 4500 | 70
PXMMNJCN | Dongguan Sense Lighting Technology Co. Ltd. | SUPERWELL | SE-UFO-160W-A4542 | Indoor Luminaires | High-Bay | High-Bay Luminaires for Commercial and Industrial Buildings | Premium | FALSE | [9 empty] | 42614 |  |  | No |  | 4 | 22719.69 | 146.37 | 155.22 | 13.27 | 0.94 | 4500 | 70
PRKCRYAU | Dongguan Sense Lighting Technology Co. Ltd. | SUPERWELL | SE-UFO-160W-A4522 | Indoor Luminaires | High-Bay | High-Bay Luminaires for Commercial and Industrial Buildings | Premium | FALSE | [9 empty] | 42614 |  |  | No |  | 4 | 22096.35 | 142.36 | 155.22 | 13.27 | 0.94 | 4500 | 70
P5Y9VGVR | Dongguan Sense Lighting Technology Co. Ltd. | SUPERWELL | SE-UFO-240W-B4532 | Indoor Luminaires | High-Bay | High-Bay Luminaires for Commercial and Industrial Buildings | Premium | FALSE | [9 empty] | 42614 |  |  | No |  | 4 | 31623.5 | 133.84 | 236.27 | 16.82 | 0.93 | 4500 | 72.3
PWM645QW | Dongguan Sense Lighting Technology Co. Ltd. | SUPERWELL | SE-UFO-200W-B4532 | Indoor Luminaires | High-Bay | High-Bay Luminaires for Commercial and Industrial Buildings | Premium | FALSE | [9 empty] | 42614 |  |  | No |  | 4 | 27687.5 | 137.38 | 201.54 | 14.04 | 0.91 | 4500 | 72.2
P737C8WV | Dongguan Sense Lighting Technology Co. Ltd. | SUPERWELL | SE-UFO-80W-B4542 | Indoor Luminaires | High-Bay | High-Bay Luminaires for Commercial and Industrial Buildings | Premium | FALSE | [9 empty] | 42614 |  |  | No |  | 4 | 11772.25 | 145.06 | 81.15 | 13.07 | 0.96 | 4500 | 72.2
PN8ZDY67 | Dongguan Sense Lighting Technology Co. Ltd. | SUPERWELL | SE-UFO-100W-B4532 | Indoor Luminaires | High-Bay | High-Bay Luminaires for Commercial and Industrial Buildings | Premium | FALSE | [9 empty] | 42614 |  |  | No |  | 4 | 13267.25 | 134.43 | 98.69 | 13.95 | 0.97 | 4500 | 72.1
PWA4PRFZ | Dongguan Sense Lighting Technology Co. Ltd. | SUPERWELL | SE-UFO-80W-B4532 | Indoor Luminaires | High-Bay | High-Bay Luminaires for Commercial and Industrial Buildings | Premium | FALSE | [9 empty] | 42614 |  |  | No |  | 4 | 11113 | 136.38 | 81.49 | 13.27 | 0.96 | 4500 | 72.1
PMDQQN1C | Dongguan Sense Lighting Technology Co. Ltd. | SUPERWELL | SE-UFO-80W-B4522 | Indoor Luminaires | High-Bay | High-Bay Luminaires for Commercial and Industrial Buildings | Premium | FALSE | [9 empty] | 42614 |  |  | No |  | 4 | 11496.5 | 139.53 | 82.4 | 13.68 | 0.96 | 4500 | 72
PB86NRYA | Dongguan Sense Lighting Technology Co. Ltd. | SUPERWELL | SE-UFO-120W-B4532 | Indoor Luminaires | High-Bay | High-Bay Luminaires for Commercial and Industrial Buildings | Premium | FALSE | [9 empty] | 42614 |  |  | No |  | 4 | 16703.75 | 140.92 | 118.53 | 13.84 | 0.92 | 4500 | 70.8
PNMMYR47 | Dongguan Sense Lighting Technology Co. Ltd. | SUPERWELL | SE-UFO-160W-B4532 | Indoor Luminaires | High-Bay | High-Bay Luminaires for Commercial and Industrial Buildings | Premium | FALSE | [9 empty] | 42614 |  |  | No |  | 4 | 21494.5 | 138.48 | 155.22 | 13.27 | 0.94 | 4500 | 70.7
P94EWE27 | Dongguan Sense Lighting Technology Co. Ltd. | SUPERWELL | SE-UFO-240W-B4542 | Indoor Luminaires | High-Bay | High-Bay Luminaires for Commercial and Industrial Buildings | Premium | FALSE | [9 empty] | 42614 |  |  | No |  | 4 | 33426.04 | 141.47 | 236.27 | 16.82 | 0.93 | 4500 | 70
PPAKEAAG | Dongguan Sense Lighting Technology Co. Ltd. | SUPERWELL | SE-UFO-240W-B4522 | Indoor Luminaires | High-Bay | High-Bay Luminaires for Commercial and Industrial Buildings | Premium | FALSE | [9 empty] | 42614 |  |  | No |  | 4 | 32508.96 | 137.59 | 236.27 | 16.82 | 0.93 | 4500 | 70
PSWW3NJ1 | Dongguan Sense Lighting Technology Co. Ltd. | SUPERWELL | SE-UFO-200W-B4542 | Indoor Luminaires | High-Bay | High-Bay Luminaires for Commercial and Industrial Buildings | Premium | FALSE | [9 empty] | 42614 |  |  | No |  | 4 | 29265.69 | 145.21 | 201.54 | 14.04 | 0.91 | 4500 | 70
PKB9RQF7 | Dongguan Sense Lighting Technology Co. Ltd. | SUPERWELL | SE-UFO-200W-B4522 | Indoor Luminaires | High-Bay | High-Bay Luminaires for Commercial and Industrial Buildings | Premium | FALSE | [9 empty] | 42614 |  |  | No |  | 4 | 28462.75 | 141.23 | 201.54 | 14.04 | 0.91 | 4500 | 70
PD112DMJ | Dongguan Sense Lighting Technology Co. Ltd. | SUPERWELL | SE-UFO-100W-B4542 | Indoor Luminaires | High-Bay | High-Bay Luminaires for Commercial and Industrial Buildings | Premium | FALSE | [9 empty] | 42614 |  |  | No |  | 4 | 14023.48 | 142.1 | 98.69 | 13.95 | 0.97 | 4500 | 70
P2JDRK2K | Dongguan Sense Lighting Technology Co. Ltd. | SUPERWELL | SE-UFO-100W-B4522 | Indoor Luminaires | High-Bay | High-Bay Luminaires for Commercial and Industrial Buildings | Premium | FALSE | [9 empty] | 42614 |  |  | No |  | 4 | 13638.73 | 138.2 | 98.69 | 13.95 | 0.97 | 4500 | 70
PYFWA4WR | Dongguan Sense Lighting Technology Co. Ltd. | SUPERWELL | SE-UFO-120W-B4542 | Indoor Luminaires | High-Bay | High-Bay Luminaires for Commercial and Industrial Buildings | Premium | FALSE | [9 empty] | 42614 |  |  | No |  | 4 | 17655.86 | 148.96 | 118.53 | 13.84 | 0.92 | 4500 | 70
PHS218NN | Dongguan Sense Lighting Technology Co. Ltd. | SUPERWELL | SE-UFO-120W-B4522 | Indoor Luminaires | High-Bay | High-Bay Luminaires for Commercial and Industrial Buildings | Premium | FALSE | [9 empty] | 42614 |  |  | No |  | 4 | 17171.46 | 144.87 | 118.53 | 13.84 | 0.92 | 4500 | 70
PECHW2YX | Dongguan Sense Lighting Technology Co. Ltd. | SUPERWELL | SE-UFO-160W-B4542 | Indoor Luminaires | High-Bay | High-Bay Luminaires for Commercial and Industrial Buildings | Premium | FALSE | [9 empty] | 42614 |  |  | No |  | 4 | 22719.69 | 146.37 | 155.22 | 13.27 | 0.94 | 4500 | 70
P7H2D1RM | Dongguan Sense Lighting Technology Co. Ltd. | SUPERWELL | SE-UFO-160W-B4522 | Indoor Luminaires | High-Bay | High-Bay Luminaires for Commercial and Industrial Buildings | Premium | FALSE | [9 empty] | 42614 |  |  | No |  | 4 | 22096.35 | 142.36 | 155.22 | 13.27 | 0.94 | 4500 | 70
PVNQ4V9M | Dongguan Sense Lighting Technology Co. Ltd. | SUPERWELL | SE-UFO-240W-A4032 | Indoor Luminaires | High-Bay | High-Bay Luminaires for Commercial and Industrial Buildings | Premium | FALSE | [9 empty] | 42614 |  |  | No |  | 4 | 31310 | 132.52 | 236.27 | 16.82 | 0.93 | 4000 | 72.3
P35Q62Y8 | Dongguan Sense Lighting Technology Co. Ltd. | SUPERWELL | SE-UFO-200W-A4032 | Indoor Luminaires | High-Bay | High-Bay Luminaires for Commercial and Industrial Buildings | Premium | FALSE | [9 empty] | 42614 |  |  | No |  | 4 | 27447 | 136.19 | 201.54 | 14.04 | 0.91 | 4000 | 72.2
PXQN999V | Dongguan Sense Lighting Technology Co. Ltd. | SUPERWELL | SE-UFO-80W-A4042 | Indoor Luminaires | High-Bay | High-Bay Luminaires for Commercial and Industrial Buildings | Premium | FALSE | [9 empty] | 42614 |  |  | No |  | 4 | 11641.5 | 143.84 | 80.94 | 13.07 | 0.96 | 4000 | 72.2
PGW75HRH | Dongguan Sense Lighting Technology Co. Ltd. | SUPERWELL | SE-UFO-100W-A4032 | Indoor Luminaires | High-Bay | High-Bay Luminaires for Commercial and Industrial Buildings | Premium | FALSE | [9 empty] | 42614 |  |  | No |  | 4 | 13106.5 | 132.8 | 98.69 | 13.95 | 0.97 | 4000 | 72.1
PWBSB3PA | Dongguan Sense Lighting Technology Co. Ltd. | SUPERWELL | SE-UFO-80W-A4032 | Indoor Luminaires | High-Bay | High-Bay Luminaires for Commercial and Industrial Buildings | Premium | FALSE | [9 empty] | 42614 |  |  | No |  | 4 | 10997 | 135.71 | 81.04 | 13.27 | 0.96 | 4000 | 72.1
PRS6D6VU | Dongguan Sense Lighting Technology Co. Ltd. | SUPERWELL | SE-UFO-80W-A4022 | Indoor Luminaires | High-Bay | High-Bay Luminaires for Commercial and Industrial Buildings | Premium | FALSE | [9 empty] | 42614 |  |  | No |  | 4 | 11354 | 138.73 | 81.84 | 13.68 | 0.96 | 4000 | 72
PWZQ85UZ | Dongguan Sense Lighting Technology Co. Ltd. | SUPERWELL | SE-UFO-120W-A4032 | Indoor Luminaires | High-Bay | High-Bay Luminaires for Commercial and Industrial Buildings | Premium | FALSE | [9 empty] | 42614 |  |  | No |  | 4 | 16557.5 | 139.69 | 118.53 | 13.84 | 0.92 | 4000 | 70.8
P545QV8M | Dongguan Sense Lighting Technology Co. Ltd. | SUPERWELL | SE-UFO-160W-A4032 | Indoor Luminaires | High-Bay | High-Bay Luminaires for Commercial and Industrial Buildings | Premium | FALSE | [9 empty] | 42614 |  |  | No |  | 4 | 21070 | 135.74 | 155.22 | 13.27 | 0.94 | 4000 | 70.7
PG8HGZJS | Dongguan Sense Lighting Technology Co. Ltd. | SUPERWELL | SE-UFO-240W-A4042 | Indoor Luminaires | High-Bay | High-Bay Luminaires for Commercial and Industrial Buildings | Premium | FALSE | [9 empty] | 42614 |  |  | No |  | 4 | 33094.67 | 140.07 | 236.27 | 16.82 | 0.93 | 4000 | 70
PMTJ3E3R | Dongguan Sense Lighting Technology Co. Ltd. | SUPERWELL | SE-UFO-240W-A4022 | Indoor Luminaires | High-Bay | High-Bay Luminaires for Commercial and Industrial Buildings | Premium | FALSE | [9 empty] | 42614 |  |  | No |  | 4 | 32186.68 | 136.23 | 236.27 | 16.82 | 0.93 | 4000 | 70
P5YB6TY3 | Dongguan Sense Lighting Technology Co. Ltd. | SUPERWELL | SE-UFO-200W-A4042 | Indoor Luminaires | High-Bay | High-Bay Luminaires for Commercial and Industrial Buildings | Premium | FALSE | [9 empty] | 42614 |  |  | No |  | 4 | 29011.48 | 143.95 | 201.54 | 14.04 | 0.91 | 4000 | 70
PQBZBZHC | Dongguan Sense Lighting Technology Co. Ltd. | SUPERWELL | SE-UFO-200W-A4022 | Indoor Luminaires | High-Bay | High-Bay Luminaires for Commercial and Industrial Buildings | Premium | FALSE | [9 empty] | 42614 |  |  | No |  | 4 | 28215.52 | 140 | 201.54 | 14.04 | 0.91 | 4000 | 70
P564RBJC | Dongguan Sense Lighting Technology Co. Ltd. | SUPERWELL | SE-UFO-100W-A4042 | Indoor Luminaires | High-Bay | High-Bay Luminaires for Commercial and Industrial Buildings | Premium | FALSE | [9 empty] | 42614 |  |  | No |  | 4 | 13853.57 | 140.37 | 98.69 | 13.95 | 0.97 | 4000 | 70
P7K9X8K1 | Dongguan Sense Lighting Technology Co. Ltd. | SUPERWELL | SE-UFO-100W-A4022 | Indoor Luminaires | High-Bay | High-Bay Luminaires for Commercial and Industrial Buildings | Premium | FALSE | [9 empty] | 42614 |  |  | No |  | 4 | 13473.48 | 136.52 | 98.69 | 13.95 | 0.97 | 4000 | 70
PCUSCDS1 | Dongguan Sense Lighting Technology Co. Ltd. | SUPERWELL | SE-UFO-120W-A4042 | Indoor Luminaires | High-Bay | High-Bay Luminaires for Commercial and Industrial Buildings | Premium | FALSE | [9 empty] | 42614 |  |  | No |  | 4 | 17501.28 | 147.65 | 118.53 | 13.84 | 0.92 | 4000 | 70
P296K176 | Dongguan Sense Lighting Technology Co. Ltd. | SUPERWELL | SE-UFO-120W-A4022 | Indoor Luminaires | High-Bay | High-Bay Luminaires for Commercial and Industrial Buildings | Premium | FALSE | [9 empty] | 42614 |  |  | No |  | 4 | 17021.11 | 143.6 | 118.53 | 13.84 | 0.92 | 4000 | 70
PE3HZRJ5 | Dongguan Sense Lighting Technology Co. Ltd. | SUPERWELL | SE-UFO-160W-A4042 | Indoor Luminaires | High-Bay | High-Bay Luminaires for Commercial and Industrial Buildings | Premium | FALSE | [9 empty] | 42614 |  |  | No |  | 4 | 22270.99 | 143.48 | 155.22 | 13.27 | 0.94 | 4000 | 70
PFQNDTWH | Dongguan Sense Lighting Technology Co. Ltd. | SUPERWELL | SE-UFO-160W-A4022 | Indoor Luminaires | High-Bay | High-Bay Luminaires for Commercial and Industrial Buildings | Premium | FALSE | [9 empty] | 42614 |  |  | No |  | 4 | 21659.96 | 139.54 | 155.22 | 13.27 | 0.94 | 4000 | 70
PPH6TUXV | Dongguan Sense Lighting Technology Co. Ltd. | SUPERWELL | SE-UFO-240W-B4032 | Indoor Luminaires | High-Bay | High-Bay Luminaires for Commercial and Industrial Buildings | Premium | FALSE | [9 empty] | 42614 |  |  | No |  | 4 | 31310 | 132.52 | 236.27 | 16.82 | 0.93 | 4000 | 72.3
P8J4SGBV | Dongguan Sense Lighting Technology Co. Ltd. | SUPERWELL | SE-UFO-200W-B4032 | Indoor Luminaires | High-Bay | High-Bay Luminaires for Commercial and Industrial Buildings | Premium | FALSE | [9 empty] | 42614 |  |  | No |  | 4 | 27447 | 136.19 | 201.54 | 14.04 | 0.91 | 4000 | 72.2
PSW6TGS3 | Dongguan Sense Lighting Technology Co. Ltd. | SUPERWELL | SE-UFO-80W-B4042 | Indoor Luminaires | High-Bay | High-Bay Luminaires for Commercial and Industrial Buildings | Premium | FALSE | [9 empty] | 42614 |  |  | No |  | 4 | 11641.5 | 143.84 | 80.94 | 13.07 | 0.96 | 4000 | 72.2
PRAHE1R8 | Dongguan Sense Lighting Technology Co. Ltd. | SUPERWELL | SE-UFO-100W-B4032 | Indoor Luminaires | High-Bay | High-Bay Luminaires for Commercial and Industrial Buildings | Premium | FALSE | [9 empty] | 42614 |  |  | No |  | 4 | 13106.5 | 132.8 | 98.69 | 13.95 | 0.97 | 4000 | 72.1
PGVBNX76 | Dongguan Sense Lighting Technology Co. Ltd. | SUPERWELL | SE-UFO-80W-B4032 | Indoor Luminaires | High-Bay | High-Bay Luminaires for Commercial and Industrial Buildings | Premium | FALSE | [9 empty] | 42614 |  |  | No |  | 4 | 10997 | 135.71 | 81.04 | 13.27 | 0.96 | 4000 | 72.1
PZ3J152W | Dongguan Sense Lighting Technology Co. Ltd. | SUPERWELL | SE-UFO-80W-B4022 | Indoor Luminaires | High-Bay | High-Bay Luminaires for Commercial and Industrial Buildings | Premium | FALSE | [9 empty] | 42614 |  |  | No |  | 4 | 11354 | 138.73 | 81.84 | 13.68 | 0.96 | 4000 | 72
PTSX4QFK | Dongguan Sense Lighting Technology Co. Ltd. | SUPERWELL | SE-UFO-120W-B4032 | Indoor Luminaires | High-Bay | High-Bay Luminaires for Commercial and Industrial Buildings | Premium | FALSE | [9 empty] | 42614 |  |  | No |  | 4 | 16557.5 | 139.69 | 118.53 | 13.84 | 0.92 | 4000 | 70.8
P4EGMB2Z | Dongguan Sense Lighting Technology Co. Ltd. | SUPERWELL | SE-UFO-160W-B4032 | Indoor Luminaires | High-Bay | High-Bay Luminaires for Commercial and Industrial Buildings | Premium | FALSE | [9 empty] | 42614 |  |  | No |  | 4 | 21070 | 135.74 | 155.22 | 13.27 | 0.94 | 4000 | 70.7
PX35JKK6 | Dongguan Sense Lighting Technology Co. Ltd. | SUPERWELL | SE-UFO-240W-B4042 | Indoor Luminaires | High-Bay | High-Bay Luminaires for Commercial and Industrial Buildings | Premium | FALSE | [9 empty] | 42614 |  |  | No |  | 4 | 33094.67 | 140.07 | 236.27 | 16.82 | 0.93 | 4000 | 70
PSN3V8T9 | Dongguan Sense Lighting Technology Co. Ltd. | SUPERWELL | SE-UFO-240W-B4022 | Indoor Luminaires | High-Bay | High-Bay Luminaires for Commercial and Industrial Buildings | Premium | FALSE | [9 empty] | 42614 |  |  | No |  | 4 | 32186.68 | 136.23 | 236.27 | 16.82 | 0.93 | 4000 | 70
PB9E6YDR | Dongguan Sense Lighting Technology Co. Ltd. | SUPERWELL | SE-UFO-200W-B4042 | Indoor Luminaires | High-Bay | High-Bay Luminaires for Commercial and Industrial Buildings | Premium | FALSE | [9 empty] | 42614 |  |  | No |  | 4 | 29011.48 | 143.95 | 201.54 | 14.04 | 0.91 | 4000 | 70
P41QESB8 | Dongguan Sense Lighting Technology Co. Ltd. | SUPERWELL | SE-UFO-200W-B4022 | Indoor Luminaires | High-Bay | High-Bay Luminaires for Commercial and Industrial Buildings | Premium | FALSE | [9 empty] | 42614 |  |  | No |  | 4 | 28215.52 | 140 | 201.54 | 14.04 | 0.91 | 4000 | 70
PRB5U51T | Dongguan Sense Lighting Technology Co. Ltd. | SUPERWELL | SE-UFO-100W-B4042 | Indoor Luminaires | High-Bay | High-Bay Luminaires for Commercial and Industrial Buildings | Premium | FALSE | [9 empty] | 42614 |  |  | No |  | 4 | 13853.57 | 140.37 | 98.69 | 13.95 | 0.97 | 4000 | 70
PWWCMHNA | Dongguan Sense Lighting Technology Co. Ltd. | SUPERWELL | SE-UFO-100W-B4022 | Indoor Luminaires | High-Bay | High-Bay Luminaires for Commercial and Industrial Buildings | Premium | FALSE | [9 empty] | 42614 |  |  | No |  | 4 | 13473.48 | 136.52 | 98.69 | 13.95 | 0.97 | 4000 | 70
PYJH58AN | Dongguan Sense Lighting Technology Co. Ltd. | SUPERWELL | SE-UFO-120W-B4042 | Indoor Luminaires | High-Bay | High-Bay Luminaires for Commercial and Industrial Buildings | Premium | FALSE | [9 empty] | 42614 |  |  | No |  | 4 | 17501.28 | 147.65 | 118.53 | 13.84 | 0.92 | 4000 | 70
PX65G9H6 | Dongguan Sense Lighting Technology Co. Ltd. | SUPERWELL | SE-UFO-120W-B4022 | Indoor Luminaires | High-Bay | High-Bay Luminaires for Commercial and Industrial Buildings | Premium | FALSE | [9 empty] | 42614 |  |  | No |  | 4 | 17021.11 | 143.6 | 118.53 | 13.84 | 0.92 | 4000 | 70
PZUAAQP3 | Dongguan Sense Lighting Technology Co. Ltd. | SUPERWELL | SE-UFO-160W-B4042 | Indoor Luminaires | High-Bay | High-Bay Luminaires for Commercial and Industrial Buildings | Premium | FALSE | [9 empty] | 42614 |  |  | No |  | 4 | 22270.99 | 143.48 | 155.22 | 13.27 | 0.94 | 4000 | 70
PFMF2579 | Dongguan Sense Lighting Technology Co. Ltd. | SUPERWELL | SE-UFO-160W-B4022 | Indoor Luminaires | High-Bay | High-Bay Luminaires for Commercial and Industrial Buildings | Premium | FALSE | [9 empty] | 42614 |  |  | No |  | 4 | 21659.96 | 139.54 | 155.22 | 13.27 | 0.94 | 4000 | 70
PTUB6HN8 | Dongguan Sense Lighting Technology Co. Ltd. | SUPERWELL | SE-UFO-240W-A3532 | Indoor Luminaires | High-Bay | High-Bay Luminaires for Commercial and Industrial Buildings | Premium | FALSE | [9 empty] | 42614 |  |  | No |  | 4 | 30996.5 | 131.19 | 236.27 | 16.82 | 0.93 | 3500 | 72.3
PST2EEPR | Dongguan Sense Lighting Technology Co. Ltd. | SUPERWELL | SE-UFO-200W-A3532 | Indoor Luminaires | High-Bay | High-Bay Luminaires for Commercial and Industrial Buildings | Premium | FALSE | [9 empty] | 42614 |  |  | No |  | 4 | 27206.5 | 134.99 | 201.54 | 14.04 | 0.91 | 3500 | 72.2
PZQJPP6T | Dongguan Sense Lighting Technology Co. Ltd. | SUPERWELL | SE-UFO-80W-A3542 | Indoor Luminaires | High-Bay | High-Bay Luminaires for Commercial and Industrial Buildings | Premium | FALSE | [9 empty] | 42614 |  |  | No |  | 4 | 11510.75 | 142.61 | 80.72 | 13.07 | 0.96 | 3500 | 72.2
PBYYNGKQ | Dongguan Sense Lighting Technology Co. Ltd. | SUPERWELL | SE-UFO-100W-A3532 | Indoor Luminaires | High-Bay | High-Bay Luminaires for Commercial and Industrial Buildings | Premium | FALSE | [9 empty] | 42614 |  |  | No |  | 4 | 12945.75 | 131.18 | 98.69 | 13.95 | 0.97 | 3500 | 72.1
PT8XE2HM | Dongguan Sense Lighting Technology Co. Ltd. | SUPERWELL | SE-UFO-80W-A3532 | Indoor Luminaires | High-Bay | High-Bay Luminaires for Commercial and Industrial Buildings | Premium | FALSE | [9 empty] | 42614 |  |  | No |  | 4 | 10881 | 135.03 | 80.58 | 13.27 | 0.96 | 3500 | 72.1
PJP2UH3C | Dongguan Sense Lighting Technology Co. Ltd. | SUPERWELL | SE-UFO-80W-A3522 | Indoor Luminaires | High-Bay | High-Bay Luminaires for Commercial and Industrial Buildings | Premium | FALSE | [9 empty] | 42614 |  |  | No |  | 4 | 11211.5 | 137.93 | 81.29 | 13.68 | 0.96 | 3500 | 72
PYG1VUK7 | Dongguan Sense Lighting Technology Co. Ltd. | SUPERWELL | SE-UFO-120W-A3532 | Indoor Luminaires | High-Bay | High-Bay Luminaires for Commercial and Industrial Buildings | Premium | FALSE | [9 empty] | 42614 |  |  | No |  | 4 | 16411.25 | 138.46 | 118.53 | 13.84 | 0.92 | 3500 | 70.8
P1TVP5ZM | Dongguan Sense Lighting Technology Co. Ltd. | SUPERWELL | SE-UFO-160W-A3532 | Indoor Luminaires | High-Bay | High-Bay Luminaires for Commercial and Industrial Buildings | Premium | FALSE | [9 empty] | 42614 |  |  | No |  | 4 | 20645.5 | 133.01 | 155.22 | 13.27 | 0.94 | 3500 | 70.7
PCRDEQC6 | Dongguan Sense Lighting Technology Co. Ltd. | SUPERWELL | SE-UFO-240W-A3542 | Indoor Luminaires | High-Bay | High-Bay Luminaires for Commercial and Industrial Buildings | Premium | FALSE | [9 empty] | 42614 |  |  | No |  | 4 | 32763.3 | 138.67 | 236.27 | 16.82 | 0.93 | 3500 | 70
P91WKCFN | Dongguan Sense Lighting Technology Co. Ltd. | SUPERWELL | SE-UFO-240W-A3522 | Indoor Luminaires | High-Bay | High-Bay Luminaires for Commercial and Industrial Buildings | Premium | FALSE | [9 empty] | 42614 |  |  | No |  | 4 | 31864.4 | 134.86 | 236.27 | 16.82 | 0.93 | 3500 | 70
PZ9CZVGQ | Dongguan Sense Lighting Technology Co. Ltd. | SUPERWELL | SE-UFO-200W-A3542 | Indoor Luminaires | High-Bay | High-Bay Luminaires for Commercial and Industrial Buildings | Premium | FALSE | [9 empty] | 42614 |  |  | No |  | 4 | 28757.27 | 142.69 | 201.54 | 14.04 | 0.91 | 3500 | 70
PGV92E7F | Dongguan Sense Lighting Technology Co. Ltd. | SUPERWELL | SE-UFO-200W-A3522 | Indoor Luminaires | High-Bay | High-Bay Luminaires for Commercial and Industrial Buildings | Premium | FALSE | [9 empty] | 42614 |  |  | No |  | 4 | 27968.28 | 138.77 | 201.54 | 14.04 | 0.91 | 3500 | 70
PWQ7APA5 | Dongguan Sense Lighting Technology Co. Ltd. | SUPERWELL | SE-UFO-100W-A3542 | Indoor Luminaires | High-Bay | High-Bay Luminaires for Commercial and Industrial Buildings | Premium | FALSE | [9 empty] | 42614 |  |  | No |  | 4 | 13683.66 | 138.65 | 98.69 | 13.95 | 0.97 | 3500 | 70
PNSZU5R3 | Dongguan Sense Lighting Technology Co. Ltd. | SUPERWELL | SE-UFO-100W-A3522 | Indoor Luminaires | High-Bay | High-Bay Luminaires for Commercial and Industrial Buildings | Premium | FALSE | [9 empty] | 42614 |  |  | No |  | 4 | 13308.23 | 134.85 | 98.69 | 13.95 | 0.97 | 3500 | 70
PEDZ783U | Dongguan Sense Lighting Technology Co. Ltd. | SUPERWELL | SE-UFO-120W-A3542 | Indoor Luminaires | High-Bay | High-Bay Luminaires for Commercial and Industrial Buildings | Premium | FALSE | [9 empty] | 42614 |  |  | No |  | 4 | 17346.69 | 146.35 | 118.53 | 13.84 | 0.92 | 3500 | 70
PA6FXTQP | Dongguan Sense Lighting Technology Co. Ltd. | SUPERWELL | SE-UFO-120W-A3522 | Indoor Luminaires | High-Bay | High-Bay Luminaires for Commercial and Industrial Buildings | Premium | FALSE | [9 empty] | 42614 |  |  | No |  | 4 | 16870.77 | 142.33 | 118.53 | 13.84 | 0.92 | 3500 | 70
PP5CJ6J3 | Dongguan Sense Lighting Technology Co. Ltd. | SUPERWELL | SE-UFO-160W-A3542 | Indoor Luminaires | High-Bay | High-Bay Luminaires for Commercial and Industrial Buildings | Premium | FALSE | [9 empty] | 42614 |  |  | No |  | 4 | 21822.29 | 140.59 | 155.22 | 13.27 | 0.94 | 3500 | 70
PSEV2VT8 | Dongguan Sense Lighting Technology Co. Ltd. | SUPERWELL | SE-UFO-160W-A3522 | Indoor Luminaires | High-Bay | High-Bay Luminaires for Commercial and Industrial Buildings | Premium | FALSE | [9 empty] | 42614 |  |  | No |  | 4 | 21223.57 | 136.73 | 155.22 | 13.27 | 0.94 | 3500 | 70
P4BDWEUH | Dongguan Sense Lighting Technology Co. Ltd. | SUPERWELL | SE-UFO-240W-B3532 | Indoor Luminaires | High-Bay | High-Bay Luminaires for Commercial and Industrial Buildings | Premium | FALSE | [9 empty] | 42614 |  |  | No |  | 4 | 30996.5 | 131.19 | 236.27 | 16.82 | 0.93 | 3500 | 72.3
P3PXCVB8 | Dongguan Sense Lighting Technology Co. Ltd. | SUPERWELL | SE-UFO-200W-B3532 | Indoor Luminaires | High-Bay | High-Bay Luminaires for Commercial and Industrial Buildings | Premium | FALSE | [9 empty] | 42614 |  |  | No |  | 4 | 27206.5 | 134.99 | 201.54 | 14.04 | 0.91 | 3500 | 72.2
PZUMG71Z | Dongguan Sense Lighting Technology Co. Ltd. | SUPERWELL | SE-UFO-80W-B3542 | Indoor Luminaires | High-Bay | High-Bay Luminaires for Commercial and Industrial Buildings | Premium | FALSE | [9 empty] | 42614 |  |  | No |  | 4 | 11510.75 | 142.61 | 80.72 | 13.07 | 0.96 | 3500 | 72.2
PSCPEZJH | Dongguan Sense Lighting Technology Co. Ltd. | SUPERWELL | SE-UFO-100W-B3532 | Indoor Luminaires | High-Bay | High-Bay Luminaires for Commercial and Industrial Buildings | Premium | FALSE | [9 empty] | 42614 |  |  | No |  | 4 | 12945.75 | 131.18 | 98.69 | 13.95 | 0.97 | 3500 | 72.1
PYBWDZ5D | Dongguan Sense Lighting Technology Co. Ltd. | SUPERWELL | SE-UFO-80W-B3532 | Indoor Luminaires | High-Bay | High-Bay Luminaires for Commercial and Industrial Buildings | Premium | FALSE | [9 empty] | 42614 |  |  | No |  | 4 | 10881 | 135.03 | 80.58 | 13.27 | 0.96 | 3500 | 72.1
PDBW2KBR | Dongguan Sense Lighting Technology Co. Ltd. | SUPERWELL | SE-UFO-80W-B3522 | Indoor Luminaires | High-Bay | High-Bay Luminaires for Commercial and Industrial Buildings | Premium | FALSE | [9 empty] | 42614 |  |  | No |  | 4 | 11211.5 | 137.93 | 81.29 | 13.68 | 0.96 | 3500 | 72
PXHTUQN9 | Dongguan Sense Lighting Technology Co. Ltd. | SUPERWELL | SE-UFO-120W-B3532 | Indoor Luminaires | High-Bay | High-Bay Luminaires for Commercial and Industrial Buildings | Premium | FALSE | [9 empty] | 42614 |  |  | No |  | 4 | 16411.25 | 138.46 | 118.53 | 13.84 | 0.92 | 3500 | 70.8
P31QMQYC | Dongguan Sense Lighting Technology Co. Ltd. | SUPERWELL | SE-UFO-160W-B3532 | Indoor Luminaires | High-Bay | High-Bay Luminaires for Commercial and Industrial Buildings | Premium | FALSE | [9 empty] | 42614 |  |  | No |  | 4 | 20645.5 | 133.01 | 155.22 | 13.27 | 0.94 | 3500 | 70.7
PB2RVVSA | Dongguan Sense Lighting Technology Co. Ltd. | SUPERWELL | SE-UFO-240W-B3542 | Indoor Luminaires | High-Bay | High-Bay Luminaires for Commercial and Industrial Buildings | Premium | FALSE | [9 empty] | 42614 |  |  | No |  | 4 | 32763.3 | 138.67 | 236.27 | 16.82 | 0.93 | 3500 | 70
PXQ886NV | Dongguan Sense Lighting Technology Co. Ltd. | SUPERWELL | SE-UFO-240W-B3522 | Indoor Luminaires | High-Bay | High-Bay Luminaires for Commercial and Industrial Buildings | Premium | FALSE | [9 empty] | 42614 |  |  | No |  | 4 | 31864.4 | 134.86 | 236.27 | 16.82 | 0.93 | 3500 | 70
PV6MDQ6A | Dongguan Sense Lighting Technology Co. Ltd. | SUPERWELL | SE-UFO-200W-B3542 | Indoor Luminaires | High-Bay | High-Bay Luminaires for Commercial and Industrial Buildings | Premium | FALSE | [9 empty] | 42614 |  |  | No |  | 4 | 28757.27 | 142.69 | 201.54 | 14.04 | 0.91 | 3500 | 70
P677ZRQD | Dongguan Sense Lighting Technology Co. Ltd. | SUPERWELL | SE-UFO-200W-B3522 | Indoor Luminaires | High-Bay | High-Bay Luminaires for Commercial and Industrial Buildings | Premium | FALSE | [9 empty] | 42614 |  |  | No |  | 4 | 27968.28 | 138.77 | 201.54 | 14.04 | 0.91 | 3500 | 70
PUQ1UHNX | Dongguan Sense Lighting Technology Co. Ltd. | SUPERWELL | SE-UFO-100W-B3542 | Indoor Luminaires | High-Bay | High-Bay Luminaires for Commercial and Industrial Buildings | Premium | FALSE | [9 empty] | 42614 |  |  | No |  | 4 | 13683.66 | 138.65 | 98.69 | 13.95 | 0.97 | 3500 | 70
PJH1HYNM | Dongguan Sense Lighting Technology Co. Ltd. | SUPERWELL | SE-UFO-100W-B3522 | Indoor Luminaires | High-Bay | High-Bay Luminaires for Commercial and Industrial Buildings | Premium | FALSE | [9 empty] | 42614 |  |  | No |  | 4 | 13308.23 | 134.85 | 98.69 | 13.95 | 0.97 | 3500 | 70
P7GPSUJP | Dongguan Sense Lighting Technology Co. Ltd. | SUPERWELL | SE-UFO-120W-B3542 | Indoor Luminaires | High-Bay | High-Bay Luminaires for Commercial and Industrial Buildings | Premium | FALSE | [9 empty] | 42614 |  |  | No |  | 4 | 17346.69 | 146.35 | 118.53 | 13.84 | 0.92 | 3500 | 70
PT79D7BG | Dongguan Sense Lighting Technology Co. Ltd. | SUPERWELL | SE-UFO-120W-B3522 | Indoor Luminaires | High-Bay | High-Bay Luminaires for Commercial and Industrial Buildings | Premium | FALSE | [9 empty] | 42614 |  |  | No |  | 4 | 16870.77 | 142.33 | 118.53 | 13.84 | 0.92 | 3500 | 70
PFFE5D5C | Dongguan Sense Lighting Technology Co. Ltd. | SUPERWELL | SE-UFO-160W-B3542 | Indoor Luminaires | High-Bay | High-Bay Luminaires for Commercial and Industrial Buildings | Premium | FALSE | [9 empty] | 42614 |  |  | No |  | 4 | 21822.29 | 140.59 | 155.22 | 13.27 | 0.94 | 3500 | 70
PZMAJNMA | Dongguan Sense Lighting Technology Co. Ltd. | SUPERWELL | SE-UFO-160W-B3522 | Indoor Luminaires | High-Bay | High-Bay Luminaires for Commercial and Industrial Buildings | Premium | FALSE | [9 empty] | 42614 |  |  | No |  | 4 | 21223.57 | 136.73 | 155.22 | 13.27 | 0.94 | 3500 | 70
PJ7X8M68 | Dongguan Sense Lighting Technology Co. Ltd. | SUPERWELL | SE-UFO-240W-A3032 | Indoor Luminaires | High-Bay | High-Bay Luminaires for Commercial and Industrial Buildings | Premium | FALSE | [9 empty] | 42614 |  |  | No |  | 4 | 30683 | 129.86 | 236.27 | 16.82 | 0.93 | 3000 | 72.3
PPPC48X5 | Dongguan Sense Lighting Technology Co. Ltd. | SUPERWELL | SE-UFO-200W-A3032 | Indoor Luminaires | High-Bay | High-Bay Luminaires for Commercial and Industrial Buildings | Premium | FALSE | [9 empty] | 42614 |  |  | No |  | 4 | 26966 | 133.8 | 201.54 | 14.04 | 0.91 | 3000 | 72.2
PKFPZZP8 | Dongguan Sense Lighting Technology Co. Ltd. | SUPERWELL | SE-UFO-80W-A3042 | Indoor Luminaires | High-Bay | High-Bay Luminaires for Commercial and Industrial Buildings | Premium | FALSE | [9 empty] | 42614 |  |  | No |  | 4 | 11380 | 141.37 | 80.5 | 13.07 | 0.96 | 3000 | 72.2
PPV3EMQJ | Dongguan Sense Lighting Technology Co. Ltd. | SUPERWELL | SE-UFO-100W-A3032 | Indoor Luminaires | High-Bay | High-Bay Luminaires for Commercial and Industrial Buildings | Premium | FALSE | [9 empty] | 42614 |  |  | No |  | 4 | 12785 | 129.55 | 98.69 | 13.95 | 0.97 | 3000 | 72.1
PP41DXNK | Dongguan Sense Lighting Technology Co. Ltd. | SUPERWELL | SE-UFO-80W-A3032 | Indoor Luminaires | High-Bay | High-Bay Luminaires for Commercial and Industrial Buildings | Premium | FALSE | [9 empty] | 42614 |  |  | No |  | 4 | 10765 | 134.34 | 80.13 | 13.27 | 0.96 | 3000 | 72.1
PG8D3KZU | Dongguan Sense Lighting Technology Co. Ltd. | SUPERWELL | SE-UFO-80W-A3022 | Indoor Luminaires | High-Bay | High-Bay Luminaires for Commercial and Industrial Buildings | Premium | FALSE | [9 empty] | 42614 |  |  | No |  | 4 | 11069 | 137.11 | 80.73 | 13.68 | 0.96 | 3000 | 72
PXQHR4R1 | Dongguan Sense Lighting Technology Co. Ltd. | SUPERWELL | SE-UFO-120W-A3032 | Indoor Luminaires | High-Bay | High-Bay Luminaires for Commercial and Industrial Buildings | Premium | FALSE | [9 empty] | 42614 |  |  | No |  | 4 | 16265 | 138.35 | 118.53 | 13.84 | 0.92 | 3000 | 70.8
PZD1EEXJ | Dongguan Sense Lighting Technology Co. Ltd. | SUPERWELL | SE-UFO-160W-A3032 | Indoor Luminaires | High-Bay | High-Bay Luminaires for Commercial and Industrial Buildings | Premium | FALSE | [9 empty] | 42614 |  |  | No |  | 4 | 20221 | 130.27 | 155.22 | 13.27 | 0.94 | 3000 | 70.7
P9837D8R | Dongguan Sense Lighting Technology Co. Ltd. | SUPERWELL | SE-UFO-240W-A3042 | Indoor Luminaires | High-Bay | High-Bay Luminaires for Commercial and Industrial Buildings | Premium | FALSE | [9 empty] | 42614 |  |  | No |  | 4 | 32431.93 | 137.27 | 236.27 | 16.82 | 0.93 | 3000 | 70
P5UXY5GQ | Dongguan Sense Lighting Technology Co. Ltd. | SUPERWELL | SE-UFO-240W-A3022 | Indoor Luminaires | High-Bay | High-Bay Luminaires for Commercial and Industrial Buildings | Premium | FALSE | [9 empty] | 42614 |  |  | No |  | 4 | 31542.12 | 133.5 | 236.27 | 16.82 | 0.93 | 3000 | 70
PMBJS59U | Dongguan Sense Lighting Technology Co. Ltd. | SUPERWELL | SE-UFO-200W-A3042 | Indoor Luminaires | High-Bay | High-Bay Luminaires for Commercial and Industrial Buildings | Premium | FALSE | [9 empty] | 42614 |  |  | No |  | 4 | 28503.06 | 141.43 | 201.54 | 14.04 | 0.91 | 3000 | 70
P4PAZW8J | Dongguan Sense Lighting Technology Co. Ltd. | SUPERWELL | SE-UFO-200W-A3022 | Indoor Luminaires | High-Bay | High-Bay Luminaires for Commercial and Industrial Buildings | Premium | FALSE | [9 empty] | 42614 |  |  | No |  | 4 | 27721.05 | 137.55 | 201.54 | 14.04 | 0.91 | 3000 | 70
P4N6GQ14 | Dongguan Sense Lighting Technology Co. Ltd. | SUPERWELL | SE-UFO-100W-A3042 | Indoor Luminaires | High-Bay | High-Bay Luminaires for Commercial and Industrial Buildings | Premium | FALSE | [9 empty] | 42614 |  |  | No |  | 4 | 13513.75 | 136.93 | 98.69 | 13.95 | 0.97 | 3000 | 70
PVS4NAS1 | Dongguan Sense Lighting Technology Co. Ltd. | SUPERWELL | SE-UFO-100W-A3022 | Indoor Luminaires | High-Bay | High-Bay Luminaires for Commercial and Industrial Buildings | Premium | FALSE | [9 empty] | 42614 |  |  | No |  | 4 | 13142.98 | 133.17 | 98.69 | 13.95 | 0.97 | 3000 | 70
PPBSTJNJ | Dongguan Sense Lighting Technology Co. Ltd. | SUPERWELL | SE-UFO-120W-A3042 | Indoor Luminaires | High-Bay | High-Bay Luminaires for Commercial and Industrial Buildings | Premium | FALSE | [9 empty] | 42614 |  |  | No |  | 4 | 17192.11 | 145.04 | 118.53 | 13.84 | 0.92 | 3000 | 70
P5XGWD2C | Dongguan Sense Lighting Technology Co. Ltd. | SUPERWELL | SE-UFO-120W-A3022 | Indoor Luminaires | High-Bay | High-Bay Luminaires for Commercial and Industrial Buildings | Premium | FALSE | [9 empty] | 42614 |  |  | No |  | 4 | 16720.42 | 141.06 | 118.53 | 13.84 | 0.92 | 3000 | 70
P4SC93FC | Dongguan Sense Lighting Technology Co. Ltd. | SUPERWELL | SE-UFO-160W-A3042 | Indoor Luminaires | High-Bay | High-Bay Luminaires for Commercial and Industrial Buildings | Premium | FALSE | [9 empty] | 42614 |  |  | No |  | 4 | 21373.6 | 137.7 | 155.22 | 13.27 | 0.94 | 3000 | 70
PAMRUGSR | Dongguan Sense Lighting Technology Co. Ltd. | SUPERWELL | SE-UFO-160W-A3022 | Indoor Luminaires | High-Bay | High-Bay Luminaires for Commercial and Industrial Buildings | Premium | FALSE | [9 empty] | 42614 |  |  | No |  | 4 | 20787.19 | 133.92 | 155.22 | 13.27 | 0.94 | 3000 | 70
PQU266RG | Dongguan Sense Lighting Technology Co. Ltd. | SUPERWELL | SE-UFO-240W-B3032 | Indoor Luminaires | High-Bay | High-Bay Luminaires for Commercial and Industrial Buildings | Premium | FALSE | [9 empty] | 42614 |  |  | No |  | 4 | 30683 | 129.86 | 236.27 | 16.82 | 0.93 | 3000 | 72.3
P3S5WXTT | Dongguan Sense Lighting Technology Co. Ltd. | SUPERWELL | SE-UFO-200W-B3032 | Indoor Luminaires | High-Bay | High-Bay Luminaires for Commercial and Industrial Buildings | Premium | FALSE | [9 empty] | 42614 |  |  | No |  | 4 | 26966 | 133.8 | 201.54 | 14.04 | 0.91 | 3000 | 72.2
PCX7Y1DZ | Dongguan Sense Lighting Technology Co. Ltd. | SUPERWELL | SE-UFO-80W-B3042 | Indoor Luminaires | High-Bay | High-Bay Luminaires for Commercial and Industrial Buildings | Premium | FALSE | [9 empty] | 42614 |  |  | No |  | 4 | 11380 | 141.37 | 80.5 | 13.07 | 0.96 | 3000 | 72.2
PZTEDT6K | Dongguan Sense Lighting Technology Co. Ltd. | SUPERWELL | SE-UFO-80W-B3022 | Indoor Luminaires | High-Bay | High-Bay Luminaires for Commercial and Industrial Buildings | Premium | FALSE | [9 empty] | 42614 |  |  | No |  | 4 | 11069 | 137.11 | 80.73 | 13.68 | 0.96 | 3000 | 72
PHAJ5WC5 | Dongguan Sense Lighting Technology Co. Ltd. | SUPERWELL | SE-UFO-120W-B3032 | Indoor Luminaires | High-Bay | High-Bay Luminaires for Commercial and Industrial Buildings | Premium | FALSE | [9 empty] | 42614 |  |  | No |  | 4 | 16265 | 138.35 | 118.53 | 13.84 | 0.92 | 3000 | 70.8
PT39SX6V | Dongguan Sense Lighting Technology Co. Ltd. | SUPERWELL | SE-UFO-160W-B3032 | Indoor Luminaires | High-Bay | High-Bay Luminaires for Commercial and Industrial Buildings | Premium | FALSE | [9 empty] | 42614 |  |  | No |  | 4 | 20221 | 130.27 | 155.22 | 13.27 | 0.94 | 3000 | 70.7
PJQVFABP | Dongguan Sense Lighting Technology Co. Ltd. | SUPERWELL | SE-UFO-240W-B3042 | Indoor Luminaires | High-Bay | High-Bay Luminaires for Commercial and Industrial Buildings | Premium | FALSE | [9 empty] | 42614 |  |  | No |  | 4 | 32431.93 | 137.27 | 236.27 | 16.82 | 0.93 | 3000 | 70
PS24RD8E | Dongguan Sense Lighting Technology Co. Ltd. | SUPERWELL | SE-UFO-240W-B3022 | Indoor Luminaires | High-Bay | High-Bay Luminaires for Commercial and Industrial Buildings | Premium | FALSE | [9 empty] | 42614 |  |  | No |  | 4 | 31542.12 | 133.5 | 236.27 | 16.82 | 0.93 | 3000 | 70
P43S431A | Dongguan Sense Lighting Technology Co. Ltd. | SUPERWELL | SE-UFO-200W-B3042 | Indoor Luminaires | High-Bay | High-Bay Luminaires for Commercial and Industrial Buildings | Premium | FALSE | [9 empty] | 42614 |  |  | No |  | 4 | 28503.06 | 141.43 | 201.54 | 14.04 | 0.91 | 3000 | 70
PB84ZKRJ | Dongguan Sense Lighting Technology Co. Ltd. | SUPERWELL | SE-UFO-200W-B3022 | Indoor Luminaires | High-Bay | High-Bay Luminaires for Commercial and Industrial Buildings | Premium | FALSE | [9 empty] | 42614 |  |  | No |  | 4 | 27721.05 | 137.55 | 201.54 | 14.04 | 0.91 | 3000 | 70
PD2WMVHZ | Dongguan Sense Lighting Technology Co. Ltd. | SUPERWELL | SE-UFO-100W-B3042 | Indoor Luminaires | High-Bay | High-Bay Luminaires for Commercial and Industrial Buildings | Premium | FALSE | [9 empty] | 42614 |  |  | No |  | 4 | 13513.75 | 136.93 | 98.69 | 13.95 | 0.97 | 3000 | 70
P6MEMNUE | Dongguan Sense Lighting Technology Co. Ltd. | SUPERWELL | SE-UFO-100W-B3022 | Indoor Luminaires | High-Bay | High-Bay Luminaires for Commercial and Industrial Buildings | Premium | FALSE | [9 empty] | 42614 |  |  | No |  | 4 | 13142.98 | 133.17 | 98.69 | 13.95 | 0.97 | 3000 | 70
PVKTHWA2 | Dongguan Sense Lighting Technology Co. Ltd. | SUPERWELL | SE-UFO-120W-B3042 | Indoor Luminaires | High-Bay | High-Bay Luminaires for Commercial and Industrial Buildings | Premium | FALSE | [9 empty] | 42614 |  |  | No |  | 4 | 17192.11 | 145.04 | 118.53 | 13.84 | 0.92 | 3000 | 70
PMB7DJXF | Dongguan Sense Lighting Technology Co. Ltd. | SUPERWELL | SE-UFO-120W-B3022 | Indoor Luminaires | High-Bay | High-Bay Luminaires for Commercial and Industrial Buildings | Premium | FALSE | [9 empty] | 42614 |  |  | No |  | 4 | 16720.42 | 141.06 | 118.53 | 13.84 | 0.92 | 3000 | 70
PBRZN2XQ | Dongguan Sense Lighting Technology Co. Ltd. | SUPERWELL | SE-UFO-160W-B3042 | Indoor Luminaires | High-Bay | High-Bay Luminaires for Commercial and Industrial Buildings | Premium | FALSE | [9 empty] | 42614 |  |  | No |  | 4 | 21373.6 | 137.7 | 155.22 | 13.27 | 0.94 | 3000 | 70
P12HDJGU | Dongguan Sense Lighting Technology Co. Ltd. | SUPERWELL | SE-UFO-160W-B3022 | Indoor Luminaires | High-Bay | High-Bay Luminaires for Commercial and Industrial Buildings | Premium | FALSE | [9 empty] | 42614 |  |  | No |  | 4 | 20787.19 | 133.92 | 155.22 | 13.27 | 0.94 | 3000 | 70
P6U1VT8A | Fintronx LLC | Fintronx | NEP150WUNV50KYY | Indoor Luminaires | High-Bay | High-Bay Luminaires for Commercial and Industrial Buildings | Premium | FALSE | [9 empty] | 42614 |  |  | No |  | 4 | 20000 | 133 | 150 | 15 | 0.9 | 5000 | 75
PPEW11GV | Voltech International Inc. | Technilight | TLHBM4C480V2P | Indoor Luminaires | High-Bay | High-Bay Luminaires for Commercial and Industrial Buildings | Premium | FALSE | [9 empty] | 42614 | Dimmable | Continuous Above 10 | Yes |  | 3.1 | 62727 | 136.19 | 460.6 | 12.17 | 0.94 | 5000 | 85.3
PC564J7Q | Voltech International Inc. | Technilight | TLHBM4C480V1P | Indoor Luminaires | High-Bay | High-Bay Luminaires for Commercial and Industrial Buildings | Premium | FALSE | [9 empty] | 42614 | Dimmable | Continuous Above 10 | No |  | 4 | 62209 | 130.75 | 475.8 | 10.24 | 0.94 | 5000 | 85.2
PCG6VGU5 | Voltech International Inc. | Technilight | TLHBM4C400V2P | Indoor Luminaires | High-Bay | High-Bay Luminaires for Commercial and Industrial Buildings | Premium | FALSE | [9 empty] | 42614 | Dimmable | Continuous Above 10 | Yes |  | 3 | 53547 | 135.32 | 395.7 | 11.88 | 0.95 | 5000 | 85.1
P39897GB | Voltech International Inc. | Technilight | TLHBM4C400V1P | Indoor Luminaires | High-Bay | High-Bay Luminaires for Commercial and Industrial Buildings | Premium | FALSE | [9 empty] | 42614 | Dimmable | Continuous Above 10 | Yes |  | 4 | 52860 | 130.45 | 405.2 | 7.21 | 0.96 | 5000 | 85.1
P4BZVRQK | Voltech International Inc. | Technilight | TLHBM4C300V2P | Indoor Luminaires | High-Bay | High-Bay Luminaires for Commercial and Industrial Buildings | Premium | FALSE | [9 empty] | 42614 | Dimmable | Continuous Above 10 | Yes |  | 4 | 39533 | 136.04 | 290.6 | 12.85 | 0.93 | 5000 | 85
PNNSNPCU | Voltech International Inc. | Technilight | TLHBM4C240V2P | Indoor Luminaires | High-Bay | High-Bay Luminaires for Commercial and Industrial Buildings | Premium | FALSE | [9 empty] | 42614 | Dimmable | Continuous Above 10 | Yes |  | 4 | 31331 | 133.72 | 234.3 | 11.71 | 0.95 | 5000 | 85
PECKN9R2 | Voltech International Inc. | Technilight | TLHBM4C300V1P | Indoor Luminaires | High-Bay | High-Bay Luminaires for Commercial and Industrial Buildings | Premium | FALSE | [9 empty] | 42614 | Dimmable | Continuous Above 10 | Yes |  | 4 | 39488 | 135.65 | 291.1 | 15.5 | 0.92 | 5000 | 84.9
P2YCWZCB | Voltech International Inc. | Technilight | TLHBM4C100V2P | Indoor Luminaires | High-Bay | High-Bay Luminaires for Commercial and Industrial Buildings | Premium | FALSE | [9 empty] | 42614 | Dimmable | Continuous Above 10 | Yes |  | 4 | 13045 | 141.06 | 92.48 | 12.55 | 0.92 | 5000 | 84.8
P3C59N3A | Voltech International Inc. | Technilight | TLHBM4C240V1P | Indoor Luminaires | High-Bay | High-Bay Luminaires for Commercial and Industrial Buildings | Premium | FALSE | [9 empty] | 42614 | Dimmable | Continuous Above 10 | Yes |  | 4 | 31221 | 130.69 | 238.9 | 9.51 | 0.94 | 5000 | 84.8
P14A8RNF | Voltech International Inc. | Technilight | TLHBM4C150V1P | Indoor Luminaires | High-Bay | High-Bay Luminaires for Commercial and Industrial Buildings | Premium | FALSE | [9 empty] | 42614 | Dimmable | Continuous Above 10 | Yes |  | 4 | 19883 | 135.62 | 146.6 | 16.35 | 0.92 | 5000 | 84.7
P9A5ZZ2S | Voltech International Inc. | Technilight | TLHBM4C150V2P | Indoor Luminaires | High-Bay | High-Bay Luminaires for Commercial and Industrial Buildings | Premium | FALSE | [9 empty] | 42614 | Dimmable | Continuous Above 10 | Yes |  | 4 | 20067 | 134.77 | 148.9 | 13.36 | 0.94 | 5000 | 84.7
PJWW6HWM | Voltech International Inc. | Technilight | TLHBM4C200V2P | Indoor Luminaires | High-Bay | High-Bay Luminaires for Commercial and Industrial Buildings | Premium | FALSE | [9 empty] | 42614 | Dimmable | Continuous Above 10 | Yes |  | 4 | 26896 | 135.56 | 198.4 | 13.22 | 0.95 | 5000 | 84.7
PYN1Z5TA | Voltech International Inc. | Technilight | TLHBM4C200V1P | Indoor Luminaires | High-Bay | High-Bay Luminaires for Commercial and Industrial Buildings | Premium | FALSE | [9 empty] | 42614 | Dimmable | Continuous Above 10 | Yes |  | 4 | 26660 | 132.24 | 201.6 | 16.59 | 0.92 | 5000 | 84.6
PSJQZMP3 | Voltech International Inc. | Technilight | TLHBM4C100V1P | Indoor Luminaires | High-Bay | High-Bay Luminaires for Commercial and Industrial Buildings | Premium | FALSE | [9 empty] | 42614 | Dimmable | Continuous Above 10 | Yes |  | 4 | 12647 | 137.35 | 92 | 12.19 | 0.95 | 5000 | 84.6
PH8B2VGR | Shenzhen sunpzone lighting electronic co. ltd | Sunpzone | SPZTP8120(5700K) | Indoor Luminaires | High-Bay | High-Bay Luminaires for Commercial and Industrial Buildings | Standard | FALSE | [9 empty] | 42614 | Not Dimmable | Not Dimmable | No |  | 3 | 10800 | 90 | 120 | 10 | 0.9 | 5700 | 80
PWH4QD6U | Shenzhen sunpzone lighting electronic co. ltd | Sunpzone | SPZTP890(5700K) | Indoor Luminaires | High-Bay | Low-Bay Luminaires for Commercial and Industrial Buildings | Standard | FALSE | [9 empty] | 42614 | Not Dimmable | Not Dimmable | No |  | 3 | 8100 | 90 | 90 | 10 | 0.9 | 5700 | 80
PTU8R699 | Classy & Neo-Lighting Group Inc | NEOTOP | HB-180W-1111-1601 5700K | Indoor Luminaires | High-Bay | High-Bay Luminaires for Commercial and Industrial Buildings | Standard | FALSE | [9 empty] | 42614 | Not Dimmable | Not Dimmable | No |  | 3.1 | 23798 | 131.92 | 180.4 | 14.53 | 0.9129 | 5700 | 75.2
PBVW8QNB | Classy & Neo-Lighting Group Inc | NEOTOP | HB-150W-1111-1601 5700K | Indoor Luminaires | High-Bay | High-Bay Luminaires for Commercial and Industrial Buildings | Standard | FALSE | [9 empty] | 42614 | Not Dimmable | Not Dimmable | No |  | 3.1 | 20423 | 135.97 | 150.2 | 14.37 | 0.9365 | 5700 | 75.2
PDY2EDN4 | Classy & Neo-Lighting Group Inc | NEOTOP | HB-180W-1111-1601 5000K | Indoor Luminaires | High-Bay | High-Bay Luminaires for Commercial and Industrial Buildings | Standard | FALSE | [9 empty] | 42614 | Not Dimmable | Not Dimmable | No |  | 3.1 | 23541 | 130.06 | 181 | 14.36 | 0.9112 | 5000 | 73.7
PJ9CATUC | Classy & Neo-Lighting Group Inc | NEOTOP | HB-150W-1111-1601 5000K | Indoor Luminaires | High-Bay | High-Bay Luminaires for Commercial and Industrial Buildings | Standard | FALSE | [9 empty] | 42614 | Not Dimmable | Not Dimmable | No |  | 3.1 | 20204 | 133.98 | 150.8 | 14.29 | 0.9391 | 5000 | 73.6
PQU13ZR7 | Precision Lighting & Transformer Inc | PLT | PLT/E6312 | Indoor Luminaires | High-Bay | High-Bay Luminaires for Commercial and Industrial Buildings | Premium | FALSE | [9 empty] | 42614 | Dimmable | Continuous Below 10 | No |  | 3.1 | 26400 | 110 | 240 | 15 | 0.95 | 5700 | 80
P9YCAHZ5 | Precision Lighting & Transformer Inc | PLT | PLT/E6212 | Indoor Luminaires | High-Bay | High-Bay Luminaires for Commercial and Industrial Buildings | Premium | FALSE | [9 empty] | 42614 | Dimmable | Continuous Below 10 | No |  | 3.1 | 17600 | 110 | 160 | 15 | 0.95 | 5700 | 80
PX4UCPY5 | Precision Lighting & Transformer Inc | PLT | PLT/E6112 | Indoor Luminaires | High-Bay | High-Bay Luminaires for Commercial and Industrial Buildings | Premium | FALSE | [9 empty] | 42614 | Dimmable | Continuous Below 10 | No |  | 3.1 | 11000 | 110 | 100 | 15 | 0.95 | 5700 | 80
PZZHTPA3 | Letaron Electronic Co. Ltd. | LETARON | M-HL-RI100W-850-90 [Qualified Pointing Straight Down Only] | Indoor Luminaires | High-Bay | High-Bay Luminaires for Commercial and Industrial Buildings | Standard | FALSE | [9 empty] | 42614 | Dimmable | Continuous Below 10 | No |  | 4 | 10522 | 110.4 | 95.31 | 10.94 | 1 | 5132 | 84.5
PVF2RZEM | Letaron Electronic Co. Ltd. | LETARON | M-HL-RI150W-850-90 [Qualified Pointing Straight Down Only] | Indoor Luminaires | High-Bay | High-Bay Luminaires for Commercial and Industrial Buildings | Standard | FALSE | [9 empty] | 42614 | Dimmable | Continuous Below 10 | No |  | 4 | 15912 | 110 | 144.7 | 7.31 | 1 | 5119 | 84.8
PQA64ZDJ | Letaron Electronic Co. Ltd. | LETARON | M-HL-RI100W-850-60 [Qualified Pointing Straight Down Only] | Indoor Luminaires | High-Bay | High-Bay Luminaires for Commercial and Industrial Buildings | Standard | FALSE | [9 empty] | 42614 | Dimmable | Continuous Below 10 | No |  | 4 | 10135 | 106.3 | 95.31 | 10.94 | 1 | 5057 | 84.5
PA4Z45B8 | Letaron Electronic Co. Ltd. | LETARON | M-HL-RI100W-850-120 [Qualified Pointing Straight Down Only] | Indoor Luminaires | High-Bay | High-Bay Luminaires for Commercial and Industrial Buildings | Standard | FALSE | [9 empty] | 42614 | Dimmable | Continuous Below 10 | No |  | 4 | 11242 | 117.9 | 95.32 | 10.94 | 1 | 5006 | 84.5
P1XAK61P | Letaron Electronic Co. Ltd. | LETARON | M-HL-RI150W-850-120 [Qualified Pointing Straight Down Only] | Indoor Luminaires | High-Bay | High-Bay Luminaires for Commercial and Industrial Buildings | Standard | FALSE | [9 empty] | 42614 | Dimmable | Continuous Below 10 | No |  | 4 | 17558 | 121.4 | 144.6 | 7.31 | 1 | 4996 | 84.3
P9VR51GP | Letaron Electronic Co. Ltd. | LETARON | M-HL-RI150W-840-90 [Qualified Pointing Straight Down Only] | Indoor Luminaires | High-Bay | High-Bay Luminaires for Commercial and Industrial Buildings | Standard | FALSE | [9 empty] | 42614 | Dimmable | Continuous Below 10 | No |  | 4 | 16253 | 113.25 | 143.5 | 7.31 | 1 | 4195 | 83.8
PCZYWAPQ | Letaron Electronic Co. Ltd. | LETARON | M-HL-RI100W-840-90 [Qualified Pointing Straight Down Only] | Indoor Luminaires | High-Bay | High-Bay Luminaires for Commercial and Industrial Buildings | Standard | FALSE | [9 empty] | 42614 | Dimmable | Continuous Below 10 | No |  | 4 | 10662.4 | 113.06 | 94.3 | 10.94 | 1 | 4143 | 83.7
P83WDHCK | Letaron Electronic Co. Ltd. | LETARON | M-HL-RI100W-840-120 [Qualified Pointing Straight Down Only] | Indoor Luminaires | High-Bay | High-Bay Luminaires for Commercial and Industrial Buildings | Standard | FALSE | [9 empty] | 42614 | Dimmable | Continuous Below 10 | No |  | 4 | 11748 | 124.49 | 94.37 | 10.94 | 1 | 4112 | 83.7
PBMDC36W | Letaron Electronic Co. Ltd. | LETARON | M-HL-RI150W-840-120 [Qualified Pointing Straight Down Only] | Indoor Luminaires | High-Bay | High-Bay Luminaires for Commercial and Industrial Buildings | Standard | FALSE | [9 empty] | 42614 | Dimmable | Continuous Below 10 | No |  | 4 | 17882.1 | 124.42 | 143.7 | 7.31 | 1 | 4112 | 83.6
PAWUKWHR | Lunera Lighting | Lunera | SN/SNSA-V-PIN-L-15Klm-835-G3 | Indoor Retrofit Kit | High-Bay | Retrofit Kits for High-Bay Luminaires for Commercial and Industrial Buildings | Standard | TRUE | 16720 | 101.1 | 165.4 | 2.82 | 0.998 | 3327 | 82.3 | 5 | 50000 | 42613 |  |  | Yes |  | 4 | 16720 | 101.1 | 165.4 | 2.82 | 1 | 3327 | 82.3
P51W9KBA | The Home Depot | Commercial Electric | 74106/HD [Qualified at 120V Only] | Indoor Luminaires | High-Bay | Low-Bay Luminaires for Commercial and Industrial Buildings | Standard | TRUE | 7373.8 | 97.6 | 75.53 | 17.826 | 0.9758 | 4002 | 84.6 | 5 | 50000 | 42613 |  |  | Yes |  | 3.1 | 7100 | 93.4 | 77.5 | 20 | 0.9 | 4000 | 80
PSBHU8EG | Shenzhen Syhdee Co.Ltd. | SYHDEE | SYH-HB06032-105(4000K) | Indoor Luminaires | High-Bay | High-Bay Luminaires for Commercial and Industrial Buildings | Premium | TRUE | 13976 | 130.37 | 107.2 | 7.92 | 0.9605 | 4014 | 83.3 | 5 | 50000 | 42613 |  |  | No |  | 4 | 13976 | 130.37 | 107.2 | 7.92 | 0.96 | 4000 | 83.3
P21A98Q3 | Big Ass Light Solutions | Big Ass Lights | BAS-HBL2-26040104CCMMSS | Indoor Luminaires | High-Bay | High-Bay Luminaires for Commercial and Industrial Buildings | Standard | TRUE | 21082 | 102.5 | 202.5 | 11.79 | 0.945 | 3793 | 83.3 | 5 | 50000 | 42613 |  |  | Yes |  | 4 | 21082 | 104.1 | 202.5 | 11.37 | 0.95 | 3793 | 83.3
PFP83326 | MaxLite Inc | MaxLite | VT-V4860U-40[Blank MS] | Indoor Luminaires | High-Bay | Low-Bay Luminaires for Commercial and Industrial Buildings | Premium | TRUE | 7368 | 119.4 | 61.7 | 8.9 | 0.939 | 4187 | 83.8 | 5 | 50000 | 42613 |  |  | Yes |  | 3.1 | 7384 | 119.7 | 61.7 | 8.9 | 0.939 | 4000 | 83.8
PNK9641P | MaxLite Inc | MaxLite | VT-V4840U-40[Blank MS] | Indoor Luminaires | High-Bay | Low-Bay Luminaires for Commercial and Industrial Buildings | Premium | TRUE | 4527 | 118.2 | 38.3 | 9.1 | 0.937 | 4194 | 83.9 | 5 | 50000 | 42613 |  |  | Yes |  | 3.1 | 4557 | 119 | 38.3 | 9.1 | 0.937 | 4000 | 83.9
PAMJC1TA | Acuity Brands Lighting | Holophane | PHG 15L 3K 80CRI XX XX XX MGG FR | Indoor Luminaires | High-Bay | High-Bay Luminaires for Commercial and Industrial Buildings | Standard | TRUE | 11723 | 103.47 | 113.3 | 19.974 | 0.92 | 3059 | 81.54 | 5 |  | 42613 |  |  | No |  | 3.1 | 11866 | 105.01 | 113 | 3.07 | 0.91 | 3000 | 80
PX9ER9ZY | Acuity Brands Lighting | Holophane | PHG 24L 5K 70CRI XX XX XX NGG | Indoor Luminaires | High-Bay | High-Bay Luminaires for Commercial and Industrial Buildings | Premium | TRUE | 23308.38 | 129.4 | 108.12 | 20.507 | 0.915 | 4968 | 73.3 | 5 |  | 42613 |  |  | No |  | 3.1 | 25446 | 142.16 | 179 | 3.07 | 0.91 | 5000 | 70
P4A695D4 | Acuity Brands Lighting | Holophane | PHG 24L 35K 80CRI XX XX XX MGG HA | Indoor Luminaires | High-Bay | High-Bay Luminaires for Commercial and Industrial Buildings | Premium | TRUE | 20476 | 129.06 | 158.65 | 20.507 | 0.915 | 3474 | 82.2 | 5 |  | 42613 |  |  | No |  | 3.1 | 20420 | 130.06 | 157 | 3.07 | 0.91 | 3500 | 80
P5UD37Q4 | Acuity Brands Lighting | Holophane | PHG 24L 3K 90CRI XX XX XX NAA HA | Indoor Luminaires | High-Bay | High-Bay Luminaires for Commercial and Industrial Buildings | Standard | TRUE | 16242 | 103.07 | 157.58 | 20.507 | 0.915 | 3046 | 94.85 | 5 |  | 42613 |  |  | No |  | 3.1 | 16412 | 104.54 | 157 | 3.07 | 0.91 | 3000 | 90
PE5VUX9C | Acuity Brands Lighting | Holophane | PHG 9L 4K 70CRI XX XX XX MGA FR | Indoor Luminaires | High-Bay | High-Bay Luminaires for Commercial and Industrial Buildings | Premium | TRUE | 9403 | 130.96 | 71.8 | 9.56 | 0.908 | 3945 | 71.53 | 5 |  | 42613 |  |  | No |  | 3.1 | 9403 | 132.44 | 71 | 7.37 | 0.99 | 4000 | 70
PFTSQMQA | Acuity Brands Lighting | Holophane | PHG 9L 4K 70CRI XX XX XX MGG FR | Indoor Luminaires | High-Bay | High-Bay Luminaires for Commercial and Industrial Buildings | Standard | TRUE | 9106 | 126.75 | 71.84 | 9.56 | 0.908 | 3937 | 71.34 | 5 |  | 42613 |  |  | No |  | 3.1 | 9125 | 128.52 | 71 | 7.37 | 0.99 | 4000 | 70
PCEECDCN | Acuity Brands Lighting | Holophane | PHG 9L 35K 80CRI XX XX XX WGG FR | Indoor Luminaires | High-Bay | Low-Bay Luminaires for Commercial and Industrial Buildings | Standard | TRUE | 7840 | 109.5 | 71.6 | 9.56 | 0.908 | 3455 | 81.75 | 5 |  | 42613 |  |  | No |  | 3.1 | 7605 | 107.11 | 71 | 7.37 | 0.99 | 3500 | 80
PQRSWQP3 | Lunera Lighting | Lunera | SN/SNSA-VS-PIN-L-9Klm-850-G3 | Indoor Retrofit Kit | High-Bay | Retrofit Kits for Low-Bay Luminaires for Commercial and Industrial Buildings | Standard | FALSE | [9 empty] | 42613 |  |  | Yes |  | 4 | 9092 | 86.7 | 104.9 | 2.92 | 1 | 5193 | 85
PXVJ1WTS | Lunera Lighting | Lunera | SN/SNSA-V-PIN-L-15Klm-850-G3 | Indoor Retrofit Kit | High-Bay | Retrofit Kits for High-Bay Luminaires for Commercial and Industrial Buildings | Standard | FALSE | [9 empty] | 42613 |  |  | Yes |  | 4 | 17350 | 103.5 | 167.7 | 2.81 | 1 | 5128 | 85
P8WAH8DF | Lunera Lighting | Lunera | SN/SNSA-V-PIN-L-20Klm-850-G3 | Indoor Retrofit Kit | High-Bay | Retrofit Kits for High-Bay Luminaires for Commercial and Industrial Buildings | Standard | FALSE | [9 empty] | 42613 |  |  | Yes |  | 4 | 22600 | 96.9 | 233.2 | 7.92 | 1 | 5117 | 84.8
PMZ5UZCE | Lunera Lighting | Lunera | SN/SNSA-VS-PIN-L-9Klm-840-G3 | Indoor Retrofit Kit | High-Bay | Retrofit Kits for Low-Bay Luminaires for Commercial and Industrial Buildings | Standard | FALSE | [9 empty] | 42613 |  |  | Yes |  | 4 | 8850.26 | 84.94 | 104.2 | 2.56 | 1 | 4000 | 83.7
PJMEQ2AZ | Lunera Lighting | Lunera | SN/SNSA-V-PIN-L-15Klm-840-G3 | Indoor Retrofit Kit | High-Bay | Retrofit Kits for High-Bay Luminaires for Commercial and Industrial Buildings | Standard | FALSE | [9 empty] | 42613 |  |  | Yes |  | 4 | 16955.42 | 101.8 | 166.55 | 2.82 | 1 | 4000 | 83.65
PB39TQW2 | Lunera Lighting | Lunera | SN/SNSA-V-PIN-L-20Klm-840-G3 | Indoor Retrofit Kit | High-Bay | Retrofit Kits for High-Bay Luminaires for Commercial and Industrial Buildings | Standard | FALSE | [9 empty] | 42613 |  |  | Yes |  | 4 | 21939.61 | 94.24 | 232.8 | 7.35 | 1 | 4000 | 83.55
PEXRWEB2 | Lunera Lighting | Lunera | SN/SNSA-VS-PIN-L-9Klm-835-G3 | Indoor Retrofit Kit | High-Bay | Retrofit Kits for Low-Bay Luminaires for Commercial and Industrial Buildings | Standard | FALSE | [9 empty] | 42613 |  |  | Yes |  | 4 | 8723 | 84.3 | 103.5 | 2.74 | 1 | 3372 | 82.4
PFBA2HX4 | Lunera Lighting | Lunera | SN/SNSA-V-PIN-L-20Klm-835-G3 | Indoor Retrofit Kit | High-Bay | Retrofit Kits for High-Bay Luminaires for Commercial and Industrial Buildings | Standard | FALSE | [9 empty] | 42613 |  |  | Yes |  | 4 | 21550 | 92.7 | 232.4 | 6.77 | 1 | 3341 | 82.3
PTV257CZ | Shenzhen Syhdee Co.Ltd. | SYHDEE | SYH-HB06032-105(5000K) | Indoor Luminaires | High-Bay | High-Bay Luminaires for Commercial and Industrial Buildings | Premium | FALSE | [9 empty] | 42613 |  |  | No |  | 4 | 14131 | 131.21 | 107.7 | 7.97 | 0.96 | 5000 | 82
PH5FR63U | MaxLite Inc | MaxLite | VT-V4860U-50[Blank MS] | Indoor Luminaires | High-Bay | Low-Bay Luminaires for Commercial and Industrial Buildings | Premium | FALSE | [9 empty] | 42613 |  |  | Yes |  | 3.1 | 7615 | 120.1 | 63.4 | 8.9 | 0.939 | 5000 | 84.9
PFP6PFP4 | MaxLite Inc | MaxLite | VT-V4840U-50[Blank MS] | Indoor Luminaires | High-Bay | Low-Bay Luminaires for Commercial and Industrial Buildings | Premium | FALSE | [9 empty] | 42613 |  |  | Yes |  | 3.1 | 4681 | 121.9 | 38.4 | 9.1 | 0.937 | 5000 | 84.8
PAVMC26G | Big Ass Light Solutions | Big Ass Lights | BAS-HBL2-26050106CCMMSS | Indoor Luminaires | High-Bay | High-Bay Aisle Luminaires | Standard | FALSE | [9 empty] | 42613 | Dimmable | Continuous Below 10 | Yes |  | 4 | 24935 | 123.7 | 201.6 | 11.79 | 0.95 | 5056 | 84
PQB9BXME | Big Ass Light Solutions | Big Ass Lights | BAS-HBL2-26050101CCMMSS | Indoor Luminaires | High-Bay | High-Bay Luminaires for Commercial and Industrial Buildings | Standard | FALSE | [9 empty] | 42613 | Dimmable | Continuous Below 10 | Yes |  | 4 | 24703 | 122.5 | 201.6 | 11.79 | 0.95 | 5056 | 84
PGXCGBSJ | Big Ass Light Solutions | Big Ass Lights | BAS-HBL2-26050102CCMMSS | Indoor Luminaires | High-Bay | High-Bay Luminaires for Commercial and Industrial Buildings | Standard | FALSE | [9 empty] | 42613 | Dimmable | Continuous Below 10 | Yes |  | 4 | 24600 | 122 | 201.6 | 11.79 | 0.95 | 5056 | 84
PEXTVDJM | Big Ass Light Solutions | Big Ass Lights | BAS-HBL2-26050103CCMMSS | Indoor Luminaires | High-Bay | High-Bay Luminaires for Commercial and Industrial Buildings | Standard | FALSE | [9 empty] | 42613 | Dimmable | Continuous Below 10 | Yes |  | 4 | 23906 | 118.6 | 201.6 | 11.79 | 0.95 | 5056 | 84
PF7PFBHH | Big Ass Light Solutions | Big Ass Lights | BAS-HBL2-26050104CCMMSS | Indoor Luminaires | High-Bay | High-Bay Luminaires for Commercial and Industrial Buildings | Standard | FALSE | [9 empty] | 42613 | Dimmable | Continuous Below 10 | Yes |  | 4 | 22369 | 111 | 201.6 | 11.79 | 0.95 | 5056 | 84
PFYXMSK5 | Big Ass Light Solutions | Big Ass Lights | BAS-HBL2-52050106CCMMSS | Indoor Luminaires | High-Bay | High-Bay Aisle Luminaires | Standard | FALSE | [9 empty] | 42613 | Dimmable | Continuous Below 10 | Yes |  | 4 | 49870 | 122.5 | 407 | 11.62 | 0.95 | 5056 | 84
PZ6J5D2B | Big Ass Light Solutions | Big Ass Lights | BAS-HBL2-52050101CCMMSS | Indoor Luminaires | High-Bay | High-Bay Luminaires for Commercial and Industrial Buildings | Standard | FALSE | [9 empty] | 42613 | Dimmable | Continuous Below 10 | Yes |  | 4 | 49406 | 121.4 | 407 | 11.62 | 0.95 | 5056 | 84
P9WJDYRR | Big Ass Light Solutions | Big Ass Lights | BAS-HBL2-52050102CCMMSS | Indoor Luminaires | High-Bay | High-Bay Luminaires for Commercial and Industrial Buildings | Standard | FALSE | [9 empty] | 42613 | Dimmable | Continuous Below 10 | Yes |  | 4 | 49200 | 120.9 | 407 | 11.62 | 0.95 | 5056 | 84
P7UMV68T | Big Ass Light Solutions | Big Ass Lights | BAS-HBL2-52050103CCMMSS | Indoor Luminaires | High-Bay | High-Bay Luminaires for Commercial and Industrial Buildings | Standard | FALSE | [9 empty] | 42613 | Dimmable | Continuous Below 10 | Yes |  | 4 | 47812 | 117.5 | 407 | 11.62 | 0.95 | 5056 | 84
PN11EJPC | Big Ass Light Solutions | Big Ass Lights | BAS-HBL2-52050104CCMMSS | Indoor Luminaires | High-Bay | High-Bay Luminaires for Commercial and Industrial Buildings | Standard | FALSE | [9 empty] | 42613 | Dimmable | Continuous Below 10 | Yes |  | 4 | 44738 | 109.9 | 407 | 11.62 | 0.95 | 5056 | 84
PB2DKWBS | Big Ass Light Solutions | Big Ass Lights | BAS-HBL2-52040106CCMMSS | Indoor Luminaires | High-Bay | High-Bay Aisle Luminaires | Standard | FALSE | [9 empty] | 42613 | Dimmable | Continuous Below 10 | Yes |  | 4 | 46144 | 114.4 | 403.3 | 11.82 | 0.95 | 3793 | 83.3
PD7377U3 | Big Ass Light Solutions | Big Ass Lights | BAS-HBL2-52040102CCMMSS | Indoor Luminaires | High-Bay | High-Bay Luminaires for Commercial and Industrial Buildings | Standard | FALSE | [9 empty] | 42613 | Dimmable | Continuous Below 10 | Yes |  | 4 | 45139 | 111.9 | 403.3 | 11.82 | 0.95 | 3793 | 83.3
PX8XMHEV | Big Ass Light Solutions | Big Ass Lights | BAS-HBL2-52040101CCMMSS | Indoor Luminaires | High-Bay | High-Bay Luminaires for Commercial and Industrial Buildings | Standard | FALSE | [9 empty] | 42613 | Dimmable | Continuous Below 10 | Yes |  | 4 | 44880 | 111.3 | 403.3 | 11.82 | 0.95 | 3793 | 83.3
PUX32FAJ | Big Ass Light Solutions | Big Ass Lights | BAS-HBL2-52040103CCMMSS | Indoor Luminaires | High-Bay | High-Bay Luminaires for Commercial and Industrial Buildings | Standard | FALSE | [9 empty] | 42613 | Dimmable | Continuous Below 10 | Yes |  | 4 | 43924 | 108.9 | 403.3 | 11.82 | 0.95 | 3793 | 83.3
PDW6WD6G | Big Ass Light Solutions | Big Ass Lights | BAS-HBL2-52040104CCMMSS | Indoor Luminaires | High-Bay | High-Bay Luminaires for Commercial and Industrial Buildings | Standard | FALSE | [9 empty] | 42613 | Dimmable | Continuous Below 10 | Yes |  | 4 | 41321 | 102.5 | 403.3 | 11.82 | 0.95 | 3793 | 83.3
P7GFP5RM | Big Ass Light Solutions | Big Ass Lights | BAS-HBL2-26040106CCMMSS | Indoor Luminaires | High-Bay | High-Bay Aisle Luminaires | Standard | FALSE | [9 empty] | 42613 | Dimmable | Continuous Below 10 | Yes |  | 4 | 23543 | 116.3 | 202.5 | 11.37 | 0.95 | 3793 | 83.3
PEH1Z8GH | Big Ass Light Solutions | Big Ass Lights | BAS-HBL2-26040102CCMMSS | Indoor Luminaires | High-Bay | High-Bay Luminaires for Commercial and Industrial Buildings | Standard | FALSE | [9 empty] | 42613 | Dimmable | Continuous Below 10 | Yes |  | 4 | 23030 | 113.7 | 202.5 | 11.37 | 0.95 | 3793 | 83.3
PD67NERA | Big Ass Light Solutions | Big Ass Lights | BAS-HBL2-26040101CCMMSS | Indoor Luminaires | High-Bay | High-Bay Luminaires for Commercial and Industrial Buildings | Standard | FALSE | [9 empty] | 42613 | Dimmable | Continuous Below 10 | Yes |  | 4 | 22898 | 113.1 | 202.5 | 11.37 | 0.95 | 3793 | 83.3
PWY7Z9VJ | Big Ass Light Solutions | Big Ass Lights | BAS-HBL2-26040103CCMMSS | Indoor Luminaires | High-Bay | High-Bay Luminaires for Commercial and Industrial Buildings | Standard | FALSE | [9 empty] | 42613 | Dimmable | Continuous Below 10 | Yes |  | 4 | 22410 | 110.7 | 202.5 | 11.37 | 0.95 | 3793 | 83.3
P4YV35HP | Acuity Brands Lighting | Holophane | PHG 12L 5K 90CRI XX XX XX NAA | Indoor Luminaires | High-Bay | High-Bay Luminaires for Commercial and Industrial Buildings | Standard | FALSE | [9 empty] | 42613 | Dimmable | Continuous Below 10 | No |  | 3.1 | 9751 | 104.85 | 93 | 7.37 | 0.99 | 5000 | 90
P9PWQAGM | Acuity Brands Lighting | Holophane | PHG 12L 5K 90CRI XX XX XX WAA | Indoor Luminaires | High-Bay | High-Bay Luminaires for Commercial and Industrial Buildings | Standard | FALSE | [9 empty] | 42613 | Dimmable | Continuous Below 10 | No |  | 3.1 | 9750 | 104.84 | 93 | 7.37 | 0.99 | 5000 | 90
P8DHB9B3 | Acuity Brands Lighting | Holophane | PHG 24L 5K 90CRI XX XX XX NAA | Indoor Luminaires | High-Bay | High-Bay Luminaires for Commercial and Industrial Buildings | Standard | FALSE | [9 empty] | 42613 | Dimmable | Continuous Below 10 | No |  | 3.1 | 19604 | 109.52 | 179 | 3.07 | 0.91 | 5000 | 90
P6GY11T3 | Acuity Brands Lighting | Holophane | PHG 24L 5K 90CRI XX XX XX WAA | Indoor Luminaires | High-Bay | High-Bay Luminaires for Commercial and Industrial Buildings | Standard | FALSE | [9 empty] | 42613 | Dimmable | Continuous Below 10 | No |  | 3.1 | 19544 | 109.18 | 179 | 3.07 | 0.91 | 5000 | 90
PDWHGCCC | Acuity Brands Lighting | Holophane | PHG 24L 5K 90CRI XX XX XX MGG | Indoor Luminaires | High-Bay | High-Bay Luminaires for Commercial and Industrial Buildings | Standard | FALSE | [9 empty] | 42613 | Dimmable | Continuous Below 10 | No |  | 3.1 | 19323 | 107.95 | 179 | 3.07 | 0.91 | 5000 | 90
P25RAD33 | Acuity Brands Lighting | Holophane | PHG 24L 5K 90CRI XX XX XX WGG | Indoor Luminaires | High-Bay | High-Bay Luminaires for Commercial and Industrial Buildings | Standard | FALSE | [9 empty] | 42613 | Dimmable | Continuous Below 10 | No |  | 3.1 | 19118 | 106.8 | 179 | 3.07 | 0.91 | 5000 | 90
PCGV62NA | Acuity Brands Lighting | Holophane | PHG 24L 5K 90CRI XX XX XX NAA HA | Indoor Luminaires | High-Bay | High-Bay Luminaires for Commercial and Industrial Buildings | Standard | FALSE | [9 empty] | 42613 | Dimmable | Continuous Below 10 | No |  | 3.1 | 17611 | 112.17 | 157 | 3.07 | 0.91 | 5000 | 90
PEC33WYC | Acuity Brands Lighting | Holophane | PHG 24L 5K 90CRI XX XX XX WAA HA | Indoor Luminaires | High-Bay | High-Bay Luminaires for Commercial and Industrial Buildings | Standard | FALSE | [9 empty] | 42613 | Dimmable | Continuous Below 10 | No |  | 3.1 | 17558 | 111.83 | 157 | 3.07 | 0.91 | 5000 | 90
P52VSHJR | Acuity Brands Lighting | Holophane | PHG 24L 5K 90CRI XX XX XX MGG HA | Indoor Luminaires | High-Bay | High-Bay Luminaires for Commercial and Industrial Buildings | Standard | FALSE | [9 empty] | 42613 | Dimmable | Continuous Below 10 | No |  | 3.1 | 17359 | 110.57 | 157 | 3.07 | 0.91 | 5000 | 90
PKPGPAAP | Acuity Brands Lighting | Holophane | PHG 24L 5K 90CRI XX XX XX WGG HA | Indoor Luminaires | High-Bay | High-Bay Luminaires for Commercial and Industrial Buildings | Standard | FALSE | [9 empty] | 42613 | Dimmable | Continuous Below 10 | No |  | 3.1 | 17175 | 109.39 | 157 | 3.07 | 0.91 | 5000 | 90
P86N3Z57 | Acuity Brands Lighting | Holophane | PHG 24L 5K 90CRI XX XX XX NGG HA | Indoor Luminaires | High-Bay | High-Bay Luminaires for Commercial and Industrial Buildings | Standard | FALSE | [9 empty] | 42613 | Dimmable | Continuous Below 10 | No |  | 3.1 | 16785 | 106.91 | 157 | 3.07 | 0.91 | 5000 | 90
PNCUGVQD | Acuity Brands Lighting | Holophane | PHG 18L 5K 90CRI XX XX XX NAA | Indoor Luminaires | High-Bay | High-Bay Luminaires for Commercial and Industrial Buildings | Standard | FALSE | [9 empty] | 42613 | Dimmable | Continuous Below 10 | No |  | 3.1 | 14489 | 110.6 | 131 | 3.07 | 0.91 | 5000 | 90
P5NTM93A | Acuity Brands Lighting | Holophane | PHG 18L 5K 90CRI XX XX XX WAA | Indoor Luminaires | High-Bay | High-Bay Luminaires for Commercial and Industrial Buildings | Standard | FALSE | [9 empty] | 42613 | Dimmable | Continuous Below 10 | No |  | 3.1 | 14407 | 109.98 | 131 | 3.07 | 0.91 | 5000 | 90
P8HBBDX6 | Acuity Brands Lighting | Holophane | PHG 18L 5K 90CRI XX XX XX MGG | Indoor Luminaires | High-Bay | High-Bay Luminaires for Commercial and Industrial Buildings | Standard | FALSE | [9 empty] | 42613 | Dimmable | Continuous Below 10 | No |  | 3.1 | 14178 | 108.23 | 131 | 3.07 | 0.91 | 5000 | 90
PK8G86CA | Acuity Brands Lighting | Holophane | PHG 18L 5K 90CRI XX XX XX WGG | Indoor Luminaires | High-Bay | High-Bay Luminaires for Commercial and Industrial Buildings | Standard | FALSE | [9 empty] | 42613 | Dimmable | Continuous Below 10 | No |  | 3.1 | 14022 | 107.04 | 131 | 3.07 | 0.91 | 5000 | 90
PT4HPNYS | Acuity Brands Lighting | Holophane | PHG 18L 5K 90CRI XX XX XX NGG | Indoor Luminaires | High-Bay | High-Bay Luminaires for Commercial and Industrial Buildings | Standard | FALSE | [9 empty] | 42613 | Dimmable | Continuous Below 10 | No |  | 3.1 | 13801 | 105.35 | 131 | 3.07 | 0.91 | 5000 | 90
PQ767T6C | Acuity Brands Lighting | Holophane | PHG 30L 5K 80CRI XX XX XX MGG | Indoor Luminaires | High-Bay | High-Bay Luminaires for Commercial and Industrial Buildings | Standard | FALSE | [9 empty] | 42613 | Dimmable | Continuous Below 10 | No |  | 3.1 | 29830 | 121.76 | 245 | 7.37 | 0.99 | 5000 | 80
PKC78CT9 | Acuity Brands Lighting | Holophane | PHG 30L 5K 80CRI XX XX XX WGG | Indoor Luminaires | High-Bay | High-Bay Luminaires for Commercial and Industrial Buildings | Standard | FALSE | [9 empty] | 42613 | Dimmable | Continuous Below 10 | No |  | 3.1 | 29512 | 120.46 | 245 | 7.37 | 0.99 | 5000 | 80
PX8KKAZJ | Acuity Brands Lighting | Holophane | PHG 18L 5K 80CRI XX XX XX MGG FR | Indoor Luminaires | High-Bay | High-Bay Luminaires for Commercial and Industrial Buildings | Standard | FALSE | [9 empty] | 42613 | Dimmable | Continuous Below 10 | No |  | 3.1 | 16088 | 122.81 | 131 | 7.37 | 0.99 | 5000 | 80
PC48D18W | Acuity Brands Lighting | Holophane | PHG 12L 5K 80CRI XX XX XX NAA | Indoor Luminaires | High-Bay | High-Bay Luminaires for Commercial and Industrial Buildings | Standard | FALSE | [9 empty] | 42613 | Dimmable | Continuous Below 10 | No |  | 3.1 | 11934 | 128.32 | 93 | 7.37 | 0.99 | 5000 | 80
P515KPHN | Acuity Brands Lighting | Holophane | PHG 12L 5K 80CRI XX XX XX WAA | Indoor Luminaires | High-Bay | High-Bay Luminaires for Commercial and Industrial Buildings | Standard | FALSE | [9 empty] | 42613 | Dimmable | Continuous Below 10 | No |  | 3.1 | 11933 | 128.31 | 93 | 7.37 | 0.99 | 5000 | 80
PD9WT3Q6 | Acuity Brands Lighting | Holophane | PHG 12L 5K 80CRI XX XX XX MGG | Indoor Luminaires | High-Bay | High-Bay Luminaires for Commercial and Industrial Buildings | Standard | FALSE | [9 empty] | 42613 | Dimmable | Continuous Below 10 | No |  | 3.1 | 11802 | 126.9 | 93 | 7.37 | 0.99 | 5000 | 80
PF1VKH66 | Acuity Brands Lighting | Holophane | PHG 12L 5K 80CRI XX XX XX WGG | Indoor Luminaires | High-Bay | High-Bay Luminaires for Commercial and Industrial Buildings | Standard | FALSE | [9 empty] | 42613 | Dimmable | Continuous Below 10 | No |  | 3.1 | 11626 | 125.01 | 93 | 7.37 | 0.99 | 5000 | 80
PRMVDEKF | Acuity Brands Lighting | Holophane | PHG 12L 5K 80CRI XX XX XX NGG | Indoor Luminaires | High-Bay | High-Bay Luminaires for Commercial and Industrial Buildings | Standard | FALSE | [9 empty] | 42613 | Dimmable | Continuous Below 10 | No |  | 3.1 | 11360 | 122.15 | 93 | 7.37 | 0.99 | 5000 | 80
PESZZWQG | Acuity Brands Lighting | Holophane | PHG 12L 5K 80CRI XX XX XX MGG FR | Indoor Luminaires | High-Bay | High-Bay Luminaires for Commercial and Industrial Buildings | Standard | FALSE | [9 empty] | 42613 | Dimmable | Continuous Below 10 | No |  | 3.1 | 10754 | 115.63 | 93 | 7.37 | 0.99 | 5000 | 80
P5VX2MW4 | Acuity Brands Lighting | Holophane | PHG 12L 5K 80CRI XX XX XX NGG FR | Indoor Luminaires | High-Bay | High-Bay Luminaires for Commercial and Industrial Buildings | Standard | FALSE | [9 empty] | 42613 | Dimmable | Continuous Below 10 | No |  | 3.1 | 10478 | 112.67 | 93 | 7.37 | 0.99 | 5000 | 80
PNJ83PJ4 | Acuity Brands Lighting | Holophane | PHG 12L 5K 80CRI XX XX XX WGG FR | Indoor Luminaires | High-Bay | High-Bay Luminaires for Commercial and Industrial Buildings | Standard | FALSE | [9 empty] | 42613 | Dimmable | Continuous Below 10 | No |  | 3.1 | 10373 | 111.54 | 93 | 7.37 | 0.99 | 5000 | 80
PGC1SHKG | Acuity Brands Lighting | Holophane | PHG 9L 5K 80CRI XX XX XX WAA | Indoor Luminaires | High-Bay | Low-Bay Luminaires for Commercial and Industrial Buildings | Standard | FALSE | [9 empty] | 42613 | Dimmable | Continuous Below 10 | No |  | 3.1 | 9090 | 128.03 | 71 | 7.37 | 0.99 | 5000 | 80
P7DQ3PFN | Acuity Brands Lighting | Holophane | PHG 9L 5K 80CRI XX XX XX NAA | Indoor Luminaires | High-Bay | Low-Bay Luminaires for Commercial and Industrial Buildings | Standard | FALSE | [9 empty] | 42613 | Dimmable | Continuous Below 10 | No |  | 3.1 | 9073 | 127.79 | 71 | 7.37 | 0.99 | 5000 | 80
PDD3WD23 | Acuity Brands Lighting | Holophane | PHG 9L 5K 80CRI XX XX XX MGG | Indoor Luminaires | High-Bay | Low-Bay Luminaires for Commercial and Industrial Buildings | Standard | FALSE | [9 empty] | 42613 | Dimmable | Continuous Below 10 | No |  | 3.1 | 8929 | 125.76 | 71 | 7.37 | 0.99 | 5000 | 80
P6DFBJ6C | Acuity Brands Lighting | Holophane | PHG 9L 5K 80CRI XX XX XX WGG | Indoor Luminaires | High-Bay | Low-Bay Luminaires for Commercial and Industrial Buildings | Standard | FALSE | [9 empty] | 42613 | Dimmable | Continuous Below 10 | No |  | 3.1 | 8873 | 124.97 | 71 | 7.37 | 0.99 | 5000 | 80
P33BZBXY | Acuity Brands Lighting | Holophane | PHG 9L 5K 80CRI XX XX XX NGG | Indoor Luminaires | High-Bay | Low-Bay Luminaires for Commercial and Industrial Buildings | Standard | FALSE | [9 empty] | 42613 | Dimmable | Continuous Below 10 | No |  | 3.1 | 8586 | 120.93 | 71 | 7.37 | 0.99 | 5000 | 80
PDJFYC18 | Acuity Brands Lighting | Holophane | PHG 9L 5K 80CRI XX XX XX MGG FR | Indoor Luminaires | High-Bay | Low-Bay Luminaires for Commercial and Industrial Buildings | Standard | FALSE | [9 empty] | 42613 | Dimmable | Continuous Below 10 | No |  | 3.1 | 8200 | 115.49 | 71 | 7.37 | 0.99 | 5000 | 80
PD3YHWVJ | Acuity Brands Lighting | Holophane | PHG 9L 5K 80CRI XX XX XX NGG FR | Indoor Luminaires | High-Bay | Low-Bay Luminaires for Commercial and Industrial Buildings | Standard | FALSE | [9 empty] | 42613 | Dimmable | Continuous Below 10 | No |  | 3.1 | 8002 | 112.7 | 71 | 7.37 | 0.99 | 5000 | 80
PFZZFEP2 | Acuity Brands Lighting | Holophane | PHG 9L 5K 80CRI XX XX XX WGG FR | Indoor Luminaires | High-Bay | Low-Bay Luminaires for Commercial and Industrial Buildings | Standard | FALSE | [9 empty] | 42613 | Dimmable | Continuous Below 10 | No |  | 3.1 | 7912 | 111.44 | 71 | 7.37 | 0.99 | 5000 | 80
PE2UH1MH | Acuity Brands Lighting | Holophane | PHG 30L 5K 80CRI XX XX XX NAA | Indoor Luminaires | High-Bay | High-Bay Luminaires for Commercial and Industrial Buildings | Standard | FALSE | [9 empty] | 42613 | Dimmable | Continuous Below 10 | No |  | 3.1 | 30263 | 123.52 | 245 | 3.07 | 0.91 | 5000 | 80
PM983RXH | Acuity Brands Lighting | Holophane | PHG 30L 5K 80CRI XX XX XX WAA | Indoor Luminaires | High-Bay | High-Bay Luminaires for Commercial and Industrial Buildings | Standard | FALSE | [9 empty] | 42613 | Dimmable | Continuous Below 10 | No |  | 3.1 | 30170 | 123.14 | 245 | 3.07 | 0.91 | 5000 | 80
PPEXMW1B | Acuity Brands Lighting | Holophane | PHG 30L 5K 80CRI XX XX XX NGG | Indoor Luminaires | High-Bay | High-Bay Luminaires for Commercial and Industrial Buildings | Standard | FALSE | [9 empty] | 42613 | Dimmable | Continuous Below 10 | No |  | 3.1 | 28842 | 117.72 | 245 | 3.07 | 0.91 | 5000 | 80
PQHGF5MR | Acuity Brands Lighting | Holophane | PHG 30L 5K 80CRI XX XX XX MGG FR | Indoor Luminaires | High-Bay | High-Bay Luminaires for Commercial and Industrial Buildings | Standard | FALSE | [9 empty] | 42613 | Dimmable | Continuous Below 10 | No |  | 3.1 | 27474 | 112.14 | 245 | 3.07 | 0.91 | 5000 | 80
PRU9K9YP | Acuity Brands Lighting | Holophane | PHG 30L 5K 80CRI XX XX XX NGG FR | Indoor Luminaires | High-Bay | High-Bay Luminaires for Commercial and Industrial Buildings | Standard | FALSE | [9 empty] | 42613 | Dimmable | Continuous Below 10 | No |  | 3.1 | 26786 | 109.33 | 245 | 3.07 | 0.91 | 5000 | 80
P6XVTJ6Q | Acuity Brands Lighting | Holophane | PHG 30L 5K 80CRI XX XX XX WGG FR | Indoor Luminaires | High-Bay | High-Bay Luminaires for Commercial and Industrial Buildings | Standard | FALSE | [9 empty] | 42613 | Dimmable | Continuous Below 10 | No |  | 3.1 | 26444 | 107.93 | 245 | 3.07 | 0.91 | 5000 | 80
PJ3W9KGJ | Acuity Brands Lighting | Holophane | PHG 24L 5K 80CRI XX XX XX NAA | Indoor Luminaires | High-Bay | High-Bay Luminaires for Commercial and Industrial Buildings | Premium | FALSE | [9 empty] | 42613 | Dimmable | Continuous Below 10 | No |  | 3.1 | 23993 | 134.04 | 179 | 3.07 | 0.91 | 5000 | 80
PZ9UA6TM | Acuity Brands Lighting | Holophane | PHG 24L 5K 80CRI XX XX XX WAA | Indoor Luminaires | High-Bay | High-Bay Luminaires for Commercial and Industrial Buildings | Premium | FALSE | [9 empty] | 42613 | Dimmable | Continuous Below 10 | No |  | 3.1 | 23920 | 133.63 | 179 | 3.07 | 0.91 | 5000 | 80
PQMX989J | Acuity Brands Lighting | Holophane | PHG 24L 5K 80CRI XX XX XX MGG | Indoor Luminaires | High-Bay | High-Bay Luminaires for Commercial and Industrial Buildings | Premium | FALSE | [9 empty] | 42613 | Dimmable | Continuous Below 10 | No |  | 3.1 | 23649 | 132.12 | 179 | 3.07 | 0.91 | 5000 | 80
P251TY3P | Acuity Brands Lighting | Holophane | PHG 24L 5K 80CRI XX XX XX WGG | Indoor Luminaires | High-Bay | High-Bay Luminaires for Commercial and Industrial Buildings | Premium | FALSE | [9 empty] | 42613 | Dimmable | Continuous Below 10 | No |  | 3.1 | 23398 | 130.72 | 179 | 3.07 | 0.91 | 5000 | 80
PN8RMTZR | Acuity Brands Lighting | Holophane | PHG 24L 5K 80CRI XX XX XX NGG | Indoor Luminaires | High-Bay | High-Bay Luminaires for Commercial and Industrial Buildings | Standard | FALSE | [9 empty] | 42613 | Dimmable | Continuous Below 10 | No |  | 3.1 | 22867 | 127.75 | 179 | 3.07 | 0.91 | 5000 | 80
P4D8DB38 | Acuity Brands Lighting | Holophane | PHG 24L 5K 80CRI XX XX XX MGG FR | Indoor Luminaires | High-Bay | High-Bay Luminaires for Commercial and Industrial Buildings | Standard | FALSE | [9 empty] | 42613 | Dimmable | Continuous Below 10 | No |  | 3.1 | 21782 | 121.69 | 179 | 3.07 | 0.91 | 5000 | 80
PF968SK1 | Acuity Brands Lighting | Holophane | PHG 24L 5K 80CRI XX XX XX NAA HA | Indoor Luminaires | High-Bay | High-Bay Luminaires for Commercial and Industrial Buildings | Premium | FALSE | [9 empty] | 42613 | Dimmable | Continuous Below 10 | No |  | 3.1 | 21554 | 137.29 | 157 | 3.07 | 0.91 | 5000 | 80
P1NRN36M | Acuity Brands Lighting | Holophane | PHG 24L 5K 80CRI XX XX XX WAA HA | Indoor Luminaires | High-Bay | High-Bay Luminaires for Commercial and Industrial Buildings | Premium | FALSE | [9 empty] | 42613 | Dimmable | Continuous Below 10 | No |  | 3.1 | 21488 | 136.87 | 157 | 3.07 | 0.91 | 5000 | 80
PYNNAEVA | Acuity Brands Lighting | Holophane | PHG 24L 5K 80CRI XX XX XX MGG HA | Indoor Luminaires | High-Bay | High-Bay Luminaires for Commercial and Industrial Buildings | Premium | FALSE | [9 empty] | 42613 | Dimmable | Continuous Below 10 | No |  | 3.1 | 21246 | 135.32 | 157 | 3.07 | 0.91 | 5000 | 80
P1ER1VB8 | Acuity Brands Lighting | Holophane | PHG 24L 5K 80CRI XX XX XX NGG FR | Indoor Luminaires | High-Bay | High-Bay Luminaires for Commercial and Industrial Buildings | Standard | FALSE | [9 empty] | 42613 | Dimmable | Continuous Below 10 | No |  | 3.1 | 21237 | 118.64 | 179 | 3.07 | 0.91 | 5000 | 80
PZBDD69E | Acuity Brands Lighting | Holophane | PHG 24L 5K 80CRI XX XX XX WGG HA | Indoor Luminaires | High-Bay | High-Bay Luminaires for Commercial and Industrial Buildings | Premium | FALSE | [9 empty] | 42613 | Dimmable | Continuous Below 10 | No |  | 3.1 | 21020 | 133.89 | 157 | 3.07 | 0.91 | 5000 | 80
PRA4D7EJ | Acuity Brands Lighting | Holophane | PHG 24L 5K 80CRI XX XX XX WGG FR | Indoor Luminaires | High-Bay | High-Bay Luminaires for Commercial and Industrial Buildings | Standard | FALSE | [9 empty] | 42613 | Dimmable | Continuous Below 10 | No |  | 3.1 | 20965 | 117.12 | 179 | 3.07 | 0.91 | 5000 | 80
P8KY421Z | Acuity Brands Lighting | Holophane | PHG 24L 5K 80CRI XX XX XX NGG HA | Indoor Luminaires | High-Bay | High-Bay Luminaires for Commercial and Industrial Buildings | Premium | FALSE | [9 empty] | 42613 | Dimmable | Continuous Below 10 | No |  | 3.1 | 20542 | 130.84 | 157 | 3.07 | 0.91 | 5000 | 80
PQ8Y84HU | Acuity Brands Lighting | Holophane | PHG 24L 5K 80CRI XX XX XX MGG FR HA | Indoor Luminaires | High-Bay | High-Bay Luminaires for Commercial and Industrial Buildings | Standard | FALSE | [9 empty] | 42613 | Dimmable | Continuous Below 10 | No |  | 3.1 | 19568 | 124.64 | 157 | 3.07 | 0.91 | 5000 | 80
PS9727V5 | Acuity Brands Lighting | Holophane | PHG 24L 5K 80CRI XX XX XX NGG FR HA | Indoor Luminaires | High-Bay | High-Bay Luminaires for Commercial and Industrial Buildings | Standard | FALSE | [9 empty] | 42613 | Dimmable | Continuous Below 10 | No |  | 3.1 | 19078 | 121.52 | 157 | 3.07 | 0.91 | 5000 | 80
PN5EZQXV | Acuity Brands Lighting | Holophane | PHG 24L 5K 80CRI XX XX XX WGG FR HA | Indoor Luminaires | High-Bay | High-Bay Luminaires for Commercial and Industrial Buildings | Standard | FALSE | [9 empty] | 42613 | Dimmable | Continuous Below 10 | No |  | 3.1 | 18834 | 119.96 | 157 | 3.07 | 0.91 | 5000 | 80
P85V75Q8 | Acuity Brands Lighting | Holophane | PHG 18L 5K 80CRI XX XX XX NAA | Indoor Luminaires | High-Bay | High-Bay Luminaires for Commercial and Industrial Buildings | Premium | FALSE | [9 empty] | 42613 | Dimmable | Continuous Below 10 | No |  | 3.1 | 17733 | 135.37 | 131 | 3.07 | 0.91 | 5000 | 80
PA3U5GPX | Acuity Brands Lighting | Holophane | PHG 18L 5K 80CRI XX XX XX WAA | Indoor Luminaires | High-Bay | High-Bay Luminaires for Commercial and Industrial Buildings | Premium | FALSE | [9 empty] | 42613 | Dimmable | Continuous Below 10 | No |  | 3.1 | 17633 | 134.6 | 131 | 3.07 | 0.91 | 5000 | 80
P8C4S7NT | Acuity Brands Lighting | Holophane | PHG 18L 5K 80CRI XX XX XX MGG | Indoor Luminaires | High-Bay | High-Bay Luminaires for Commercial and Industrial Buildings | Premium | FALSE | [9 empty] | 42613 | Dimmable | Continuous Below 10 | No |  | 3.1 | 17352 | 132.46 | 131 | 3.07 | 0.91 | 5000 | 80
PUNUNE2S | Acuity Brands Lighting | Holophane | PHG 18L 5K 80CRI XX XX XX WGG | Indoor Luminaires | High-Bay | High-Bay Luminaires for Commercial and Industrial Buildings | Premium | FALSE | [9 empty] | 42613 | Dimmable | Continuous Below 10 | No |  | 3.1 | 17162 | 131.01 | 131 | 3.07 | 0.91 | 5000 | 80
PFUJ95G7 | Acuity Brands Lighting | Holophane | PHG 18L 5K 80CRI XX XX XX NGG | Indoor Luminaires | High-Bay | High-Bay Luminaires for Commercial and Industrial Buildings | Standard | FALSE | [9 empty] | 42613 | Dimmable | Continuous Below 10 | No |  | 3.1 | 16891 | 128.94 | 131 | 3.07 | 0.91 | 5000 | 80
PYGWEH34 | Acuity Brands Lighting | Holophane | PHG 18L 5K 80CRI XX XX XX NGG FR | Indoor Luminaires | High-Bay | High-Bay Luminaires for Commercial and Industrial Buildings | Standard | FALSE | [9 empty] | 42613 | Dimmable | Continuous Below 10 | No |  | 3.1 | 15696 | 119.82 | 131 | 3.07 | 0.91 | 5000 | 80
P8X7YMFG | Acuity Brands Lighting | Holophane | PHG 18L 5K 80CRI XX XX XX WGG FR | Indoor Luminaires | High-Bay | High-Bay Luminaires for Commercial and Industrial Buildings | Standard | FALSE | [9 empty] | 42613 | Dimmable | Continuous Below 10 | No |  | 3.1 | 15555 | 118.74 | 131 | 3.07 | 0.91 | 5000 | 80
P1UPR5MY | Acuity Brands Lighting | Holophane | PHG 15L 5K 80CRI XX XX XX NGG FR | Indoor Luminaires | High-Bay | High-Bay Luminaires for Commercial and Industrial Buildings | Standard | FALSE | [9 empty] | 42613 | Dimmable | Continuous Below 10 | No |  | 3.1 | 12393 | 109.67 | 113 | 3.07 | 0.91 | 5000 | 80
PRM1WCD5 | Acuity Brands Lighting | Holophane | PHG 30L 5K 70CRI XX XX XX NGG FR | Indoor Luminaires | High-Bay | High-Bay Luminaires for Commercial and Industrial Buildings | Standard | FALSE | [9 empty] | 42613 | Dimmable | Continuous Below 10 | No |  | 3.1 | 29808 | 121.67 | 245 | 7.37 | 0.99 | 5000 | 70
PMSQ4EH6 | Acuity Brands Lighting | Holophane | PHG 30L 5K 70CRI XX XX XX WGG FR | Indoor Luminaires | High-Bay | High-Bay Luminaires for Commercial and Industrial Buildings | Standard | FALSE | [9 empty] | 42613 | Dimmable | Continuous Below 10 | No |  | 3.1 | 29427 | 120.11 | 245 | 7.37 | 0.99 | 5000 | 70
PUCHUGCW | Acuity Brands Lighting | Holophane | PHG 12L 5K 70CRI XX XX XX NAA | Indoor Luminaires | High-Bay | High-Bay Luminaires for Commercial and Industrial Buildings | Premium | FALSE | [9 empty] | 42613 | Dimmable | Continuous Below 10 | No |  | 3.1 | 13280 | 142.8 | 93 | 7.37 | 0.99 | 5000 | 70
PSHY43QG | Acuity Brands Lighting | Holophane | PHG 12L 5K 70CRI XX XX XX WAA | Indoor Luminaires | High-Bay | High-Bay Luminaires for Commercial and Industrial Buildings | Premium | FALSE | [9 empty] | 42613 | Dimmable | Continuous Below 10 | No |  | 3.1 | 13279 | 142.78 | 93 | 7.37 | 0.99 | 5000 | 70
PGBE9FJ6 | Acuity Brands Lighting | Holophane | PHG 12L 5K 70CRI XX XX XX MGG | Indoor Luminaires | High-Bay | High-Bay Luminaires for Commercial and Industrial Buildings | Premium | FALSE | [9 empty] | 42613 | Dimmable | Continuous Below 10 | No |  | 3.1 | 13133 | 141.22 | 93 | 7.37 | 0.99 | 5000 | 70
PC6QKARS | Acuity Brands Lighting | Holophane | PHG 12L 5K 70CRI XX XX XX WGG | Indoor Luminaires | High-Bay | High-Bay Luminaires for Commercial and Industrial Buildings | Premium | FALSE | [9 empty] | 42613 | Dimmable | Continuous Below 10 | No |  | 3.1 | 12937 | 139.11 | 93 | 7.37 | 0.99 | 5000 | 70
PE46ZJ59 | Acuity Brands Lighting | Holophane | PHG 12L 5K 70CRI XX XX XX NGG | Indoor Luminaires | High-Bay | High-Bay Luminaires for Commercial and Industrial Buildings | Premium | FALSE | [9 empty] | 42613 | Dimmable | Continuous Below 10 | No |  | 3.1 | 12642 | 135.94 | 93 | 7.37 | 0.99 | 5000 | 70
PJNN9T4B | Acuity Brands Lighting | Holophane | PHG 12L 5K 70CRI XX XX XX NGG FR | Indoor Luminaires | High-Bay | High-Bay Luminaires for Commercial and Industrial Buildings | Standard | FALSE | [9 empty] | 42613 | Dimmable | Continuous Below 10 | No |  | 3.1 | 11660 | 125.38 | 93 | 7.37 | 0.99 | 5000 | 70
PTMM3SZE | Acuity Brands Lighting | Holophane | PHG 12L 5K 70CRI XX XX XX WGG FR | Indoor Luminaires | High-Bay | High-Bay Luminaires for Commercial and Industrial Buildings | Standard | FALSE | [9 empty] | 42613 | Dimmable | Continuous Below 10 | No |  | 3.1 | 11543 | 124.12 | 93 | 7.37 | 0.99 | 5000 | 70
PVRTD7QA | Acuity Brands Lighting | Holophane | PHG 9L 5K 70CRI XX XX XX WAA | Indoor Luminaires | High-Bay | High-Bay Luminaires for Commercial and Industrial Buildings | Premium | FALSE | [9 empty] | 42613 | Dimmable | Continuous Below 10 | No |  | 3.1 | 10116 | 142.48 | 71 | 7.37 | 0.99 | 5000 | 70
PD8R2HUB | Acuity Brands Lighting | Holophane | PHG 9L 5K 70CRI XX XX XX NAA | Indoor Luminaires | High-Bay | High-Bay Luminaires for Commercial and Industrial Buildings | Premium | FALSE | [9 empty] | 42613 | Dimmable | Continuous Below 10 | No |  | 3.1 | 10096 | 142.2 | 71 | 7.37 | 0.99 | 5000 | 70
P881AXTB | Acuity Brands Lighting | Holophane | PHG 9L 5K 70CRI XX XX XX MGG | Indoor Luminaires | High-Bay | High-Bay Luminaires for Commercial and Industrial Buildings | Premium | FALSE | [9 empty] | 42613 | Dimmable | Continuous Below 10 | No |  | 3.1 | 9936 | 139.94 | 71 | 7.37 | 0.99 | 5000 | 70
PA84T6TJ | Acuity Brands Lighting | Holophane | PHG 9L 5K 70CRI XX XX XX WGG | Indoor Luminaires | High-Bay | High-Bay Luminaires for Commercial and Industrial Buildings | Premium | FALSE | [9 empty] | 42613 | Dimmable | Continuous Below 10 | No |  | 3.1 | 9874 | 139.07 | 71 | 7.37 | 0.99 | 5000 | 70
PJSEW261 | Acuity Brands Lighting | Holophane | PHG 9L 5K 70CRI XX XX XX NGG | Indoor Luminaires | High-Bay | High-Bay Luminaires for Commercial and Industrial Buildings | Premium | FALSE | [9 empty] | 42613 | Dimmable | Continuous Below 10 | No |  | 3.1 | 9554 | 134.56 | 71 | 7.37 | 0.99 | 5000 | 70
PAGVBK1M | Acuity Brands Lighting | Holophane | PHG 9L 5K 70CRI XX XX XX MGG FR | Indoor Luminaires | High-Bay | High-Bay Luminaires for Commercial and Industrial Buildings | Standard | FALSE | [9 empty] | 42613 | Dimmable | Continuous Below 10 | No |  | 3.1 | 9125 | 128.52 | 71 | 7.37 | 0.99 | 5000 | 70
PRK55PEK | Acuity Brands Lighting | Holophane | PHG 9L 5K 70CRI XX XX XX NGG FR | Indoor Luminaires | High-Bay | Low-Bay Luminaires for Commercial and Industrial Buildings | Standard | FALSE | [9 empty] | 42613 | Dimmable | Continuous Below 10 | No |  | 3.1 | 8905 | 125.42 | 71 | 7.37 | 0.99 | 5000 | 70
PBWTSY6N | Acuity Brands Lighting | Holophane | PHG 9L 5K 70CRI XX XX XX WGG FR | Indoor Luminaires | High-Bay | Low-Bay Luminaires for Commercial and Industrial Buildings | Standard | FALSE | [9 empty] | 42613 | Dimmable | Continuous Below 10 | No |  | 3.1 | 8805 | 124.01 | 71 | 7.37 | 0.99 | 5000 | 70
PMQTB9BR | Acuity Brands Lighting | Holophane | PHG 30L 5K 70CRI XX XX XX NAA | Indoor Luminaires | High-Bay | High-Bay Luminaires for Commercial and Industrial Buildings | Premium | FALSE | [9 empty] | 42613 | Dimmable | Continuous Below 10 | No |  | 3.1 | 33676 | 137.45 | 245 | 3.07 | 0.91 | 5000 | 70
P3UKE46H | Acuity Brands Lighting | Holophane | PHG 30L 5K 70CRI XX XX XX WAA | Indoor Luminaires | High-Bay | High-Bay Luminaires for Commercial and Industrial Buildings | Premium | FALSE | [9 empty] | 42613 | Dimmable | Continuous Below 10 | No |  | 3.1 | 33574 | 137.04 | 245 | 3.07 | 0.91 | 5000 | 70
PQ6XST23 | Acuity Brands Lighting | Holophane | PHG 30L 5K 70CRI XX XX XX MGG | Indoor Luminaires | High-Bay | High-Bay Luminaires for Commercial and Industrial Buildings | Premium | FALSE | [9 empty] | 42613 | Dimmable | Continuous Below 10 | No |  | 3.1 | 33194 | 135.49 | 245 | 3.07 | 0.91 | 5000 | 70
P7R79TG5 | Acuity Brands Lighting | Holophane | PHG 30L 5K 70CRI XX XX XX WGG | Indoor Luminaires | High-Bay | High-Bay Luminaires for Commercial and Industrial Buildings | Premium | FALSE | [9 empty] | 42613 | Dimmable | Continuous Below 10 | No |  | 3.1 | 32842 | 134.05 | 245 | 3.07 | 0.91 | 5000 | 70
PBDQJJTS | Acuity Brands Lighting | Holophane | PHG 30L 5K 70CRI XX XX XX NGG | Indoor Luminaires | High-Bay | High-Bay Luminaires for Commercial and Industrial Buildings | Premium | FALSE | [9 empty] | 42613 | Dimmable | Continuous Below 10 | No |  | 3.1 | 32096 | 131 | 245 | 3.07 | 0.91 | 5000 | 70
PN28PT9Y | Acuity Brands Lighting | Holophane | PHG 30L 5K 70CRI XX XX XX MGG FR | Indoor Luminaires | High-Bay | High-Bay Luminaires for Commercial and Industrial Buildings | Standard | FALSE | [9 empty] | 42613 | Dimmable | Continuous Below 10 | No |  | 3.1 | 30573 | 124.79 | 245 | 3.07 | 0.91 | 5000 | 70
P5UJF6CU | Acuity Brands Lighting | Holophane | PHG 24L 5K 70CRI XX XX XX NAA | Indoor Luminaires | High-Bay | High-Bay Luminaires for Commercial and Industrial Buildings | Premium | FALSE | [9 empty] | 42613 | Dimmable | Continuous Below 10 | No |  | 3.1 | 26699 | 149.16 | 179 | 3.07 | 0.91 | 5000 | 70
P9V7CX1A | Acuity Brands Lighting | Holophane | PHG 24L 5K 70CRI XX XX XX WAA | Indoor Luminaires | High-Bay | High-Bay Luminaires for Commercial and Industrial Buildings | Premium | FALSE | [9 empty] | 42613 | Dimmable | Continuous Below 10 | No |  | 3.1 | 26618 | 148.7 | 179 | 3.07 | 0.91 | 5000 | 70
PPM1GBZU | Acuity Brands Lighting | Holophane | PHG 24L 5K 70CRI XX XX XX MGG | Indoor Luminaires | High-Bay | High-Bay Luminaires for Commercial and Industrial Buildings | Premium | FALSE | [9 empty] | 42613 | Dimmable | Continuous Below 10 | No |  | 3.1 | 26317 | 147.02 | 179 | 3.07 | 0.91 | 5000 | 70
P1BMH1Y3 | Acuity Brands Lighting | Holophane | PHG 24L 5K 70CRI XX XX XX WGG | Indoor Luminaires | High-Bay | High-Bay Luminaires for Commercial and Industrial Buildings | Premium | FALSE | [9 empty] | 42613 | Dimmable | Continuous Below 10 | No |  | 3.1 | 26038 | 145.46 | 179 | 3.07 | 0.91 | 5000 | 70
P5B6W49B | Acuity Brands Lighting | Holophane | PHG 24L 5K 70CRI XX XX XX MGG FR | Indoor Luminaires | High-Bay | High-Bay Luminaires for Commercial and Industrial Buildings | Premium | FALSE | [9 empty] | 42613 | Dimmable | Continuous Below 10 | No |  | 3.1 | 24239 | 135.41 | 179 | 3.07 | 0.91 | 5000 | 70
PNSRQ4XA | Acuity Brands Lighting | Holophane | PHG 24L 5K 70CRI XX XX XX NAA HA | Indoor Luminaires | High-Bay | High-Bay Luminaires for Commercial and Industrial Buildings | Premium | FALSE | [9 empty] | 42613 | Dimmable | Continuous Below 10 | No |  | 3.1 | 23986 | 152.78 | 157 | 3.07 | 0.91 | 5000 | 70
P6U4KF39 | Acuity Brands Lighting | Holophane | PHG 24L 5K 70CRI XX XX XX WAA HA | Indoor Luminaires | High-Bay | High-Bay Luminaires for Commercial and Industrial Buildings | Premium | FALSE | [9 empty] | 42613 | Dimmable | Continuous Below 10 | No |  | 3.1 | 23912 | 152.31 | 157 | 3.07 | 0.91 | 5000 | 70
P25CMD4W | Acuity Brands Lighting | Holophane | PHG 24L 5K 70CRI XX XX XX MGG HA | Indoor Luminaires | High-Bay | High-Bay Luminaires for Commercial and Industrial Buildings | Premium | FALSE | [9 empty] | 42613 | Dimmable | Continuous Below 10 | No |  | 3.1 | 23642 | 150.59 | 157 | 3.07 | 0.91 | 5000 | 70
PF46YPSJ | Acuity Brands Lighting | Holophane | PHG 24L 5K 70CRI XX XX XX NGG FR | Indoor Luminaires | High-Bay | High-Bay Luminaires for Commercial and Industrial Buildings | Premium | FALSE | [9 empty] | 42613 | Dimmable | Continuous Below 10 | No |  | 3.1 | 23632 | 132.02 | 179 | 3.07 | 0.91 | 5000 | 70
PFTUHUGT | Acuity Brands Lighting | Holophane | PHG 24L 5K 70CRI XX XX XX WGG HA | Indoor Luminaires | High-Bay | High-Bay Luminaires for Commercial and Industrial Buildings | Premium | FALSE | [9 empty] | 42613 | Dimmable | Continuous Below 10 | No |  | 3.1 | 23391 | 148.99 | 157 | 3.07 | 0.91 | 5000 | 70
P8C6ZGT9 | Acuity Brands Lighting | Holophane | PHG 24L 5K 70CRI XX XX XX WGG FR | Indoor Luminaires | High-Bay | High-Bay Luminaires for Commercial and Industrial Buildings | Premium | FALSE | [9 empty] | 42613 | Dimmable | Continuous Below 10 | No |  | 3.1 | 23330 | 130.34 | 179 | 3.07 | 0.91 | 5000 | 70
PCYTFFDM | Acuity Brands Lighting | Holophane | PHG 24L 5K 70CRI XX XX XX NGG HA | Indoor Luminaires | High-Bay | High-Bay Luminaires for Commercial and Industrial Buildings | Premium | FALSE | [9 empty] | 42613 | Dimmable | Continuous Below 10 | No |  | 3.1 | 22860 | 145.61 | 157 | 3.07 | 0.91 | 5000 | 70
P1M21DZE | Acuity Brands Lighting | Holophane | PHG 24L 5K 70CRI XX XX XX MGG FR HA | Indoor Luminaires | High-Bay | High-Bay Luminaires for Commercial and Industrial Buildings | Premium | FALSE | [9 empty] | 42613 | Dimmable | Continuous Below 10 | No |  | 3.1 | 21775 | 138.69 | 157 | 3.07 | 0.91 | 5000 | 70
P83P1MEH | Acuity Brands Lighting | Holophane | PHG 24L 5K 70CRI XX XX XX NGG FR HA | Indoor Luminaires | High-Bay | High-Bay Luminaires for Commercial and Industrial Buildings | Premium | FALSE | [9 empty] | 42613 | Dimmable | Continuous Below 10 | No |  | 3.1 | 21230 | 135.22 | 157 | 3.07 | 0.91 | 5000 | 70
PBX752SC | Acuity Brands Lighting | Holophane | PHG 24L 5K 70CRI XX XX XX WGG FR HA | Indoor Luminaires | High-Bay | High-Bay Luminaires for Commercial and Industrial Buildings | Premium | FALSE | [9 empty] | 42613 | Dimmable | Continuous Below 10 | No |  | 3.1 | 20959 | 133.5 | 157 | 3.07 | 0.91 | 5000 | 70
P7H6V8ZM | Acuity Brands Lighting | Holophane | PHG 18L 5K 70CRI XX XX XX NAA | Indoor Luminaires | High-Bay | High-Bay Luminaires for Commercial and Industrial Buildings | Premium | FALSE | [9 empty] | 42613 | Dimmable | Continuous Below 10 | No |  | 3.1 | 19733 | 150.63 | 131 | 3.07 | 0.91 | 5000 | 70
P7C2NKBB | Acuity Brands Lighting | Holophane | PHG 18L 5K 70CRI XX XX XX WAA | Indoor Luminaires | High-Bay | High-Bay Luminaires for Commercial and Industrial Buildings | Premium | FALSE | [9 empty] | 42613 | Dimmable | Continuous Below 10 | No |  | 3.1 | 19622 | 149.79 | 131 | 3.07 | 0.91 | 5000 | 70
PJ1BHFK3 | Acuity Brands Lighting | Holophane | PHG 18L 5K 70CRI XX XX XX MGG | Indoor Luminaires | High-Bay | High-Bay Luminaires for Commercial and Industrial Buildings | Premium | FALSE | [9 empty] | 42613 | Dimmable | Continuous Below 10 | No |  | 3.1 | 19309 | 147.4 | 131 | 3.07 | 0.91 | 5000 | 70
PJRB8HHS | Acuity Brands Lighting | Holophane | PHG 18L 5K 70CRI XX XX XX WGG | Indoor Luminaires | High-Bay | High-Bay Luminaires for Commercial and Industrial Buildings | Premium | FALSE | [9 empty] | 42613 | Dimmable | Continuous Below 10 | No |  | 3.1 | 19097 | 145.78 | 131 | 3.07 | 0.91 | 5000 | 70
PSC47NFA | Acuity Brands Lighting | Holophane | PHG 18L 5K 70CRI XX XX XX NGG | Indoor Luminaires | High-Bay | High-Bay Luminaires for Commercial and Industrial Buildings | Premium | FALSE | [9 empty] | 42613 | Dimmable | Continuous Below 10 | No |  | 3.1 | 18797 | 143.49 | 131 | 3.07 | 0.91 | 5000 | 70
PYTWMDUP | Acuity Brands Lighting | Holophane | PHG 18L 5K 70CRI XX XX XX MGG FR | Indoor Luminaires | High-Bay | High-Bay Luminaires for Commercial and Industrial Buildings | Premium | FALSE | [9 empty] | 42613 | Dimmable | Continuous Below 10 | No |  | 3.1 | 17903 | 136.66 | 131 | 3.07 | 0.91 | 5000 | 70
PH78QUAE | Acuity Brands Lighting | Holophane | PHG 18L 5K 70CRI XX XX XX NGG FR | Indoor Luminaires | High-Bay | High-Bay Luminaires for Commercial and Industrial Buildings | Premium | FALSE | [9 empty] | 42613 | Dimmable | Continuous Below 10 | No |  | 3.1 | 17466 | 133.33 | 131 | 3.07 | 0.91 | 5000 | 70
P4XXJR8D | Acuity Brands Lighting | Holophane | PHG 18L 5K 70CRI XX XX XX WGG FR | Indoor Luminaires | High-Bay | High-Bay Luminaires for Commercial and Industrial Buildings | Premium | FALSE | [9 empty] | 42613 | Dimmable | Continuous Below 10 | No |  | 3.1 | 17310 | 132.14 | 131 | 3.07 | 0.91 | 5000 | 70
PUBS9VE1 | Acuity Brands Lighting | Holophane | PHG 15L 5K 70CRI XX XX XX MGG FR | Indoor Luminaires | High-Bay | High-Bay Luminaires for Commercial and Industrial Buildings | Standard | FALSE | [9 empty] | 42613 | Dimmable | Continuous Below 10 | No |  | 3.1 | 14154 | 125.26 | 113 | 3.07 | 0.91 | 5000 | 70
PJ9NUMCE | Acuity Brands Lighting | Holophane | PHG 24L 4K 90CRI XX XX XX NAA | Indoor Luminaires | High-Bay | High-Bay Luminaires for Commercial and Industrial Buildings | Standard | FALSE | [9 empty] | 42613 | Dimmable | Continuous Below 10 | No |  | 3.1 | 19403 | 108.4 | 179 | 3.07 | 0.91 | 4000 | 90
PJ42BZAA | Acuity Brands Lighting | Holophane | PHG 24L 4K 90CRI XX XX XX WAA | Indoor Luminaires | High-Bay | High-Bay Luminaires for Commercial and Industrial Buildings | Standard | FALSE | [9 empty] | 42613 | Dimmable | Continuous Below 10 | No |  | 3.1 | 19343 | 108.06 | 179 | 3.07 | 0.91 | 4000 | 90
PKR2M3KH | Acuity Brands Lighting | Holophane | PHG 24L 4K 90CRI XX XX XX MGG | Indoor Luminaires | High-Bay | High-Bay Luminaires for Commercial and Industrial Buildings | Standard | FALSE | [9 empty] | 42613 | Dimmable | Continuous Below 10 | No |  | 3.1 | 19125 | 106.84 | 179 | 3.07 | 0.91 | 4000 | 90
P28SD112 | Acuity Brands Lighting | Holophane | PHG 24L 4K 90CRI XX XX XX WGG | Indoor Luminaires | High-Bay | High-Bay Luminaires for Commercial and Industrial Buildings | Standard | FALSE | [9 empty] | 42613 | Dimmable | Continuous Below 10 | No |  | 3.1 | 18922 | 105.71 | 179 | 3.07 | 0.91 | 4000 | 90
P7ZFAVDF | Acuity Brands Lighting | Holophane | PHG 24L 4K 90CRI XX XX XX NAA HA | Indoor Luminaires | High-Bay | High-Bay Luminaires for Commercial and Industrial Buildings | Standard | FALSE | [9 empty] | 42613 | Dimmable | Continuous Below 10 | No |  | 3.1 | 17431 | 111.03 | 157 | 3.07 | 0.91 | 4000 | 90
PWF5AU59 | Acuity Brands Lighting | Holophane | PHG 24L 4K 90CRI XX XX XX WAA HA | Indoor Luminaires | High-Bay | High-Bay Luminaires for Commercial and Industrial Buildings | Standard | FALSE | [9 empty] | 42613 | Dimmable | Continuous Below 10 | No |  | 3.1 | 17377 | 110.68 | 157 | 3.07 | 0.91 | 4000 | 90
P2Z3WUMM | Acuity Brands Lighting | Holophane | PHG 24L 4K 90CRI XX XX XX MGG HA | Indoor Luminaires | High-Bay | High-Bay Luminaires for Commercial and Industrial Buildings | Standard | FALSE | [9 empty] | 42613 | Dimmable | Continuous Below 10 | No |  | 3.1 | 17181 | 109.43 | 157 | 3.07 | 0.91 | 4000 | 90
P9Q7TWB3 | Acuity Brands Lighting | Holophane | PHG 24L 4K 90CRI XX XX XX WGG HA | Indoor Luminaires | High-Bay | High-Bay Luminaires for Commercial and Industrial Buildings | Standard | FALSE | [9 empty] | 42613 | Dimmable | Continuous Below 10 | No |  | 3.1 | 16999 | 108.27 | 157 | 3.07 | 0.91 | 4000 | 90
PWW2K9R4 | Acuity Brands Lighting | Holophane | PHG 24L 4K 90CRI XX XX XX NGG HA | Indoor Luminaires | High-Bay | High-Bay Luminaires for Commercial and Industrial Buildings | Standard | FALSE | [9 empty] | 42613 | Dimmable | Continuous Below 10 | No |  | 3.1 | 16612 | 105.81 | 157 | 3.07 | 0.91 | 4000 | 90
PCPFAMV8 | Acuity Brands Lighting | Holophane | PHG 18L 4K 90CRI XX XX XX NAA | Indoor Luminaires | High-Bay | High-Bay Luminaires for Commercial and Industrial Buildings | Standard | FALSE | [9 empty] | 42613 | Dimmable | Continuous Below 10 | No |  | 3.1 | 14341 | 109.47 | 131 | 3.07 | 0.91 | 4000 | 90
PP5UC8GB | Acuity Brands Lighting | Holophane | PHG 18L 4K 90CRI XX XX XX WAA | Indoor Luminaires | High-Bay | High-Bay Luminaires for Commercial and Industrial Buildings | Standard | FALSE | [9 empty] | 42613 | Dimmable | Continuous Below 10 | No |  | 3.1 | 14259 | 108.85 | 131 | 3.07 | 0.91 | 4000 | 90
P3A3F3H3 | Acuity Brands Lighting | Holophane | PHG 18L 4K 90CRI XX XX XX MGG | Indoor Luminaires | High-Bay | High-Bay Luminaires for Commercial and Industrial Buildings | Standard | FALSE | [9 empty] | 42613 | Dimmable | Continuous Below 10 | No |  | 3.1 | 14032 | 107.11 | 131 | 3.07 | 0.91 | 4000 | 90
P6UKRDTP | Acuity Brands Lighting | Holophane | PHG 18L 4K 90CRI XX XX XX WGG | Indoor Luminaires | High-Bay | High-Bay Luminaires for Commercial and Industrial Buildings | Standard | FALSE | [9 empty] | 42613 | Dimmable | Continuous Below 10 | No |  | 3.1 | 13878 | 105.94 | 131 | 3.07 | 0.91 | 4000 | 90
PDM3J9RX | Acuity Brands Lighting | Holophane | PHG 30L 4K 80CRI XX XX XX NAA | Indoor Luminaires | High-Bay | High-Bay Luminaires for Commercial and Industrial Buildings | Standard | FALSE | [9 empty] | 42613 | Dimmable | Continuous Below 10 | No |  | 3.1 | 29709 | 121.26 | 245 | 7.37 | 0.99 | 4000 | 80
P77FAHA7 | Acuity Brands Lighting | Holophane | PHG 30L 4K 80CRI XX XX XX WAA | Indoor Luminaires | High-Bay | High-Bay Luminaires for Commercial and Industrial Buildings | Standard | FALSE | [9 empty] | 42613 | Dimmable | Continuous Below 10 | No |  | 3.1 | 29618 | 120.89 | 245 | 7.37 | 0.99 | 4000 | 80
PQBSRPU4 | Acuity Brands Lighting | Holophane | PHG 30L 4K 80CRI XX XX XX MGG | Indoor Luminaires | High-Bay | High-Bay Luminaires for Commercial and Industrial Buildings | Standard | FALSE | [9 empty] | 42613 | Dimmable | Continuous Below 10 | No |  | 3.1 | 29284 | 119.53 | 245 | 7.37 | 0.99 | 4000 | 80
PVZEB3EV | Acuity Brands Lighting | Holophane | PHG 12L 4K 80CRI XX XX XX NAA | Indoor Luminaires | High-Bay | High-Bay Luminaires for Commercial and Industrial Buildings | Standard | FALSE | [9 empty] | 42613 | Dimmable | Continuous Below 10 | No |  | 3.1 | 11715 | 125.97 | 93 | 7.37 | 0.99 | 4000 | 80
PQS4KYEF | Acuity Brands Lighting | Holophane | PHG 12L 4K 80CRI XX XX XX WAA | Indoor Luminaires | High-Bay | High-Bay Luminaires for Commercial and Industrial Buildings | Standard | FALSE | [9 empty] | 42613 | Dimmable | Continuous Below 10 | No |  | 3.1 | 11715 | 125.97 | 93 | 7.37 | 0.99 | 4000 | 80
P51H1DGS | Acuity Brands Lighting | Holophane | PHG 12L 4K 80CRI XX XX XX MGG | Indoor Luminaires | High-Bay | High-Bay Luminaires for Commercial and Industrial Buildings | Standard | FALSE | [9 empty] | 42613 | Dimmable | Continuous Below 10 | No |  | 3.1 | 11586 | 124.58 | 93 | 7.37 | 0.99 | 4000 | 80
P3WVYH7U | Acuity Brands Lighting | Holophane | PHG 12L 4K 80CRI XX XX XX WGG | Indoor Luminaires | High-Bay | High-Bay Luminaires for Commercial and Industrial Buildings | Standard | FALSE | [9 empty] | 42613 | Dimmable | Continuous Below 10 | No |  | 3.1 | 11413 | 122.72 | 93 | 7.37 | 0.99 | 4000 | 80
P6EVRX9Y | Acuity Brands Lighting | Holophane | PHG 12L 4K 80CRI XX XX XX NGG | Indoor Luminaires | High-Bay | High-Bay Luminaires for Commercial and Industrial Buildings | Standard | FALSE | [9 empty] | 42613 | Dimmable | Continuous Below 10 | No |  | 3.1 | 11152 | 119.91 | 93 | 7.37 | 0.99 | 4000 | 80
PN9YHSX3 | Acuity Brands Lighting | Holophane | PHG 12L 4K 80CRI XX XX XX MGG FR | Indoor Luminaires | High-Bay | High-Bay Luminaires for Commercial and Industrial Buildings | Standard | FALSE | [9 empty] | 42613 | Dimmable | Continuous Below 10 | No |  | 3.1 | 10557 | 113.52 | 93 | 7.37 | 0.99 | 4000 | 80
P2Z19H27 | Acuity Brands Lighting | Holophane | PHG 12L 4K 80CRI XX XX XX NGG FR | Indoor Luminaires | High-Bay | High-Bay Luminaires for Commercial and Industrial Buildings | Standard | FALSE | [9 empty] | 42613 | Dimmable | Continuous Below 10 | No |  | 3.1 | 10287 | 110.61 | 93 | 7.37 | 0.99 | 4000 | 80
PKU39TXW | Acuity Brands Lighting | Holophane | PHG 12L 4K 80CRI XX XX XX WGG FR | Indoor Luminaires | High-Bay | High-Bay Luminaires for Commercial and Industrial Buildings | Standard | FALSE | [9 empty] | 42613 | Dimmable | Continuous Below 10 | No |  | 3.1 | 10183 | 109.49 | 93 | 7.37 | 0.99 | 4000 | 80
PCN87BBE | Acuity Brands Lighting | Holophane | PHG 9L 4K 80CRI XX XX XX WAA | Indoor Luminaires | High-Bay | Low-Bay Luminaires for Commercial and Industrial Buildings | Standard | FALSE | [9 empty] | 42613 | Dimmable | Continuous Below 10 | No |  | 3.1 | 8924 | 125.69 | 71 | 7.37 | 0.99 | 4000 | 80
PEJYSJ2C | Acuity Brands Lighting | Holophane | PHG 9L 4K 80CRI XX XX XX NAA | Indoor Luminaires | High-Bay | Low-Bay Luminaires for Commercial and Industrial Buildings | Standard | FALSE | [9 empty] | 42613 | Dimmable | Continuous Below 10 | No |  | 3.1 | 8907 | 125.45 | 71 | 7.37 | 0.99 | 4000 | 80
P4M5RKTA | Acuity Brands Lighting | Holophane | PHG 9L 4K 80CRI XX XX XX MGG | Indoor Luminaires | High-Bay | Low-Bay Luminaires for Commercial and Industrial Buildings | Standard | FALSE | [9 empty] | 42613 | Dimmable | Continuous Below 10 | No |  | 3.1 | 8765 | 123.45 | 71 | 7.37 | 0.99 | 4000 | 80
P53Z23NX | Acuity Brands Lighting | Holophane | PHG 9L 4K 80CRI XX XX XX WGG | Indoor Luminaires | High-Bay | Low-Bay Luminaires for Commercial and Industrial Buildings | Standard | FALSE | [9 empty] | 42613 | Dimmable | Continuous Below 10 | No |  | 3.1 | 8710 | 122.68 | 71 | 7.37 | 0.99 | 4000 | 80
P25288BR | Acuity Brands Lighting | Holophane | PHG 9L 4K 80CRI XX XX XX NGG | Indoor Luminaires | High-Bay | Low-Bay Luminaires for Commercial and Industrial Buildings | Standard | FALSE | [9 empty] | 42613 | Dimmable | Continuous Below 10 | No |  | 3.1 | 8429 | 118.72 | 71 | 7.37 | 0.99 | 4000 | 80
PX6HHVJR | Acuity Brands Lighting | Holophane | PHG 9L 4K 80CRI XX XX XX MGG FR | Indoor Luminaires | High-Bay | Low-Bay Luminaires for Commercial and Industrial Buildings | Standard | FALSE | [9 empty] | 42613 | Dimmable | Continuous Below 10 | No |  | 3.1 | 8050 | 113.38 | 71 | 7.37 | 0.99 | 4000 | 80
PEA8SU5H | Acuity Brands Lighting | Holophane | PHG 9L 4K 80CRI XX XX XX NGG FR | Indoor Luminaires | High-Bay | Low-Bay Luminaires for Commercial and Industrial Buildings | Standard | FALSE | [9 empty] | 42613 | Dimmable | Continuous Below 10 | No |  | 3.1 | 7856 | 110.65 | 71 | 7.37 | 0.99 | 4000 | 80
PJJUTYU2 | Acuity Brands Lighting | Holophane | PHG 9L 4K 80CRI XX XX XX WGG FR | Indoor Luminaires | High-Bay | Low-Bay Luminaires for Commercial and Industrial Buildings | Standard | FALSE | [9 empty] | 42613 | Dimmable | Continuous Below 10 | No |  | 3.1 | 7767 | 109.39 | 71 | 7.37 | 0.99 | 4000 | 80
P8DJN21A | Acuity Brands Lighting | Holophane | PHG 30L 4K 80CRI XX XX XX WGG | Indoor Luminaires | High-Bay | High-Bay Luminaires for Commercial and Industrial Buildings | Standard | FALSE | [9 empty] | 42613 | Dimmable | Continuous Below 10 | No |  | 3.1 | 28973 | 118.26 | 245 | 3.07 | 0.91 | 4000 | 80
PZPF9QRQ | Acuity Brands Lighting | Holophane | PHG 30L 4K 80CRI XX XX XX NGG | Indoor Luminaires | High-Bay | High-Bay Luminaires for Commercial and Industrial Buildings | Standard | FALSE | [9 empty] | 42613 | Dimmable | Continuous Below 10 | No |  | 3.1 | 28315 | 115.57 | 245 | 3.07 | 0.91 | 4000 | 80
P4QPSN24 | Acuity Brands Lighting | Holophane | PHG 30L 4K 80CRI XX XX XX MGG FR | Indoor Luminaires | High-Bay | High-Bay Luminaires for Commercial and Industrial Buildings | Standard | FALSE | [9 empty] | 42613 | Dimmable | Continuous Below 10 | No |  | 3.1 | 26971 | 110.09 | 245 | 3.07 | 0.91 | 4000 | 80
P574H4HR | Acuity Brands Lighting | Holophane | PHG 30L 4K 80CRI XX XX XX NGG FR | Indoor Luminaires | High-Bay | High-Bay Luminaires for Commercial and Industrial Buildings | Standard | FALSE | [9 empty] | 42613 | Dimmable | Continuous Below 10 | No |  | 3.1 | 26296 | 107.33 | 245 | 3.07 | 0.91 | 4000 | 80
PU9V27B6 | Acuity Brands Lighting | Holophane | PHG 30L 4K 80CRI XX XX XX WGG FR | Indoor Luminaires | High-Bay | High-Bay Luminaires for Commercial and Industrial Buildings | Standard | FALSE | [9 empty] | 42613 | Dimmable | Continuous Below 10 | No |  | 3.1 | 25960 | 105.96 | 245 | 3.07 | 0.91 | 4000 | 80
P8ERX9GU | Acuity Brands Lighting | Holophane | PHG 24L 4K 80CRI XX XX XX NAA | Indoor Luminaires | High-Bay | High-Bay Luminaires for Commercial and Industrial Buildings | Premium | FALSE | [9 empty] | 42613 | Dimmable | Continuous Below 10 | No |  | 3.1 | 23554 | 131.59 | 179 | 3.07 | 0.91 | 4000 | 80
PMRCM8M6 | Acuity Brands Lighting | Holophane | PHG 24L 4K 80CRI XX XX XX WAA | Indoor Luminaires | High-Bay | High-Bay Luminaires for Commercial and Industrial Buildings | Premium | FALSE | [9 empty] | 42613 | Dimmable | Continuous Below 10 | No |  | 3.1 | 23482 | 131.18 | 179 | 3.07 | 0.91 | 4000 | 80
PAEYGFX8 | Acuity Brands Lighting | Holophane | PHG 24L 4K 80CRI XX XX XX MGG | Indoor Luminaires | High-Bay | High-Bay Luminaires for Commercial and Industrial Buildings | Standard | FALSE | [9 empty] | 42613 | Dimmable | Continuous Below 10 | No |  | 3.1 | 23217 | 129.7 | 179 | 3.07 | 0.91 | 4000 | 80
PD8HT2E3 | Acuity Brands Lighting | Holophane | PHG 24L 4K 80CRI XX XX XX WGG | Indoor Luminaires | High-Bay | High-Bay Luminaires for Commercial and Industrial Buildings | Standard | FALSE | [9 empty] | 42613 | Dimmable | Continuous Below 10 | No |  | 3.1 | 22970 | 128.32 | 179 | 3.07 | 0.91 | 4000 | 80
PSB16Z9A | Acuity Brands Lighting | Holophane | PHG 24L 4K 80CRI XX XX XX NGG | Indoor Luminaires | High-Bay | High-Bay Luminaires for Commercial and Industrial Buildings | Standard | FALSE | [9 empty] | 42613 | Dimmable | Continuous Below 10 | No |  | 3.1 | 22448 | 125.41 | 179 | 3.07 | 0.91 | 4000 | 80
PTPYM8H6 | Acuity Brands Lighting | Holophane | PHG 24L 4K 80CRI XX XX XX MGG FR | Indoor Luminaires | High-Bay | High-Bay Luminaires for Commercial and Industrial Buildings | Standard | FALSE | [9 empty] | 42613 | Dimmable | Continuous Below 10 | No |  | 3.1 | 21383 | 119.46 | 179 | 3.07 | 0.91 | 4000 | 80
PM12CYBD | Acuity Brands Lighting | Holophane | PHG 24L 4K 80CRI XX XX XX NAA HA | Indoor Luminaires | High-Bay | High-Bay Luminaires for Commercial and Industrial Buildings | Premium | FALSE | [9 empty] | 42613 | Dimmable | Continuous Below 10 | No |  | 3.1 | 21160 | 134.78 | 157 | 3.07 | 0.91 | 4000 | 80
PHS6HGUG | Acuity Brands Lighting | Holophane | PHG 24L 4K 80CRI XX XX XX WAA HA | Indoor Luminaires | High-Bay | High-Bay Luminaires for Commercial and Industrial Buildings | Premium | FALSE | [9 empty] | 42613 | Dimmable | Continuous Below 10 | No |  | 3.1 | 21095 | 134.36 | 157 | 3.07 | 0.91 | 4000 | 80
P91R8Z55 | Acuity Brands Lighting | Holophane | PHG 24L 4K 80CRI XX XX XX MGG HA | Indoor Luminaires | High-Bay | High-Bay Luminaires for Commercial and Industrial Buildings | Premium | FALSE | [9 empty] | 42613 | Dimmable | Continuous Below 10 | No |  | 3.1 | 20857 | 132.85 | 157 | 3.07 | 0.91 | 4000 | 80
P8R3PD24 | Acuity Brands Lighting | Holophane | PHG 24L 4K 80CRI XX XX XX NGG FR | Indoor Luminaires | High-Bay | High-Bay Luminaires for Commercial and Industrial Buildings | Standard | FALSE | [9 empty] | 42613 | Dimmable | Continuous Below 10 | No |  | 3.1 | 20848 | 116.47 | 179 | 3.07 | 0.91 | 4000 | 80
PU6HUDCZ | Acuity Brands Lighting | Holophane | PHG 24L 4K 80CRI XX XX XX WGG HA | Indoor Luminaires | High-Bay | High-Bay Luminaires for Commercial and Industrial Buildings | Premium | FALSE | [9 empty] | 42613 | Dimmable | Continuous Below 10 | No |  | 3.1 | 20635 | 131.43 | 157 | 3.07 | 0.91 | 4000 | 80
PKPEMPK3 | Acuity Brands Lighting | Holophane | PHG 24L 4K 80CRI XX XX XX WGG FR | Indoor Luminaires | High-Bay | High-Bay Luminaires for Commercial and Industrial Buildings | Standard | FALSE | [9 empty] | 42613 | Dimmable | Continuous Below 10 | No |  | 3.1 | 20582 | 114.98 | 179 | 3.07 | 0.91 | 4000 | 80
PAMNATHV | Acuity Brands Lighting | Holophane | PHG 24L 4K 80CRI XX XX XX NGG HA | Indoor Luminaires | High-Bay | High-Bay Luminaires for Commercial and Industrial Buildings | Standard | FALSE | [9 empty] | 42613 | Dimmable | Continuous Below 10 | No |  | 3.1 | 20167 | 128.45 | 157 | 3.07 | 0.91 | 4000 | 80
PNRMJGY3 | Acuity Brands Lighting | Holophane | PHG 24L 4K 80CRI XX XX XX MGG FR HA | Indoor Luminaires | High-Bay | High-Bay Luminaires for Commercial and Industrial Buildings | Standard | FALSE | [9 empty] | 42613 | Dimmable | Continuous Below 10 | No |  | 3.1 | 19210 | 122.36 | 157 | 3.07 | 0.91 | 4000 | 80
PEKDY7V4 | Acuity Brands Lighting | Holophane | PHG 24L 4K 80CRI XX XX XX NGG FR HA | Indoor Luminaires | High-Bay | High-Bay Luminaires for Commercial and Industrial Buildings | Standard | FALSE | [9 empty] | 42613 | Dimmable | Continuous Below 10 | No |  | 3.1 | 18729 | 119.29 | 157 | 3.07 | 0.91 | 4000 | 80
P5DNWK27 | Acuity Brands Lighting | Holophane | PHG 24L 4K 80CRI XX XX XX WGG FR HA | Indoor Luminaires | High-Bay | High-Bay Luminaires for Commercial and Industrial Buildings | Standard | FALSE | [9 empty] | 42613 | Dimmable | Continuous Below 10 | No |  | 3.1 | 18490 | 117.77 | 157 | 3.07 | 0.91 | 4000 | 80
PU33UWWY | Acuity Brands Lighting | Holophane | PHG 18L 4K 80CRI XX XX XX NAA | Indoor Luminaires | High-Bay | High-Bay Luminaires for Commercial and Industrial Buildings | Premium | FALSE | [9 empty] | 42613 | Dimmable | Continuous Below 10 | No |  | 3.1 | 17409 | 132.89 | 131 | 3.07 | 0.91 | 4000 | 80
PXKD68QR | Acuity Brands Lighting | Holophane | PHG 18L 4K 80CRI XX XX XX WAA | Indoor Luminaires | High-Bay | High-Bay Luminaires for Commercial and Industrial Buildings | Premium | FALSE | [9 empty] | 42613 | Dimmable | Continuous Below 10 | No |  | 3.1 | 17310 | 132.14 | 131 | 3.07 | 0.91 | 4000 | 80
PAVE6EM9 | Acuity Brands Lighting | Holophane | PHG 18L 4K 80CRI XX XX XX MGG | Indoor Luminaires | High-Bay | High-Bay Luminaires for Commercial and Industrial Buildings | Standard | FALSE | [9 empty] | 42613 | Dimmable | Continuous Below 10 | No |  | 3.1 | 17034 | 130.03 | 131 | 3.07 | 0.91 | 4000 | 80
PCB9S2PY | Acuity Brands Lighting | Holophane | PHG 18L 4K 80CRI XX XX XX WGG | Indoor Luminaires | High-Bay | High-Bay Luminaires for Commercial and Industrial Buildings | Standard | FALSE | [9 empty] | 42613 | Dimmable | Continuous Below 10 | No |  | 3.1 | 16848 | 128.61 | 131 | 3.07 | 0.91 | 4000 | 80
PP11W1XZ | Acuity Brands Lighting | Holophane | PHG 18L 4K 80CRI XX XX XX NGG | Indoor Luminaires | High-Bay | High-Bay Luminaires for Commercial and Industrial Buildings | Standard | FALSE | [9 empty] | 42613 | Dimmable | Continuous Below 10 | No |  | 3.1 | 16582 | 126.58 | 131 | 3.07 | 0.91 | 4000 | 80
PRGQY5CM | Acuity Brands Lighting | Holophane | PHG 18L 4K 80CRI XX XX XX MGG FR | Indoor Luminaires | High-Bay | High-Bay Luminaires for Commercial and Industrial Buildings | Standard | FALSE | [9 empty] | 42613 | Dimmable | Continuous Below 10 | No |  | 3.1 | 15794 | 120.56 | 131 | 3.07 | 0.91 | 4000 | 80
PGG6TM87 | Acuity Brands Lighting | Holophane | PHG 18L 4K 80CRI XX XX XX NGG FR | Indoor Luminaires | High-Bay | High-Bay Luminaires for Commercial and Industrial Buildings | Standard | FALSE | [9 empty] | 42613 | Dimmable | Continuous Below 10 | No |  | 3.1 | 15409 | 117.63 | 131 | 3.07 | 0.91 | 4000 | 80
P7184EUQ | Acuity Brands Lighting | Holophane | PHG 18L 4K 80CRI XX XX XX WGG FR | Indoor Luminaires | High-Bay | High-Bay Luminaires for Commercial and Industrial Buildings | Standard | FALSE | [9 empty] | 42613 | Dimmable | Continuous Below 10 | No |  | 3.1 | 15271 | 116.57 | 131 | 3.07 | 0.91 | 4000 | 80
PR8SFV2K | Acuity Brands Lighting | Holophane | PHG 15L 5K 80CRI XX XX XX NAA | Indoor Luminaires | High-Bay | High-Bay Luminaires for Commercial and Industrial Buildings | Standard | FALSE | [9 empty] | 42613 | Dimmable | Continuous Below 10 | No |  | 3.1 | 14115 | 124.91 | 113 | 3.07 | 0.91 | 4000 | 80
P92EG1KP | Acuity Brands Lighting | Holophane | PHG 15L 5K 80CRI XX XX XX WAA | Indoor Luminaires | High-Bay | High-Bay Luminaires for Commercial and Industrial Buildings | Standard | FALSE | [9 empty] | 42613 | Dimmable | Continuous Below 10 | No |  | 3.1 | 14114 | 124.9 | 113 | 3.07 | 0.91 | 4000 | 80
PUHKTP48 | Acuity Brands Lighting | Holophane | PHG 15L 4K 80CRI XX XX XX NAA | Indoor Luminaires | High-Bay | High-Bay Luminaires for Commercial and Industrial Buildings | Standard | FALSE | [9 empty] | 42613 | Dimmable | Continuous Below 10 | No |  | 3.1 | 13857 | 122.63 | 113 | 3.07 | 0.91 | 4000 | 80
PEM7UE87 | Acuity Brands Lighting | Holophane | PHG 15L 4K 80CRI XX XX XX WAA | Indoor Luminaires | High-Bay | High-Bay Luminaires for Commercial and Industrial Buildings | Standard | FALSE | [9 empty] | 42613 | Dimmable | Continuous Below 10 | No |  | 3.1 | 13856 | 122.62 | 113 | 3.07 | 0.91 | 4000 | 80
PSXPRAHM | Acuity Brands Lighting | Holophane | PHG 15L 5K 80CRI XX XX XX WGG | Indoor Luminaires | High-Bay | High-Bay Luminaires for Commercial and Industrial Buildings | Standard | FALSE | [9 empty] | 42613 | Dimmable | Continuous Below 10 | No |  | 3.1 | 13750 | 121.68 | 113 | 3.07 | 0.91 | 4000 | 80
PBQTW3AY | Acuity Brands Lighting | Holophane | PHG 15L 4K 80CRI XX XX XX MGG | Indoor Luminaires | High-Bay | High-Bay Luminaires for Commercial and Industrial Buildings | Standard | FALSE | [9 empty] | 42613 | Dimmable | Continuous Below 10 | No |  | 3.1 | 13704 | 121.27 | 113 | 3.07 | 0.91 | 4000 | 80
PQW7C3NB | Acuity Brands Lighting | Holophane | PHG 15L 4K 80CRI XX XX XX WGG | Indoor Luminaires | High-Bay | High-Bay Luminaires for Commercial and Industrial Buildings | Standard | FALSE | [9 empty] | 42613 | Dimmable | Continuous Below 10 | No |  | 3.1 | 13499 | 119.46 | 113 | 3.07 | 0.91 | 4000 | 80
P2ZW6KKP | Acuity Brands Lighting | Holophane | PHG 15L 4K 80CRI XX XX XX NGG | Indoor Luminaires | High-Bay | High-Bay Luminaires for Commercial and Industrial Buildings | Standard | FALSE | [9 empty] | 42613 | Dimmable | Continuous Below 10 | No |  | 3.1 | 13191 | 116.73 | 113 | 3.07 | 0.91 | 4000 | 80
PWVUVKTN | Acuity Brands Lighting | Holophane | PHG 15L 4K 80CRI XX XX XX MGG FR | Indoor Luminaires | High-Bay | High-Bay Luminaires for Commercial and Industrial Buildings | Standard | FALSE | [9 empty] | 42613 | Dimmable | Continuous Below 10 | No |  | 3.1 | 12486 | 110.5 | 113 | 3.07 | 0.91 | 4000 | 80
PPGF8RFK | Acuity Brands Lighting | Holophane | PHG 15L 5K 80CRI XX XX XX WGG FR | Indoor Luminaires | High-Bay | High-Bay Luminaires for Commercial and Industrial Buildings | Standard | FALSE | [9 empty] | 42613 | Dimmable | Continuous Below 10 | No |  | 3.1 | 12269 | 108.58 | 113 | 3.07 | 0.91 | 4000 | 80
PR8E9BR4 | Acuity Brands Lighting | Holophane | PHG 15L 4K 80CRI XX XX XX NGG FR | Indoor Luminaires | High-Bay | High-Bay Luminaires for Commercial and Industrial Buildings | Standard | FALSE | [9 empty] | 42613 | Dimmable | Continuous Below 10 | No |  | 3.1 | 12167 | 107.67 | 113 | 3.07 | 0.91 | 4000 | 80
P62JX7ZE | Acuity Brands Lighting | Holophane | PHG 15L 4K 80CRI XX XX XX WGG FR | Indoor Luminaires | High-Bay | High-Bay Luminaires for Commercial and Industrial Buildings | Standard | FALSE | [9 empty] | 42613 | Dimmable | Continuous Below 10 | No |  | 3.1 | 12044 | 106.58 | 113 | 3.07 | 0.91 | 4000 | 80
P88MV8EV | Acuity Brands Lighting | Holophane | PHG 30L 4K 70CRI XX XX XX NGG FR | Indoor Luminaires | High-Bay | High-Bay Luminaires for Commercial and Industrial Buildings | Standard | FALSE | [9 empty] | 42613 | Dimmable | Continuous Below 10 | No |  | 3.1 | 29808 | 121.67 | 245 | 7.37 | 0.99 | 4000 | 70
PBKR73BM | Acuity Brands Lighting | Holophane | PHG 30L 4K 70CRI XX XX XX WGG FR | Indoor Luminaires | High-Bay | High-Bay Luminaires for Commercial and Industrial Buildings | Standard | FALSE | [9 empty] | 42613 | Dimmable | Continuous Below 10 | No |  | 3.1 | 29427 | 120.11 | 245 | 7.37 | 0.99 | 4000 | 70
PC45K3WG | Acuity Brands Lighting | Holophane | PHG 12L 4K 70CRI XX XX XX NAA | Indoor Luminaires | High-Bay | High-Bay Luminaires for Commercial and Industrial Buildings | Premium | FALSE | [9 empty] | 42613 | Dimmable | Continuous Below 10 | No |  | 3.1 | 13280 | 142.8 | 93 | 7.37 | 0.99 | 4000 | 70
PV41K714 | Acuity Brands Lighting | Holophane | PHG 12L 4K 70CRI XX XX XX WAA | Indoor Luminaires | High-Bay | High-Bay Luminaires for Commercial and Industrial Buildings | Premium | FALSE | [9 empty] | 42613 | Dimmable | Continuous Below 10 | No |  | 3.1 | 13279 | 142.78 | 93 | 7.37 | 0.99 | 4000 | 70
PHYUUJHG | Acuity Brands Lighting | Holophane | PHG 12L 4K 70CRI XX XX XX MGG | Indoor Luminaires | High-Bay | High-Bay Luminaires for Commercial and Industrial Buildings | Premium | FALSE | [9 empty] | 42613 | Dimmable | Continuous Below 10 | No |  | 3.1 | 13133 | 141.22 | 93 | 7.37 | 0.99 | 4000 | 70
PDA59GVR | Acuity Brands Lighting | Holophane | PHG 12L 4K 70CRI XX XX XX WGG | Indoor Luminaires | High-Bay | High-Bay Luminaires for Commercial and Industrial Buildings | Premium | FALSE | [9 empty] | 42613 | Dimmable | Continuous Below 10 | No |  | 3.1 | 12937 | 139.11 | 93 | 7.37 | 0.99 | 4000 | 70
P9QVNT53 | Acuity Brands Lighting | Holophane | PHG 12L 4K 70CRI XX XX XX NGG | Indoor Luminaires | High-Bay | High-Bay Luminaires for Commercial and Industrial Buildings | Premium | FALSE | [9 empty] | 42613 | Dimmable | Continuous Below 10 | No |  | 3.1 | 12642 | 135.94 | 93 | 7.37 | 0.99 | 4000 | 70
P277ZTTC | Acuity Brands Lighting | Holophane | PHG 12L 4K 70CRI XX XX XX MGG FR | Indoor Luminaires | High-Bay | High-Bay Luminaires for Commercial and Industrial Buildings | Standard | FALSE | [9 empty] | 42613 | Dimmable | Continuous Below 10 | No |  | 3.1 | 11967 | 128.68 | 93 | 7.37 | 0.99 | 4000 | 70
PWPG4MGN | Acuity Brands Lighting | Holophane | PHG 12L 4K 70CRI XX XX XX NGG FR | Indoor Luminaires | High-Bay | High-Bay Luminaires for Commercial and Industrial Buildings | Standard | FALSE | [9 empty] | 42613 | Dimmable | Continuous Below 10 | No |  | 3.1 | 11660 | 125.38 | 93 | 7.37 | 0.99 | 4000 | 70
PF73ZFR8 | Acuity Brands Lighting | Holophane | PHG 12L 4K 70CRI XX XX XX WGG FR | Indoor Luminaires | High-Bay | High-Bay Luminaires for Commercial and Industrial Buildings | Standard | FALSE | [9 empty] | 42613 | Dimmable | Continuous Below 10 | No |  | 3.1 | 11543 | 124.12 | 93 | 7.37 | 0.99 | 4000 | 70
PDDRSZNJ | Acuity Brands Lighting | Holophane | PHG 9L 4K 70CRI XX XX XX WAA | Indoor Luminaires | High-Bay | High-Bay Luminaires for Commercial and Industrial Buildings | Premium | FALSE | [9 empty] | 42613 | Dimmable | Continuous Below 10 | No |  | 3.1 | 10116 | 142.48 | 71 | 7.37 | 0.99 | 4000 | 70
P2AWNSWD | Acuity Brands Lighting | Holophane | PHG 9L 4K 70CRI XX XX XX NAA | Indoor Luminaires | High-Bay | High-Bay Luminaires for Commercial and Industrial Buildings | Premium | FALSE | [9 empty] | 42613 | Dimmable | Continuous Below 10 | No |  | 3.1 | 10096 | 142.2 | 71 | 7.37 | 0.99 | 4000 | 70
PVMPQ8NG | Acuity Brands Lighting | Holophane | PHG 9L 4K 70CRI XX XX XX MGG | Indoor Luminaires | High-Bay | High-Bay Luminaires for Commercial and Industrial Buildings | Premium | FALSE | [9 empty] | 42613 | Dimmable | Continuous Below 10 | No |  | 3.1 | 9936 | 139.94 | 71 | 7.37 | 0.99 | 4000 | 70
PCR1YRQ5 | Acuity Brands Lighting | Holophane | PHG 9L 4K 70CRI XX XX XX WGG | Indoor Luminaires | High-Bay | High-Bay Luminaires for Commercial and Industrial Buildings | Premium | FALSE | [9 empty] | 42613 | Dimmable | Continuous Below 10 | No |  | 3.1 | 9874 | 139.07 | 71 | 7.37 | 0.99 | 4000 | 70
PAE73Q4R | Acuity Brands Lighting | Holophane | PHG 9L 4K 70CRI XX XX XX NGG | Indoor Luminaires | High-Bay | High-Bay Luminaires for Commercial and Industrial Buildings | Premium | FALSE | [9 empty] | 42613 | Dimmable | Continuous Below 10 | No |  | 3.1 | 9554 | 134.56 | 71 | 7.37 | 0.99 | 4000 | 70
P92KSRTN | Acuity Brands Lighting | Holophane | PHG 9L 4K 70CRI XX XX XX WGG FR | Indoor Luminaires | High-Bay | Low-Bay Luminaires for Commercial and Industrial Buildings | Standard | FALSE | [9 empty] | 42613 | Dimmable | Continuous Below 10 | No |  | 3.1 | 8805 | 124.01 | 71 | 7.37 | 0.99 | 4000 | 70
PZYXCD5C | Acuity Brands Lighting | Holophane | PHG 30L 4K 70CRI XX XX XX NAA | Indoor Luminaires | High-Bay | High-Bay Luminaires for Commercial and Industrial Buildings | Premium | FALSE | [9 empty] | 42613 | Dimmable | Continuous Below 10 | No |  | 3.1 | 33676 | 137.45 | 245 | 3.07 | 0.91 | 4000 | 70
PVFG4BVM | Acuity Brands Lighting | Holophane | PHG 30L 4K 70CRI XX XX XX WAA | Indoor Luminaires | High-Bay | High-Bay Luminaires for Commercial and Industrial Buildings | Premium | FALSE | [9 empty] | 42613 | Dimmable | Continuous Below 10 | No |  | 3.1 | 33574 | 137.04 | 245 | 3.07 | 0.91 | 4000 | 70
PC7B1E1G | Acuity Brands Lighting | Holophane | PHG 30L 4K 70CRI XX XX XX MGG | Indoor Luminaires | High-Bay | High-Bay Luminaires for Commercial and Industrial Buildings | Premium | FALSE | [9 empty] | 42613 | Dimmable | Continuous Below 10 | No |  | 3.1 | 33194 | 135.49 | 245 | 3.07 | 0.91 | 4000 | 70
PEY5JPQA | Acuity Brands Lighting | Holophane | PHG 30L 4K 70CRI XX XX XX WGG | Indoor Luminaires | High-Bay | High-Bay Luminaires for Commercial and Industrial Buildings | Premium | FALSE | [9 empty] | 42613 | Dimmable | Continuous Below 10 | No |  | 3.1 | 32842 | 134.05 | 245 | 3.07 | 0.91 | 4000 | 70
P61DH3J1 | Acuity Brands Lighting | Holophane | PHG 30L 4K 70CRI XX XX XX NGG | Indoor Luminaires | High-Bay | High-Bay Luminaires for Commercial and Industrial Buildings | Premium | FALSE | [9 empty] | 42613 | Dimmable | Continuous Below 10 | No |  | 3.1 | 32096 | 131 | 245 | 3.07 | 0.91 | 4000 | 70
PV5DVB7W | Acuity Brands Lighting | Holophane | PHG 30L 4K 70CRI XX XX XX MGG FR | Indoor Luminaires | High-Bay | High-Bay Luminaires for Commercial and Industrial Buildings | Standard | FALSE | [9 empty] | 42613 | Dimmable | Continuous Below 10 | No |  | 3.1 | 30573 | 124.79 | 245 | 3.07 | 0.91 | 4000 | 70
PH4BAKWG | Acuity Brands Lighting | Holophane | PHG 24L 4K 70CRI XX XX XX NAA | Indoor Luminaires | High-Bay | High-Bay Luminaires for Commercial and Industrial Buildings | Premium | FALSE | [9 empty] | 42613 | Dimmable | Continuous Below 10 | No |  | 3.1 | 26699 | 149.16 | 179 | 3.07 | 0.91 | 4000 | 70
PGRG864R | Acuity Brands Lighting | Holophane | PHG 24L 4K 70CRI XX XX XX WAA | Indoor Luminaires | High-Bay | High-Bay Luminaires for Commercial and Industrial Buildings | Premium | FALSE | [9 empty] | 42613 | Dimmable | Continuous Below 10 | No |  | 3.1 | 26618 | 148.7 | 179 | 3.07 | 0.91 | 4000 | 70
P395JFWQ | Acuity Brands Lighting | Holophane | PHG 24L 4K 70CRI XX XX XX MGG | Indoor Luminaires | High-Bay | High-Bay Luminaires for Commercial and Industrial Buildings | Premium | FALSE | [9 empty] | 42613 | Dimmable | Continuous Below 10 | No |  | 3.1 | 26317 | 147.02 | 179 | 3.07 | 0.91 | 4000 | 70
P2S11XG5 | Acuity Brands Lighting | Holophane | PHG 24L 4K 70CRI XX XX XX WGG | Indoor Luminaires | High-Bay | High-Bay Luminaires for Commercial and Industrial Buildings | Premium | FALSE | [9 empty] | 42613 | Dimmable | Continuous Below 10 | No |  | 3.1 | 26038 | 145.46 | 179 | 3.07 | 0.91 | 4000 | 70
PKGJN9E6 | Acuity Brands Lighting | Holophane | PHG 24L 4K 70CRI XX XX XX NGG | Indoor Luminaires | High-Bay | High-Bay Luminaires for Commercial and Industrial Buildings | Premium | FALSE | [9 empty] | 42613 | Dimmable | Continuous Below 10 | No |  | 3.1 | 25446 | 142.16 | 179 | 3.07 | 0.91 | 4000 | 70
P2PTD4WS | Acuity Brands Lighting | Holophane | PHG 24L 4K 70CRI XX XX XX MGG FR | Indoor Luminaires | High-Bay | High-Bay Luminaires for Commercial and Industrial Buildings | Premium | FALSE | [9 empty] | 42613 | Dimmable | Continuous Below 10 | No |  | 3.1 | 24239 | 135.41 | 179 | 3.07 | 0.91 | 4000 | 70
P1HB5QGW | Acuity Brands Lighting | Holophane | PHG 24L 4K 70CRI XX XX XX NAA HA | Indoor Luminaires | High-Bay | High-Bay Luminaires for Commercial and Industrial Buildings | Premium | FALSE | [9 empty] | 42613 | Dimmable | Continuous Below 10 | No |  | 3.1 | 23986 | 152.78 | 157 | 3.07 | 0.91 | 4000 | 70
P2JXAVE7 | Acuity Brands Lighting | Holophane | PHG 24L 4K 70CRI XX XX XX WAA HA | Indoor Luminaires | High-Bay | High-Bay Luminaires for Commercial and Industrial Buildings | Premium | FALSE | [9 empty] | 42613 | Dimmable | Continuous Below 10 | No |  | 3.1 | 23912 | 152.31 | 157 | 3.07 | 0.91 | 4000 | 70
P7XZNW71 | Acuity Brands Lighting | Holophane | PHG 24L 4K 70CRI XX XX XX MGG HA | Indoor Luminaires | High-Bay | High-Bay Luminaires for Commercial and Industrial Buildings | Premium | FALSE | [9 empty] | 42613 | Dimmable | Continuous Below 10 | No |  | 3.1 | 23642 | 150.59 | 157 | 3.07 | 0.91 | 4000 | 70
PSK3AZ2V | Acuity Brands Lighting | Holophane | PHG 24L 4K 70CRI XX XX XX NGG FR | Indoor Luminaires | High-Bay | High-Bay Luminaires for Commercial and Industrial Buildings | Premium | FALSE | [9 empty] | 42613 | Dimmable | Continuous Below 10 | No |  | 3.1 | 23632 | 132.02 | 179 | 3.07 | 0.91 | 4000 | 70
PR49R392 | Acuity Brands Lighting | Holophane | PHG 24L 4K 70CRI XX XX XX WGG HA | Indoor Luminaires | High-Bay | High-Bay Luminaires for Commercial and Industrial Buildings | Premium | FALSE | [9 empty] | 42613 | Dimmable | Continuous Below 10 | No |  | 3.1 | 23391 | 148.99 | 157 | 3.07 | 0.91 | 4000 | 70
PK2XYUKK | Acuity Brands Lighting | Holophane | PHG 24L 4K 70CRI XX XX XX WGG FR | Indoor Luminaires | High-Bay | High-Bay Luminaires for Commercial and Industrial Buildings | Premium | FALSE | [9 empty] | 42613 | Dimmable | Continuous Below 10 | No |  | 3.1 | 23330 | 130.34 | 179 | 3.07 | 0.91 | 4000 | 70
PURMCQF8 | Acuity Brands Lighting | Holophane | PHG 24L 4K 70CRI XX XX XX MGG FR HA | Indoor Luminaires | High-Bay | High-Bay Luminaires for Commercial and Industrial Buildings | Premium | FALSE | [9 empty] | 42613 | Dimmable | Continuous Below 10 | No |  | 3.1 | 21775 | 138.69 | 157 | 3.07 | 0.91 | 4000 | 70
PU7S9VVY | Acuity Brands Lighting | Holophane | PHG 24L 4K 70CRI XX XX XX NGG FR HA | Indoor Luminaires | High-Bay | High-Bay Luminaires for Commercial and Industrial Buildings | Premium | FALSE | [9 empty] | 42613 | Dimmable | Continuous Below 10 | No |  | 3.1 | 21230 | 135.22 | 157 | 3.07 | 0.91 | 4000 | 70
PVG7MQEE | Acuity Brands Lighting | Holophane | PHG 24L 4K 70CRI XX XX XX WGG FR HA | Indoor Luminaires | High-Bay | High-Bay Luminaires for Commercial and Industrial Buildings | Premium | FALSE | [9 empty] | 42613 | Dimmable | Continuous Below 10 | No |  | 3.1 | 20959 | 133.5 | 157 | 3.07 | 0.91 | 4000 | 70
PK1J66GQ | Acuity Brands Lighting | Holophane | PHG 18L 4K 70CRI XX XX XX NAA | Indoor Luminaires | High-Bay | High-Bay Luminaires for Commercial and Industrial Buildings | Premium | FALSE | [9 empty] | 42613 | Dimmable | Continuous Below 10 | No |  | 3.1 | 19733 | 150.63 | 131 | 3.07 | 0.91 | 4000 | 70
P1WMN8J4 | Acuity Brands Lighting | Holophane | PHG 18L 4K 70CRI XX XX XX WAA | Indoor Luminaires | High-Bay | High-Bay Luminaires for Commercial and Industrial Buildings | Premium | FALSE | [9 empty] | 42613 | Dimmable | Continuous Below 10 | No |  | 3.1 | 19622 | 149.79 | 131 | 3.07 | 0.91 | 4000 | 70
PTKTP9ZK | Acuity Brands Lighting | Holophane | PHG 18L 4K 70CRI XX XX XX MGG | Indoor Luminaires | High-Bay | High-Bay Luminaires for Commercial and Industrial Buildings | Premium | FALSE | [9 empty] | 42613 | Dimmable | Continuous Below 10 | No |  | 3.1 | 19309 | 147.4 | 131 | 3.07 | 0.91 | 4000 | 70
PQ3VGTTT | Acuity Brands Lighting | Holophane | PHG 18L 4K 70CRI XX XX XX WGG | Indoor Luminaires | High-Bay | High-Bay Luminaires for Commercial and Industrial Buildings | Premium | FALSE | [9 empty] | 42613 | Dimmable | Continuous Below 10 | No |  | 3.1 | 19097 | 145.78 | 131 | 3.07 | 0.91 | 4000 | 70
PH5KDA4P | Acuity Brands Lighting | Holophane | PHG 18L 4K 70CRI XX XX XX NGG | Indoor Luminaires | High-Bay | High-Bay Luminaires for Commercial and Industrial Buildings | Premium | FALSE | [9 empty] | 42613 | Dimmable | Continuous Below 10 | No |  | 3.1 | 18797 | 143.49 | 131 | 3.07 | 0.91 | 4000 | 70
PRBEA6AF | Acuity Brands Lighting | Holophane | PHG 18L 4K 70CRI XX XX XX MGG FR | Indoor Luminaires | High-Bay | High-Bay Luminaires for Commercial and Industrial Buildings | Premium | FALSE | [9 empty] | 42613 | Dimmable | Continuous Below 10 | No |  | 3.1 | 17903 | 136.66 | 131 | 3.07 | 0.91 | 4000 | 70
PBMSN81E | Acuity Brands Lighting | Holophane | PHG 18L 4K 70CRI XX XX XX NGG FR | Indoor Luminaires | High-Bay | High-Bay Luminaires for Commercial and Industrial Buildings | Premium | FALSE | [9 empty] | 42613 | Dimmable | Continuous Below 10 | No |  | 3.1 | 17466 | 133.33 | 131 | 3.07 | 0.91 | 4000 | 70
P5MZFH5G | Acuity Brands Lighting | Holophane | PHG 18L 4K 70CRI XX XX XX WGG FR | Indoor Luminaires | High-Bay | High-Bay Luminaires for Commercial and Industrial Buildings | Premium | FALSE | [9 empty] | 42613 | Dimmable | Continuous Below 10 | No |  | 3.1 | 17310 | 132.14 | 131 | 3.07 | 0.91 | 4000 | 70
PPT3B362 | Acuity Brands Lighting | Holophane | PHG 15L 5K 70CRI XX XX XX NAA | Indoor Luminaires | High-Bay | High-Bay Luminaires for Commercial and Industrial Buildings | Premium | FALSE | [9 empty] | 42613 | Dimmable | Continuous Below 10 | No |  | 3.1 | 15707 | 139 | 113 | 3.07 | 0.91 | 4000 | 70
PMKA8RZC | Acuity Brands Lighting | Holophane | PHG 15L 4K 70CRI XX XX XX NAA | Indoor Luminaires | High-Bay | High-Bay Luminaires for Commercial and Industrial Buildings | Premium | FALSE | [9 empty] | 42613 | Dimmable | Continuous Below 10 | No |  | 3.1 | 15707 | 139 | 113 | 3.07 | 0.91 | 4000 | 70
P6K36V3X | Acuity Brands Lighting | Holophane | PHG 15L 4K 70CRI XX XX XX WAA | Indoor Luminaires | High-Bay | High-Bay Luminaires for Commercial and Industrial Buildings | Premium | FALSE | [9 empty] | 42613 | Dimmable | Continuous Below 10 | No |  | 3.1 | 15706 | 138.99 | 113 | 3.07 | 0.91 | 4000 | 70
P4TS5QED | Acuity Brands Lighting | Holophane | PHG 15L 5K 70CRI XX XX XX WAA | Indoor Luminaires | High-Bay | High-Bay Luminaires for Commercial and Industrial Buildings | Premium | FALSE | [9 empty] | 42613 | Dimmable | Continuous Below 10 | No |  | 3.1 | 15706 | 138.99 | 113 | 3.07 | 0.91 | 4000 | 70
PVQRWQ6U | Acuity Brands Lighting | Holophane | PHG 15L 4K 70CRI XX XX XX MGG | Indoor Luminaires | High-Bay | High-Bay Luminaires for Commercial and Industrial Buildings | Premium | FALSE | [9 empty] | 42613 | Dimmable | Continuous Below 10 | No |  | 3.1 | 15534 | 137.47 | 113 | 3.07 | 0.91 | 4000 | 70
PPYSF43X | Acuity Brands Lighting | Holophane | PHG 15L 4K 70CRI XX XX XX WGG | Indoor Luminaires | High-Bay | High-Bay Luminaires for Commercial and Industrial Buildings | Premium | FALSE | [9 empty] | 42613 | Dimmable | Continuous Below 10 | No |  | 3.1 | 15302 | 135.42 | 113 | 3.07 | 0.91 | 4000 | 70
PFAFUMVD | Acuity Brands Lighting | Holophane | PHG 15L 4K 70CRI XX XX XX NGG | Indoor Luminaires | High-Bay | High-Bay Luminaires for Commercial and Industrial Buildings | Premium | FALSE | [9 empty] | 42613 | Dimmable | Continuous Below 10 | No |  | 3.1 | 14952 | 132.32 | 113 | 3.07 | 0.91 | 4000 | 70
PY8ERQKG | Acuity Brands Lighting | Holophane | PHG 15L 4K 70CRI XX XX XX MGG FR | Indoor Luminaires | High-Bay | High-Bay Luminaires for Commercial and Industrial Buildings | Standard | FALSE | [9 empty] | 42613 | Dimmable | Continuous Below 10 | No |  | 3.1 | 14154 | 125.26 | 113 | 3.07 | 0.91 | 4000 | 70
PJS7BZQD | Acuity Brands Lighting | Holophane | PHG 15L 4K 70CRI XX XX XX NGG FR | Indoor Luminaires | High-Bay | High-Bay Luminaires for Commercial and Industrial Buildings | Standard | FALSE | [9 empty] | 42613 | Dimmable | Continuous Below 10 | No |  | 3.1 | 13791 | 122.04 | 113 | 3.07 | 0.91 | 4000 | 70
P5NS6MXA | Acuity Brands Lighting | Holophane | PHG 15L 5K 70CRI XX XX XX NGG FR | Indoor Luminaires | High-Bay | High-Bay Luminaires for Commercial and Industrial Buildings | Standard | FALSE | [9 empty] | 42613 | Dimmable | Continuous Below 10 | No |  | 3.1 | 13791 | 122.04 | 113 | 3.07 | 0.91 | 4000 | 70
P2DC6WC5 | Acuity Brands Lighting | Holophane | PHG 15L 4K 70CRI XX XX XX WGG FR | Indoor Luminaires | High-Bay | High-Bay Luminaires for Commercial and Industrial Buildings | Standard | FALSE | [9 empty] | 42613 | Dimmable | Continuous Below 10 | No |  | 3.1 | 13653 | 120.82 | 113 | 3.07 | 0.91 | 4000 | 70
PNZ2Y329 | Acuity Brands Lighting | Holophane | PHG 24L 35K 90CRI XX XX XX NAA | Indoor Luminaires | High-Bay | High-Bay Luminaires for Commercial and Industrial Buildings | Standard | FALSE | [9 empty] | 42613 | Dimmable | Continuous Below 10 | No |  | 3.1 | 18799 | 105.02 | 179 | 3.07 | 0.91 | 3500 | 90
P469NUNM | Acuity Brands Lighting | Holophane | PHG 24L 35K 90CRI XX XX XX WAA | Indoor Luminaires | High-Bay | High-Bay Luminaires for Commercial and Industrial Buildings | Standard | FALSE | [9 empty] | 42613 | Dimmable | Continuous Below 10 | No |  | 3.1 | 18742 | 104.7 | 179 | 3.07 | 0.91 | 3500 | 90
P7HCHZ3T | Acuity Brands Lighting | Holophane | PHG 24L 35K 90CRI XX XX XX NAA HA | Indoor Luminaires | High-Bay | High-Bay Luminaires for Commercial and Industrial Buildings | Standard | FALSE | [9 empty] | 42613 | Dimmable | Continuous Below 10 | No |  | 3.1 | 16889 | 107.57 | 157 | 3.07 | 0.91 | 3500 | 90
P5B2HJT7 | Acuity Brands Lighting | Holophane | PHG 24L 35K 90CRI XX XX XX WAA HA | Indoor Luminaires | High-Bay | High-Bay Luminaires for Commercial and Industrial Buildings | Standard | FALSE | [9 empty] | 42613 | Dimmable | Continuous Below 10 | No |  | 3.1 | 16837 | 107.24 | 157 | 3.07 | 0.91 | 3500 | 90
PNEX14N1 | Acuity Brands Lighting | Holophane | PHG 24L 35K 90CRI XX XX XX WGG HA | Indoor Luminaires | High-Bay | High-Bay Luminaires for Commercial and Industrial Buildings | Standard | FALSE | [9 empty] | 42613 | Dimmable | Continuous Below 10 | No |  | 3.1 | 16470 | 104.9 | 157 | 3.07 | 0.91 | 3500 | 90
PZK3DBV1 | Acuity Brands Lighting | Holophane | PHG 18L 35K 90CRI XX XX XX NAA | Indoor Luminaires | High-Bay | High-Bay Luminaires for Commercial and Industrial Buildings | Standard | FALSE | [9 empty] | 42613 | Dimmable | Continuous Below 10 | No |  | 3.1 | 13894 | 106.06 | 131 | 3.07 | 0.91 | 3500 | 90
PZ41GQMZ | Acuity Brands Lighting | Holophane | PHG 18L 35K 90CRI XX XX XX WAA | Indoor Luminaires | High-Bay | High-Bay Luminaires for Commercial and Industrial Buildings | Standard | FALSE | [9 empty] | 42613 | Dimmable | Continuous Below 10 | No |  | 3.1 | 13816 | 105.47 | 131 | 3.07 | 0.91 | 3500 | 90
PBN95AAX | Acuity Brands Lighting | Holophane | PHG 30L 35K 80CRI XX XX XX NAA | Indoor Luminaires | High-Bay | High-Bay Luminaires for Commercial and Industrial Buildings | Standard | FALSE | [9 empty] | 42613 | Dimmable | Continuous Below 10 | No |  | 3.1 | 29086 | 118.72 | 245 | 7.37 | 0.99 | 3500 | 80
PE6WK2TY | Acuity Brands Lighting | Holophane | PHG 30L 35K 80CRI XX XX XX NGG FR | Indoor Luminaires | High-Bay | High-Bay Luminaires for Commercial and Industrial Buildings | Standard | FALSE | [9 empty] | 42613 | Dimmable | Continuous Below 10 | No |  | 3.1 | 25745 | 105.08 | 245 | 7.37 | 0.99 | 3500 | 80
PZCK2YJ4 | Acuity Brands Lighting | Holophane | PHG 12L 35K 80CRI XX XX XX NAA | Indoor Luminaires | High-Bay | High-Bay Luminaires for Commercial and Industrial Buildings | Standard | FALSE | [9 empty] | 42613 | Dimmable | Continuous Below 10 | No |  | 3.1 | 11470 | 123.33 | 93 | 7.37 | 0.99 | 3500 | 80
PWPP8MB9 | Acuity Brands Lighting | Holophane | PHG 12L 35K 80CRI XX XX XX WAA | Indoor Luminaires | High-Bay | High-Bay Luminaires for Commercial and Industrial Buildings | Standard | FALSE | [9 empty] | 42613 | Dimmable | Continuous Below 10 | No |  | 3.1 | 11469 | 123.32 | 93 | 7.37 | 0.99 | 3500 | 80
PXGE5S9Z | Acuity Brands Lighting | Holophane | PHG 12L 35K 80CRI XX XX XX MGG | Indoor Luminaires | High-Bay | High-Bay Luminaires for Commercial and Industrial Buildings | Standard | FALSE | [9 empty] | 42613 | Dimmable | Continuous Below 10 | No |  | 3.1 | 11343 | 121.97 | 93 | 7.37 | 0.99 | 3500 | 80
PH7G45Y5 | Acuity Brands Lighting | Holophane | PHG 12L 35K 80CRI XX XX XX WGG | Indoor Luminaires | High-Bay | High-Bay Luminaires for Commercial and Industrial Buildings | Standard | FALSE | [9 empty] | 42613 | Dimmable | Continuous Below 10 | No |  | 3.1 | 11174 | 120.15 | 93 | 7.37 | 0.99 | 3500 | 80
P62VMPCY | Acuity Brands Lighting | Holophane | PHG 12L 35K 80CRI XX XX XX NGG | Indoor Luminaires | High-Bay | High-Bay Luminaires for Commercial and Industrial Buildings | Standard | FALSE | [9 empty] | 42613 | Dimmable | Continuous Below 10 | No |  | 3.1 | 10919 | 117.41 | 93 | 7.37 | 0.99 | 3500 | 80
P26JZHR3 | Acuity Brands Lighting | Holophane | PHG 12L 35K 80CRI XX XX XX MGG FR | Indoor Luminaires | High-Bay | High-Bay Luminaires for Commercial and Industrial Buildings | Standard | FALSE | [9 empty] | 42613 | Dimmable | Continuous Below 10 | No |  | 3.1 | 10336 | 111.14 | 93 | 7.37 | 0.99 | 3500 | 80
P3SQS954 | Acuity Brands Lighting | Holophane | PHG 12L 35K 80CRI XX XX XX NGG FR | Indoor Luminaires | High-Bay | High-Bay Luminaires for Commercial and Industrial Buildings | Standard | FALSE | [9 empty] | 42613 | Dimmable | Continuous Below 10 | No |  | 3.1 | 10071 | 108.29 | 93 | 7.37 | 0.99 | 3500 | 80
PDE13HCP | Acuity Brands Lighting | Holophane | PHG 12L 35K 80CRI XX XX XX WGG FR | Indoor Luminaires | High-Bay | High-Bay Luminaires for Commercial and Industrial Buildings | Standard | FALSE | [9 empty] | 42613 | Dimmable | Continuous Below 10 | No |  | 3.1 | 9970 | 107.2 | 93 | 7.37 | 0.99 | 3500 | 80
P1N66BPG | Acuity Brands Lighting | Holophane | PHG 9L 35K 80CRI XX XX XX WAA | Indoor Luminaires | High-Bay | Low-Bay Luminaires for Commercial and Industrial Buildings | Standard | FALSE | [9 empty] | 42613 | Dimmable | Continuous Below 10 | No |  | 3.1 | 8737 | 123.06 | 71 | 7.37 | 0.99 | 3500 | 80
PMYADGMS | Acuity Brands Lighting | Holophane | PHG 9L 35K 80CRI XX XX XX NAA | Indoor Luminaires | High-Bay | Low-Bay Luminaires for Commercial and Industrial Buildings | Standard | FALSE | [9 empty] | 42613 | Dimmable | Continuous Below 10 | No |  | 3.1 | 8720 | 122.82 | 71 | 7.37 | 0.99 | 3500 | 80
PZ2E9WU2 | Acuity Brands Lighting | Holophane | PHG 9L 35K 80CRI XX XX XX MGG | Indoor Luminaires | High-Bay | Low-Bay Luminaires for Commercial and Industrial Buildings | Standard | FALSE | [9 empty] | 42613 | Dimmable | Continuous Below 10 | No |  | 3.1 | 8582 | 120.87 | 71 | 7.37 | 0.99 | 3500 | 80
PFXY8DEV | Acuity Brands Lighting | Holophane | PHG 9L 35K 80CRI XX XX XX WGG | Indoor Luminaires | High-Bay | Low-Bay Luminaires for Commercial and Industrial Buildings | Standard | FALSE | [9 empty] | 42613 | Dimmable | Continuous Below 10 | No |  | 3.1 | 8528 | 120.11 | 71 | 7.37 | 0.99 | 3500 | 80
PVPEJZX8 | Acuity Brands Lighting | Holophane | PHG 9L 35K 80CRI XX XX XX NGG | Indoor Luminaires | High-Bay | Low-Bay Luminaires for Commercial and Industrial Buildings | Standard | FALSE | [9 empty] | 42613 | Dimmable | Continuous Below 10 | No |  | 3.1 | 8252 | 116.23 | 71 | 7.37 | 0.99 | 3500 | 80
P2WAYQG2 | Acuity Brands Lighting | Holophane | PHG 9L 35K 80CRI XX XX XX MGG FR | Indoor Luminaires | High-Bay | Low-Bay Luminaires for Commercial and Industrial Buildings | Standard | FALSE | [9 empty] | 42613 | Dimmable | Continuous Below 10 | No |  | 3.1 | 7881 | 111 | 71 | 7.37 | 0.99 | 3500 | 80
PFE7KMGB | Acuity Brands Lighting | Holophane | PHG 9L 35K 80CRI XX XX XX NGG FR | Indoor Luminaires | High-Bay | Low-Bay Luminaires for Commercial and Industrial Buildings | Standard | FALSE | [9 empty] | 42613 | Dimmable | Continuous Below 10 | No |  | 3.1 | 7691 | 108.32 | 71 | 7.37 | 0.99 | 3500 | 80
PGBNRY53 | Acuity Brands Lighting | Holophane | PHG 30L 35K 80CRI XX XX XX WAA | Indoor Luminaires | High-Bay | High-Bay Luminaires for Commercial and Industrial Buildings | Standard | FALSE | [9 empty] | 42613 | Dimmable | Continuous Below 10 | No |  | 3.1 | 28997 | 118.36 | 245 | 3.07 | 0.91 | 3500 | 80
PC9BCPZK | Acuity Brands Lighting | Holophane | PHG 30L 35K 80CRI XX XX XX MGG | Indoor Luminaires | High-Bay | High-Bay Luminaires for Commercial and Industrial Buildings | Standard | FALSE | [9 empty] | 42613 | Dimmable | Continuous Below 10 | No |  | 3.1 | 28670 | 117.02 | 245 | 3.07 | 0.91 | 3500 | 80
P41ZWDV7 | Acuity Brands Lighting | Holophane | PHG 30L 35K 80CRI XX XX XX WGG | Indoor Luminaires | High-Bay | High-Bay Luminaires for Commercial and Industrial Buildings | Standard | FALSE | [9 empty] | 42613 | Dimmable | Continuous Below 10 | No |  | 3.1 | 28365 | 115.78 | 245 | 3.07 | 0.91 | 3500 | 80
PM22PBW4 | Acuity Brands Lighting | Holophane | PHG 30L 35K 80CRI XX XX XX NGG | Indoor Luminaires | High-Bay | High-Bay Luminaires for Commercial and Industrial Buildings | Standard | FALSE | [9 empty] | 42613 | Dimmable | Continuous Below 10 | No |  | 3.1 | 27721 | 113.15 | 245 | 3.07 | 0.91 | 3500 | 80
P7QZWVC7 | Acuity Brands Lighting | Holophane | PHG 30L 35K 80CRI XX XX XX MGG FR | Indoor Luminaires | High-Bay | High-Bay Luminaires for Commercial and Industrial Buildings | Standard | FALSE | [9 empty] | 42613 | Dimmable | Continuous Below 10 | No |  | 3.1 | 26406 | 107.78 | 245 | 3.07 | 0.91 | 3500 | 80
P1XSSPRF | Acuity Brands Lighting | Holophane | PHG 24L 35K 80CRI XX XX XX NAA | Indoor Luminaires | High-Bay | High-Bay Luminaires for Commercial and Industrial Buildings | Standard | FALSE | [9 empty] | 42613 | Dimmable | Continuous Below 10 | No |  | 3.1 | 23060 | 128.83 | 179 | 3.07 | 0.91 | 3500 | 80
PG88PY14 | Acuity Brands Lighting | Holophane | PHG 24L 35K 80CRI XX XX XX WAA | Indoor Luminaires | High-Bay | High-Bay Luminaires for Commercial and Industrial Buildings | Standard | FALSE | [9 empty] | 42613 | Dimmable | Continuous Below 10 | No |  | 3.1 | 22990 | 128.44 | 179 | 3.07 | 0.91 | 3500 | 80
PNDK1Z29 | Acuity Brands Lighting | Holophane | PHG 24L 35K 80CRI XX XX XX MGG | Indoor Luminaires | High-Bay | High-Bay Luminaires for Commercial and Industrial Buildings | Standard | FALSE | [9 empty] | 42613 | Dimmable | Continuous Below 10 | No |  | 3.1 | 22730 | 126.98 | 179 | 3.07 | 0.91 | 3500 | 80
PKGPBEKE | Acuity Brands Lighting | Holophane | PHG 24L 35K 80CRI XX XX XX WGG | Indoor Luminaires | High-Bay | High-Bay Luminaires for Commercial and Industrial Buildings | Standard | FALSE | [9 empty] | 42613 | Dimmable | Continuous Below 10 | No |  | 3.1 | 22489 | 125.64 | 179 | 3.07 | 0.91 | 3500 | 80
PN7MVVPK | Acuity Brands Lighting | Holophane | PHG 24L 35K 80CRI XX XX XX NGG | Indoor Luminaires | High-Bay | High-Bay Luminaires for Commercial and Industrial Buildings | Standard | FALSE | [9 empty] | 42613 | Dimmable | Continuous Below 10 | No |  | 3.1 | 21978 | 122.78 | 179 | 3.07 | 0.91 | 3500 | 80
PSFQFMVY | Acuity Brands Lighting | Holophane | PHG 24L 35K 80CRI XX XX XX MGG FR | Indoor Luminaires | High-Bay | High-Bay Luminaires for Commercial and Industrial Buildings | Standard | FALSE | [9 empty] | 42613 | Dimmable | Continuous Below 10 | No |  | 3.1 | 20935 | 116.96 | 179 | 3.07 | 0.91 | 3500 | 80
PUX8MN89 | Acuity Brands Lighting | Holophane | PHG 24L 35K 80CRI XX XX XX NAA HA | Indoor Luminaires | High-Bay | High-Bay Luminaires for Commercial and Industrial Buildings | Premium | FALSE | [9 empty] | 42613 | Dimmable | Continuous Below 10 | No |  | 3.1 | 20716 | 131.95 | 157 | 3.07 | 0.91 | 3500 | 80
P2KJQJ7Q | Acuity Brands Lighting | Holophane | PHG 24L 35K 80CRI XX XX XX WAA HA | Indoor Luminaires | High-Bay | High-Bay Luminaires for Commercial and Industrial Buildings | Premium | FALSE | [9 empty] | 42613 | Dimmable | Continuous Below 10 | No |  | 3.1 | 20653 | 131.55 | 157 | 3.07 | 0.91 | 3500 | 80
PMQ2Y3JQ | Acuity Brands Lighting | Holophane | PHG 24L 35K 80CRI XX XX XX NGG FR | Indoor Luminaires | High-Bay | High-Bay Luminaires for Commercial and Industrial Buildings | Standard | FALSE | [9 empty] | 42613 | Dimmable | Continuous Below 10 | No |  | 3.1 | 20411 | 114.03 | 179 | 3.07 | 0.91 | 3500 | 80
PSWCGZBD | Acuity Brands Lighting | Holophane | PHG 24L 35K 80CRI XX XX XX WGG HA | Indoor Luminaires | High-Bay | High-Bay Luminaires for Commercial and Industrial Buildings | Standard | FALSE | [9 empty] | 42613 | Dimmable | Continuous Below 10 | No |  | 3.1 | 20203 | 128.68 | 157 | 3.07 | 0.91 | 3500 | 80
PTU5UZ6Z | Acuity Brands Lighting | Holophane | PHG 24L 35K 80CRI XX XX XX WGG FR | Indoor Luminaires | High-Bay | High-Bay Luminaires for Commercial and Industrial Buildings | Standard | FALSE | [9 empty] | 42613 | Dimmable | Continuous Below 10 | No |  | 3.1 | 20150 | 112.57 | 179 | 3.07 | 0.91 | 3500 | 80
PDZTHB96 | Acuity Brands Lighting | Holophane | PHG 24L 35K 80CRI XX XX XX NGG HA | Indoor Luminaires | High-Bay | High-Bay Luminaires for Commercial and Industrial Buildings | Standard | FALSE | [9 empty] | 42613 | Dimmable | Continuous Below 10 | No |  | 3.1 | 19744 | 125.76 | 157 | 3.07 | 0.91 | 3500 | 80
P4G57U2Z | Acuity Brands Lighting | Holophane | PHG 24L 35K 80CRI XX XX XX MGG FR HA | Indoor Luminaires | High-Bay | High-Bay Luminaires for Commercial and Industrial Buildings | Standard | FALSE | [9 empty] | 42613 | Dimmable | Continuous Below 10 | No |  | 3.1 | 18807 | 119.79 | 157 | 3.07 | 0.91 | 3500 | 80
PF4HXH7K | Acuity Brands Lighting | Holophane | PHG 24L 35K 80CRI XX XX XX NGG FR HA | Indoor Luminaires | High-Bay | High-Bay Luminaires for Commercial and Industrial Buildings | Standard | FALSE | [9 empty] | 42613 | Dimmable | Continuous Below 10 | No |  | 3.1 | 18337 | 116.8 | 157 | 3.07 | 0.91 | 3500 | 80
PC5YZU33 | Acuity Brands Lighting | Holophane | PHG 24L 35K 80CRI XX XX XX WGG FR HA | Indoor Luminaires | High-Bay | High-Bay Luminaires for Commercial and Industrial Buildings | Standard | FALSE | [9 empty] | 42613 | Dimmable | Continuous Below 10 | No |  | 3.1 | 18102 | 115.3 | 157 | 3.07 | 0.91 | 3500 | 80
P4RFZY6P | Acuity Brands Lighting | Holophane | PHG 18L 35K 80CRI XX XX XX NAA | Indoor Luminaires | High-Bay | High-Bay Luminaires for Commercial and Industrial Buildings | Premium | FALSE | [9 empty] | 42613 | Dimmable | Continuous Below 10 | No |  | 3.1 | 17044 | 130.11 | 131 | 3.07 | 0.91 | 3500 | 80
PGM794UM | Acuity Brands Lighting | Holophane | PHG 18L 35K 80CRI XX XX XX WAA | Indoor Luminaires | High-Bay | High-Bay Luminaires for Commercial and Industrial Buildings | Standard | FALSE | [9 empty] | 42613 | Dimmable | Continuous Below 10 | No |  | 3.1 | 16947 | 129.37 | 131 | 3.07 | 0.91 | 3500 | 80
P2ED8H4V | Acuity Brands Lighting | Holophane | PHG 18L 35K 80CRI XX XX XX MGG | Indoor Luminaires | High-Bay | High-Bay Luminaires for Commercial and Industrial Buildings | Standard | FALSE | [9 empty] | 42613 | Dimmable | Continuous Below 10 | No |  | 3.1 | 16677 | 127.31 | 131 | 3.07 | 0.91 | 3500 | 80
PBJQES7S | Acuity Brands Lighting | Holophane | PHG 18L 35K 80CRI XX XX XX WGG | Indoor Luminaires | High-Bay | High-Bay Luminaires for Commercial and Industrial Buildings | Standard | FALSE | [9 empty] | 42613 | Dimmable | Continuous Below 10 | No |  | 3.1 | 16494 | 125.91 | 131 | 3.07 | 0.91 | 3500 | 80
PCTTAT9U | Acuity Brands Lighting | Holophane | PHG 18L 35K 80CRI XX XX XX NGG | Indoor Luminaires | High-Bay | High-Bay Luminaires for Commercial and Industrial Buildings | Standard | FALSE | [9 empty] | 42613 | Dimmable | Continuous Below 10 | No |  | 3.1 | 16235 | 123.93 | 131 | 3.07 | 0.91 | 3500 | 80
PQG4X6GW | Acuity Brands Lighting | Holophane | PHG 18L 35K 80CRI XX XX XX MGG FR | Indoor Luminaires | High-Bay | High-Bay Luminaires for Commercial and Industrial Buildings | Standard | FALSE | [9 empty] | 42613 | Dimmable | Continuous Below 10 | No |  | 3.1 | 15463 | 118.04 | 131 | 3.07 | 0.91 | 3500 | 80
PFZPPE7N | Acuity Brands Lighting | Holophane | PHG 18L 35K 80CRI XX XX XX NGG FR | Indoor Luminaires | High-Bay | High-Bay Luminaires for Commercial and Industrial Buildings | Standard | FALSE | [9 empty] | 42613 | Dimmable | Continuous Below 10 | No |  | 3.1 | 15086 | 115.16 | 131 | 3.07 | 0.91 | 3500 | 80
PRUQG9NS | Acuity Brands Lighting | Holophane | PHG 18L 35K 80CRI XX XX XX WGG FR | Indoor Luminaires | High-Bay | High-Bay Luminaires for Commercial and Industrial Buildings | Standard | FALSE | [9 empty] | 42613 | Dimmable | Continuous Below 10 | No |  | 3.1 | 14951 | 114.13 | 131 | 3.07 | 0.91 | 3500 | 80
PAB4NMRH | Acuity Brands Lighting | Holophane | PHG 15L 5K 80CRI XX XX XX MGG | Indoor Luminaires | High-Bay | High-Bay Luminaires for Commercial and Industrial Buildings | Standard | FALSE | [9 empty] | 42613 | Dimmable | Continuous Below 10 | No |  | 3.1 | 13959 | 123.53 | 113 | 3.07 | 0.91 | 3500 | 80
PS5RNYP8 | Acuity Brands Lighting | Holophane | PHG 15L 35K 80CRI XX XX XX WAA | Indoor Luminaires | High-Bay | High-Bay Luminaires for Commercial and Industrial Buildings | Standard | FALSE | [9 empty] | 42613 | Dimmable | Continuous Below 10 | No |  | 3.1 | 13566 | 120.05 | 113 | 3.07 | 0.91 | 3500 | 80
PK7XH4D9 | Acuity Brands Lighting | Holophane | PHG 15L 35K 80CRI XX XX XX NAA | Indoor Luminaires | High-Bay | High-Bay Luminaires for Commercial and Industrial Buildings | Standard | FALSE | [9 empty] | 42613 | Dimmable | Continuous Below 10 | No |  | 3.1 | 13566 | 120.05 | 113 | 3.07 | 0.91 | 3500 | 80
PCAEX6DN | Acuity Brands Lighting | Holophane | PHG 15L 35K 80CRI XX XX XX MGG | Indoor Luminaires | High-Bay | High-Bay Luminaires for Commercial and Industrial Buildings | Standard | FALSE | [9 empty] | 42613 | Dimmable | Continuous Below 10 | No |  | 3.1 | 13416 | 118.73 | 113 | 3.07 | 0.91 | 3500 | 80
P1PG3E9E | Acuity Brands Lighting | Holophane | PHG 15L 35K 80CRI XX XX XX WGG | Indoor Luminaires | High-Bay | High-Bay Luminaires for Commercial and Industrial Buildings | Standard | FALSE | [9 empty] | 42613 | Dimmable | Continuous Below 10 | No |  | 3.1 | 13216 | 116.96 | 113 | 3.07 | 0.91 | 3500 | 80
PUHCKPDT | Acuity Brands Lighting | Holophane | PHG 15L 35K 80CRI XX XX XX NGG | Indoor Luminaires | High-Bay | High-Bay Luminaires for Commercial and Industrial Buildings | Standard | FALSE | [9 empty] | 42613 | Dimmable | Continuous Below 10 | No |  | 3.1 | 12914 | 114.28 | 113 | 3.07 | 0.91 | 3500 | 80
P4NWE1VM | Acuity Brands Lighting | Holophane | PHG 15L 35K 80CRI XX XX XX MGG FR | Indoor Luminaires | High-Bay | High-Bay Luminaires for Commercial and Industrial Buildings | Standard | FALSE | [9 empty] | 42613 | Dimmable | Continuous Below 10 | No |  | 3.1 | 12224 | 108.18 | 113 | 3.07 | 0.91 | 3500 | 80
P1NX1AVW | Acuity Brands Lighting | Holophane | PHG 15L 35K 80CRI XX XX XX NGG FR | Indoor Luminaires | High-Bay | High-Bay Luminaires for Commercial and Industrial Buildings | Standard | FALSE | [9 empty] | 42613 | Dimmable | Continuous Below 10 | No |  | 3.1 | 11912 | 105.42 | 113 | 3.07 | 0.91 | 3500 | 80
PVRDC1Y4 | Acuity Brands Lighting | Holophane | PHG 12L 35K 70CRI XX XX XX WAA | Indoor Luminaires | High-Bay | High-Bay Luminaires for Commercial and Industrial Buildings | Premium | FALSE | [9 empty] | 42613 | Dimmable | Continuous Below 10 | No |  | 3.1 | 12461 | 133.99 | 93 | 7.37 | 0.99 | 3500 | 70
P5ZX3HWP | Acuity Brands Lighting | Holophane | PHG 12L 35K 70CRI XX XX XX NAA | Indoor Luminaires | High-Bay | High-Bay Luminaires for Commercial and Industrial Buildings | Premium | FALSE | [9 empty] | 42613 | Dimmable | Continuous Below 10 | No |  | 3.1 | 12461 | 133.99 | 93 | 7.37 | 0.99 | 3500 | 70
PT33RC3W | Acuity Brands Lighting | Holophane | PHG 12L 35K 70CRI XX XX XX MGG | Indoor Luminaires | High-Bay | High-Bay Luminaires for Commercial and Industrial Buildings | Premium | FALSE | [9 empty] | 42613 | Dimmable | Continuous Below 10 | No |  | 3.1 | 12324 | 132.52 | 93 | 7.37 | 0.99 | 3500 | 70
P4SGWBZ5 | Acuity Brands Lighting | Holophane | PHG 12L 35K 70CRI XX XX XX WGG | Indoor Luminaires | High-Bay | High-Bay Luminaires for Commercial and Industrial Buildings | Premium | FALSE | [9 empty] | 42613 | Dimmable | Continuous Below 10 | No |  | 3.1 | 12140 | 130.54 | 93 | 7.37 | 0.99 | 3500 | 70
PAUKU7A9 | Acuity Brands Lighting | Holophane | PHG 12L 35K 70CRI XX XX XX NGG | Indoor Luminaires | High-Bay | High-Bay Luminaires for Commercial and Industrial Buildings | Standard | FALSE | [9 empty] | 42613 | Dimmable | Continuous Below 10 | No |  | 3.1 | 11862 | 127.55 | 93 | 7.37 | 0.99 | 3500 | 70
PPJD7NSM | Acuity Brands Lighting | Holophane | PHG 12L 35K 70CRI XX XX XX MGG FR | Indoor Luminaires | High-Bay | High-Bay Luminaires for Commercial and Industrial Buildings | Standard | FALSE | [9 empty] | 42613 | Dimmable | Continuous Below 10 | No |  | 3.1 | 11229 | 120.74 | 93 | 7.37 | 0.99 | 3500 | 70
PK4SCBM8 | Acuity Brands Lighting | Holophane | PHG 12L 35K 70CRI XX XX XX NGG FR | Indoor Luminaires | High-Bay | High-Bay Luminaires for Commercial and Industrial Buildings | Standard | FALSE | [9 empty] | 42613 | Dimmable | Continuous Below 10 | No |  | 3.1 | 10942 | 117.66 | 93 | 7.37 | 0.99 | 3500 | 70
PGBQPCFR | Acuity Brands Lighting | Holophane | PHG 12L 35K 70CRI XX XX XX WGG FR | Indoor Luminaires | High-Bay | High-Bay Luminaires for Commercial and Industrial Buildings | Standard | FALSE | [9 empty] | 42613 | Dimmable | Continuous Below 10 | No |  | 3.1 | 10832 | 116.47 | 93 | 7.37 | 0.99 | 3500 | 70
P18EZR48 | Acuity Brands Lighting | Holophane | PHG 9L 35K 70CRI XX XX XX WAA | Indoor Luminaires | High-Bay | High-Bay Luminaires for Commercial and Industrial Buildings | Premium | FALSE | [9 empty] | 42613 | Dimmable | Continuous Below 10 | No |  | 3.1 | 9492 | 133.69 | 71 | 7.37 | 0.99 | 3500 | 70
PDU9E8HA | Acuity Brands Lighting | Holophane | PHG 9L 35K 70CRI XX XX XX NAA | Indoor Luminaires | High-Bay | High-Bay Luminaires for Commercial and Industrial Buildings | Premium | FALSE | [9 empty] | 42613 | Dimmable | Continuous Below 10 | No |  | 3.1 | 9474 | 133.44 | 71 | 7.37 | 0.99 | 3500 | 70
PGU3K8FT | Acuity Brands Lighting | Holophane | PHG 9L 35K 70CRI XX XX XX MGG | Indoor Luminaires | High-Bay | High-Bay Luminaires for Commercial and Industrial Buildings | Premium | FALSE | [9 empty] | 42613 | Dimmable | Continuous Below 10 | No |  | 3.1 | 9323 | 131.31 | 71 | 7.37 | 0.99 | 3500 | 70
PJGFW911 | Acuity Brands Lighting | Holophane | PHG 9L 35K 70CRI XX XX XX WGG | Indoor Luminaires | High-Bay | High-Bay Luminaires for Commercial and Industrial Buildings | Premium | FALSE | [9 empty] | 42613 | Dimmable | Continuous Below 10 | No |  | 3.1 | 9265 | 130.49 | 71 | 7.37 | 0.99 | 3500 | 70
PQCDUCPT | Acuity Brands Lighting | Holophane | PHG 9L 35K 70CRI XX XX XX NGG | Indoor Luminaires | High-Bay | Low-Bay Luminaires for Commercial and Industrial Buildings | Standard | FALSE | [9 empty] | 42613 | Dimmable | Continuous Below 10 | No |  | 3.1 | 8965 | 126.27 | 71 | 7.37 | 0.99 | 3500 | 70
PH3QVJP3 | Acuity Brands Lighting | Holophane | PHG 9L 35K 70CRI XX XX XX MGG FR | Indoor Luminaires | High-Bay | Low-Bay Luminaires for Commercial and Industrial Buildings | Standard | FALSE | [9 empty] | 42613 | Dimmable | Continuous Below 10 | No |  | 3.1 | 8562 | 120.59 | 71 | 7.37 | 0.99 | 3500 | 70
PN8ZP4FX | Acuity Brands Lighting | Holophane | PHG 9L 35K 70CRI XX XX XX NGG FR | Indoor Luminaires | High-Bay | Low-Bay Luminaires for Commercial and Industrial Buildings | Standard | FALSE | [9 empty] | 42613 | Dimmable | Continuous Below 10 | No |  | 3.1 | 8356 | 117.69 | 71 | 7.37 | 0.99 | 3500 | 70
PY888B55 | Acuity Brands Lighting | Holophane | PHG 9L 35K 70CRI XX XX XX WGG FR | Indoor Luminaires | High-Bay | Low-Bay Luminaires for Commercial and Industrial Buildings | Standard | FALSE | [9 empty] | 42613 | Dimmable | Continuous Below 10 | No |  | 3.1 | 8262 | 116.37 | 71 | 7.37 | 0.99 | 3500 | 70
PKPU256H | Acuity Brands Lighting | Holophane | PHG 30L 35K 70CRI XX XX XX NAA | Indoor Luminaires | High-Bay | High-Bay Luminaires for Commercial and Industrial Buildings | Standard | FALSE | [9 empty] | 42613 | Dimmable | Continuous Below 10 | No |  | 3.1 | 31601 | 128.98 | 245 | 3.07 | 0.91 | 3500 | 70
PA3QDZ6X | Acuity Brands Lighting | Holophane | PHG 30L 35K 70CRI XX XX XX WAA | Indoor Luminaires | High-Bay | High-Bay Luminaires for Commercial and Industrial Buildings | Standard | FALSE | [9 empty] | 42613 | Dimmable | Continuous Below 10 | No |  | 3.1 | 31504 | 128.59 | 245 | 3.07 | 0.91 | 3500 | 70
PH1NKPHK | Acuity Brands Lighting | Holophane | PHG 30L 35K 70CRI XX XX XX MGG | Indoor Luminaires | High-Bay | High-Bay Luminaires for Commercial and Industrial Buildings | Standard | FALSE | [9 empty] | 42613 | Dimmable | Continuous Below 10 | No |  | 3.1 | 31148 | 127.13 | 245 | 3.07 | 0.91 | 3500 | 70
PF53CSJ5 | Acuity Brands Lighting | Holophane | PHG 30L 35K 70CRI XX XX XX WGG | Indoor Luminaires | High-Bay | High-Bay Luminaires for Commercial and Industrial Buildings | Standard | FALSE | [9 empty] | 42613 | Dimmable | Continuous Below 10 | No |  | 3.1 | 30817 | 125.78 | 245 | 3.07 | 0.91 | 3500 | 70
PYWTPKFN | Acuity Brands Lighting | Holophane | PHG 30L 35K 70CRI XX XX XX NGG | Indoor Luminaires | High-Bay | High-Bay Luminaires for Commercial and Industrial Buildings | Standard | FALSE | [9 empty] | 42613 | Dimmable | Continuous Below 10 | No |  | 3.1 | 30117 | 122.93 | 245 | 3.07 | 0.91 | 3500 | 70
PTF181ZQ | Acuity Brands Lighting | Holophane | PHG 30L 35K 70CRI XX XX XX MGG FR | Indoor Luminaires | High-Bay | High-Bay Luminaires for Commercial and Industrial Buildings | Standard | FALSE | [9 empty] | 42613 | Dimmable | Continuous Below 10 | No |  | 3.1 | 28688 | 117.09 | 245 | 3.07 | 0.91 | 3500 | 70
PQT2EJBA | Acuity Brands Lighting | Holophane | PHG 30L 35K 70CRI XX XX XX NGG FR | Indoor Luminaires | High-Bay | High-Bay Luminaires for Commercial and Industrial Buildings | Standard | FALSE | [9 empty] | 42613 | Dimmable | Continuous Below 10 | No |  | 3.1 | 27971 | 114.17 | 245 | 3.07 | 0.91 | 3500 | 70
PPD1CKDS | Acuity Brands Lighting | Holophane | PHG 30L 35K 70CRI XX XX XX WGG FR | Indoor Luminaires | High-Bay | High-Bay Luminaires for Commercial and Industrial Buildings | Standard | FALSE | [9 empty] | 42613 | Dimmable | Continuous Below 10 | No |  | 3.1 | 27613 | 112.71 | 245 | 3.07 | 0.91 | 3500 | 70
PJZARME1 | Acuity Brands Lighting | Holophane | PHG 24L 35K 70CRI XX XX XX NAA | Indoor Luminaires | High-Bay | High-Bay Luminaires for Commercial and Industrial Buildings | Premium | FALSE | [9 empty] | 42613 | Dimmable | Continuous Below 10 | No |  | 3.1 | 25054 | 139.97 | 179 | 3.07 | 0.91 | 3500 | 70
PC2F91JK | Acuity Brands Lighting | Holophane | PHG 24L 35K 70CRI XX XX XX WAA | Indoor Luminaires | High-Bay | High-Bay Luminaires for Commercial and Industrial Buildings | Premium | FALSE | [9 empty] | 42613 | Dimmable | Continuous Below 10 | No |  | 3.1 | 24977 | 139.54 | 179 | 3.07 | 0.91 | 3500 | 70
P5XC1BE4 | Acuity Brands Lighting | Holophane | PHG 24L 35K 70CRI XX XX XX MGG | Indoor Luminaires | High-Bay | High-Bay Luminaires for Commercial and Industrial Buildings | Premium | FALSE | [9 empty] | 42613 | Dimmable | Continuous Below 10 | No |  | 3.1 | 24695 | 137.96 | 179 | 3.07 | 0.91 | 3500 | 70
P6ZH6EB6 | Acuity Brands Lighting | Holophane | PHG 24L 35K 70CRI XX XX XX WGG | Indoor Luminaires | High-Bay | High-Bay Luminaires for Commercial and Industrial Buildings | Premium | FALSE | [9 empty] | 42613 | Dimmable | Continuous Below 10 | No |  | 3.1 | 24432 | 136.49 | 179 | 3.07 | 0.91 | 3500 | 70
PGSWSV1Z | Acuity Brands Lighting | Holophane | PHG 24L 35K 70CRI XX XX XX NGG | Indoor Luminaires | High-Bay | High-Bay Luminaires for Commercial and Industrial Buildings | Premium | FALSE | [9 empty] | 42613 | Dimmable | Continuous Below 10 | No |  | 3.1 | 23878 | 133.4 | 179 | 3.07 | 0.91 | 3500 | 70
PDRARRAM | Acuity Brands Lighting | Holophane | PHG 24L 35K 70CRI XX XX XX MGG FR | Indoor Luminaires | High-Bay | High-Bay Luminaires for Commercial and Industrial Buildings | Standard | FALSE | [9 empty] | 42613 | Dimmable | Continuous Below 10 | No |  | 3.1 | 22745 | 127.07 | 179 | 3.07 | 0.91 | 3500 | 70
PJ1G2WQC | Acuity Brands Lighting | Holophane | PHG 24L 35K 70CRI XX XX XX NAA HA | Indoor Luminaires | High-Bay | High-Bay Luminaires for Commercial and Industrial Buildings | Premium | FALSE | [9 empty] | 42613 | Dimmable | Continuous Below 10 | No |  | 3.1 | 22507 | 143.36 | 157 | 3.07 | 0.91 | 3500 | 70
PXTWTVYU | Acuity Brands Lighting | Holophane | PHG 24L 35K 70CRI XX XX XX WAA HA | Indoor Luminaires | High-Bay | High-Bay Luminaires for Commercial and Industrial Buildings | Premium | FALSE | [9 empty] | 42613 | Dimmable | Continuous Below 10 | No |  | 3.1 | 22438 | 142.92 | 157 | 3.07 | 0.91 | 3500 | 70
PMYVME55 | Acuity Brands Lighting | Holophane | PHG 24L 35K 70CRI XX XX XX MGG HA | Indoor Luminaires | High-Bay | High-Bay Luminaires for Commercial and Industrial Buildings | Premium | FALSE | [9 empty] | 42613 | Dimmable | Continuous Below 10 | No |  | 3.1 | 22185 | 141.31 | 157 | 3.07 | 0.91 | 3500 | 70
P2VXQAE2 | Acuity Brands Lighting | Holophane | PHG 24L 35K 70CRI XX XX XX NGG FR | Indoor Luminaires | High-Bay | High-Bay Luminaires for Commercial and Industrial Buildings | Standard | FALSE | [9 empty] | 42613 | Dimmable | Continuous Below 10 | No |  | 3.1 | 22176 | 123.89 | 179 | 3.07 | 0.91 | 3500 | 70
PS7BWKMA | Acuity Brands Lighting | Holophane | PHG 24L 35K 70CRI XX XX XX WGG HA | Indoor Luminaires | High-Bay | High-Bay Luminaires for Commercial and Industrial Buildings | Premium | FALSE | [9 empty] | 42613 | Dimmable | Continuous Below 10 | No |  | 3.1 | 21949 | 139.8 | 157 | 3.07 | 0.91 | 3500 | 70
P4U9USBJ | Acuity Brands Lighting | Holophane | PHG 24L 35K 70CRI XX XX XX WGG FR | Indoor Luminaires | High-Bay | High-Bay Luminaires for Commercial and Industrial Buildings | Standard | FALSE | [9 empty] | 42613 | Dimmable | Continuous Below 10 | No |  | 3.1 | 21892 | 122.3 | 179 | 3.07 | 0.91 | 3500 | 70
P4JZSQ4Q | Acuity Brands Lighting | Holophane | PHG 24L 35K 70CRI XX XX XX NGG HA | Indoor Luminaires | High-Bay | High-Bay Luminaires for Commercial and Industrial Buildings | Premium | FALSE | [9 empty] | 42613 | Dimmable | Continuous Below 10 | No |  | 3.1 | 21451 | 136.63 | 157 | 3.07 | 0.91 | 3500 | 70
PMMF24XF | Acuity Brands Lighting | Holophane | PHG 24L 35K 70CRI XX XX XX MGG FR HA | Indoor Luminaires | High-Bay | High-Bay Luminaires for Commercial and Industrial Buildings | Premium | FALSE | [9 empty] | 42613 | Dimmable | Continuous Below 10 | No |  | 3.1 | 20433 | 130.15 | 157 | 3.07 | 0.91 | 3500 | 70
PGC1YVE2 | Acuity Brands Lighting | Holophane | PHG 24L 35K 70CRI XX XX XX NGG FR HA | Indoor Luminaires | High-Bay | High-Bay Luminaires for Commercial and Industrial Buildings | Standard | FALSE | [9 empty] | 42613 | Dimmable | Continuous Below 10 | No |  | 3.1 | 19922 | 126.89 | 157 | 3.07 | 0.91 | 3500 | 70
PTM8K2DM | Acuity Brands Lighting | Holophane | PHG 24L 35K 70CRI XX XX XX WGG FR HA | Indoor Luminaires | High-Bay | High-Bay Luminaires for Commercial and Industrial Buildings | Standard | FALSE | [9 empty] | 42613 | Dimmable | Continuous Below 10 | No |  | 3.1 | 19667 | 125.27 | 157 | 3.07 | 0.91 | 3500 | 70
PFVQC2U4 | Acuity Brands Lighting | Holophane | PHG 18L 35K 70CRI XX XX XX NAA | Indoor Luminaires | High-Bay | High-Bay Luminaires for Commercial and Industrial Buildings | Premium | FALSE | [9 empty] | 42613 | Dimmable | Continuous Below 10 | No |  | 3.1 | 18517 | 141.35 | 131 | 3.07 | 0.91 | 3500 | 70
PR2U26DP | Acuity Brands Lighting | Holophane | PHG 18L 35K 70CRI XX XX XX WAA | Indoor Luminaires | High-Bay | High-Bay Luminaires for Commercial and Industrial Buildings | Premium | FALSE | [9 empty] | 42613 | Dimmable | Continuous Below 10 | No |  | 3.1 | 18412 | 140.55 | 131 | 3.07 | 0.91 | 3500 | 70
PGBATSEW | Acuity Brands Lighting | Holophane | PHG 18L 35K 70CRI XX XX XX MGG | Indoor Luminaires | High-Bay | High-Bay Luminaires for Commercial and Industrial Buildings | Premium | FALSE | [9 empty] | 42613 | Dimmable | Continuous Below 10 | No |  | 3.1 | 18119 | 138.31 | 131 | 3.07 | 0.91 | 3500 | 70
PHD1WRMD | Acuity Brands Lighting | Holophane | PHG 18L 35K 70CRI XX XX XX WGG | Indoor Luminaires | High-Bay | High-Bay Luminaires for Commercial and Industrial Buildings | Premium | FALSE | [9 empty] | 42613 | Dimmable | Continuous Below 10 | No |  | 3.1 | 17920 | 136.79 | 131 | 3.07 | 0.91 | 3500 | 70
PAFCGS8A | Acuity Brands Lighting | Holophane | PHG 18L 35K 70CRI XX XX XX NGG | Indoor Luminaires | High-Bay | High-Bay Luminaires for Commercial and Industrial Buildings | Premium | FALSE | [9 empty] | 42613 | Dimmable | Continuous Below 10 | No |  | 3.1 | 17638 | 134.64 | 131 | 3.07 | 0.91 | 3500 | 70
PQ52T5XS | Acuity Brands Lighting | Holophane | PHG 18L 35K 70CRI XX XX XX MGG FR | Indoor Luminaires | High-Bay | High-Bay Luminaires for Commercial and Industrial Buildings | Standard | FALSE | [9 empty] | 42613 | Dimmable | Continuous Below 10 | No |  | 3.1 | 16799 | 128.24 | 131 | 3.07 | 0.91 | 3500 | 70
P4RH8HNC | Acuity Brands Lighting | Holophane | PHG 18L 35K 70CRI XX XX XX NGG FR | Indoor Luminaires | High-Bay | High-Bay Luminaires for Commercial and Industrial Buildings | Standard | FALSE | [9 empty] | 42613 | Dimmable | Continuous Below 10 | No |  | 3.1 | 16390 | 125.11 | 131 | 3.07 | 0.91 | 3500 | 70
PM2U77VF | Acuity Brands Lighting | Holophane | PHG 18L 35K 70CRI XX XX XX WGG FR | Indoor Luminaires | High-Bay | High-Bay Luminaires for Commercial and Industrial Buildings | Standard | FALSE | [9 empty] | 42613 | Dimmable | Continuous Below 10 | No |  | 3.1 | 16243 | 123.99 | 131 | 3.07 | 0.91 | 3500 | 70
PNPCTSDW | Acuity Brands Lighting | Holophane | PHG 15L 5K 70CRI XX XX XX WGG | Indoor Luminaires | High-Bay | High-Bay Luminaires for Commercial and Industrial Buildings | Premium | FALSE | [9 empty] | 42613 | Dimmable | Continuous Below 10 | No |  | 3.1 | 15302 | 135.42 | 113 | 3.07 | 0.91 | 3500 | 70
P63M9ZTU | Acuity Brands Lighting | Holophane | PHG 15L 35K 70CRI XX XX XX NAA | Indoor Luminaires | High-Bay | High-Bay Luminaires for Commercial and Industrial Buildings | Premium | FALSE | [9 empty] | 42613 | Dimmable | Continuous Below 10 | No |  | 3.1 | 14739 | 130.43 | 113 | 3.07 | 0.91 | 3500 | 70
PUUMBK8P | Acuity Brands Lighting | Holophane | PHG 15L 35K 70CRI XX XX XX WAA | Indoor Luminaires | High-Bay | High-Bay Luminaires for Commercial and Industrial Buildings | Premium | FALSE | [9 empty] | 42613 | Dimmable | Continuous Below 10 | No |  | 3.1 | 14738 | 130.42 | 113 | 3.07 | 0.91 | 3500 | 70
PKXM3GJU | Acuity Brands Lighting | Holophane | PHG 15L 35K 70CRI XX XX XX MGG | Indoor Luminaires | High-Bay | High-Bay Luminaires for Commercial and Industrial Buildings | Standard | FALSE | [9 empty] | 42613 | Dimmable | Continuous Below 10 | No |  | 3.1 | 14576 | 128.99 | 113 | 3.07 | 0.91 | 3500 | 70
PGBGPBG1 | Acuity Brands Lighting | Holophane | PHG 15L 35K 70CRI XX XX XX WGG | Indoor Luminaires | High-Bay | High-Bay Luminaires for Commercial and Industrial Buildings | Standard | FALSE | [9 empty] | 42613 | Dimmable | Continuous Below 10 | No |  | 3.1 | 14358 | 127.06 | 113 | 3.07 | 0.91 | 3500 | 70
PT1A6K82 | Acuity Brands Lighting | Holophane | PHG 15L 35K 70CRI XX XX XX NGG | Indoor Luminaires | High-Bay | High-Bay Luminaires for Commercial and Industrial Buildings | Standard | FALSE | [9 empty] | 42613 | Dimmable | Continuous Below 10 | No |  | 3.1 | 14030 | 124.16 | 113 | 3.07 | 0.91 | 3500 | 70
PPF11K5T | Acuity Brands Lighting | Holophane | PHG 15L 35K 70CRI XX XX XX MGG FR | Indoor Luminaires | High-Bay | High-Bay Luminaires for Commercial and Industrial Buildings | Standard | FALSE | [9 empty] | 42613 | Dimmable | Continuous Below 10 | No |  | 3.1 | 13281 | 117.53 | 113 | 3.07 | 0.91 | 3500 | 70
PCSQSCNT | Acuity Brands Lighting | Holophane | PHG 15L 35K 70CRI XX XX XX NGG FR | Indoor Luminaires | High-Bay | High-Bay Luminaires for Commercial and Industrial Buildings | Standard | FALSE | [9 empty] | 42613 | Dimmable | Continuous Below 10 | No |  | 3.1 | 12941 | 114.52 | 113 | 3.07 | 0.91 | 3500 | 70
PRDRP2HH | Acuity Brands Lighting | Holophane | PHG 15L 35K 70CRI XX XX XX WGG FR | Indoor Luminaires | High-Bay | High-Bay Luminaires for Commercial and Industrial Buildings | Standard | FALSE | [9 empty] | 42613 | Dimmable | Continuous Below 10 | No |  | 3.1 | 12811 | 113.37 | 113 | 3.07 | 0.91 | 3500 | 70
PDGPAJWB | Acuity Brands Lighting | Holophane | PHG 30L 3K 80CRI XX XX XX MGG FR | Indoor Luminaires | High-Bay | High-Bay Luminaires for Commercial and Industrial Buildings | Standard | FALSE | [9 empty] | 42613 | Dimmable | Continuous Below 10 | No |  | 3.1 | 25631 | 104.62 | 245 | 7.37 | 0.99 | 3000 | 80
PR964R8X | Acuity Brands Lighting | Holophane | PHG 18L 3K 80CRI XX XX XX WGG | Indoor Luminaires | High-Bay | High-Bay Luminaires for Commercial and Industrial Buildings | Standard | FALSE | [9 empty] | 42613 | Dimmable | Continuous Below 10 | No |  | 3.1 | 16010 | 122.21 | 131 | 7.37 | 0.99 | 3000 | 80
PTST2SW7 | Acuity Brands Lighting | Holophane | PHG 12L 3K 80CRI XX XX XX NAA | Indoor Luminaires | High-Bay | High-Bay Luminaires for Commercial and Industrial Buildings | Standard | FALSE | [9 empty] | 42613 | Dimmable | Continuous Below 10 | No |  | 3.1 | 11133 | 119.71 | 93 | 7.37 | 0.99 | 3000 | 80
P2JB7C7P | Acuity Brands Lighting | Holophane | PHG 12L 3K 80CRI XX XX XX WAA | Indoor Luminaires | High-Bay | High-Bay Luminaires for Commercial and Industrial Buildings | Standard | FALSE | [9 empty] | 42613 | Dimmable | Continuous Below 10 | No |  | 3.1 | 11133 | 119.71 | 93 | 7.37 | 0.99 | 3000 | 80
PBJG1G6Q | Acuity Brands Lighting | Holophane | PHG 12L 3K 80CRI XX XX XX MGG | Indoor Luminaires | High-Bay | High-Bay Luminaires for Commercial and Industrial Buildings | Standard | FALSE | [9 empty] | 42613 | Dimmable | Continuous Below 10 | No |  | 3.1 | 11010 | 118.39 | 93 | 7.37 | 0.99 | 3000 | 80
P6UU9YQ7 | Acuity Brands Lighting | Holophane | PHG 12L 3K 80CRI XX XX XX WGG | Indoor Luminaires | High-Bay | High-Bay Luminaires for Commercial and Industrial Buildings | Standard | FALSE | [9 empty] | 42613 | Dimmable | Continuous Below 10 | No |  | 3.1 | 10846 | 116.62 | 93 | 7.37 | 0.99 | 3000 | 80
PD3EJVRM | Acuity Brands Lighting | Holophane | PHG 12L 3K 80CRI XX XX XX NGG | Indoor Luminaires | High-Bay | High-Bay Luminaires for Commercial and Industrial Buildings | Standard | FALSE | [9 empty] | 42613 | Dimmable | Continuous Below 10 | No |  | 3.1 | 10598 | 113.96 | 93 | 7.37 | 0.99 | 3000 | 80
PD978AMG | Acuity Brands Lighting | Holophane | PHG 12L 3K 80CRI XX XX XX MGG FR | Indoor Luminaires | High-Bay | High-Bay Luminaires for Commercial and Industrial Buildings | Standard | FALSE | [9 empty] | 42613 | Dimmable | Continuous Below 10 | No |  | 3.1 | 10032 | 107.87 | 93 | 7.37 | 0.99 | 3000 | 80
PVTB9TNJ | Acuity Brands Lighting | Holophane | PHG 12L 3K 80CRI XX XX XX NGG FR | Indoor Luminaires | High-Bay | High-Bay Luminaires for Commercial and Industrial Buildings | Standard | FALSE | [9 empty] | 42613 | Dimmable | Continuous Below 10 | No |  | 3.1 | 9776 | 105.12 | 93 | 7.37 | 0.99 | 3000 | 80
PH4JX6JC | Acuity Brands Lighting | Holophane | PHG 9L 3K 80CRI XX XX XX WAA | Indoor Luminaires | High-Bay | Low-Bay Luminaires for Commercial and Industrial Buildings | Standard | FALSE | [9 empty] | 42613 | Dimmable | Continuous Below 10 | No |  | 3.1 | 8481 | 119.45 | 71 | 7.37 | 0.99 | 3000 | 80
P6G5G52Y | Acuity Brands Lighting | Holophane | PHG 9L 3K 80CRI XX XX XX NAA | Indoor Luminaires | High-Bay | Low-Bay Luminaires for Commercial and Industrial Buildings | Standard | FALSE | [9 empty] | 42613 | Dimmable | Continuous Below 10 | No |  | 3.1 | 8464 | 119.21 | 71 | 7.37 | 0.99 | 3000 | 80
PDXCN95D | Acuity Brands Lighting | Holophane | PHG 9L 3K 80CRI XX XX XX MGG | Indoor Luminaires | High-Bay | Low-Bay Luminaires for Commercial and Industrial Buildings | Standard | FALSE | [9 empty] | 42613 | Dimmable | Continuous Below 10 | No |  | 3.1 | 8330 | 117.32 | 71 | 7.37 | 0.99 | 3000 | 80
PTGTK46S | Acuity Brands Lighting | Holophane | PHG 9L 3K 80CRI XX XX XX WGG | Indoor Luminaires | High-Bay | Low-Bay Luminaires for Commercial and Industrial Buildings | Standard | FALSE | [9 empty] | 42613 | Dimmable | Continuous Below 10 | No |  | 3.1 | 8278 | 116.59 | 71 | 7.37 | 0.99 | 3000 | 80
PX1MBRK2 | Acuity Brands Lighting | Holophane | PHG 9L 3K 80CRI XX XX XX NGG | Indoor Luminaires | High-Bay | Low-Bay Luminaires for Commercial and Industrial Buildings | Standard | FALSE | [9 empty] | 42613 | Dimmable | Continuous Below 10 | No |  | 3.1 | 8010 | 112.82 | 71 | 7.37 | 0.99 | 3000 | 80
P2XAR3TR | Acuity Brands Lighting | Holophane | PHG 9L 3K 80CRI XX XX XX MGG FR | Indoor Luminaires | High-Bay | Low-Bay Luminaires for Commercial and Industrial Buildings | Standard | FALSE | [9 empty] | 42613 | Dimmable | Continuous Below 10 | No |  | 3.1 | 7650 | 107.75 | 71 | 7.37 | 0.99 | 3000 | 80
PBAZ798J | Acuity Brands Lighting | Holophane | PHG 30L 3K 80CRI XX XX XX NAA | Indoor Luminaires | High-Bay | High-Bay Luminaires for Commercial and Industrial Buildings | Standard | FALSE | [9 empty] | 42613 | Dimmable | Continuous Below 10 | No |  | 3.1 | 28233 | 115.24 | 245 | 3.07 | 0.91 | 3000 | 80
PSEGWZVZ | Acuity Brands Lighting | Holophane | PHG 30L 3K 80CRI XX XX XX WAA | Indoor Luminaires | High-Bay | High-Bay Luminaires for Commercial and Industrial Buildings | Standard | FALSE | [9 empty] | 42613 | Dimmable | Continuous Below 10 | No |  | 3.1 | 28147 | 114.89 | 245 | 3.07 | 0.91 | 3000 | 80
P5UFSNP2 | Acuity Brands Lighting | Holophane | PHG 30L 3K 80CRI XX XX XX MGG | Indoor Luminaires | High-Bay | High-Bay Luminaires for Commercial and Industrial Buildings | Standard | FALSE | [9 empty] | 42613 | Dimmable | Continuous Below 10 | No |  | 3.1 | 27829 | 113.59 | 245 | 3.07 | 0.91 | 3000 | 80
PW7PT1YR | Acuity Brands Lighting | Holophane | PHG 30L 3K 80CRI XX XX XX WGG | Indoor Luminaires | High-Bay | High-Bay Luminaires for Commercial and Industrial Buildings | Standard | FALSE | [9 empty] | 42613 | Dimmable | Continuous Below 10 | No |  | 3.1 | 27533 | 112.38 | 245 | 3.07 | 0.91 | 3000 | 80
P4FZQMCG | Acuity Brands Lighting | Holophane | PHG 30L 3K 80CRI XX XX XX NGG | Indoor Luminaires | High-Bay | High-Bay Luminaires for Commercial and Industrial Buildings | Standard | FALSE | [9 empty] | 42613 | Dimmable | Continuous Below 10 | No |  | 3.1 | 26908 | 109.83 | 245 | 3.07 | 0.91 | 3000 | 80
PH8RGHHE | Acuity Brands Lighting | Holophane | PHG 24LA 4K 70CRI XX XX XX NGG HA | Indoor Luminaires | High-Bay | High-Bay Luminaires for Commercial and Industrial Buildings | Premium | FALSE | [9 empty] | 42613 | Dimmable | Continuous Below 10 | No |  | 3.1 | 22860 | 145.61 | 157 | 3.07 | 0.91 | 3000 | 80
PVS35RU6 | Acuity Brands Lighting | Holophane | PHG 24L 3K 80CRI XX XX XX NAA | Indoor Luminaires | High-Bay | High-Bay Luminaires for Commercial and Industrial Buildings | Standard | FALSE | [9 empty] | 42613 | Dimmable | Continuous Below 10 | No |  | 3.1 | 22384 | 125.05 | 179 | 3.07 | 0.91 | 3000 | 80
P6TVN8WP | Acuity Brands Lighting | Holophane | PHG 24L 3K 80CRI XX XX XX WAA | Indoor Luminaires | High-Bay | High-Bay Luminaires for Commercial and Industrial Buildings | Standard | FALSE | [9 empty] | 42613 | Dimmable | Continuous Below 10 | No |  | 3.1 | 22315 | 124.66 | 179 | 3.07 | 0.91 | 3000 | 80
P8UVBVCY | Acuity Brands Lighting | Holophane | PHG 24L 3K 80CRI XX XX XX MGG | Indoor Luminaires | High-Bay | High-Bay Luminaires for Commercial and Industrial Buildings | Standard | FALSE | [9 empty] | 42613 | Dimmable | Continuous Below 10 | No |  | 3.1 | 22063 | 123.26 | 179 | 3.07 | 0.91 | 3000 | 80
PSGB56DB | Acuity Brands Lighting | Holophane | PHG 24L 3K 80CRI XX XX XX WGG | Indoor Luminaires | High-Bay | High-Bay Luminaires for Commercial and Industrial Buildings | Standard | FALSE | [9 empty] | 42613 | Dimmable | Continuous Below 10 | No |  | 3.1 | 21829 | 121.95 | 179 | 3.07 | 0.91 | 3000 | 80
PFVTZ4MA | Acuity Brands Lighting | Holophane | PHG 24L 3K 80CRI XX XX XX NGG | Indoor Luminaires | High-Bay | High-Bay Luminaires for Commercial and Industrial Buildings | Standard | FALSE | [9 empty] | 42613 | Dimmable | Continuous Below 10 | No |  | 3.1 | 21333 | 119.18 | 179 | 3.07 | 0.91 | 3000 | 80
PX5XZCTZ | Acuity Brands Lighting | Holophane | PHG 24L 3K 80CRI XX XX XX MGG FR | Indoor Luminaires | High-Bay | High-Bay Luminaires for Commercial and Industrial Buildings | Standard | FALSE | [9 empty] | 42613 | Dimmable | Continuous Below 10 | No |  | 3.1 | 20321 | 113.53 | 179 | 3.07 | 0.91 | 3000 | 80
PVBW4JRQ | Acuity Brands Lighting | Holophane | PHG 24L 3K 80CRI XX XX XX NAA HA | Indoor Luminaires | High-Bay | High-Bay Luminaires for Commercial and Industrial Buildings | Standard | FALSE | [9 empty] | 42613 | Dimmable | Continuous Below 10 | No |  | 3.1 | 20108 | 128.08 | 157 | 3.07 | 0.91 | 3000 | 80
PUVBMPUE | Acuity Brands Lighting | Holophane | PHG 24L 3K 80CRI XX XX XX WAA HA | Indoor Luminaires | High-Bay | High-Bay Luminaires for Commercial and Industrial Buildings | Standard | FALSE | [9 empty] | 42613 | Dimmable | Continuous Below 10 | No |  | 3.1 | 20047 | 127.69 | 157 | 3.07 | 0.91 | 3000 | 80
PSF5U3JB | Acuity Brands Lighting | Holophane | PHG 24L 3K 80CRI XX XX XX MGG HA | Indoor Luminaires | High-Bay | High-Bay Luminaires for Commercial and Industrial Buildings | Standard | FALSE | [9 empty] | 42613 | Dimmable | Continuous Below 10 | No |  | 3.1 | 19821 | 126.25 | 157 | 3.07 | 0.91 | 3000 | 80
PV741UUR | Acuity Brands Lighting | Holophane | PHG 24L 3K 80CRI XX XX XX NGG FR | Indoor Luminaires | High-Bay | High-Bay Luminaires for Commercial and Industrial Buildings | Standard | FALSE | [9 empty] | 42613 | Dimmable | Continuous Below 10 | No |  | 3.1 | 19812 | 110.68 | 179 | 3.07 | 0.91 | 3000 | 80
PPJW3GSB | Acuity Brands Lighting | Holophane | PHG 24L 3K 80CRI XX XX XX WGG HA | Indoor Luminaires | High-Bay | High-Bay Luminaires for Commercial and Industrial Buildings | Standard | FALSE | [9 empty] | 42613 | Dimmable | Continuous Below 10 | No |  | 3.1 | 19610 | 124.9 | 157 | 3.07 | 0.91 | 3000 | 80
PCD23R5Z | Acuity Brands Lighting | Holophane | PHG 24L 3K 80CRI XX XX XX WGG FR | Indoor Luminaires | High-Bay | High-Bay Luminaires for Commercial and Industrial Buildings | Standard | FALSE | [9 empty] | 42613 | Dimmable | Continuous Below 10 | No |  | 3.1 | 19559 | 109.27 | 179 | 3.07 | 0.91 | 3000 | 80
PP4YUG2A | Acuity Brands Lighting | Holophane | PHG 24L 3K 80CRI XX XX XX NGG HA | Indoor Luminaires | High-Bay | High-Bay Luminaires for Commercial and Industrial Buildings | Standard | FALSE | [9 empty] | 42613 | Dimmable | Continuous Below 10 | No |  | 3.1 | 19165 | 122.07 | 157 | 3.07 | 0.91 | 3000 | 80
PP997PWZ | Acuity Brands Lighting | Holophane | PHG 24L 3K 80CRI XX XX XX MGG FR HA | Indoor Luminaires | High-Bay | High-Bay Luminaires for Commercial and Industrial Buildings | Standard | FALSE | [9 empty] | 42613 | Dimmable | Continuous Below 10 | No |  | 3.1 | 18255 | 116.27 | 157 | 3.07 | 0.91 | 3000 | 80
P4WG1XED | Acuity Brands Lighting | Holophane | PHG 24L 3K 80CRI XX XX XX NGG FR HA | Indoor Luminaires | High-Bay | High-Bay Luminaires for Commercial and Industrial Buildings | Standard | FALSE | [9 empty] | 42613 | Dimmable | Continuous Below 10 | No |  | 3.1 | 17799 | 113.37 | 157 | 3.07 | 0.91 | 3000 | 80
P7MNU98W | Acuity Brands Lighting | Holophane | PHG 24L 3K 80CRI XX XX XX WGG FR HA | Indoor Luminaires | High-Bay | High-Bay Luminaires for Commercial and Industrial Buildings | Standard | FALSE | [9 empty] | 42613 | Dimmable | Continuous Below 10 | No |  | 3.1 | 17571 | 111.92 | 157 | 3.07 | 0.91 | 3000 | 80
PQYVMWH2 | Acuity Brands Lighting | Holophane | PHG 18L 3K 80CRI XX XX XX NAA | Indoor Luminaires | High-Bay | High-Bay Luminaires for Commercial and Industrial Buildings | Standard | FALSE | [9 empty] | 42613 | Dimmable | Continuous Below 10 | No |  | 3.1 | 16544 | 126.29 | 131 | 3.07 | 0.91 | 3000 | 80
PYD9CMYB | Acuity Brands Lighting | Holophane | PHG 18L 3K 80CRI XX XX XX WAA | Indoor Luminaires | High-Bay | High-Bay Luminaires for Commercial and Industrial Buildings | Standard | FALSE | [9 empty] | 42613 | Dimmable | Continuous Below 10 | No |  | 3.1 | 16450 | 125.57 | 131 | 3.07 | 0.91 | 3000 | 80
PRJJ745D | Acuity Brands Lighting | Holophane | PHG 18L 3K 80CRI XX XX XX MGG | Indoor Luminaires | High-Bay | High-Bay Luminaires for Commercial and Industrial Buildings | Standard | FALSE | [9 empty] | 42613 | Dimmable | Continuous Below 10 | No |  | 3.1 | 16188 | 123.57 | 131 | 3.07 | 0.91 | 3000 | 80
P9ZM1JX4 | Acuity Brands Lighting | Holophane | PHG 18L 3K 80CRI XX XX XX NGG | Indoor Luminaires | High-Bay | High-Bay Luminaires for Commercial and Industrial Buildings | Standard | FALSE | [9 empty] | 42613 | Dimmable | Continuous Below 10 | No |  | 3.1 | 15758 | 120.29 | 131 | 3.07 | 0.91 | 3000 | 80
PEP3VEM4 | Acuity Brands Lighting | Holophane | PHG 18L 3K 80CRI XX XX XX MGG FR | Indoor Luminaires | High-Bay | High-Bay Luminaires for Commercial and Industrial Buildings | Standard | FALSE | [9 empty] | 42613 | Dimmable | Continuous Below 10 | No |  | 3.1 | 15009 | 114.57 | 131 | 3.07 | 0.91 | 3000 | 80
PM4BDNZQ | Acuity Brands Lighting | Holophane | PHG 18L 3K 80CRI XX XX XX NGG FR | Indoor Luminaires | High-Bay | High-Bay Luminaires for Commercial and Industrial Buildings | Standard | FALSE | [9 empty] | 42613 | Dimmable | Continuous Below 10 | No |  | 3.1 | 14643 | 111.78 | 131 | 3.07 | 0.91 | 3000 | 80
PN5J3N14 | Acuity Brands Lighting | Holophane | PHG 18L 3K 80CRI XX XX XX WGG FR | Indoor Luminaires | High-Bay | High-Bay Luminaires for Commercial and Industrial Buildings | Standard | FALSE | [9 empty] | 42613 | Dimmable | Continuous Below 10 | No |  | 3.1 | 14512 | 110.78 | 131 | 3.07 | 0.91 | 3000 | 80
P84WGYCQ | Acuity Brands Lighting | Holophane | PHG 15L 5K 80CRI XX XX XX NGG | Indoor Luminaires | High-Bay | High-Bay Luminaires for Commercial and Industrial Buildings | Standard | FALSE | [9 empty] | 42613 | Dimmable | Continuous Below 10 | No |  | 3.1 | 13436 | 118.9 | 113 | 3.07 | 0.91 | 3000 | 80
PVK8FSU7 | Acuity Brands Lighting | Holophane | PHG 15L 3K 80CRI XX XX XX WAA | Indoor Luminaires | High-Bay | High-Bay Luminaires for Commercial and Industrial Buildings | Standard | FALSE | [9 empty] | 42613 | Dimmable | Continuous Below 10 | No |  | 3.1 | 13168 | 116.53 | 113 | 3.07 | 0.91 | 3000 | 80
P2ZZ19GC | Acuity Brands Lighting | Holophane | PHG 15L 3K 80CRI XX XX XX NAA | Indoor Luminaires | High-Bay | High-Bay Luminaires for Commercial and Industrial Buildings | Standard | FALSE | [9 empty] | 42613 | Dimmable | Continuous Below 10 | No |  | 3.1 | 13168 | 116.53 | 113 | 3.07 | 0.91 | 3000 | 80
PD9UEZFC | Acuity Brands Lighting | Holophane | PHG 15L 3K 80CRI XX XX XX MGG | Indoor Luminaires | High-Bay | High-Bay Luminaires for Commercial and Industrial Buildings | Standard | FALSE | [9 empty] | 42613 | Dimmable | Continuous Below 10 | No |  | 3.1 | 13023 | 115.25 | 113 | 3.07 | 0.91 | 3000 | 80
PMU4R6RG | Acuity Brands Lighting | Holophane | PHG 15L 3K 80CRI XX XX XX WGG | Indoor Luminaires | High-Bay | High-Bay Luminaires for Commercial and Industrial Buildings | Standard | FALSE | [9 empty] | 42613 | Dimmable | Continuous Below 10 | No |  | 3.1 | 12828 | 113.52 | 113 | 3.07 | 0.91 | 3000 | 80
P8WJQMHQ | Acuity Brands Lighting | Holophane | PHG 15L 5K 80CRI XX XX XX MGG FR | Indoor Luminaires | High-Bay | High-Bay Luminaires for Commercial and Industrial Buildings | Standard | FALSE | [9 empty] | 42613 | Dimmable | Continuous Below 10 | No |  | 3.1 | 12719 | 112.56 | 113 | 3.07 | 0.91 | 3000 | 80
P54VB2R1 | Acuity Brands Lighting | Holophane | PHG 15L 3K 80CRI XX XX XX NGG | Indoor Luminaires | High-Bay | High-Bay Luminaires for Commercial and Industrial Buildings | Standard | FALSE | [9 empty] | 42613 | Dimmable | Continuous Below 10 | No |  | 3.1 | 12535 | 110.93 | 113 | 3.07 | 0.91 | 3000 | 80
P73HV3JF | Acuity Brands Lighting | Holophane | PHG 30L 3K 70CRI XX XX XX NGG | Indoor Luminaires | High-Bay | High-Bay Luminaires for Commercial and Industrial Buildings | Standard | FALSE | [9 empty] | 42613 | Dimmable | Continuous Below 10 | No |  | 3.1 | 29941 | 122.21 | 245 | 7.37 | 0.99 | 3000 | 70
PTHVWJFT | Acuity Brands Lighting | Holophane | PHG 12L 3K 70CRI XX XX XX WAA | Indoor Luminaires | High-Bay | High-Bay Luminaires for Commercial and Industrial Buildings | Premium | FALSE | [9 empty] | 42613 | Dimmable | Continuous Below 10 | No |  | 3.1 | 12388 | 133.2 | 93 | 7.37 | 0.99 | 3000 | 70
PKX78V7X | Acuity Brands Lighting | Holophane | PHG 12L 3K 70CRI XX XX XX NAA | Indoor Luminaires | High-Bay | High-Bay Luminaires for Commercial and Industrial Buildings | Premium | FALSE | [9 empty] | 42613 | Dimmable | Continuous Below 10 | No |  | 3.1 | 12388 | 133.2 | 93 | 7.37 | 0.99 | 3000 | 70
PJA65845 | Acuity Brands Lighting | Holophane | PHG 12L 3K 70CRI XX XX XX MGG | Indoor Luminaires | High-Bay | High-Bay Luminaires for Commercial and Industrial Buildings | Premium | FALSE | [9 empty] | 42613 | Dimmable | Continuous Below 10 | No |  | 3.1 | 12252 | 131.74 | 93 | 7.37 | 0.99 | 3000 | 70
P6VP7QX7 | Acuity Brands Lighting | Holophane | PHG 12L 3K 70CRI XX XX XX WGG | Indoor Luminaires | High-Bay | High-Bay Luminaires for Commercial and Industrial Buildings | Standard | FALSE | [9 empty] | 42613 | Dimmable | Continuous Below 10 | No |  | 3.1 | 12069 | 129.77 | 93 | 7.37 | 0.99 | 3000 | 70
P75Z7EEC | Acuity Brands Lighting | Holophane | PHG 12L 3K 70CRI XX XX XX NGG | Indoor Luminaires | High-Bay | High-Bay Luminaires for Commercial and Industrial Buildings | Standard | FALSE | [9 empty] | 42613 | Dimmable | Continuous Below 10 | No |  | 3.1 | 11793 | 126.81 | 93 | 7.37 | 0.99 | 3000 | 70
P5WU42E5 | Acuity Brands Lighting | Holophane | PHG 12L 3K 70CRI XX XX XX MGG FR | Indoor Luminaires | High-Bay | High-Bay Luminaires for Commercial and Industrial Buildings | Standard | FALSE | [9 empty] | 42613 | Dimmable | Continuous Below 10 | No |  | 3.1 | 11163 | 120.03 | 93 | 7.37 | 0.99 | 3000 | 70
PBN75JBN | Acuity Brands Lighting | Holophane | PHG 12L 3K 70CRI XX XX XX NGG FR | Indoor Luminaires | High-Bay | High-Bay Luminaires for Commercial and Industrial Buildings | Standard | FALSE | [9 empty] | 42613 | Dimmable | Continuous Below 10 | No |  | 3.1 | 10878 | 116.97 | 93 | 7.37 | 0.99 | 3000 | 70
P2UJ7HMQ | Acuity Brands Lighting | Holophane | PHG 12L 3K 70CRI XX XX XX WGG FR | Indoor Luminaires | High-Bay | High-Bay Luminaires for Commercial and Industrial Buildings | Standard | FALSE | [9 empty] | 42613 | Dimmable | Continuous Below 10 | No |  | 3.1 | 10768 | 115.78 | 93 | 7.37 | 0.99 | 3000 | 70
PGNDJ3TW | Acuity Brands Lighting | Holophane | PHG 9L 3K 70CRI XX XX XX WAA | Indoor Luminaires | High-Bay | High-Bay Luminaires for Commercial and Industrial Buildings | Premium | FALSE | [9 empty] | 42613 | Dimmable | Continuous Below 10 | No |  | 3.1 | 9437 | 132.92 | 71 | 7.37 | 0.99 | 3000 | 70
PMUW6KCM | Acuity Brands Lighting | Holophane | PHG 9L 3K 70CRI XX XX XX NAA | Indoor Luminaires | High-Bay | High-Bay Luminaires for Commercial and Industrial Buildings | Premium | FALSE | [9 empty] | 42613 | Dimmable | Continuous Below 10 | No |  | 3.1 | 9418 | 132.65 | 71 | 7.37 | 0.99 | 3000 | 70
PPJ9RNP3 | Acuity Brands Lighting | Holophane | PHG 9L 3K 70CRI XX XX XX MGG | Indoor Luminaires | High-Bay | High-Bay Luminaires for Commercial and Industrial Buildings | Premium | FALSE | [9 empty] | 42613 | Dimmable | Continuous Below 10 | No |  | 3.1 | 9269 | 130.55 | 71 | 7.37 | 0.99 | 3000 | 70
PGN9AYW7 | Acuity Brands Lighting | Holophane | PHG 9L 3K 70CRI XX XX XX WGG | Indoor Luminaires | High-Bay | High-Bay Luminaires for Commercial and Industrial Buildings | Standard | FALSE | [9 empty] | 42613 | Dimmable | Continuous Below 10 | No |  | 3.1 | 9211 | 129.73 | 71 | 7.37 | 0.99 | 3000 | 70
PV7XCC5J | Acuity Brands Lighting | Holophane | PHG 9L 3K 70CRI XX XX XX NGG | Indoor Luminaires | High-Bay | Low-Bay Luminaires for Commercial and Industrial Buildings | Standard | FALSE | [9 empty] | 42613 | Dimmable | Continuous Below 10 | No |  | 3.1 | 8913 | 125.54 | 71 | 7.37 | 0.99 | 3000 | 70
P22GSZH9 | Acuity Brands Lighting | Holophane | PHG 9L 3K 70CRI XX XX XX MGG FR | Indoor Luminaires | High-Bay | Low-Bay Luminaires for Commercial and Industrial Buildings | Standard | FALSE | [9 empty] | 42613 | Dimmable | Continuous Below 10 | No |  | 3.1 | 8512 | 119.89 | 71 | 7.37 | 0.99 | 3000 | 70
PNKYV9GV | Acuity Brands Lighting | Holophane | PHG 9L 3K 70CRI XX XX XX NGG FR | Indoor Luminaires | High-Bay | Low-Bay Luminaires for Commercial and Industrial Buildings | Standard | FALSE | [9 empty] | 42613 | Dimmable | Continuous Below 10 | No |  | 3.1 | 8307 | 117 | 71 | 7.37 | 0.99 | 3000 | 70
PPVGZDZD | Acuity Brands Lighting | Holophane | PHG 9L 3K 70CRI XX XX XX WGG FR | Indoor Luminaires | High-Bay | Low-Bay Luminaires for Commercial and Industrial Buildings | Standard | FALSE | [9 empty] | 42613 | Dimmable | Continuous Below 10 | No |  | 3.1 | 8214 | 115.69 | 71 | 7.37 | 0.99 | 3000 | 70
PR1C5QUC | Acuity Brands Lighting | Holophane | PHG 30L 3K 70CRI XX XX XX NAA | Indoor Luminaires | High-Bay | High-Bay Luminaires for Commercial and Industrial Buildings | Standard | FALSE | [9 empty] | 42613 | Dimmable | Continuous Below 10 | No |  | 3.1 | 31416 | 128.23 | 245 | 3.07 | 0.91 | 3000 | 70
PB4AC7MH | Acuity Brands Lighting | Holophane | PHG 30L 3K 70CRI XX XX XX WAA | Indoor Luminaires | High-Bay | High-Bay Luminaires for Commercial and Industrial Buildings | Standard | FALSE | [9 empty] | 42613 | Dimmable | Continuous Below 10 | No |  | 3.1 | 31320 | 127.84 | 245 | 3.07 | 0.91 | 3000 | 70
PTKSA5T9 | Acuity Brands Lighting | Holophane | PHG 30L 3K 70CRI XX XX XX MGG | Indoor Luminaires | High-Bay | High-Bay Luminaires for Commercial and Industrial Buildings | Standard | FALSE | [9 empty] | 42613 | Dimmable | Continuous Below 10 | No |  | 3.1 | 30966 | 126.39 | 245 | 3.07 | 0.91 | 3000 | 70
P1RFGK9F | Acuity Brands Lighting | Holophane | PHG 30L 3K 70CRI XX XX XX WGG | Indoor Luminaires | High-Bay | High-Bay Luminaires for Commercial and Industrial Buildings | Standard | FALSE | [9 empty] | 42613 | Dimmable | Continuous Below 10 | No |  | 3.1 | 30637 | 125.05 | 245 | 3.07 | 0.91 | 3000 | 70
PYSPM6TP | Acuity Brands Lighting | Holophane | PHG 30L 3K 70CRI XX XX XX MGG FR | Indoor Luminaires | High-Bay | High-Bay Luminaires for Commercial and Industrial Buildings | Standard | FALSE | [9 empty] | 42613 | Dimmable | Continuous Below 10 | No |  | 3.1 | 28521 | 116.41 | 245 | 3.07 | 0.91 | 3000 | 70
PBMFEJTB | Acuity Brands Lighting | Holophane | PHG 30L 3K 70CRI XX XX XX NGG FR | Indoor Luminaires | High-Bay | High-Bay Luminaires for Commercial and Industrial Buildings | Standard | FALSE | [9 empty] | 42613 | Dimmable | Continuous Below 10 | No |  | 3.1 | 27807 | 113.5 | 245 | 3.07 | 0.91 | 3000 | 70
P6KSJ39U | Acuity Brands Lighting | Holophane | PHG 30L 3K 70CRI XX XX XX WGG FR | Indoor Luminaires | High-Bay | High-Bay Luminaires for Commercial and Industrial Buildings | Standard | FALSE | [9 empty] | 42613 | Dimmable | Continuous Below 10 | No |  | 3.1 | 27452 | 112.05 | 245 | 3.07 | 0.91 | 3000 | 70
P3A52652 | Acuity Brands Lighting | Holophane | PHG 24L 3K 70CRI XX XX XX NAA | Indoor Luminaires | High-Bay | High-Bay Luminaires for Commercial and Industrial Buildings | Premium | FALSE | [9 empty] | 42613 | Dimmable | Continuous Below 10 | No |  | 3.1 | 24907 | 139.15 | 179 | 3.07 | 0.91 | 3000 | 70
PDXTZQMZ | Acuity Brands Lighting | Holophane | PHG 24L 3K 70CRI XX XX XX WAA | Indoor Luminaires | High-Bay | High-Bay Luminaires for Commercial and Industrial Buildings | Premium | FALSE | [9 empty] | 42613 | Dimmable | Continuous Below 10 | No |  | 3.1 | 24831 | 138.72 | 179 | 3.07 | 0.91 | 3000 | 70
PFWUBSTV | Acuity Brands Lighting | Holophane | PHG 24L 3K 70CRI XX XX XX MGG | Indoor Luminaires | High-Bay | High-Bay Luminaires for Commercial and Industrial Buildings | Premium | FALSE | [9 empty] | 42613 | Dimmable | Continuous Below 10 | No |  | 3.1 | 24551 | 137.16 | 179 | 3.07 | 0.91 | 3000 | 70
PKSPKV8U | Acuity Brands Lighting | Holophane | PHG 24L 3K 70CRI XX XX XX WGG | Indoor Luminaires | High-Bay | High-Bay Luminaires for Commercial and Industrial Buildings | Premium | FALSE | [9 empty] | 42613 | Dimmable | Continuous Below 10 | No |  | 3.1 | 24290 | 135.7 | 179 | 3.07 | 0.91 | 3000 | 70
PZAZSAEZ | Acuity Brands Lighting | Holophane | PHG 24L 3K 70CRI XX XX XX NGG | Indoor Luminaires | High-Bay | High-Bay Luminaires for Commercial and Industrial Buildings | Premium | FALSE | [9 empty] | 42613 | Dimmable | Continuous Below 10 | No |  | 3.1 | 23738 | 132.61 | 179 | 3.07 | 0.91 | 3000 | 70
PY9E8VWD | Acuity Brands Lighting | Holophane | PHG 24L 3K 70CRI XX XX XX MGG FR | Indoor Luminaires | High-Bay | High-Bay Luminaires for Commercial and Industrial Buildings | Standard | FALSE | [9 empty] | 42613 | Dimmable | Continuous Below 10 | No |  | 3.1 | 22612 | 126.32 | 179 | 3.07 | 0.91 | 3000 | 70
PSM8E19P | Acuity Brands Lighting | Holophane | PHG 24L 3K 70CRI XX XX XX NAA HA | Indoor Luminaires | High-Bay | High-Bay Luminaires for Commercial and Industrial Buildings | Premium | FALSE | [9 empty] | 42613 | Dimmable | Continuous Below 10 | No |  | 3.1 | 22376 | 142.52 | 157 | 3.07 | 0.91 | 3000 | 70
P8RZRBNS | Acuity Brands Lighting | Holophane | PHG 24L 3K 70CRI XX XX XX WAA HA | Indoor Luminaires | High-Bay | High-Bay Luminaires for Commercial and Industrial Buildings | Premium | FALSE | [9 empty] | 42613 | Dimmable | Continuous Below 10 | No |  | 3.1 | 22307 | 142.08 | 157 | 3.07 | 0.91 | 3000 | 70
PZ914XHM | Acuity Brands Lighting | Holophane | PHG 24L 3K 70CRI XX XX XX MGG HA | Indoor Luminaires | High-Bay | High-Bay Luminaires for Commercial and Industrial Buildings | Premium | FALSE | [9 empty] | 42613 | Dimmable | Continuous Below 10 | No |  | 3.1 | 22055 | 140.48 | 157 | 3.07 | 0.91 | 3000 | 70
P5QR3YNR | Acuity Brands Lighting | Holophane | PHG 24L 3K 70CRI XX XX XX NGG FR | Indoor Luminaires | High-Bay | High-Bay Luminaires for Commercial and Industrial Buildings | Standard | FALSE | [9 empty] | 42613 | Dimmable | Continuous Below 10 | No |  | 3.1 | 22046 | 123.16 | 179 | 3.07 | 0.91 | 3000 | 70
P2P6N1ZU | Acuity Brands Lighting | Holophane | PHG 24L 3K 70CRI XX XX XX WGG HA | Indoor Luminaires | High-Bay | High-Bay Luminaires for Commercial and Industrial Buildings | Premium | FALSE | [9 empty] | 42613 | Dimmable | Continuous Below 10 | No |  | 3.1 | 21821 | 138.99 | 157 | 3.07 | 0.91 | 3000 | 70
PF75NB72 | Acuity Brands Lighting | Holophane | PHG 24L 3K 70CRI XX XX XX WGG FR | Indoor Luminaires | High-Bay | High-Bay Luminaires for Commercial and Industrial Buildings | Standard | FALSE | [9 empty] | 42613 | Dimmable | Continuous Below 10 | No |  | 3.1 | 21764 | 121.59 | 179 | 3.07 | 0.91 | 3000 | 70
PFC2AXKP | Acuity Brands Lighting | Holophane | PHG 24L 3K 70CRI XX XX XX NGG HA | Indoor Luminaires | High-Bay | High-Bay Luminaires for Commercial and Industrial Buildings | Premium | FALSE | [9 empty] | 42613 | Dimmable | Continuous Below 10 | No |  | 3.1 | 21325 | 135.83 | 157 | 3.07 | 0.91 | 3000 | 70
PPS9P7SW | Acuity Brands Lighting | Holophane | PHG 24L 3K 70CRI XX XX XX MGG FR HA | Indoor Luminaires | High-Bay | High-Bay Luminaires for Commercial and Industrial Buildings | Standard | FALSE | [9 empty] | 42613 | Dimmable | Continuous Below 10 | No |  | 3.1 | 20313 | 129.38 | 157 | 3.07 | 0.91 | 3000 | 70
PDVRAUN6 | Acuity Brands Lighting | Holophane | PHG 24L 3K 70CRI XX XX XX NGG FR HA | Indoor Luminaires | High-Bay | High-Bay Luminaires for Commercial and Industrial Buildings | Standard | FALSE | [9 empty] | 42613 | Dimmable | Continuous Below 10 | No |  | 3.1 | 19805 | 126.15 | 157 | 3.07 | 0.91 | 3000 | 70
P79U5DFE | Acuity Brands Lighting | Holophane | PHG 24L 3K 70CRI XX XX XX WGG FR HA | Indoor Luminaires | High-Bay | High-Bay Luminaires for Commercial and Industrial Buildings | Standard | FALSE | [9 empty] | 42613 | Dimmable | Continuous Below 10 | No |  | 3.1 | 19552 | 124.54 | 157 | 3.07 | 0.91 | 3000 | 70
PD3FVU1T | Acuity Brands Lighting | Holophane | PHG 18L 3K 70CRI XX XX XX NAA | Indoor Luminaires | High-Bay | High-Bay Luminaires for Commercial and Industrial Buildings | Premium | FALSE | [9 empty] | 42613 | Dimmable | Continuous Below 10 | No |  | 3.1 | 18409 | 140.53 | 131 | 3.07 | 0.91 | 3000 | 70
PMFQUG3J | Acuity Brands Lighting | Holophane | PHG 18L 3K 70CRI XX XX XX WAA | Indoor Luminaires | High-Bay | High-Bay Luminaires for Commercial and Industrial Buildings | Premium | FALSE | [9 empty] | 42613 | Dimmable | Continuous Below 10 | No |  | 3.1 | 18305 | 139.73 | 131 | 3.07 | 0.91 | 3000 | 70
PGK5UJWD | Acuity Brands Lighting | Holophane | PHG 18L 3K 70CRI XX XX XX MGG | Indoor Luminaires | High-Bay | High-Bay Luminaires for Commercial and Industrial Buildings | Premium | FALSE | [9 empty] | 42613 | Dimmable | Continuous Below 10 | No |  | 3.1 | 18013 | 137.5 | 131 | 3.07 | 0.91 | 3000 | 70
P35YKB4C | Acuity Brands Lighting | Holophane | PHG 18L 3K 70CRI XX XX XX WGG | Indoor Luminaires | High-Bay | High-Bay Luminaires for Commercial and Industrial Buildings | Premium | FALSE | [9 empty] | 42613 | Dimmable | Continuous Below 10 | No |  | 3.1 | 17816 | 136 | 131 | 3.07 | 0.91 | 3000 | 70
P3SH9TDY | Acuity Brands Lighting | Holophane | PHG 18L 3K 70CRI XX XX XX NGG | Indoor Luminaires | High-Bay | High-Bay Luminaires for Commercial and Industrial Buildings | Premium | FALSE | [9 empty] | 42613 | Dimmable | Continuous Below 10 | No |  | 3.1 | 17535 | 133.85 | 131 | 3.07 | 0.91 | 3000 | 70
P2PGQPD9 | Acuity Brands Lighting | Holophane | PHG 18L 3K 70CRI XX XX XX MGG FR | Indoor Luminaires | High-Bay | High-Bay Luminaires for Commercial and Industrial Buildings | Standard | FALSE | [9 empty] | 42613 | Dimmable | Continuous Below 10 | No |  | 3.1 | 16701 | 127.49 | 131 | 3.07 | 0.91 | 3000 | 70
P3N8VWQA | Acuity Brands Lighting | Holophane | PHG 18L 3K 70CRI XX XX XX NGG FR | Indoor Luminaires | High-Bay | High-Bay Luminaires for Commercial and Industrial Buildings | Standard | FALSE | [9 empty] | 42613 | Dimmable | Continuous Below 10 | No |  | 3.1 | 16294 | 124.38 | 131 | 3.07 | 0.91 | 3000 | 70
PK4FJG77 | Acuity Brands Lighting | Holophane | PHG 18L 3K 70CRI XX XX XX WGG FR | Indoor Luminaires | High-Bay | High-Bay Luminaires for Commercial and Industrial Buildings | Standard | FALSE | [9 empty] | 42613 | Dimmable | Continuous Below 10 | No |  | 3.1 | 16148 | 123.27 | 131 | 3.07 | 0.91 | 3000 | 70
P17MMP1P | Acuity Brands Lighting | Holophane | PHG 15L 5K 70CRI XX XX XX MGG | Indoor Luminaires | High-Bay | High-Bay Luminaires for Commercial and Industrial Buildings | Premium | FALSE | [9 empty] | 42613 | Dimmable | Continuous Below 10 | No |  | 3.1 | 15534 | 137.47 | 113 | 3.07 | 0.91 | 3000 | 70
PKKNQ91W | Acuity Brands Lighting | Holophane | PHG 15L 5K 70CRI XX XX XX NGG | Indoor Luminaires | High-Bay | High-Bay Luminaires for Commercial and Industrial Buildings | Premium | FALSE | [9 empty] | 42613 | Dimmable | Continuous Below 10 | No |  | 3.1 | 14952 | 132.32 | 113 | 3.07 | 0.91 | 3000 | 70
PGTR4E5R | Acuity Brands Lighting | Holophane | PHG 15L 3K 70CRI XX XX XX NAA | Indoor Luminaires | High-Bay | High-Bay Luminaires for Commercial and Industrial Buildings | Standard | FALSE | [9 empty] | 42613 | Dimmable | Continuous Below 10 | No |  | 3.1 | 14653 | 129.67 | 113 | 3.07 | 0.91 | 3000 | 70
PPX1YMEG | Acuity Brands Lighting | Holophane | PHG 15L 3K 70CRI XX XX XX WAA | Indoor Luminaires | High-Bay | High-Bay Luminaires for Commercial and Industrial Buildings | Standard | FALSE | [9 empty] | 42613 | Dimmable | Continuous Below 10 | No |  | 3.1 | 14652 | 129.66 | 113 | 3.07 | 0.91 | 3000 | 70
P1AJSH7F | Acuity Brands Lighting | Holophane | PHG 15L 3K 70CRI XX XX XX MGG | Indoor Luminaires | High-Bay | High-Bay Luminaires for Commercial and Industrial Buildings | Standard | FALSE | [9 empty] | 42613 | Dimmable | Continuous Below 10 | No |  | 3.1 | 14491 | 128.24 | 113 | 3.07 | 0.91 | 3000 | 70
PP834DY7 | Acuity Brands Lighting | Holophane | PHG 15L 3K 70CRI XX XX XX WGG | Indoor Luminaires | High-Bay | High-Bay Luminaires for Commercial and Industrial Buildings | Standard | FALSE | [9 empty] | 42613 | Dimmable | Continuous Below 10 | No |  | 3.1 | 14274 | 126.32 | 113 | 3.07 | 0.91 | 3000 | 70
PGBWX362 | Acuity Brands Lighting | Holophane | PHG 15L 3K 70CRI XX XX XX NGG | Indoor Luminaires | High-Bay | High-Bay Luminaires for Commercial and Industrial Buildings | Standard | FALSE | [9 empty] | 42613 | Dimmable | Continuous Below 10 | No |  | 3.1 | 13949 | 123.44 | 113 | 3.07 | 0.91 | 3000 | 70
PV19BXV3 | Acuity Brands Lighting | Holophane | PHG 15L 5K 70CRI XX XX XX WGG FR | Indoor Luminaires | High-Bay | High-Bay Luminaires for Commercial and Industrial Buildings | Standard | FALSE | [9 empty] | 42613 | Dimmable | Continuous Below 10 | No |  | 3.1 | 13653 | 120.82 | 113 | 3.07 | 0.91 | 3000 | 70
PKSV7WAH | Acuity Brands Lighting | Holophane | PHG 15L 3K 70CRI XX XX XX MGG FR | Indoor Luminaires | High-Bay | High-Bay Luminaires for Commercial and Industrial Buildings | Standard | FALSE | [9 empty] | 42613 | Dimmable | Continuous Below 10 | No |  | 3.1 | 13204 | 116.85 | 113 | 3.07 | 0.91 | 3000 | 70
PKAVPWBC | Acuity Brands Lighting | Holophane | PHG 15L 3K 70CRI XX XX XX NGG FR | Indoor Luminaires | High-Bay | High-Bay Luminaires for Commercial and Industrial Buildings | Standard | FALSE | [9 empty] | 42613 | Dimmable | Continuous Below 10 | No |  | 3.1 | 12866 | 113.86 | 113 | 3.07 | 0.91 | 3000 | 70
PW71UDBV | Acuity Brands Lighting | Holophane | PHG 15L 3K 70CRI XX XX XX WGG FR | Indoor Luminaires | High-Bay | High-Bay Luminaires for Commercial and Industrial Buildings | Standard | FALSE | [9 empty] | 42613 | Dimmable | Continuous Below 10 | No |  | 3.1 | 12736 | 112.71 | 113 | 3.07 | 0.91 | 3000 | 70
PG74KRUW | Lumen Focus LLC | PBLA | PBLA-4-LW-UV-850 | Indoor Luminaires | High-Bay | High-Bay Aisle Luminaires | Standard | TRUE | 17430.9 | 144.5 | 120.6 | 10.9 | 0.978 | 5207 | 83 | 5 | 50000 | 42612 |  |  | Yes |  | 4 | 17025 | 141.6 | 120.2 | 10.9 | 0.98 | 5207 | 83
PSFMY16E | Lumen Focus LLC | PBLA | PBLA-4-HI-UV-840 | Indoor Luminaires | High-Bay | High-Bay Aisle Luminaires | Standard | TRUE | 16529 | 137.5 | 120.2 | 10.9 | 0.978 | 4127 | 85 | 5 | 50000 | 42612 |  |  | Yes |  | 4 | 23272 | 123.3 | 188.8 | 10.2 | 0.98 | 4168 | 85
PA6N418A | Lumen Focus LLC | PBLA | PBLA-4-VL-UV-840 | Indoor Luminaires | High-Bay | High-Bay Aisle Luminaires | Standard | TRUE | 12302 | 146.1 | 84.2 | 10.9 | 0.978 | 4127 | 85 | 5 | 50000 | 42612 |  |  | Yes |  | 4 | 12302 | 146.1 | 84.2 | 10.8 | 0.98 | 4000 | 85
PRJVREKB | Tai Kwan Technology CO. LIMITED | Tai Kwan Technology | TKT-P-150 | Indoor Luminaires | High-Bay | High-Bay Luminaires for Commercial and Industrial Buildings | Standard | TRUE | 16480.72 | 116.48 | 141.49 | 17.6 | 0.958 | 5204 | 74 | 5 | 50000 | 42612 |  |  | No |  | 4 | 16610.75 | 117.35 | 141.55 | 17.6 | 1 | 5204 | 74
P1WXWFXS | BestLight LED Corp | ?UFO | BL-HB-A-200-1D(2700K) | Indoor Luminaires | High-Bay | High-Bay Luminaires for Commercial and Industrial Buildings | Standard | TRUE | 22068.24 | 110.03 | 200.57 | 12.62 | 0.9562 | 2781 | 82.5 | 5 | 50000 | 42612 |  |  | No |  | 4 | 22000 | 110 | 200 | 12 | 0.9 | 2700 | 80
PWAKQB64 | BestLight LED Corp | ?UFO | BL-HB-A-150-1D(2700K) | Indoor Luminaires | High-Bay | High-Bay Luminaires for Commercial and Industrial Buildings | Standard | TRUE | 17098.13 | 110.339 | 154.96 | 11.02 | 0.9479 | 2763 | 82.6 | 5 | 50000 | 42612 |  |  | No |  | 4 | 16500 | 110 | 150 | 11 | 0.9 | 2700 | 80
PCJFUV4F | Fine Technix Co. Ltd | Fine Technix | HU100L3-L850(B[AS]-75R) | Indoor Luminaires | High-Bay | High-Bay Luminaires for Commercial and Industrial Buildings | Standard | TRUE | 12274.7 | 124.9 | 98.3 | 19.34 | 0.932 | 5134 | 82.9 | 5 | 50000 | 42612 |  |  | No |  | 4 | 12274.7 | 124.87 | 98.3 | 17.33 | 0.98 | 5134 | 82.9
P8BYFKYF | Fine Technix Co. Ltd | Fine Technix | HU125L2-L850(B[AS]-A1R) | Indoor Luminaires | High-Bay | High-Bay Luminaires for Commercial and Industrial Buildings | Standard | TRUE | 15568.7 | 125 | 124.6 | 20.9 | 0.92 | 5312 | 84.6 | 5 | 50000 | 42612 |  |  | No |  | 4 | 15568.7 | 124.95 | 124.6 | 14.85 | 0.99 | 5312 | 84.6
PY3GQSFG | Tai Kwan Technology CO. LIMITED | Tai Kwan Technology | TKT-P-120 | Indoor Luminaires | High-Bay | High-Bay Luminaires for Commercial and Industrial Buildings | Standard | TRUE | 13120.7 | 106.99 | 122.64 | 18.5 | 0.909 | 5018 | 74 | 5 | 50000 | 42612 |  |  | No |  | 4 | 13167.66 | 107.21 | 122.82 | 18.5 | 0.92 | 5018 | 74
PY4BCVBJ | Fine Technix Co. Ltd | Fine Technix | HU080L1-L850(B[AS]-80R) | Indoor Luminaires | High-Bay | High-Bay Luminaires for Commercial and Industrial Buildings | Standard | TRUE | 10460.9 | 124.4 | 84.1 | 21.42 | 0.907 | 5127 | 82.7 | 5 | 50000 | 42612 |  |  | No |  | 4 | 10460.9 | 124.39 | 84.1 | 18.84 | 0.98 | 5127 | 82.7
PQDRC3R1 | Tai Kwan Technology CO. LIMITED | Tai Kwan Technology | TKT-P-060 | Indoor Luminaires | High-Bay | Low-Bay Luminaires for Commercial and Industrial Buildings | Standard | TRUE | 6454.17 | 108.18 | 59.66 | 18.1 | 0.906 | 5070 | 73.4 | 5 | 50000 | 42612 |  |  | No |  | 4 | 6505.04 | 108.87 | 59.75 | 18.1 | 0.91 | 5070 | 73.4
P2PE6PTJ | Tai Kwan Technology CO. LIMITED | Tai Kwan Technology | TKT-P-090 | Indoor Luminaires | High-Bay | High-Bay Luminaires for Commercial and Industrial Buildings | Standard | TRUE | 9642.005 | 106.061 | 90.91 | 19.1 | 0.902 | 4947 | 74.4 | 5 | 50000 | 42612 |  |  | No |  | 4 | 9642.01 | 106.06 | 90.91 | 19.1 | 0.91 | 4947 | 74.4
PX2ZVY8Z | Tai Kwan Technology CO. LIMITED | Tai Kwan Technology | TKT-P-040 | Indoor Luminaires | High-Bay | Low-Bay Luminaires for Commercial and Industrial Buildings | Standard | TRUE | 4836.397 | 126.541 | 38.22 | 18.5 | 0.901 | 5058 | 73.2 | 5 | 50000 | 42612 |  |  | No |  | 4 | 4836.4 | 126.54 | 38.22 | 18.5 | 0.91 | 5058 | 73.2
P2SW1YRF | Lumen Focus LLC | PBLA | PBLA-8-LW-UV-850 | Indoor Luminaires | High-Bay | High-Bay Aisle Luminaires | Standard | FALSE | [9 empty] | 42612 | Dimmable | Continuous Below 10 | Yes |  | 4 | 33501 | 139.6 | 240 | 10.9 | 0.98 | 5000 | 83
PFM64HNT | Lumen Focus LLC | PBLA | PBLA-8-VL-UV-850 | Indoor Luminaires | High-Bay | High-Bay Aisle Luminaires | Standard | FALSE | [9 empty] | 42612 | Dimmable | Continuous Below 10 | Yes |  | 4 | 24566 | 146.2 | 168 | 10.8 | 0.98 | 5000 | 83
PM6WS9T2 | Lumen Focus LLC | PBLA | PBLA-4-VL-UV-850 | Indoor Luminaires | High-Bay | High-Bay Aisle Luminaires | Standard | FALSE | [9 empty] | 42612 | Dimmable | Continuous Below 10 | Yes |  | 4 | 12671 | 150.5 | 84.2 | 10.8 | 0.98 | 5000 | 83
PDJGPHZM | Lumen Focus LLC | PBLA | PBLA-8-MD-UV-850 | Indoor Luminaires | High-Bay | High-Bay Aisle Luminaires | Standard | FALSE | [9 empty] | 42612 | Dimmable | Continuous Below 10 | Yes |  | 4 | 42308 | 132.2 | 320 | 10.6 | 0.98 | 5000 | 83
P5W3S3XF | Lumen Focus LLC | PBLA | PBLA-4-MD-UV-850 | Indoor Luminaires | High-Bay | High-Bay Aisle Luminaires | Standard | FALSE | [9 empty] | 42612 | Dimmable | Continuous Below 10 | Yes |  | 4 | 21154 | 132.2 | 160 | 10.6 | 0.98 | 5000 | 83
PZKY8M53 | Lumen Focus LLC | PBLA | PBLA-4-HI-UV-850 | Indoor Luminaires | High-Bay | High-Bay Aisle Luminaires | Standard | FALSE | [9 empty] | 42612 | Dimmable | Continuous Below 10 | Yes |  | 4 | 23970 | 127 | 188.8 | 10.2 | 0.98 | 5000 | 83
PT8UY791 | Lumen Focus LLC | PBL | PBL-4W-HI-UV-850-HH-OOO | Indoor Luminaires | High-Bay | High-Bay Luminaires for Commercial and Industrial Buildings | Standard | FALSE | [9 empty] | 42612 | Dimmable | Continuous Below 10 | Yes |  | 3.1 | 41381 | 135.8 | 305 | 11.6 | 0.96 | 5000 | 82
PYSBPBPP | Lumen Focus LLC | PBL | PBL-2W-HI-UV-850-HH-OOO | Indoor Luminaires | High-Bay | High-Bay Luminaires for Commercial and Industrial Buildings | Standard | FALSE | [9 empty] | 42612 | Dimmable | Continuous Below 10 | Yes |  | 3.1 | 18108 | 139.1 | 130 | 11 | 0.98 | 5000 | 82
PFZZ14NR | Lumen Focus LLC | PBL | PBL-4W-LW-HE-UV-850-HH-OOO | Indoor Luminaires | High-Bay | High-Bay Luminaires for Commercial and Industrial Buildings | Standard | FALSE | [9 empty] | 42612 | Dimmable | Continuous Below 10 | Yes |  | 3.1 | 29375 | 154.6 | 190 | 10.9 | 0.98 | 5000 | 82
PJ2EEEDR | Lumen Focus LLC | PBL | PBL-4W-HI-HE-UV-850-HH-OOO | Indoor Luminaires | High-Bay | High-Bay Luminaires for Commercial and Industrial Buildings | Standard | FALSE | [9 empty] | 42612 | Dimmable | Continuous Below 10 | Yes |  | 3.1 | 41386 | 145.2 | 285 | 10.8 | 0.98 | 5000 | 82
P85XBFFX | Lumen Focus LLC | PBL | PBL-4W-MD-UV-850-HH-OOO | Indoor Luminaires | High-Bay | High-Bay Luminaires for Commercial and Industrial Buildings | Standard | FALSE | [9 empty] | 42612 | Dimmable | Continuous Below 10 | Yes |  | 3.1 | 37206 | 137.8 | 270 | 10.8 | 0.98 | 5000 | 82
P5DQBDKZ | Lumen Focus LLC | PBL | PBL-4W-MD-HE-UV-850-HH-OOO | Indoor Luminaires | High-Bay | High-Bay Luminaires for Commercial and Industrial Buildings | Standard | FALSE | [9 empty] | 42612 | Dimmable | Continuous Below 10 | Yes |  | 3.1 | 37168 | 148.7 | 250 | 10.8 | 0.98 | 5000 | 82
P3P9J8YZ | Lumen Focus LLC | PBL | PBL-4W-LW-UV-850-HH-OOO | Indoor Luminaires | High-Bay | High-Bay Luminaires for Commercial and Industrial Buildings | Standard | FALSE | [9 empty] | 42612 | Dimmable | Continuous Below 10 | Yes |  | 3.1 | 30599 | 145.7 | 210 | 10.8 | 0.98 | 5000 | 82
PX2Y57DQ | Lumen Focus LLC | PBL | PBL-2W-HI-HE-UV-850-HH-OOO | Indoor Luminaires | High-Bay | High-Bay Luminaires for Commercial and Industrial Buildings | Standard | FALSE | [9 empty] | 42612 | Dimmable | Continuous Below 10 | Yes |  | 3.1 | 17959 | 149.7 | 120 | 10.8 | 0.98 | 5000 | 82
PNB6NK25 | Lumen Focus LLC | PBLA | PBLA-4-LW-UV-840 | Indoor Luminaires | High-Bay | High-Bay Aisle Luminaires | Standard | FALSE | [9 empty] | 42612 | Dimmable | Continuous Below 10 | Yes |  | 4 | 16529 | 137.5 | 120.2 | 10.9 | 0.98 | 4127 | 85
PRC6TDY1 | Lumen Focus LLC | PBLA | PBLA-8-LW-UV-840 | Indoor Luminaires | High-Bay | High-Bay Aisle Luminaires | Standard | FALSE | [9 empty] | 42612 | Dimmable | Continuous Below 10 | Yes |  | 4 | 32525 | 135.5 | 240 | 10.9 | 0.98 | 4000 | 85
P8TUJPQS | Lumen Focus LLC | PBLA | PBLA-8-VL-UV-840 | Indoor Luminaires | High-Bay | High-Bay Aisle Luminaires | Standard | FALSE | [9 empty] | 42612 | Dimmable | Continuous Below 10 | Yes |  | 4 | 23850 | 142 | 168 | 10.8 | 0.98 | 4000 | 85
PQWX4QW6 | Lumen Focus LLC | PBLA | PBLA-8-MD-UV-840 | Indoor Luminaires | High-Bay | High-Bay Aisle Luminaires | Standard | FALSE | [9 empty] | 42612 | Dimmable | Continuous Below 10 | Yes |  | 4 | 41076 | 128.4 | 320 | 10.6 | 0.98 | 4000 | 85
P51KVFKQ | Lumen Focus LLC | PBLA | PBLA-4-MD-UV-840 | Indoor Luminaires | High-Bay | High-Bay Aisle Luminaires | Standard | FALSE | [9 empty] | 42612 | Dimmable | Continuous Below 10 | Yes |  | 4 | 20538 | 128.4 | 160 | 10.6 | 0.98 | 4000 | 85
P7MJZYB3 | Lumen Focus LLC | PBL | PBL-4W-HI-UV-840-HH-OOO | Indoor Luminaires | High-Bay | High-Bay Luminaires for Commercial and Industrial Buildings | Standard | FALSE | [9 empty] | 42612 | Dimmable | Continuous Below 10 | Yes |  | 3.1 | 40175 | 131.8 | 305 | 11.6 | 0.96 | 4000 | 82
P67F3AGR | Lumen Focus LLC | PBL | PBL-2W-HI-UV-840-HH-OOO | Indoor Luminaires | High-Bay | High-Bay Luminaires for Commercial and Industrial Buildings | Standard | FALSE | [9 empty] | 42612 | Dimmable | Continuous Below 10 | Yes |  | 3.1 | 17581 | 135 | 130 | 11 | 0.98 | 4000 | 82
PY2YQP71 | Lumen Focus LLC | PBL | PBL-4W-LW-HE-UV-840-HH-OOO | Indoor Luminaires | High-Bay | High-Bay Luminaires for Commercial and Industrial Buildings | Standard | FALSE | [9 empty] | 42612 | Dimmable | Continuous Below 10 | Yes |  | 3.1 | 28519 | 150.1 | 190 | 10.9 | 0.98 | 4000 | 82
P9P739BU | Lumen Focus LLC | PBL | PBL-4W-HI-HE-UV-840-HH-OOO | Indoor Luminaires | High-Bay | High-Bay Luminaires for Commercial and Industrial Buildings | Standard | FALSE | [9 empty] | 42612 | Dimmable | Continuous Below 10 | Yes |  | 3.1 | 40180 | 141 | 285 | 10.8 | 0.98 | 4000 | 82
PV4SDAU4 | Lumen Focus LLC | PBL | PBL-4W-MD-UV-840-HH-OOO | Indoor Luminaires | High-Bay | High-Bay Luminaires for Commercial and Industrial Buildings | Standard | FALSE | [9 empty] | 42612 | Dimmable | Continuous Below 10 | Yes |  | 3.1 | 36122 | 133.8 | 270 | 10.8 | 0.98 | 4000 | 82
P4KK2BYW | Lumen Focus LLC | PBL | PBL-4W-MD-HE-UV-840-HH-OOO | Indoor Luminaires | High-Bay | High-Bay Luminaires for Commercial and Industrial Buildings | Standard | FALSE | [9 empty] | 42612 | Dimmable | Continuous Below 10 | Yes |  | 3.1 | 36086 | 144.3 | 250 | 10.8 | 0.98 | 4000 | 82
PD6X23DW | Lumen Focus LLC | PBL | PBL-4W-LW-UV-840-HH-OOO | Indoor Luminaires | High-Bay | High-Bay Luminaires for Commercial and Industrial Buildings | Standard | FALSE | [9 empty] | 42612 | Dimmable | Continuous Below 10 | Yes |  | 3.1 | 29707 | 141.5 | 210 | 10.8 | 0.98 | 4000 | 82
PZH5CPZZ | Lumen Focus LLC | PBL | PBL-2W-HI-HE-UV-840-HH-OOO | Indoor Luminaires | High-Bay | High-Bay Luminaires for Commercial and Industrial Buildings | Standard | FALSE | [9 empty] | 42612 | Dimmable | Continuous Below 10 | Yes |  | 3.1 | 17436 | 145.3 | 120 | 10.8 | 0.98 | 4000 | 82
P8MGRUJ9 | Lumen Focus LLC | PBL | PBL-4W-HI-UV-835-HH-OOO | Indoor Luminaires | High-Bay | High-Bay Luminaires for Commercial and Industrial Buildings | Standard | FALSE | [9 empty] | 42612 | Dimmable | Continuous Below 10 | Yes |  | 3.1 | 38970 | 127.9 | 305 | 11.6 | 0.96 | 3586 | 84
PTWY4QJ4 | Lumen Focus LLC | PBL | PBL-2W-HI-UV-835-HH-OOO | Indoor Luminaires | High-Bay | High-Bay Luminaires for Commercial and Industrial Buildings | Standard | FALSE | [9 empty] | 42612 | Dimmable | Continuous Below 10 | Yes |  | 3.1 | 17053 | 131 | 130 | 11 | 0.98 | 3569 | 85
PCEVBM4J | Lumen Focus LLC | PBL | PBL-4W-LW-HE-UV-835-HH-OOO | Indoor Luminaires | High-Bay | High-Bay Luminaires for Commercial and Industrial Buildings | Standard | FALSE | [9 empty] | 42612 | Dimmable | Continuous Below 10 | Yes |  | 3.1 | 27664 | 145.6 | 190 | 10.9 | 0.98 | 3500 | 82
PJKMZ4RB | Lumen Focus LLC | PBL | PBL-4W-HI-HE-UV-835-HH-OOO | Indoor Luminaires | High-Bay | High-Bay Luminaires for Commercial and Industrial Buildings | Standard | FALSE | [9 empty] | 42612 | Dimmable | Continuous Below 10 | Yes |  | 3.1 | 38975 | 136.8 | 285 | 10.8 | 0.98 | 3500 | 82
P92M2C1A | Lumen Focus LLC | PBL | PBL-4W-MD-UV-835-HH-OOO | Indoor Luminaires | High-Bay | High-Bay Luminaires for Commercial and Industrial Buildings | Standard | FALSE | [9 empty] | 42612 | Dimmable | Continuous Below 10 | Yes |  | 3.1 | 35039 | 129.8 | 270 | 10.8 | 0.98 | 3500 | 82
PNZA1CCK | Lumen Focus LLC | PBL | PBL-4W-MD-HE-UV-835-HH-OOO | Indoor Luminaires | High-Bay | High-Bay Luminaires for Commercial and Industrial Buildings | Standard | FALSE | [9 empty] | 42612 | Dimmable | Continuous Below 10 | Yes |  | 3.1 | 35003 | 140 | 250 | 10.8 | 0.98 | 3500 | 82
P9826HGQ | Lumen Focus LLC | PBL | PBL-4W-LW-UV-835-HH-OOO | Indoor Luminaires | High-Bay | High-Bay Luminaires for Commercial and Industrial Buildings | Standard | FALSE | [9 empty] | 42612 | Dimmable | Continuous Below 10 | Yes |  | 3.1 | 28816 | 137.2 | 210 | 10.8 | 0.98 | 3500 | 82
PTEQGD27 | Lumen Focus LLC | PBL | PBL-2W-HI-HE-UV-835-HH-OOO | Indoor Luminaires | High-Bay | High-Bay Luminaires for Commercial and Industrial Buildings | Standard | FALSE | [9 empty] | 42612 | Dimmable | Continuous Below 10 | Yes |  | 3.1 | 16913 | 140.9 | 120 | 10.8 | 0.98 | 3500 | 82
PSCWDNNX | BestLight LED Corp | ?UFO | BL-HB-A-200-1ND(5700K) | Indoor Luminaires | High-Bay | High-Bay Luminaires for Commercial and Industrial Buildings | Standard | FALSE | [9 empty] | 42612 | Not Dimmable | Not Dimmable | No |  | 4 | 22000 | 110 | 200 | 12 | 0.9 | 5700 | 80
PT1J9VX9 | BestLight LED Corp | ?UFO | BL-HB-A-150-1ND(5700K) | Indoor Luminaires | High-Bay | High-Bay Luminaires for Commercial and Industrial Buildings | Standard | FALSE | [9 empty] | 42612 | Not Dimmable | Not Dimmable | No |  | 4 | 16500 | 110 | 150 | 11 | 0.9 | 5700 | 80
PGN883UV | BestLight LED Corp | ?UFO | BL-HB-A-200-1ND(5000K) | Indoor Luminaires | High-Bay | High-Bay Luminaires for Commercial and Industrial Buildings | Standard | FALSE | [9 empty] | 42612 | Not Dimmable | Not Dimmable | No |  | 4 | 22000 | 110 | 200 | 12 | 0.9 | 5000 | 80
PEGFK6VU | BestLight LED Corp | ?UFO | BL-HB-A-150-1ND(5000K) | Indoor Luminaires | High-Bay | High-Bay Luminaires for Commercial and Industrial Buildings | Standard | FALSE | [9 empty] | 42612 | Not Dimmable | Not Dimmable | No |  | 4 | 16500 | 110 | 150 | 11 | 0.9 | 5000 | 80
PXKQH29S | BestLight LED Corp | ?UFO | BL-HB-A-200-1ND(4500K) | Indoor Luminaires | High-Bay | High-Bay Luminaires for Commercial and Industrial Buildings | Standard | FALSE | [9 empty] | 42612 | Not Dimmable | Not Dimmable | No |  | 4 | 22000 | 110 | 200 | 12 | 0.9 | 4500 | 80
P5WX2FZP | BestLight LED Corp | ?UFO | BL-HB-A-150-1ND(4500K) | Indoor Luminaires | High-Bay | High-Bay Luminaires for Commercial and Industrial Buildings | Standard | FALSE | [9 empty] | 42612 | Not Dimmable | Not Dimmable | No |  | 4 | 16500 | 110 | 150 | 11 | 0.9 | 4500 | 80
PACAS59T | BestLight LED Corp | ?UFO | BL-HB-A-200-1ND(4000K) | Indoor Luminaires | High-Bay | High-Bay Luminaires for Commercial and Industrial Buildings | Standard | FALSE | [9 empty] | 42612 | Not Dimmable | Not Dimmable | No |  | 4 | 22000 | 110 | 200 | 12 | 0.9 | 4000 | 80
PBNUQ3P9 | BestLight LED Corp | ?UFO | BL-HB-A-150-1ND(4000K) | Indoor Luminaires | High-Bay | High-Bay Luminaires for Commercial and Industrial Buildings | Standard | FALSE | [9 empty] | 42612 | Not Dimmable | Not Dimmable | No |  | 4 | 16500 | 110 | 150 | 11 | 0.9 | 4000 | 80
P67P6W4W | BestLight LED Corp | ?UFO | BL-HB-A-200-1ND(3500K) | Indoor Luminaires | High-Bay | High-Bay Luminaires for Commercial and Industrial Buildings | Standard | FALSE | [9 empty] | 42612 | Not Dimmable | Not Dimmable | No |  | 4 | 22000 | 110 | 200 | 12 | 0.9 | 3500 | 80
P1GJMNQU | BestLight LED Corp | ?UFO | BL-HB-A-150-1ND(3500K) | Indoor Luminaires | High-Bay | High-Bay Luminaires for Commercial and Industrial Buildings | Standard | FALSE | [9 empty] | 42612 | Not Dimmable | Not Dimmable | No |  | 4 | 16500 | 110 | 150 | 11 | 0.9 | 3500 | 80
PVZDZ3GG | BestLight LED Corp | ?UFO | BL-HB-A-200-1ND(3000K) | Indoor Luminaires | High-Bay | High-Bay Luminaires for Commercial and Industrial Buildings | Standard | FALSE | [9 empty] | 42612 | Not Dimmable | Not Dimmable | No |  | 4 | 22000 | 110 | 200 | 12 | 0.9 | 3000 | 80
PBSUEBMG | BestLight LED Corp | ?UFO | BL-HB-A-150-1ND(3000K) | Indoor Luminaires | High-Bay | High-Bay Luminaires for Commercial and Industrial Buildings | Standard | FALSE | [9 empty] | 42612 | Not Dimmable | Not Dimmable | No |  | 4 | 16500 | 110 | 150 | 11 | 0.9 | 3000 | 80
PPPK3G74 | BestLight LED Corp | ?UFO | BL-HB-A-200-1ND(2700K) | Indoor Luminaires | High-Bay | High-Bay Luminaires for Commercial and Industrial Buildings | Standard | FALSE | [9 empty] | 42612 | Not Dimmable | Not Dimmable | No |  | 4 | 22000 | 110 | 200 | 12 | 0.9 | 2700 | 80
P58JUTGG | BestLight LED Corp | ?UFO | BL-HB-A-150-1ND(2700K) | Indoor Luminaires | High-Bay | High-Bay Luminaires for Commercial and Industrial Buildings | Standard | FALSE | [9 empty] | 42612 | Not Dimmable | Not Dimmable | No |  | 4 | 16500 | 110 | 150 | 11 | 0.9 | 2700 | 80
PREA9ESE | Energy Efficient Lighting Co. Ltd. | EEL | PHB-4FT-4-220-347 | Indoor Luminaires | High-Bay | High-Bay Luminaires for Commercial and Industrial Buildings | Premium | TRUE | 27614 | 125.2 | 220.48 | 7.74 | 0.9545 | 5251 | 83.19 | 5 | 50000 | 42611 |  |  | No |  | 3.1 | 27614 | 125.2 | 220.48 | 7.74 | 0.95 | 5251 | 83.19
PJUDTJTG | Energy Efficient Lighting Co. Ltd. | EEL | PHB-4FT-4-220-120M | Indoor Luminaires | High-Bay | High-Bay Luminaires for Commercial and Industrial Buildings | Premium | TRUE | 29123 | 135.1 | 215.6 | 10.58 | 0.9458 | 5188 | 83.06 | 5 | 50000 | 42611 |  |  | No |  | 3.1 | 29123 | 135.1 | 215.6 | 10.58 | 0.95 | 5188 | 83.06
PP57X2PA | Guangzhou Ledia Lighting Technology Company Limited | LEDIA | LD-TL-C060-RD-40F-[Blank MS] | Indoor Luminaires | High-Bay | Low-Bay Luminaires for Commercial and Industrial Buildings | Premium | TRUE | 7368 | 119.4 | 61.7 | 8.9 | 0.939 | 4187 | 83.8 | 5 | 50000 | 42611 |  |  | Yes |  | 3.1 | 7384 | 119.7 | 61.7 | 8.9 | 0.939 | 4000 | 83.8
PZ1NRQZQ | Guangzhou Ledia Lighting Technology Company Limited | LEDIA | LD-TL-C040-RD-40F-[Blank MS] | Indoor Luminaires | High-Bay | Low-Bay Luminaires for Commercial and Industrial Buildings | Premium | TRUE | 4527 | 118.2 | 38.3 | 9.1 | 0.937 | 4194 | 83.9 | 5 | 50000 | 42611 |  |  | Yes |  | 3.1 | 4557 | 119 | 38.3 | 9.1 | 0.937 | 4000 | 83.9
PFE6BRUF | Guangzhou Ledia Lighting Technology Company Limited | LEDIA | LD-TL-C060-RD-50F-[Blank MS] | Indoor Luminaires | High-Bay | Low-Bay Luminaires for Commercial and Industrial Buildings | Premium | FALSE | [9 empty] | 42611 |  |  | Yes |  | 3.1 | 7615 | 120.1 | 63.4 | 8.9 | 0.939 | 5000 | 84.9
PVBHQR4R | Guangzhou Ledia Lighting Technology Company Limited | LEDIA | LD-TL-C040-RD-50F-[Blank MS] | Indoor Luminaires | High-Bay | Low-Bay Luminaires for Commercial and Industrial Buildings | Premium | FALSE | [9 empty] | 42611 |  |  | Yes |  | 3.1 | 4681 | 121.9 | 38.4 | 9.1 | 0.937 | 5000 | 84.8
PGE718XF | GE Lighting Solutions | Albeo | AHH1[0 1 2 3 4 5 D]4H57AxNxxxx | Indoor Luminaires | High-Bay | High-Bay Luminaires for Commercial and Industrial Buildings | Premium | FALSE | [9 empty] | 42611 |  |  | Yes |  | 3 | 44000 | 123.5955 | 356 | 20 | 0.9 | 5000 | 70
PE81GAEC | GE Lighting Solutions | Albeo | AHH1[0 1 2 3 4 5 D]4H57CxNxxxx | Indoor Luminaires | High-Bay | High-Bay Luminaires for Commercial and Industrial Buildings | Premium | FALSE | [9 empty] | 42611 |  |  | Yes |  | 3 | 43200 | 121.3483 | 356 | 20 | 0.9 | 5000 | 70
P4193U28 | GE Lighting Solutions | Albeo | AHH1[0 1 2 3 4 5 D]4H57DxNxxxx | Indoor Luminaires | High-Bay | High-Bay Luminaires for Commercial and Industrial Buildings | Premium | FALSE | [9 empty] | 42611 | Not Dimmable | Not Dimmable | Yes |  | 3 | 41600 | 116.8539 | 356 | 20 | 0.9 | 5000 | 70
P315CSBY | GE Lighting Solutions | Albeo | AHH1[0 1 2 3 4 5 D]4H57BxNxxxx | Indoor Luminaires | High-Bay | High-Bay Luminaires for Commercial and Industrial Buildings | Premium | FALSE | [9 empty] | 42611 | Not Dimmable | Not Dimmable | Yes |  | 3 | 40700 | 114.3258 | 356 | 20 | 0.9 | 5000 | 70
PCUMSTH4 | GE Lighting Solutions | Albeo | AHH1[0 1 2 3 4 5 D]4T57AxNxxxx | Indoor Luminaires | High-Bay | High-Bay Luminaires for Commercial and Industrial Buildings | Premium | FALSE | [9 empty] | 42611 | Not Dimmable | Not Dimmable | Yes |  | 3 | 33300 | 133.2 | 250 | 20 | 0.9 | 5000 | 70
PJBBJRKA | GE Lighting Solutions | Albeo | AHH1[0 1 2 3 4 5 D]4T57CxNxxxx | Indoor Luminaires | High-Bay | High-Bay Luminaires for Commercial and Industrial Buildings | Premium | FALSE | [9 empty] | 42611 |  |  | Yes |  | 3 | 32700 | 130.8 | 250 | 20 | 0.9 | 5000 | 70
PD97GYZ5 | GE Lighting Solutions | Albeo | AHH1[0 1 2 3 4 5 D]4T57DxNxxxx | Indoor Luminaires | High-Bay | High-Bay Luminaires for Commercial and Industrial Buildings | Premium | FALSE | [9 empty] | 42611 | Not Dimmable | Not Dimmable | Yes |  | 3 | 31500 | 126 | 250 | 20 | 0.9 | 5000 | 70
PNS6B13Z | GE Lighting Solutions | Albeo | AHH1[0 1 2 3 4 5 D]4T57BxNxxxx | Indoor Luminaires | High-Bay | High-Bay Luminaires for Commercial and Industrial Buildings | Premium | FALSE | [9 empty] | 42611 |  |  | Yes |  | 3 | 30800 | 123.2 | 250 | 20 | 0.9 | 5000 | 70
PEJ179ZQ | GE Lighting Solutions | Albeo | AHH1[0 1 2 3 4 5 D]2H57AxNxxxx | Indoor Luminaires | High-Bay | High-Bay Luminaires for Commercial and Industrial Buildings | Premium | FALSE | [9 empty] | 42611 |  |  | Yes |  | 3 | 22000 | 123.5955 | 178 | 20 | 0.9 | 5000 | 70
PAJUTX3F | GE Lighting Solutions | Albeo | AHH1[0 1 2 3 4 5 D]2H57CxNxxxx | Indoor Luminaires | High-Bay | High-Bay Luminaires for Commercial and Industrial Buildings | Premium | FALSE | [9 empty] | 42611 | Not Dimmable | Not Dimmable | Yes |  | 3 | 21600 | 121.3483 | 178 | 20 | 0.9 | 5000 | 70
PV6495JF | GE Lighting Solutions | Albeo | AHH1[0 1 2 3 4 5 D]2H57DxNxxxx | Indoor Luminaires | High-Bay | High-Bay Luminaires for Commercial and Industrial Buildings | Premium | FALSE | [9 empty] | 42611 |  |  | Yes |  | 3 | 20800 | 116.8539 | 178 | 20 | 0.9 | 5000 | 70
PBR4CVYC | GE Lighting Solutions | Albeo | AHH1[0 1 2 3 4 5 D]2H57BxNxxxx | Indoor Luminaires | High-Bay | High-Bay Luminaires for Commercial and Industrial Buildings | Premium | FALSE | [9 empty] | 42611 | Not Dimmable | Not Dimmable | Yes |  | 3 | 20300 | 114.0449 | 178 | 20 | 0.9 | 5000 | 70
PZZ8HQ57 | GE Lighting Solutions | Albeo | AHH1[0 1 2 3 4 5 D]2T57AxNxxxx | Indoor Luminaires | High-Bay | High-Bay Luminaires for Commercial and Industrial Buildings | Premium | FALSE | [9 empty] | 42611 |  |  | Yes |  | 3 | 16700 | 133.6 | 125 | 20 | 0.9 | 5000 | 70
P18Q9E8P | GE Lighting Solutions | Albeo | AHH1[0 1 2 3 4 5 D]2T57CxNxxxx | Indoor Luminaires | High-Bay | High-Bay Luminaires for Commercial and Industrial Buildings | Premium | FALSE | [9 empty] | 42611 | Not Dimmable | Not Dimmable | Yes |  | 3 | 16300 | 130.4 | 125 | 20 | 0.9 | 5000 | 70
PFZJDFJD | GE Lighting Solutions | Albeo | AHH1[0 1 2 3 4 5 D]2T57DxNxxxx | Indoor Luminaires | High-Bay | High-Bay Luminaires for Commercial and Industrial Buildings | Premium | FALSE | [9 empty] | 42611 |  |  | Yes |  | 3 | 15800 | 126.4 | 125 | 20 | 0.9 | 5000 | 70
P9HATYJB | GE Lighting Solutions | Albeo | AHH1[0 1 2 3 4 5 D]2T57BxNxxxx | Indoor Luminaires | High-Bay | High-Bay Luminaires for Commercial and Industrial Buildings | Premium | FALSE | [9 empty] | 42611 | Not Dimmable | Not Dimmable | Yes |  | 3 | 15400 | 123.2 | 125 | 20 | 0.9 | 5000 | 70
PYCFUEKH | GE Lighting Solutions | Albeo | AHH1[0 1 2 3 4 5 D]1H57AxNxxxx | Indoor Luminaires | High-Bay | High-Bay Luminaires for Commercial and Industrial Buildings | Premium | FALSE | [9 empty] | 42611 |  |  | Yes |  | 3 | 11300 | 125.5556 | 90 | 20 | 0.9 | 5000 | 70
PGSYGNHZ | GE Lighting Solutions | Albeo | AHH1[0 1 2 3 4 5 D]1H57CxNxxxx | Indoor Luminaires | High-Bay | High-Bay Luminaires for Commercial and Industrial Buildings | Premium | FALSE | [9 empty] | 42611 |  |  | Yes |  | 3 | 11100 | 123.3333 | 90 | 20 | 0.9 | 5000 | 70
PA2GUVDP | GE Lighting Solutions | Albeo | AHH1[0 1 2 3 4 5 D]1H57DxNxxxx | Indoor Luminaires | High-Bay | High-Bay Luminaires for Commercial and Industrial Buildings | Premium | FALSE | [9 empty] | 42611 | Not Dimmable | Not Dimmable | Yes |  | 3 | 10700 | 118.8889 | 90 | 20 | 0.9 | 5000 | 70
PNB6N4CG | GE Lighting Solutions | Albeo | AHH1[0 1 2 3 4 5 D]1H57BxNxxxx | Indoor Luminaires | High-Bay | High-Bay Luminaires for Commercial and Industrial Buildings | Premium | FALSE | [9 empty] | 42611 |  |  | Yes |  | 3 | 10400 | 115.5556 | 90 | 20 | 0.9 | 5000 | 70
P8ZJGJ9E | GE Lighting Solutions | Albeo | AHH1[0 1 2 3 4 5 D]1T57AxNxxxx | Indoor Luminaires | High-Bay | Low-Bay Luminaires for Commercial and Industrial Buildings | Premium | FALSE | [9 empty] | 42611 | Not Dimmable | Not Dimmable | Yes |  | 3 | 8400 | 131.25 | 64 | 20 | 0.9 | 5000 | 70
PH1EBFA5 | GE Lighting Solutions | Albeo | AHH1[0 1 2 3 4 5 D]1T57CxNxxxx | Indoor Luminaires | High-Bay | Low-Bay Luminaires for Commercial and Industrial Buildings | Premium | FALSE | [9 empty] | 42611 |  |  | Yes |  | 3 | 8300 | 129.6875 | 64 | 20 | 0.9 | 5000 | 70
PZB6F66B | GE Lighting Solutions | Albeo | AHH1[0 1 2 3 4 5 D]1T57DxNxxxx | Indoor Luminaires | High-Bay | Low-Bay Luminaires for Commercial and Industrial Buildings | Premium | FALSE | [9 empty] | 42611 |  |  | Yes |  | 3 | 8000 | 125 | 64 | 20 | 0.9 | 5000 | 70
PZC9UTW3 | GE Lighting Solutions | Albeo | AHH1[0 1 2 3 4 5 D]1T57BxNxxxx | Indoor Luminaires | High-Bay | Low-Bay Luminaires for Commercial and Industrial Buildings | Premium | FALSE | [9 empty] | 42611 |  |  | Yes |  | 3 | 7800 | 121.875 | 64 | 20 | 0.9 | 5000 | 70
P4QQPDAC | GE Lighting Solutions | Albeo | AHH1[0 1 2 3 4 5 D]4H57AxVxxxx | Indoor Luminaires | High-Bay | High-Bay Luminaires for Commercial and Industrial Buildings | Premium | FALSE | [9 empty] | 42611 | Dimmable | Continuous Below 10 | Yes |  | 3 | 44000 | 123.5955 | 356 | 20 | 0.9 | 5000 | 70
PCKE7WRH | GE Lighting Solutions | Albeo | AHH1[0 1 2 3 4 5 D]4H57CxVxxxx | Indoor Luminaires | High-Bay | High-Bay Luminaires for Commercial and Industrial Buildings | Premium | FALSE | [9 empty] | 42611 | Dimmable | Continuous Below 10 | Yes |  | 3 | 43200 | 121.3483 | 356 | 20 | 0.9 | 5000 | 70
PHQ3GWR5 | GE Lighting Solutions | Albeo | AHH1[0 1 2 3 4 5 D]4H57DxVxxxx | Indoor Luminaires | High-Bay | High-Bay Luminaires for Commercial and Industrial Buildings | Premium | FALSE | [9 empty] | 42611 |  |  | Yes |  | 3 | 41600 | 116.8539 | 356 | 20 | 0.9 | 5000 | 70
PNPVSQJV | GE Lighting Solutions | Albeo | AHH1[0 1 2 3 4 5 D]4H57BxVxxxx | Indoor Luminaires | High-Bay | High-Bay Luminaires for Commercial and Industrial Buildings | Premium | FALSE | [9 empty] | 42611 |  |  | Yes |  | 3 | 40700 | 114.3258 | 356 | 20 | 0.9 | 5000 | 70
P9U98SV3 | GE Lighting Solutions | Albeo | AHH1[0 1 2 3 4 5 D]4T57AxVxxxx | Indoor Luminaires | High-Bay | High-Bay Luminaires for Commercial and Industrial Buildings | Premium | FALSE | [9 empty] | 42611 | Dimmable | Continuous Below 10 | Yes |  | 3 | 33300 | 133.2 | 250 | 20 | 0.9 | 5000 | 70
PCD6D948 | GE Lighting Solutions | Albeo | AHH1[0 1 2 3 4 5 D]4T57CxVxxxx | Indoor Luminaires | High-Bay | High-Bay Luminaires for Commercial and Industrial Buildings | Premium | FALSE | [9 empty] | 42611 | Dimmable | Continuous Below 10 | Yes |  | 3 | 32700 | 130.8 | 250 | 20 | 0.9 | 5000 | 70
PG17B4PM | GE Lighting Solutions | Albeo | AHH1[0 1 2 3 4 5 D]4T57DxVxxxx | Indoor Luminaires | High-Bay | High-Bay Luminaires for Commercial and Industrial Buildings | Premium | FALSE | [9 empty] | 42611 |  |  | Yes |  | 3 | 31500 | 126 | 250 | 20 | 0.9 | 5000 | 70
P2ZT3XD5 | GE Lighting Solutions | Albeo | AHH1[0 1 2 3 4 5 D]4T57BxVxxxx | Indoor Luminaires | High-Bay | High-Bay Luminaires for Commercial and Industrial Buildings | Premium | FALSE | [9 empty] | 42611 | Dimmable | Continuous Below 10 | Yes |  | 3 | 30800 | 123.2 | 250 | 20 | 0.9 | 5000 | 70
P5FSZX31 | GE Lighting Solutions | Albeo | AHH1[0 1 2 3 4 5 D]2H57AxVxxxx | Indoor Luminaires | High-Bay | High-Bay Luminaires for Commercial and Industrial Buildings | Premium | FALSE | [9 empty] | 42611 | Dimmable | Continuous Below 10 | Yes |  | 3 | 22000 | 123.5955 | 178 | 20 | 0.9 | 5000 | 70
PDV5FMAD | GE Lighting Solutions | Albeo | AHH1[0 1 2 3 4 5 D]2H57CxVxxxx | Indoor Luminaires | High-Bay | High-Bay Luminaires for Commercial and Industrial Buildings | Premium | FALSE | [9 empty] | 42611 | Dimmable | Continuous Below 10 | Yes |  | 3 | 21600 | 121.3483 | 178 | 20 | 0.9 | 5000 | 70
PPGW5X1D | GE Lighting Solutions | Albeo | AHH1[0 1 2 3 4 5 D]2H57DxVxxxx | Indoor Luminaires | High-Bay | High-Bay Luminaires for Commercial and Industrial Buildings | Premium | FALSE | [9 empty] | 42611 |  |  | Yes |  | 3 | 20800 | 116.8539 | 178 | 20 | 0.9 | 5000 | 70
PBUHZJ1B | GE Lighting Solutions | Albeo | AHH1[0 1 2 3 4 5 D]2H57BxVxxxx | Indoor Luminaires | High-Bay | High-Bay Luminaires for Commercial and Industrial Buildings | Premium | FALSE | [9 empty] | 42611 | Dimmable | Continuous Below 10 | Yes |  | 3 | 20300 | 114.0449 | 178 | 20 | 0.9 | 5000 | 70
PFYES5W9 | GE Lighting Solutions | Albeo | AHH1[0 1 2 3 4 5 D]2T57AxVxxxx | Indoor Luminaires | High-Bay | High-Bay Luminaires for Commercial and Industrial Buildings | Premium | FALSE | [9 empty] | 42611 |  |  | Yes |  | 3 | 16700 | 133.6 | 125 | 20 | 0.9 | 5000 | 70
PUGV2BBQ | GE Lighting Solutions | Albeo | AHH1[0 1 2 3 4 5 D]2T57CxVxxxx | Indoor Luminaires | High-Bay | High-Bay Luminaires for Commercial and Industrial Buildings | Premium | FALSE | [9 empty] | 42611 |  |  | Yes |  | 3 | 16300 | 130.4 | 125 | 20 | 0.9 | 5000 | 70
PAYVY6AQ | GE Lighting Solutions | Albeo | AHH1[0 1 2 3 4 5 D]2T57DxVxxxx | Indoor Luminaires | High-Bay | High-Bay Luminaires for Commercial and Industrial Buildings | Premium | FALSE | [9 empty] | 42611 | Dimmable | Continuous Below 10 | Yes |  | 3 | 15800 | 126.4 | 125 | 20 | 0.9 | 5000 | 70
PK3BA8WA | GE Lighting Solutions | Albeo | AHH1[0 1 2 3 4 5 D]2T57BxVxxxx | Indoor Luminaires | High-Bay | High-Bay Luminaires for Commercial and Industrial Buildings | Premium | FALSE | [9 empty] | 42611 |  |  | Yes |  | 3 | 15400 | 123.2 | 125 | 20 | 0.9 | 5000 | 70
P7U5UBB5 | GE Lighting Solutions | Albeo | AHH1[0 1 2 3 4 5 D]1H57AxVxxxx | Indoor Luminaires | High-Bay | High-Bay Luminaires for Commercial and Industrial Buildings | Premium | FALSE | [9 empty] | 42611 | Dimmable | Continuous Below 10 | Yes |  | 3 | 11300 | 125.5556 | 90 | 20 | 0.9 | 5000 | 70
P18W7ANX | GE Lighting Solutions | Albeo | AHH1[0 1 2 3 4 5 D]1H57CxVxxxx | Indoor Luminaires | High-Bay | High-Bay Luminaires for Commercial and Industrial Buildings | Premium | FALSE | [9 empty] | 42611 | Dimmable | Continuous Below 10 | Yes |  | 3 | 11100 | 123.3333 | 90 | 20 | 0.9 | 5000 | 70
PNNYT47P | GE Lighting Solutions | Albeo | AHH1[0 1 2 3 4 5 D]1H57DxVxxxx | Indoor Luminaires | High-Bay | High-Bay Luminaires for Commercial and Industrial Buildings | Premium | FALSE | [9 empty] | 42611 |  |  | Yes |  | 3 | 10700 | 118.8889 | 90 | 20 | 0.9 | 5000 | 70
PJPMFNDD | GE Lighting Solutions | Albeo | AHH1[0 1 2 3 4 5 D]1H57BxVxxxx | Indoor Luminaires | High-Bay | High-Bay Luminaires for Commercial and Industrial Buildings | Premium | FALSE | [9 empty] | 42611 |  |  | Yes |  | 3 | 10400 | 115.5556 | 90 | 20 | 0.9 | 5000 | 70
PW4XN1EF | GE Lighting Solutions | Albeo | AHH1[0 1 2 3 4 5 D]1T57AxVxxxx | Indoor Luminaires | High-Bay | Low-Bay Luminaires for Commercial and Industrial Buildings | Premium | FALSE | [9 empty] | 42611 |  |  | Yes |  | 3 | 8400 | 131.25 | 64 | 20 | 0.9 | 5000 | 70
PJ55PRFY | GE Lighting Solutions | Albeo | AHH1[0 1 2 3 4 5 D]1T57CxVxxxx | Indoor Luminaires | High-Bay | Low-Bay Luminaires for Commercial and Industrial Buildings | Premium | FALSE | [9 empty] | 42611 |  |  | Yes |  | 3 | 8300 | 129.6875 | 64 | 20 | 0.9 | 5000 | 70
PF6UKRSV | GE Lighting Solutions | Albeo | AHH1[0 1 2 3 4 5 D]1T57DxVxxxx | Indoor Luminaires | High-Bay | Low-Bay Luminaires for Commercial and Industrial Buildings | Premium | FALSE | [9 empty] | 42611 |  |  | Yes |  | 3 | 8000 | 125 | 64 | 20 | 0.9 | 5000 | 70
PN31E9YA | GE Lighting Solutions | Albeo | AHH1[0 1 2 3 4 5 D]1T57BxVxxxx | Indoor Luminaires | High-Bay | Low-Bay Luminaires for Commercial and Industrial Buildings | Premium | FALSE | [9 empty] | 42611 |  |  | Yes |  | 3 | 7800 | 121.875 | 64 | 20 | 0.9 | 5000 | 70
P44Z6E81 | GE Lighting Solutions | Albeo | AHH1[0 1 2 3 4 5 D]4H47AxNxxxx | Indoor Luminaires | High-Bay | High-Bay Luminaires for Commercial and Industrial Buildings | Premium | FALSE | [9 empty] | 42611 | Not Dimmable | Not Dimmable | Yes |  | 3 | 44000 | 123.5955 | 356 | 20 | 0.9 | 4000 | 70
PMDHW6YJ | GE Lighting Solutions | Albeo | AHH1[0 1 2 3 4 5 D]4H47CxNxxxx | Indoor Luminaires | High-Bay | High-Bay Luminaires for Commercial and Industrial Buildings | Premium | FALSE | [9 empty] | 42611 |  |  | Yes |  | 3 | 43200 | 121.3483 | 356 | 20 | 0.9 | 4000 | 70
PBJFP7V4 | GE Lighting Solutions | Albeo | AHH1[0 1 2 3 4 5 D]4H47DxNxxxx | Indoor Luminaires | High-Bay | High-Bay Luminaires for Commercial and Industrial Buildings | Premium | FALSE | [9 empty] | 42611 | Not Dimmable | Not Dimmable | Yes |  | 3 | 41600 | 116.8539 | 356 | 20 | 0.9 | 4000 | 70
PN98181Y | GE Lighting Solutions | Albeo | AHH1[0 1 2 3 4 5 D]4H47BxNxxxx | Indoor Luminaires | High-Bay | High-Bay Luminaires for Commercial and Industrial Buildings | Premium | FALSE | [9 empty] | 42611 |  |  | Yes |  | 3 | 40700 | 114.3258 | 356 | 20 | 0.9 | 4000 | 70
P1SHZ8P5 | GE Lighting Solutions | Albeo | AHH1[0 1 2 3 4 5 D]4T47AxNxxxx | Indoor Luminaires | High-Bay | High-Bay Luminaires for Commercial and Industrial Buildings | Premium | FALSE | [9 empty] | 42611 | Not Dimmable | Not Dimmable | Yes |  | 3 | 33300 | 133.2 | 250 | 20 | 0.9 | 4000 | 70
PC8XABCP | GE Lighting Solutions | Albeo | AHH1[0 1 2 3 4 5 D]4T47CxNxxxx | Indoor Luminaires | High-Bay | High-Bay Luminaires for Commercial and Industrial Buildings | Premium | FALSE | [9 empty] | 42611 | Not Dimmable | Not Dimmable | Yes |  | 3 | 32700 | 130.8 | 250 | 20 | 0.9 | 4000 | 70
P8X95ZHT | GE Lighting Solutions | Albeo | AHH1[0 1 2 3 4 5 D]4T47DxNxxxx | Indoor Luminaires | High-Bay | High-Bay Luminaires for Commercial and Industrial Buildings | Premium | FALSE | [9 empty] | 42611 | Not Dimmable | Not Dimmable | Yes |  | 3 | 31500 | 126 | 250 | 20 | 0.9 | 4000 | 70
P697HY9R | GE Lighting Solutions | Albeo | AHH1[0 1 2 3 4 5 D]4T47BxNxxxx | Indoor Luminaires | High-Bay | High-Bay Luminaires for Commercial and Industrial Buildings | Premium | FALSE | [9 empty] | 42611 | Not Dimmable | Not Dimmable | Yes |  | 3 | 30800 | 123.2 | 250 | 20 | 0.9 | 4000 | 70
P77GSJ6Q | GE Lighting Solutions | Albeo | AHH1[0 1 2 3 4 5 D]2H47AxNxxxx | Indoor Luminaires | High-Bay | High-Bay Luminaires for Commercial and Industrial Buildings | Premium | FALSE | [9 empty] | 42611 | Not Dimmable | Not Dimmable | Yes |  | 3 | 22000 | 123.5955 | 178 | 20 | 0.9 | 4000 | 70
PK5MH78X | GE Lighting Solutions | Albeo | AHH1[0 1 2 3 4 5 D]2H47CxNxxxx | Indoor Luminaires | High-Bay | High-Bay Luminaires for Commercial and Industrial Buildings | Premium | FALSE | [9 empty] | 42611 |  |  | Yes |  | 3 | 21600 | 121.3483 | 178 | 20 | 0.9 | 4000 | 70
P92PUXY9 | GE Lighting Solutions | Albeo | AHH1[0 1 2 3 4 5 D]2H47DxNxxxx | Indoor Luminaires | High-Bay | High-Bay Luminaires for Commercial and Industrial Buildings | Premium | FALSE | [9 empty] | 42611 | Not Dimmable | Not Dimmable | Yes |  | 3 | 20800 | 116.8539 | 178 | 20 | 0.9 | 4000 | 70
PAR1WHWD | GE Lighting Solutions | Albeo | AHH1[0 1 2 3 4 5 D]2H47BxNxxxx | Indoor Luminaires | High-Bay | High-Bay Luminaires for Commercial and Industrial Buildings | Premium | FALSE | [9 empty] | 42611 | Not Dimmable | Not Dimmable | Yes |  | 3 | 20300 | 114.0449 | 178 | 20 | 0.9 | 4000 | 70
PZ4N2GEZ | GE Lighting Solutions | Albeo | AHH1[0 1 2 3 4 5 D]2T47AxNxxxx | Indoor Luminaires | High-Bay | High-Bay Luminaires for Commercial and Industrial Buildings | Premium | FALSE | [9 empty] | 42611 |  |  | Yes |  | 3 | 16700 | 133.6 | 125 | 20 | 0.9 | 4000 | 70
PEAYUMKA | GE Lighting Solutions | Albeo | AHH1[0 1 2 3 4 5 D]2T47CxNxxxx | Indoor Luminaires | High-Bay | High-Bay Luminaires for Commercial and Industrial Buildings | Premium | FALSE | [9 empty] | 42611 |  |  | Yes |  | 3 | 16300 | 130.4 | 125 | 20 | 0.9 | 4000 | 70
PV55282J | GE Lighting Solutions | Albeo | AHH1[0 1 2 3 4 5 D]2T47DxNxxxx | Indoor Luminaires | High-Bay | High-Bay Luminaires for Commercial and Industrial Buildings | Premium | FALSE | [9 empty] | 42611 |  |  | Yes |  | 3 | 15800 | 126.4 | 125 | 20 | 0.9 | 4000 | 70
PDJQ41VH | GE Lighting Solutions | Albeo | AHH1[0 1 2 3 4 5 D]2T47BxNxxxx | Indoor Luminaires | High-Bay | High-Bay Luminaires for Commercial and Industrial Buildings | Premium | FALSE | [9 empty] | 42611 | Not Dimmable | Not Dimmable | Yes |  | 3 | 15400 | 123.2 | 125 | 20 | 0.9 | 4000 | 70
P6TBJKDN | GE Lighting Solutions | Albeo | AHH1[0 1 2 3 4 5 D]1H47AxNxxxx | Indoor Luminaires | High-Bay | High-Bay Luminaires for Commercial and Industrial Buildings | Premium | FALSE | [9 empty] | 42611 | Not Dimmable | Not Dimmable | Yes |  | 3 | 11300 | 125.5556 | 90 | 20 | 0.9 | 4000 | 70
P5V1ZUJP | GE Lighting Solutions | Albeo | AHH1[0 1 2 3 4 5 D]1H47CxNxxxx | Indoor Luminaires | High-Bay | High-Bay Luminaires for Commercial and Industrial Buildings | Premium | FALSE | [9 empty] | 42611 | Not Dimmable | Not Dimmable | Yes |  | 3 | 11100 | 123.3333 | 90 | 20 | 0.9 | 4000 | 70
PUVW2VW8 | GE Lighting Solutions | Albeo | AHH1[0 1 2 3 4 5 D]1H47DxNxxxx | Indoor Luminaires | High-Bay | High-Bay Luminaires for Commercial and Industrial Buildings | Premium | FALSE | [9 empty] | 42611 |  |  | Yes |  | 3 | 10700 | 118.8889 | 90 | 20 | 0.9 | 4000 | 70
PGEFBQDY | GE Lighting Solutions | Albeo | AHH1[0 1 2 3 4 5 D]1H47BxNxxxx | Indoor Luminaires | High-Bay | High-Bay Luminaires for Commercial and Industrial Buildings | Premium | FALSE | [9 empty] | 42611 |  |  | Yes |  | 3 | 10400 | 115.5556 | 90 | 20 | 0.9 | 4000 | 70
PK5FHHJ1 | GE Lighting Solutions | Albeo | AHH1[0 1 2 3 4 5 D]1T47AxNxxxx | Indoor Luminaires | High-Bay | Low-Bay Luminaires for Commercial and Industrial Buildings | Premium | FALSE | [9 empty] | 42611 |  |  | Yes |  | 3 | 8400 | 131.25 | 64 | 20 | 0.9 | 4000 | 70
P2TWH5HK | GE Lighting Solutions | Albeo | AHH1[0 1 2 3 4 5 D]1T47CxNxxxx | Indoor Luminaires | High-Bay | Low-Bay Luminaires for Commercial and Industrial Buildings | Premium | FALSE | [9 empty] | 42611 | Not Dimmable | Not Dimmable | Yes |  | 3 | 8300 | 129.6875 | 64 | 20 | 0.9 | 4000 | 70
PJTYH6AC | GE Lighting Solutions | Albeo | AHH1[0 1 2 3 4 5 D]1T47DxNxxxx | Indoor Luminaires | High-Bay | Low-Bay Luminaires for Commercial and Industrial Buildings | Premium | FALSE | [9 empty] | 42611 |  |  | Yes |  | 3 | 8000 | 125 | 64 | 20 | 0.9 | 4000 | 70
P9ZGBG87 | GE Lighting Solutions | Albeo | AHH1[0 1 2 3 4 5 D]1T47BxNxxxx | Indoor Luminaires | High-Bay | Low-Bay Luminaires for Commercial and Industrial Buildings | Premium | FALSE | [9 empty] | 42611 | Not Dimmable | Not Dimmable | Yes |  | 3 | 7800 | 121.875 | 64 | 20 | 0.9 | 4000 | 70
PS8YBJ3J | GE Lighting Solutions | Albeo | AHH1[0 1 2 3 4 5 D]4H47AxVxxxx | Indoor Luminaires | High-Bay | High-Bay Luminaires for Commercial and Industrial Buildings | Premium | FALSE | [9 empty] | 42611 |  |  | Yes |  | 3 | 44000 | 123.5955 | 356 | 20 | 0.9 | 4000 | 70
PKGG55HW | GE Lighting Solutions | Albeo | AHH1[0 1 2 3 4 5 D]4H47CxVxxxx | Indoor Luminaires | High-Bay | High-Bay Luminaires for Commercial and Industrial Buildings | Premium | FALSE | [9 empty] | 42611 |  |  | Yes |  | 3 | 43200 | 121.3483 | 356 | 20 | 0.9 | 4000 | 70
P19K6YYD | GE Lighting Solutions | Albeo | AHH1[0 1 2 3 4 5 D]4H47DxVxxxx | Indoor Luminaires | High-Bay | High-Bay Luminaires for Commercial and Industrial Buildings | Premium | FALSE | [9 empty] | 42611 | Dimmable | Continuous Below 10 | Yes |  | 3 | 41600 | 116.8539 | 356 | 20 | 0.9 | 4000 | 70
PZWV9PAC | GE Lighting Solutions | Albeo | AHH1[0 1 2 3 4 5 D]4H47BxVxxxx | Indoor Luminaires | High-Bay | High-Bay Luminaires for Commercial and Industrial Buildings | Premium | FALSE | [9 empty] | 42611 |  |  | Yes |  | 3 | 40700 | 114.3258 | 356 | 20 | 0.9 | 4000 | 70
P68GAAU8 | GE Lighting Solutions | Albeo | AHH1[0 1 2 3 4 5 D]4T47AxVxxxx | Indoor Luminaires | High-Bay | High-Bay Luminaires for Commercial and Industrial Buildings | Premium | FALSE | [9 empty] | 42611 | Dimmable | Continuous Below 10 | Yes |  | 3 | 33300 | 133.2 | 250 | 20 | 0.9 | 4000 | 70
PCWRNWHY | GE Lighting Solutions | Albeo | AHH1[0 1 2 3 4 5 D]4T47CxVxxxx | Indoor Luminaires | High-Bay | High-Bay Luminaires for Commercial and Industrial Buildings | Premium | FALSE | [9 empty] | 42611 | Dimmable | Continuous Below 10 | Yes |  | 3 | 32700 | 130.8 | 250 | 20 | 0.9 | 4000 | 70
PGYW82XC | GE Lighting Solutions | Albeo | AHH1[0 1 2 3 4 5 D]4T47DxVxxxx | Indoor Luminaires | High-Bay | High-Bay Luminaires for Commercial and Industrial Buildings | Premium | FALSE | [9 empty] | 42611 |  |  | Yes |  | 3 | 31500 | 126 | 250 | 20 | 0.9 | 4000 | 70
PXPZPS5W | GE Lighting Solutions | Albeo | AHH1[0 1 2 3 4 5 D]4T47BxVxxxx | Indoor Luminaires | High-Bay | High-Bay Luminaires for Commercial and Industrial Buildings | Premium | FALSE | [9 empty] | 42611 |  |  | Yes |  | 3 | 30800 | 123.2 | 250 | 20 | 0.9 | 4000 | 70
PZ1TZXWQ | GE Lighting Solutions | Albeo | AHH1[0 1 2 3 4 5 D]2H47AxVxxxx | Indoor Luminaires | High-Bay | High-Bay Luminaires for Commercial and Industrial Buildings | Premium | FALSE | [9 empty] | 42611 |  |  | Yes |  | 3 | 22000 | 123.5955 | 178 | 20 | 0.9 | 4000 | 70
PKPK2EAR | GE Lighting Solutions | Albeo | AHH1[0 1 2 3 4 5 D]2H47CxVxxxx | Indoor Luminaires | High-Bay | High-Bay Luminaires for Commercial and Industrial Buildings | Premium | FALSE | [9 empty] | 42611 |  |  | Yes |  | 3 | 21600 | 121.3483 | 178 | 20 | 0.9 | 4000 | 70
PH4BYQK4 | GE Lighting Solutions | Albeo | AHH1[0 1 2 3 4 5 D]2H47DxVxxxx | Indoor Luminaires | High-Bay | High-Bay Luminaires for Commercial and Industrial Buildings | Premium | FALSE | [9 empty] | 42611 |  |  | Yes |  | 3 | 20800 | 116.8539 | 178 | 20 | 0.9 | 4000 | 70
PC372M71 | GE Lighting Solutions | Albeo | AHH1[0 1 2 3 4 5 D]2H47BxVxxxx | Indoor Luminaires | High-Bay | High-Bay Luminaires for Commercial and Industrial Buildings | Premium | FALSE | [9 empty] | 42611 | Dimmable | Continuous Below 10 | Yes |  | 3 | 20300 | 114.0449 | 178 | 20 | 0.9 | 4000 | 70
PBFNY3EX | GE Lighting Solutions | Albeo | AHH1[0 1 2 3 4 5 D]2T47AxVxxxx | Indoor Luminaires | High-Bay | High-Bay Luminaires for Commercial and Industrial Buildings | Premium | FALSE | [9 empty] | 42611 | Dimmable | Continuous Below 10 | Yes |  | 3 | 16700 | 133.6 | 125 | 20 | 0.9 | 4000 | 70
PDJF3G79 | GE Lighting Solutions | Albeo | AHH1[0 1 2 3 4 5 D]2T47CxVxxxx | Indoor Luminaires | High-Bay | High-Bay Luminaires for Commercial and Industrial Buildings | Premium | FALSE | [9 empty] | 42611 | Dimmable | Continuous Below 10 | Yes |  | 3 | 16300 | 130.4 | 125 | 20 | 0.9 | 4000 | 70
PDJZDMFC | GE Lighting Solutions | Albeo | AHH1[0 1 2 3 4 5 D]2T47DxVxxxx | Indoor Luminaires | High-Bay | High-Bay Luminaires for Commercial and Industrial Buildings | Premium | FALSE | [9 empty] | 42611 | Dimmable | Continuous Below 10 | Yes |  | 3 | 15800 | 126.4 | 125 | 20 | 0.9 | 4000 | 70
PXEX39Z5 | GE Lighting Solutions | Albeo | AHH1[0 1 2 3 4 5 D]2T47BxVxxxx | Indoor Luminaires | High-Bay | High-Bay Luminaires for Commercial and Industrial Buildings | Premium | FALSE | [9 empty] | 42611 |  |  | Yes |  | 3 | 15400 | 123.2 | 125 | 20 | 0.9 | 4000 | 70
PDSKUDMQ | GE Lighting Solutions | Albeo | AHH1[0 1 2 3 4 5 D]1H47AxVxxxx | Indoor Luminaires | High-Bay | High-Bay Luminaires for Commercial and Industrial Buildings | Premium | FALSE | [9 empty] | 42611 | Dimmable | Continuous Below 10 | Yes |  | 3 | 11300 | 125.5556 | 90 | 20 | 0.9 | 4000 | 70
PN3DFCKW | GE Lighting Solutions | Albeo | AHH1[0 1 2 3 4 5 D]1H47CxVxxxx | Indoor Luminaires | High-Bay | High-Bay Luminaires for Commercial and Industrial Buildings | Premium | FALSE | [9 empty] | 42611 |  |  | Yes |  | 3 | 11100 | 123.3333 | 90 | 20 | 0.9 | 4000 | 70
P1PJBN7E | GE Lighting Solutions | Albeo | AHH1[0 1 2 3 4 5 D]1H47DxVxxxx | Indoor Luminaires | High-Bay | High-Bay Luminaires for Commercial and Industrial Buildings | Premium | FALSE | [9 empty] | 42611 | Dimmable | Continuous Below 10 | Yes |  | 3 | 10700 | 118.8889 | 90 | 20 | 0.9 | 4000 | 70
P259D29B | GE Lighting Solutions | Albeo | AHH1[0 1 2 3 4 5 D]1H47BxVxxxx | Indoor Luminaires | High-Bay | High-Bay Luminaires for Commercial and Industrial Buildings | Premium | FALSE | [9 empty] | 42611 | Dimmable | Continuous Below 10 | Yes |  | 3 | 10400 | 115.5556 | 90 | 20 | 0.9 | 4000 | 70
P7DR6G8Q | GE Lighting Solutions | Albeo | AHH1[0 1 2 3 4 5 D]1T47AxVxxxx | Indoor Luminaires | High-Bay | Low-Bay Luminaires for Commercial and Industrial Buildings | Premium | FALSE | [9 empty] | 42611 | Dimmable | Continuous Below 10 | Yes |  | 3 | 8400 | 131.25 | 64 | 20 | 0.9 | 4000 | 70
P49DBXRM | GE Lighting Solutions | Albeo | AHH1[0 1 2 3 4 5 D]1T47CxVxxxx | Indoor Luminaires | High-Bay | Low-Bay Luminaires for Commercial and Industrial Buildings | Premium | FALSE | [9 empty] | 42611 | Dimmable | Continuous Below 10 | Yes |  | 3 | 8300 | 129.6875 | 64 | 20 | 0.9 | 4000 | 70
P2J6D3BJ | GE Lighting Solutions | Albeo | AHH1[0 1 2 3 4 5 D]1T47DxVxxxx | Indoor Luminaires | High-Bay | Low-Bay Luminaires for Commercial and Industrial Buildings | Premium | FALSE | [9 empty] | 42611 | Dimmable | Continuous Below 10 | Yes |  | 3 | 8000 | 125 | 64 | 20 | 0.9 | 4000 | 70
PB6S9B92 | GE Lighting Solutions | Albeo | AHH1[0 1 2 3 4 5 D]1T47BxVxxxx | Indoor Luminaires | High-Bay | Low-Bay Luminaires for Commercial and Industrial Buildings | Premium | FALSE | [9 empty] | 42611 | Dimmable | Continuous Below 10 | Yes |  | 3 | 7800 | 121.875 | 64 | 20 | 0.9 | 4000 | 70
P4XVNA52 | KOMEE USA | KOMEE | KMHM-200-XY-C(3000K) | Indoor Luminaires | High-Bay | High-Bay Luminaires for Commercial and Industrial Buildings | Standard | TRUE | 23349 | 102.14 | 228.6 | 10.81 | 0.9466 | 3109 | 84 | 5 | 50000 | 42608 |  |  | Yes |  | 4 | 23349 | 102.14 | 228.6 | 10.81 | 0.95 | 3000 | 80
P4XJK3GM | AGC Lighting Co. Ltd | AGC lighting | HB01-150/GHT-5000-120 | Indoor Luminaires | High-Bay | High-Bay Luminaires for Commercial and Industrial Buildings | Premium | TRUE | 24975 | 160.03 | 156.1 | 10.33 | 0.9413 | 5082 | 75.1 | 5 | 50000 | 42608 |  |  | No |  | 4 | 22500 | 150 | 150 | 10.33 | 0.94 | 5000 | 75.1
P9MCT7GW | AGC Lighting Co. Ltd | AGC lighting | HB01-100/GHT-5000-120 | Indoor Luminaires | High-Bay | High-Bay Luminaires for Commercial and Industrial Buildings | Premium | TRUE | 15517 | 150.13 | 103.4 | 10.79 | 0.9336 | 5013 | 73.6 | 5 | 50000 | 42608 |  |  | No |  | 4 | 15000 | 150 | 100 | 10.79 | 0.93 | 5000 | 73.6
P6G4V7PP | AGC Lighting Co. Ltd | AGC lighting | HB01-100/HT-5000-120 | Indoor Luminaires | High-Bay | High-Bay Luminaires for Commercial and Industrial Buildings | Premium | TRUE | 16270 | 153.31 | 106.1 | 14.05 | 0.9325 | 5096 | 76.5 | 5 | 50000 | 42608 |  |  | No |  | 4 | 15000 | 150 | 100 | 14.55 | 0.9 | 5000 | 74.9
P2EFTVDJ | KOMEE USA | KOMEE | KMHM-100-XY-A(5000K) | Indoor Luminaires | High-Bay | High-Bay Luminaires for Commercial and Industrial Buildings | Standard | TRUE | 12435 | 138.07 | 90.06 | 15.77 | 0.9163 | 4949 | 73.5 | 5 | 50000 | 42608 |  |  | Yes |  | 4 | 12435 | 138.07 | 90.06 | 15.69 | 0.92 | 5000 | 70
PX9TVPZT | KOMEE USA | KOMEE | KMHM-100-XY-C(3000K) | Indoor Luminaires | High-Bay | High-Bay Luminaires for Commercial and Industrial Buildings | Standard | TRUE | 10573 | 116.1 | 91.2 | 13.05 | 0.9151 | 3109 | 84 | 5 | 50000 | 42608 |  |  | Yes |  | 4 | 10573 | 116.1 | 91.07 | 13.05 | 0.92 | 3000 | 80
PJ38AXDT | AGC Lighting Co. Ltd | AGC lighting | LHB03-150/T-5000-L00303 | Indoor Luminaires | High-Bay | High-Bay Luminaires for Commercial and Industrial Buildings | Standard | TRUE | 17215 | 114.94 | 149.8 | 6.82 | 0.9085 | 5196 | 76 | 5 | 50000 | 42608 |  |  | No |  | 4 | 17215 | 114.94 | 149.8 | 6.82 | 0.91 | 5000 | 76
PJY5PT1F | UNIVERSELITE CO.LTD. | UNIVERSELITE CO. LTD | LEDGC100W004B(3000K) | Indoor Luminaires | High-Bay | High-Bay Luminaires for Commercial and Industrial Buildings | Standard | TRUE | 11995 | 118.94 | 100.8 | 15.59 | 0.9026 | 3003 | 72.4 | 5 | 50000 | 42608 |  |  | No | Updated on 8/30/2016 | 4 | 12148 | 119.66 | 101.5 | 15.59 | 0.9026 | 3000 | 72.4
P47KGP29 | AGC Lighting Co. Ltd | AGC lighting | LHB03-120/T-5000-L00303 | Indoor Luminaires | High-Bay | High-Bay Luminaires for Commercial and Industrial Buildings | Standard | TRUE | 14435 | 114.92 | 125.6 | 8.44 | 0.902 | 5227 | 78.4 | 5 | 50000 | 42608 |  |  | No |  | 4 | 14435 | 114.92 | 125.6 | 8.44 | 0.9 | 5000 | 78.4
PGJMMFMK | AGC Lighting Co. Ltd | AGC lighting | HB01-100/HT-5000-50 | Indoor Luminaires | High-Bay | High-Bay Luminaires for Commercial and Industrial Buildings | Premium | TRUE | 16063 | 156.1 | 102.9 | 14.55 | 0.9006 | 5064 | 74.9 | 5 | 50000 | 42608 |  |  | No |  | 4 | 15000 | 150 | 100 | 14.55 | 0.9 | 5000 | 74.9
PYTQ8FTK | Eaton (formerly Cooper Lighting) | Ephesus | All Field 750-NEMA 5-[All Controls]-4000 | Indoor Luminaires | High-Bay | High-Bay Aisle Luminaires | Standard | TRUE | 79693.4 | 104.6 | 762.1 | 21.25 | 0.8754 | 3712 | 72 | 10 | 150000 | 42608 |  |  | No | Qualified pointing down only | 4 | 80441 | 104.6 | 769 | 0.17 | 0.97 | 4000 | 71.2
PKJWA7HY | Eaton (formerly Cooper Lighting) | Ephesus | All Field 550-NEMA 5-[All Controls]-4000 | Indoor Luminaires | High-Bay | High-Bay Aisle Luminaires | Standard | TRUE | 60160 | 109 | 553 | 21.25 | 0.8754 | 3712 | 72 | 10 | 150000 | 42608 |  |  | No | Qualified pointing down only | 4 | 60031 | 108.56 | 553 | 0.19 | 0.95 | 4000 | 71.2
P8P29X8S | AGC Lighting Co. Ltd | AGC lighting | LHB03-120-5000-L00303 | Indoor Luminaires | High-Bay | High-Bay Luminaires for Commercial and Industrial Buildings | Standard | FALSE | [9 empty] | 42608 |  |  | No |  | 4 | 14435 | 114.92 | 125.6 | 8.44 | 0.9 | 5000 | 78.4
PNVUYTU9 | AGC Lighting Co. Ltd | AGC lighting | LHB03-120-5000-L00302 | Indoor Luminaires | High-Bay | High-Bay Luminaires for Commercial and Industrial Buildings | Standard | FALSE | [9 empty] | 42608 |  |  | No |  | 4 | 15952 | 127.93 | 124.7 | 8.29 | 0.9 | 5000 | 78.4
PCBH9V5M | AGC Lighting Co. Ltd | AGC lighting | LHB03-120-5000-L00301 | Indoor Luminaires | High-Bay | High-Bay Luminaires for Commercial and Industrial Buildings | Standard | FALSE | [9 empty] | 42608 |  |  | No |  | 4 | 15520 | 123.73 | 125.4 | 8.74 | 0.9 | 5000 | 78.3
PS9RA51M | AGC Lighting Co. Ltd | AGC lighting | HB01-100/H1-5000-90 | Indoor Luminaires | High-Bay | High-Bay Luminaires for Commercial and Industrial Buildings | Premium | FALSE | [9 empty] | 42608 |  |  | No |  | 4 | 17000 | 170 | 100 | 17.09 | 0.93 | 5000 | 76.5
PV6MAJ8R | AGC Lighting Co. Ltd | AGC lighting | HB01-100/H1-5000-60 | Indoor Luminaires | High-Bay | High-Bay Luminaires for Commercial and Industrial Buildings | Premium | FALSE | [9 empty] | 42608 |  |  | No |  | 4 | 17000 | 170 | 100 | 17.51 | 0.93 | 5000 | 76.4
PTTH24TN | AGC Lighting Co. Ltd | AGC lighting | LHB03-150-5000-L00302 | Indoor Luminaires | High-Bay | High-Bay Luminaires for Commercial and Industrial Buildings | Standard | FALSE | [9 empty] | 42608 |  |  | No |  | 4 | 19022.58 | 126.99 | 149.8 | 6.82 | 0.91 | 5000 | 76
PEHAZRJ5 | AGC Lighting Co. Ltd | AGC lighting | LHB03-150-5000-L00301 | Indoor Luminaires | High-Bay | High-Bay Luminaires for Commercial and Industrial Buildings | Standard | FALSE | [9 empty] | 42608 |  |  | No |  | 4 | 18506.13 | 123.54 | 149.8 | 6.82 | 0.91 | 5000 | 76
PVJXKMHM | AGC Lighting Co. Ltd | AGC lighting | LHB03-150-5000-L00303 | Indoor Luminaires | High-Bay | High-Bay Luminaires for Commercial and Industrial Buildings | Standard | FALSE | [9 empty] | 42608 |  |  | No |  | 4 | 17215 | 114.94 | 149.8 | 6.82 | 0.91 | 5000 | 76
PN2BVBUZ | AGC Lighting Co. Ltd | AGC lighting | LHB03-240-5000-L00302 | Indoor Luminaires | High-Bay | High-Bay Luminaires for Commercial and Industrial Buildings | Standard | FALSE | [9 empty] | 42608 |  |  | No |  | 4 | 32032.85 | 131.07 | 244.4 | 8.73 | 0.95 | 5000 | 75.8
PTHY83BE | AGC Lighting Co. Ltd | AGC lighting | LHB03-240-5000-L00301 | Indoor Luminaires | High-Bay | High-Bay Luminaires for Commercial and Industrial Buildings | Standard | FALSE | [9 empty] | 42608 |  |  | No |  | 4 | 31163.18 | 127.51 | 244.4 | 8.73 | 0.95 | 5000 | 75.8
P8156GNG | AGC Lighting Co. Ltd | AGC lighting | LHB03-240-5000-L00303 | Indoor Luminaires | High-Bay | High-Bay Luminaires for Commercial and Industrial Buildings | Standard | FALSE | [9 empty] | 42608 |  |  | No |  | 4 | 28989 | 118.62 | 244.4 | 8.73 | 0.95 | 5000 | 75.8
PTMZK6FS | AGC Lighting Co. Ltd | AGC lighting | LHB03-180-5000-L00302 | Indoor Luminaires | High-Bay | High-Bay Luminaires for Commercial and Industrial Buildings | Standard | FALSE | [9 empty] | 42608 |  |  | No |  | 4 | 24385.14 | 133.18 | 183.1 | 8.57 | 0.95 | 5000 | 75.7
PPGS4PAZ | AGC Lighting Co. Ltd | AGC lighting | LHB03-180-5000-L00301 | Indoor Luminaires | High-Bay | High-Bay Luminaires for Commercial and Industrial Buildings | Standard | FALSE | [9 empty] | 42608 |  |  | No |  | 4 | 23723.1 | 129.56 | 183.1 | 8.57 | 0.95 | 5000 | 75.7
PDV53YF7 | AGC Lighting Co. Ltd | AGC lighting | LHB03-180-5000-L00303 | Indoor Luminaires | High-Bay | High-Bay Luminaires for Commercial and Industrial Buildings | Standard | FALSE | [9 empty] | 42608 |  |  | No |  | 4 | 22068 | 120.55 | 183.1 | 8.57 | 0.95 | 5000 | 75.7
PXSYJ5U7 | AGC Lighting Co. Ltd | AGC lighting | HB01-100/H1-5000-120 | Indoor Luminaires | High-Bay | High-Bay Luminaires for Commercial and Industrial Buildings | Premium | FALSE | [9 empty] | 42608 |  |  | No |  | 4 | 17000 | 170 | 100 | 17.37 | 0.93 | 5000 | 75.6
PE8YE15H | AGC Lighting Co. Ltd | AGC lighting | HB01-200/H-5000-120 | Indoor Luminaires | High-Bay | High-Bay Luminaires for Commercial and Industrial Buildings | Premium | FALSE | [9 empty] | 42608 |  |  | No |  | 4 | 30000 | 150 | 200 | 13.6 | 0.94 | 5000 | 75.5
PDPBNY9K | AGC Lighting Co. Ltd | AGC lighting | HB01-200/H-5000-60 | Indoor Luminaires | High-Bay | High-Bay Luminaires for Commercial and Industrial Buildings | Premium | FALSE | [9 empty] | 42608 |  |  | No |  | 4 | 30000 | 150 | 200 | 13.6 | 0.94 | 5000 | 75.5
P92TVTYF | AGC Lighting Co. Ltd | AGC lighting | HB01-200/H-5000-90 | Indoor Luminaires | High-Bay | High-Bay Luminaires for Commercial and Industrial Buildings | Premium | FALSE | [9 empty] | 42608 |  |  | No |  | 4 | 30000 | 150 | 200 | 13.6 | 0.94 | 5000 | 75.5
PDCZY89S | AGC Lighting Co. Ltd | AGC lighting | HB01-100/H-5000-50 | Indoor Luminaires | High-Bay | High-Bay Luminaires for Commercial and Industrial Buildings | Premium | FALSE | [9 empty] | 42608 |  |  | No |  | 4 | 15000 | 150 | 100 | 14.55 | 0.9 | 5000 | 74.9
P44W6HQ7 | AGC Lighting Co. Ltd | AGC lighting | HB01-100/H-5000-90 | Indoor Luminaires | High-Bay | High-Bay Luminaires for Commercial and Industrial Buildings | Premium | FALSE | [9 empty] | 42608 |  |  | No |  | 4 | 15000 | 150 | 100 | 14.55 | 0.9 | 5000 | 74.9
P124SZ2J | AGC Lighting Co. Ltd | AGC lighting | HB01-100/H-5000-120 | Indoor Luminaires | High-Bay | High-Bay Luminaires for Commercial and Industrial Buildings | Premium | FALSE | [9 empty] | 42608 |  |  | No |  | 4 | 15000 | 150 | 100 | 14.55 | 0.9 | 5000 | 74.9
PKD6JVWR | AGC Lighting Co. Ltd | AGC lighting | HB01-150/H-5000-90 | Indoor Luminaires | High-Bay | High-Bay Luminaires for Commercial and Industrial Buildings | Premium | FALSE | [9 empty] | 42608 |  |  | No |  | 4 | 22500 | 150 | 150 | 10.3 | 0.96 | 5000 | 74.9
P985M9ZS | AGC Lighting Co. Ltd | AGC lighting | HB01-150/H-5000-60 | Indoor Luminaires | High-Bay | High-Bay Luminaires for Commercial and Industrial Buildings | Premium | FALSE | [9 empty] | 42608 |  |  | No |  | 4 | 22500 | 150 | 150 | 10.3 | 0.96 | 5000 | 74.9
P2JUP1WM | AGC Lighting Co. Ltd | AGC lighting | HB01-150/H-5000-120 | Indoor Luminaires | High-Bay | High-Bay Luminaires for Commercial and Industrial Buildings | Premium | FALSE | [9 empty] | 42608 |  |  | No |  | 4 | 22500 | 150 | 150 | 10.3 | 0.96 | 5000 | 74.9
PYMUMDHP | AGC Lighting Co. Ltd | AGC lighting | HB01-120/H-5000-120 | Indoor Luminaires | High-Bay | High-Bay Luminaires for Commercial and Industrial Buildings | Premium | FALSE | [9 empty] | 42608 |  |  | No |  | 4 | 18000 | 150 | 120 | 11.92 | 0.95 | 5000 | 74.8
PR9DHWDP | AGC Lighting Co. Ltd | AGC lighting | HB01-120/H-5000-90 | Indoor Luminaires | High-Bay | High-Bay Luminaires for Commercial and Industrial Buildings | Premium | FALSE | [9 empty] | 42608 |  |  | No |  | 4 | 18000 | 150 | 120 | 11.92 | 0.95 | 5000 | 74.8
PKMC41VF | AGC Lighting Co. Ltd | AGC lighting | HB01-120/H-5000-60 | Indoor Luminaires | High-Bay | High-Bay Luminaires for Commercial and Industrial Buildings | Premium | FALSE | [9 empty] | 42608 |  |  | No |  | 4 | 18000 | 150 | 120 | 11.92 | 0.95 | 5000 | 74.8
P512YG9J | AGC Lighting Co. Ltd | AGC lighting | LHB03-120/T-5000-L00302 | Indoor Luminaires | High-Bay | High-Bay Luminaires for Commercial and Industrial Buildings | Standard | FALSE | [9 empty] | 42608 |  |  | No |  | 4 | 15952 | 127.93 | 124.7 | 8.29 | 0.9 | 5000 | 78.4
PRKA7VTR | AGC Lighting Co. Ltd | AGC lighting | LHB03-120/T-5000-L00301 | Indoor Luminaires | High-Bay | High-Bay Luminaires for Commercial and Industrial Buildings | Standard | FALSE | [9 empty] | 42608 |  |  | No |  | 4 | 15520 | 123.73 | 125.4 | 8.74 | 0.9 | 5000 | 78.3
PA7RHY7P | AGC Lighting Co. Ltd | AGC lighting | LHB03-150/T-5000-L00302 | Indoor Luminaires | High-Bay | High-Bay Luminaires for Commercial and Industrial Buildings | Standard | FALSE | [9 empty] | 42608 |  |  | No |  | 4 | 19022.58 | 126.99 | 149.8 | 6.82 | 0.91 | 5000 | 76
PZR8MJTD | AGC Lighting Co. Ltd | AGC lighting | LHB03-150/T-5000-L00301 | Indoor Luminaires | High-Bay | High-Bay Luminaires for Commercial and Industrial Buildings | Standard | FALSE | [9 empty] | 42608 |  |  | No |  | 4 | 18506.13 | 123.54 | 149.8 | 6.82 | 0.91 | 5000 | 76
PM9SCA4J | AGC Lighting Co. Ltd | AGC lighting | LHB03-240/T-5000-L00302 | Indoor Luminaires | High-Bay | High-Bay Luminaires for Commercial and Industrial Buildings | Standard | FALSE | [9 empty] | 42608 |  |  | No |  | 4 | 32032.85 | 131.07 | 244.4 | 8.73 | 0.95 | 5000 | 75.8
PZJ29T4M | AGC Lighting Co. Ltd | AGC lighting | LHB03-240/T-5000-L00301 | Indoor Luminaires | High-Bay | High-Bay Luminaires for Commercial and Industrial Buildings | Standard | FALSE | [9 empty] | 42608 |  |  | No |  | 4 | 31163.18 | 127.51 | 244.4 | 8.73 | 0.95 | 5000 | 75.8
P67AHV9C | AGC Lighting Co. Ltd | AGC lighting | LHB03-240/T-5000-L00303 | Indoor Luminaires | High-Bay | High-Bay Luminaires for Commercial and Industrial Buildings | Standard | FALSE | [9 empty] | 42608 |  |  | No |  | 4 | 28989 | 118.62 | 244.4 | 8.73 | 0.95 | 5000 | 75.8
PW48949U | AGC Lighting Co. Ltd | AGC lighting | LHB03-180/T-5000-L00302 | Indoor Luminaires | High-Bay | High-Bay Luminaires for Commercial and Industrial Buildings | Standard | FALSE | [9 empty] | 42608 |  |  | No |  | 4 | 24385.14 | 133.18 | 183.1 | 8.57 | 0.95 | 5000 | 75.7
PXDQ5XWZ | AGC Lighting Co. Ltd | AGC lighting | LHB03-180/T-5000-L00301 | Indoor Luminaires | High-Bay | High-Bay Luminaires for Commercial and Industrial Buildings | Standard | FALSE | [9 empty] | 42608 |  |  | No |  | 4 | 23723.1 | 129.56 | 183.1 | 8.57 | 0.95 | 5000 | 75.7
PH8X4JHS | AGC Lighting Co. Ltd | AGC lighting | LHB03-180/T-5000-L00303 | Indoor Luminaires | High-Bay | High-Bay Luminaires for Commercial and Industrial Buildings | Standard | FALSE | [9 empty] | 42608 |  |  | No |  | 4 | 22068 | 120.55 | 183.1 | 8.57 | 0.95 | 5000 | 75.7
PJ378GXX | AGC Lighting Co. Ltd | AGC lighting | HB01-200/GHT-5000-120 | Indoor Luminaires | High-Bay | High-Bay Luminaires for Commercial and Industrial Buildings | Premium | FALSE | [9 empty] | 42608 |  |  | No |  | 4 | 30000 | 150 | 200 | 11.43 | 0.95 | 5000 | 75.5
PFPNQHXU | AGC Lighting Co. Ltd | AGC lighting | HB01-200/GHT-5000-90 | Indoor Luminaires | High-Bay | High-Bay Luminaires for Commercial and Industrial Buildings | Premium | FALSE | [9 empty] | 42608 |  |  | No |  | 4 | 30000 | 150 | 200 | 11.43 | 0.95 | 5000 | 75.5
P8RRJQZU | AGC Lighting Co. Ltd | AGC lighting | HB01-200/GHT-5000-60 | Indoor Luminaires | High-Bay | High-Bay Luminaires for Commercial and Industrial Buildings | Premium | FALSE | [9 empty] | 42608 |  |  | No |  | 4 | 30000 | 150 | 200 | 11.43 | 0.95 | 5000 | 75.5
PHUEKWAW | AGC Lighting Co. Ltd | AGC lighting | HB01-100/GHT-5000-50 | Indoor Luminaires | High-Bay | High-Bay Luminaires for Commercial and Industrial Buildings | Premium | FALSE | [9 empty] | 42608 |  |  | No |  | 4 | 15000 | 150 | 100 | 10.33 | 0.93 | 5000 | 77.1
PD6NMF2N | AGC Lighting Co. Ltd | AGC lighting | HB01-100/H1T-5000-90 | Indoor Luminaires | High-Bay | High-Bay Luminaires for Commercial and Industrial Buildings | Premium | FALSE | [9 empty] | 42608 |  |  | No |  | 4 | 17000 | 170 | 100 | 17.09 | 0.93 | 5000 | 76.5
PD9DFYBB | AGC Lighting Co. Ltd | AGC lighting | HB01-100/H1T-5000-60 | Indoor Luminaires | High-Bay | High-Bay Luminaires for Commercial and Industrial Buildings | Premium | FALSE | [9 empty] | 42608 |  |  | No |  | 4 | 17000 | 170 | 100 | 17.51 | 0.93 | 5000 | 76.4
PEY4X9MS | AGC Lighting Co. Ltd | AGC lighting | HB01-100/H1T-5000-120 | Indoor Luminaires | High-Bay | High-Bay Luminaires for Commercial and Industrial Buildings | Premium | FALSE | [9 empty] | 42608 |  |  | No |  | 4 | 17000 | 170 | 100 | 17.37 | 0.93 | 5000 | 75.6
PX98NEC3 | AGC Lighting Co. Ltd | AGC lighting | HB01-200/HT-5000-120 | Indoor Luminaires | High-Bay | High-Bay Luminaires for Commercial and Industrial Buildings | Premium | FALSE | [9 empty] | 42608 |  |  | No |  | 4 | 30000 | 150 | 200 | 13.6 | 0.94 | 5000 | 75.5
PCJR3DP6 | AGC Lighting Co. Ltd | AGC lighting | HB01-200/HT-5000-90 | Indoor Luminaires | High-Bay | High-Bay Luminaires for Commercial and Industrial Buildings | Premium | FALSE | [9 empty] | 42608 |  |  | No |  | 4 | 30000 | 150 | 200 | 13.6 | 0.94 | 5000 | 75.5
P346Y48W | AGC Lighting Co. Ltd | AGC lighting | HB01-200/HT-5000-60 | Indoor Luminaires | High-Bay | High-Bay Luminaires for Commercial and Industrial Buildings | Premium | FALSE | [9 empty] | 42608 |  |  | No |  | 4 | 30000 | 150 | 200 | 13.6 | 0.94 | 5000 | 75.5
PTTZQ5KE | AGC Lighting Co. Ltd | AGC lighting | HB01-100/GHT-5000-90 | Indoor Luminaires | High-Bay | High-Bay Luminaires for Commercial and Industrial Buildings | Premium | FALSE | [9 empty] | 42608 |  |  | No |  | 4 | 15000 | 150 | 100 | 10.75 | 0.93 | 5000 | 75.1
PUEMSJ5T | AGC Lighting Co. Ltd | AGC lighting | HB01-150/GHT-5000-90 | Indoor Luminaires | High-Bay | High-Bay Luminaires for Commercial and Industrial Buildings | Premium | FALSE | [9 empty] | 42608 |  |  | No |  | 4 | 22500 | 150 | 150 | 10.33 | 0.94 | 5000 | 75.1
PERZDNA2 | AGC Lighting Co. Ltd | AGC lighting | HB01-150/GHT-5000-60 | Indoor Luminaires | High-Bay | High-Bay Luminaires for Commercial and Industrial Buildings | Premium | FALSE | [9 empty] | 42608 |  |  | No |  | 4 | 22500 | 150 | 150 | 10.33 | 0.94 | 5000 | 75.1
P4E89BFS | AGC Lighting Co. Ltd | AGC lighting | HB01-100/HT-5000-90 | Indoor Luminaires | High-Bay | High-Bay Luminaires for Commercial and Industrial Buildings | Premium | FALSE | [9 empty] | 42608 |  |  | No |  | 4 | 15000 | 150 | 100 | 14.55 | 0.9 | 5000 | 74.9
PZZSAKHP | AGC Lighting Co. Ltd | AGC lighting | HB01-120/GHT-5000-60 | Indoor Luminaires | High-Bay | High-Bay Luminaires for Commercial and Industrial Buildings | Premium | FALSE | [9 empty] | 42608 |  |  | No |  | 4 | 18000 | 150 | 120 | 11.9 | 0.91 | 5000 | 74.9
PQFZET99 | AGC Lighting Co. Ltd | AGC lighting | HB01-120/GHT-5000-120 | Indoor Luminaires | High-Bay | High-Bay Luminaires for Commercial and Industrial Buildings | Premium | FALSE | [9 empty] | 42608 |  |  | No |  | 4 | 18000 | 150 | 120 | 11.9 | 0.91 | 5000 | 74.9
PGVJ8V6R | AGC Lighting Co. Ltd | AGC lighting | HB01-120/GHT-5000-90 | Indoor Luminaires | High-Bay | High-Bay Luminaires for Commercial and Industrial Buildings | Premium | FALSE | [9 empty] | 42608 |  |  | No |  | 4 | 18000 | 150 | 120 | 11.9 | 0.91 | 5000 | 74.9
PDGJM8KQ | AGC Lighting Co. Ltd | AGC lighting | HB01-150/HT-5000-90 | Indoor Luminaires | High-Bay | High-Bay Luminaires for Commercial and Industrial Buildings | Premium | FALSE | [9 empty] | 42608 |  |  | No |  | 4 | 22500 | 150 | 150 | 10.3 | 0.96 | 5000 | 74.9
PCJK6KDA | AGC Lighting Co. Ltd | AGC lighting | HB01-150/HT-5000-120 | Indoor Luminaires | High-Bay | High-Bay Luminaires for Commercial and Industrial Buildings | Premium | FALSE | [9 empty] | 42608 |  |  | No |  | 4 | 22500 | 150 | 150 | 10.3 | 0.96 | 5000 | 74.9
P5V4JN4V | AGC Lighting Co. Ltd | AGC lighting | HB01-150/HT-5000-60 | Indoor Luminaires | High-Bay | High-Bay Luminaires for Commercial and Industrial Buildings | Premium | FALSE | [9 empty] | 42608 |  |  | No |  | 4 | 22500 | 150 | 150 | 10.3 | 0.96 | 5000 | 74.9
PR9BC8CC | AGC Lighting Co. Ltd | AGC lighting | HB01-120/HT-5000-90 | Indoor Luminaires | High-Bay | High-Bay Luminaires for Commercial and Industrial Buildings | Premium | FALSE | [9 empty] | 42608 |  |  | No |  | 4 | 18000 | 150 | 120 | 11.92 | 0.95 | 5000 | 74.8
PFXXHN49 | AGC Lighting Co. Ltd | AGC lighting | HB01-120/HT-5000-120 | Indoor Luminaires | High-Bay | High-Bay Luminaires for Commercial and Industrial Buildings | Premium | FALSE | [9 empty] | 42608 |  |  | No |  | 4 | 18000 | 150 | 120 | 11.92 | 0.95 | 5000 | 74.8
P1QNEW6J | AGC Lighting Co. Ltd | AGC lighting | HB01-120/HT-5000-60 | Indoor Luminaires | High-Bay | High-Bay Luminaires for Commercial and Industrial Buildings | Premium | FALSE | [9 empty] | 42608 |  |  | No |  | 4 | 18000 | 150 | 120 | 11.92 | 0.95 | 5000 | 74.8
PZPK7GKZ | GE Lighting Solutions | Lumination | LDS-x8-A-0-80-W0-8-40-xx-xx-xxxx-EL | Indoor Luminaires | High-Bay | Low-Bay Luminaires for Commercial and Industrial Buildings | Standard | FALSE | [9 empty] | 42608 |  |  | No |  | 3 | 8000 | 107 | 74.5 | 20 | 0.9 | 4000 | 83
PZ9WKFTN | GE Lighting Solutions | Lumination | LDS-x8-A-0-80-N0-8-40-xx-xx-xxxx-EL | Indoor Luminaires | High-Bay | Low-Bay Luminaires for Commercial and Industrial Buildings | Standard | FALSE | [9 empty] | 42608 |  |  | No |  | 3 | 8000 | 104 | 77 | 20 | 0.9 | 4000 | 83
PU59UQZU | GE Lighting Solutions | Lumination | LDS-x8-A-D-80-N0-8-40-xx-xx-xxxx | Indoor Luminaires | High-Bay | Low-Bay Luminaires for Commercial and Industrial Buildings | Standard | FALSE | [9 empty] | 42608 |  |  | No |  | 3 | 8000 | 105 | 76.5 | 20 | 0.9 | 4000 | 83
PSZ9DRM8 | GE Lighting Solutions | Lumination | LDS-x8-A-D-80-W0-8-40-xx-xx-xxxx | Indoor Luminaires | High-Bay | Low-Bay Luminaires for Commercial and Industrial Buildings | Standard | FALSE | [9 empty] | 42608 |  |  | No |  | 3 | 8000 | 106 | 75.5 | 20 | 0.9 | 4000 | 83
PN2U9VFZ | GE Lighting Solutions | Lumination | LDS-x8-A-0-80-N0-8-40-xx-xx-xxxx | Indoor Luminaires | High-Bay | Low-Bay Luminaires for Commercial and Industrial Buildings | Premium | FALSE | [9 empty] | 42608 |  |  | No |  | 3 | 8000 | 111 | 72 | 20 | 0.9 | 4000 | 83
PFCRAWE8 | GE Lighting Solutions | Lumination | LDS-x8-A-0-80-W0-8-40-xx-xx-xxxx | Indoor Luminaires | High-Bay | Low-Bay Luminaires for Commercial and Industrial Buildings | Premium | FALSE | [9 empty] | 42608 |  |  | No |  | 3 | 8000 | 115 | 69 | 20 | 0.9 | 4000 | 83
PX4DQC47 | GE Lighting Solutions | Lumination | LDS-x8-A-D-80-N0-8-35-xx-xx-xxxx | Indoor Luminaires | High-Bay | Low-Bay Luminaires for Commercial and Industrial Buildings | Standard | FALSE | [9 empty] | 42608 |  |  | No |  | 3 | 8000 | 100 | 80.3 | 20 | 0.9 | 3500 | 83
PW3QAGT4 | GE Lighting Solutions | Lumination | LDS-x8-A-0-80-N0-8-35-xx-xx-xxxx | Indoor Luminaires | High-Bay | Low-Bay Luminaires for Commercial and Industrial Buildings | Standard | FALSE | [9 empty] | 42608 |  |  | No |  | 3 | 8000 | 108 | 74 | 20 | 0.9 | 3500 | 83
PVSFKH4K | GE Lighting Solutions | Lumination | LDS-x8-A-0-80-N0-8-35-xx-xx-xxxx-EL | Indoor Luminaires | High-Bay | Low-Bay Luminaires for Commercial and Industrial Buildings | Standard | FALSE | [9 empty] | 42608 |  |  | No |  | 3 | 8000 | 101 | 79.3 | 20 | 0.9 | 3500 | 83
PS1BBPQ3 | GE Lighting Solutions | Lumination | LDS-x8-A-0-80-W0-8-35-xx-xx-xxxx | Indoor Luminaires | High-Bay | Low-Bay Luminaires for Commercial and Industrial Buildings | Premium | FALSE | [9 empty] | 42608 |  |  | No |  | 3 | 8000 | 110 | 73 | 20 | 0.9 | 3500 | 83
PKVKXSQ5 | GE Lighting Solutions | Lumination | LDS-x8-A-D-80-W0-8-35-xx-xx-xxxx | Indoor Luminaires | High-Bay | Low-Bay Luminaires for Commercial and Industrial Buildings | Standard | FALSE | [9 empty] | 42608 |  |  | No |  | 3 | 8000 | 101 | 79.2 | 20 | 0.9 | 3500 | 83
PFAR9NWK | GE Lighting Solutions | Lumination | LDS-x8-A-0-80-W0-8-35-xx-xx-xxxx-EL | Indoor Luminaires | High-Bay | Low-Bay Luminaires for Commercial and Industrial Buildings | Standard | FALSE | [9 empty] | 42608 |  |  | No |  | 3 | 8000 | 102 | 78.2 | 20 | 0.9 | 3500 | 83
PVZ9B6KX | GE Lighting Solutions | Lumination | LDS-x8-A-D-80-N0-8-30-xx-xx-xxxx | Indoor Luminaires | High-Bay | Low-Bay Luminaires for Commercial and Industrial Buildings | Standard | FALSE | [9 empty] | 42608 |  |  | No |  | 3 | 8000 | 97 | 82.4 | 20 | 0.9 | 3000 | 83
PRGYAA19 | GE Lighting Solutions | Lumination | LDS-x8-A-0-80-N0-8-30-xx-xx-xxxx | Indoor Luminaires | High-Bay | Low-Bay Luminaires for Commercial and Industrial Buildings | Standard | FALSE | [9 empty] | 42608 |  |  | No |  | 3 | 8000 | 105 | 76 | 20 | 0.9 | 3000 | 83
PNQR118P | GE Lighting Solutions | Lumination | LDS-x8-A-0-80-W0-8-30-xx-xx-xxxx | Indoor Luminaires | High-Bay | Low-Bay Luminaires for Commercial and Industrial Buildings | Standard | FALSE | [9 empty] | 42608 |  |  | No |  | 3 | 8000 | 106 | 75 | 20 | 0.9 | 3000 | 83
PJA9QWDD | GE Lighting Solutions | Lumination | LDS-x8-A-D-80-W0-8-30-xx-xx-xxxx | Indoor Luminaires | High-Bay | Low-Bay Luminaires for Commercial and Industrial Buildings | Standard | FALSE | [9 empty] | 42608 |  |  | No |  | 3 | 8000 | 98 | 81.9 | 20 | 0.9 | 3000 | 83
PH32WQBB | GE Lighting Solutions | Lumination | LDS-x8-A-0-80-W0-8-30-xx-xx-xxxx-EL | Indoor Luminaires | High-Bay | Low-Bay Luminaires for Commercial and Industrial Buildings | Standard | FALSE | [9 empty] | 42608 |  |  | No |  | 3 | 8000 | 99 | 80.9 | 20 | 0.9 | 3000 | 83
P9MWDZ74 | GE Lighting Solutions | Lumination | LDS-x8-A-0-80-N0-8-30-xx-xx-xxxx-EL | Indoor Luminaires | High-Bay | Low-Bay Luminaires for Commercial and Industrial Buildings | Standard | FALSE | [9 empty] | 42608 |  |  | No |  | 3 | 8000 | 98 | 81.4 | 20 | 0.9 | 3000 | 83
PDAKFKV4 | Eaton (formerly Cooper Lighting) | Ephesus | All Field 550-NEMA 5-[All Controls]-5700 | Indoor Luminaires | High-Bay | High-Bay Aisle Luminaires | Standard | FALSE | [9 empty] | 42608 |  |  | No | Qualified pointing down only | 3.1 | 61659 | 111.5 | 553 | 0.19 | 0.95 | 5700 | 71.2
PP2X356K | Eaton (formerly Cooper Lighting) | Ephesus | All Field 750-NEMA 5-[All Controls]-5700 | Indoor Luminaires | High-Bay | High-Bay Aisle Luminaires | Standard | FALSE | [9 empty] | 42608 |  |  | No | Qualified pointing down only | 3.1 | 82622 | 107.44 | 769 | 0.17 | 0.97 | 5700 | 71.2
P2BRDRP3 | Lumen Focus LLC | PBL | PBL 4 HI HE UV 850 | Indoor Luminaires | High-Bay | High-Bay Luminaires for Commercial and Industrial Buildings | Standard | FALSE | [9 empty] | 42608 | Dimmable | Continuous Below 10 | Yes |  | 3.1 | 26418 | 151 | 175 | 10.9 | 0.98 | 5000 | 82
PBD1EQ76 | Lumen Focus LLC | PBL | PBL 4 MD HE UV 850 | Indoor Luminaires | High-Bay | High-Bay Luminaires for Commercial and Industrial Buildings | Standard | FALSE | [9 empty] | 42608 | Dimmable | Continuous Below 10 | Yes |  | 3.1 | 21939 | 156.7 | 140 | 10.9 | 0.98 | 5000 | 82
P8HDPJNW | Lumen Focus LLC | PBL | PBL 4 LW HE UV 850 | Indoor Luminaires | High-Bay | High-Bay Luminaires for Commercial and Industrial Buildings | Standard | FALSE | [9 empty] | 42608 | Dimmable | Continuous Below 10 | Yes |  | 3.1 | 17750 | 150.7 | 118 | 10.8 | 0.98 | 5000 | 82
PBVRXV5Q | Lumen Focus LLC | PBL | PBL 2 MD HE UV 850 | Indoor Luminaires | High-Bay | High-Bay Luminaires for Commercial and Industrial Buildings | Standard | FALSE | [9 empty] | 42608 | Dimmable | Continuous Below 10 | Yes |  | 3.1 | 13512 | 150.1 | 90 | 10.8 | 0.98 | 5000 | 82
PFK4TBYH | Lumen Focus LLC | PBL | PBL 2 LW HE UV 850 | Indoor Luminaires | High-Bay | High-Bay Luminaires for Commercial and Industrial Buildings | Standard | FALSE | [9 empty] | 42608 | Dimmable | Continuous Below 10 | Yes |  | 3.1 | 9611 | 147.9 | 65 | 10.8 | 0.98 | 5000 | 82
PWNEW2E1 | Lumen Focus LLC | PBL | PBL 4 HI HE UV 840 | Indoor Luminaires | High-Bay | High-Bay Luminaires for Commercial and Industrial Buildings | Standard | FALSE | [9 empty] | 42608 | Dimmable | Continuous Below 10 | Yes |  | 3.1 | 25377 | 145 | 175 | 10.9 | 0.98 | 4000 | 82
PT9UERX9 | Lumen Focus LLC | PBL | PBL 4 MD HE UV 840 | Indoor Luminaires | High-Bay | High-Bay Luminaires for Commercial and Industrial Buildings | Standard | FALSE | [9 empty] | 42608 | Dimmable | Continuous Below 10 | Yes |  | 3.1 | 21075 | 150.5 | 140 | 10.9 | 0.98 | 4000 | 82
P1N5R435 | Lumen Focus LLC | PBL | PBL 4 LW HE UV 840 | Indoor Luminaires | High-Bay | High-Bay Luminaires for Commercial and Industrial Buildings | Standard | FALSE | [9 empty] | 42608 | Dimmable | Continuous Below 10 | Yes |  | 3.1 | 17051 | 144.7 | 118 | 10.8 | 0.98 | 4000 | 82
PH6YFFMB | Lumen Focus LLC | PBL | PBL 2 MD HE UV 840 | Indoor Luminaires | High-Bay | High-Bay Luminaires for Commercial and Industrial Buildings | Standard | FALSE | [9 empty] | 42608 | Dimmable | Continuous Below 10 | Yes |  | 3.1 | 12980 | 144.2 | 90 | 10.8 | 0.98 | 4000 | 82
PAS5FAN9 | Lumen Focus LLC | PBL | PBL 2 LW HE UV 840 | Indoor Luminaires | High-Bay | High-Bay Luminaires for Commercial and Industrial Buildings | Standard | FALSE | [9 empty] | 42608 | Dimmable | Continuous Below 10 | Yes |  | 3.1 | 9331 | 143.6 | 65 | 10.8 | 0.98 | 4000 | 82
PUGEWFNB | Lumen Focus LLC | PBL | PBL 4 HI HE UV 835 | Indoor Luminaires | High-Bay | High-Bay Luminaires for Commercial and Industrial Buildings | Standard | FALSE | [9 empty] | 42608 | Dimmable | Continuous Below 10 | Yes |  | 3.1 | 24540 | 140.2 | 175 | 10.9 | 0.98 | 3500 | 82
PTUUPGMK | Lumen Focus LLC | PBL | PBL 4 MD HE UV 835 | Indoor Luminaires | High-Bay | High-Bay Luminaires for Commercial and Industrial Buildings | Standard | FALSE | [9 empty] | 42608 | Dimmable | Continuous Below 10 | Yes |  | 3.1 | 20379 | 145.6 | 140 | 10.9 | 0.98 | 3500 | 82
PVFA5B7D | Lumen Focus LLC | PBL | PBL 4 LW HE UV 835 | Indoor Luminaires | High-Bay | High-Bay Luminaires for Commercial and Industrial Buildings | Standard | FALSE | [9 empty] | 42608 | Dimmable | Continuous Below 10 | Yes |  | 3.1 | 16488 | 140 | 118 | 10.8 | 0.98 | 3500 | 82
PPEN1UXP | Lumen Focus LLC | PBL | PBL 2 MD HE UV 835 | Indoor Luminaires | High-Bay | High-Bay Luminaires for Commercial and Industrial Buildings | Standard | FALSE | [9 empty] | 42608 | Dimmable | Continuous Below 10 | Yes |  | 3.1 | 12552 | 139.5 | 90 | 10.8 | 0.98 | 3500 | 82
PD6PFXC3 | Lumen Focus LLC | PBL | PBL 2 LW HE UV 835 | Indoor Luminaires | High-Bay | High-Bay Luminaires for Commercial and Industrial Buildings | Standard | FALSE | [9 empty] | 42608 | Dimmable | Continuous Below 10 | Yes |  | 3.1 | 9051 | 139.2 | 65 | 10.8 | 0.98 | 3500 | 82
P62ZPQ95 | KOMEE USA | KOMEE | KMHM-150-XY-B(4000K) | Indoor Luminaires | High-Bay | High-Bay Luminaires for Commercial and Industrial Buildings | Standard | FALSE | [9 empty] | 42608 | Dimmable | Continuous Above 10 | Yes |  | 4 | 17501.5 | 123.34 | 141.9 | 15.22 | 0.92 | 4000 | 80
PN9XNJNR | KOMEE USA | KOMEE | KMHM-200-XY-B(4000K) | Indoor Luminaires | High-Bay | High-Bay Luminaires for Commercial and Industrial Buildings | Standard | FALSE | [9 empty] | 42608 | Dimmable | Continuous Above 10 | Yes |  | 4 | 25931 | 109.23 | 237.4 | 11.6 | 0.94 | 4000 | 80
P8F5BTCA | KOMEE USA | KOMEE | KMHM-150-XY-B(3000K) | Indoor Luminaires | High-Bay | High-Bay Luminaires for Commercial and Industrial Buildings | Standard | FALSE | [9 empty] | 42608 | Dimmable | Continuous Above 10 | Yes |  | 4 | 15807 | 111.4 | 141.9 | 15.22 | 0.92 | 3000 | 80
PKNX786V | UNIVERSELITE CO.LTD. | UNIVERSELITE CO. LTD | LEDGC100W004B(5700K) | Indoor Luminaires | High-Bay | High-Bay Luminaires for Commercial and Industrial Buildings | Standard | FALSE | [9 empty] | 42608 | Not Dimmable | Not Dimmable | No | Updated on 8/30/2016 | 4 | 12625 | 124.26 | 101.6 | 15.71 | 0.9009 | 5700 | 73.7
P2T3S8W3 | UNIVERSELITE CO.LTD. | UNIVERSELITE CO. LTD | LEDGC100W004B(5000K) | Indoor Luminaires | High-Bay | High-Bay Luminaires for Commercial and Industrial Buildings | Standard | FALSE | [9 empty] | 42608 | Not Dimmable | Not Dimmable | No | Updated on 8/30/2016 | 4 | 12530 | 123.38 | 101.6 | 15.59 | 0.9026 | 5000 | 72.4
P3G1VG56 | UNIVERSELITE CO.LTD. | UNIVERSELITE CO. LTD | LEDGC100W004B(4500K) | Indoor Luminaires | High-Bay | High-Bay Luminaires for Commercial and Industrial Buildings | Standard | FALSE | [9 empty] | 42608 | Not Dimmable | Not Dimmable | No | Updated on 8/30/2016 | 4 | 12434 | 122.44 | 101.6 | 15.59 | 0.9026 | 4500 | 72.4
P983Z34W | UNIVERSELITE CO.LTD. | UNIVERSELITE CO. LTD | LEDGC100W004B(4000K) | Indoor Luminaires | High-Bay | High-Bay Luminaires for Commercial and Industrial Buildings | Standard | FALSE | [9 empty] | 42608 | Not Dimmable | Not Dimmable | No | Updated on 8/30/2016 | 4 | 12339 | 121.5 | 101.6 | 15.59 | 0.9026 | 4000 | 72.4
PR9FBXVG | UNIVERSELITE CO.LTD. | UNIVERSELITE CO. LTD | LEDGC100W004B(3500K) | Indoor Luminaires | High-Bay | High-Bay Luminaires for Commercial and Industrial Buildings | Standard | FALSE | [9 empty] | 42608 | Not Dimmable | Not Dimmable | No | Updated on 8/30/2016 | 4 | 12243 | 120.57 | 101.6 | 15.59 | 0.9026 | 3500 | 72.4
PQF2N8MT | Led Connection | Led Linear High Bay | LC-HBL-160W-4000k-D | Indoor Luminaires | High-Bay | High-Bay Luminaires for Commercial and Industrial Buildings | Standard | TRUE | 18520 | 116.7 | 158.7 | 8.8 | 0.972 | 4121 | 84.25 | 5 | 50000 | 42607 |  |  | No |  | 3.1 | 18520 | 116.7 | 158.7 | 20 | 0.9 | 4000 | 84
PT6Z7CB3 | Led Connection | Led Linear High Bay | LC-HBL-320W-4000k-D | Indoor Luminaires | High-Bay | High-Bay Luminaires for Commercial and Industrial Buildings | Standard | TRUE | 37301 | 116.8 | 319.2 | 8.6 | 0.971 | 4189 | 84 | 5 | 50000 | 42607 |  |  | No |  | 3.1 | 37301 | 116.8 | 319.2 | 20 | 0.9 | 4000 | 84
P6Z87Q9P | Led Connection | Led Linear High Bay | LC-HBL-220W-4000k-D | Indoor Luminaires | High-Bay | High-Bay Luminaires for Commercial and Industrial Buildings | Standard | TRUE | 25161 | 117.1 | 214.9 | 9.2 | 0.969 | 4197 | 84 | 5 | 50000 | 42607 |  |  | No |  | 3.1 | 25161 | 117.1 | 214.9 | 20 | 0.9 | 4000 | 84
P8ZTCUHR | Led Connection | Led Linear High Bay | LC-HBL-110W-4000k-D | Indoor Luminaires | High-Bay | High-Bay Luminaires for Commercial and Industrial Buildings | Standard | TRUE | 12282 | 115.2 | 106.6 | 15.2 | 0.963 | 4092 | 84 | 5 | 50000 | 42607 |  |  | No |  | 3.1 | 12282 | 115.2 | 106.6 | 20 | 0.9 | 4000 | 84
PW87TE5A | Carson Technology Co Ltd | Carson | CT-D02200HAN | Indoor Luminaires | High-Bay | High-Bay Luminaires for Commercial and Industrial Buildings | Standard | TRUE | 17368 | 84.42 | 205.7 | 12.59 | 0.9311 | 5057 | 80 | 5 | 50000 | 42607 |  |  | No |  | 3.1 | 16000 | 80 | 200 | 13 | 0.9 | 5000 | 80
PV9MWAXK | Carson Technology Co Ltd | Carson | CT-D02150HAN | Indoor Luminaires | High-Bay | High-Bay Luminaires for Commercial and Industrial Buildings | Standard | TRUE | 13077 | 87.28 | 149.8 | 13.28 | 0.9237 | 5233 | 80 | 5 | 50000 | 42607 |  |  | No |  | 3.1 | 13000 | 87 | 150 | 13 | 0.9 | 5000 | 80
PETTQPXZ | Shenzhen sunpzone lighting electronic co. ltd | Sunpzone | SPZ2T5F60(3000K) | Indoor Luminaires | High-Bay | Low-Bay Luminaires for Commercial and Industrial Buildings | Standard | TRUE | 6899.38 | 115.76 | 59.6 | 15.76 | 0.904 | 2927 | 83 | 5 | 50000 | 42607 |  |  | No |  | 4 | 7000 | 116.67 | 60 | 20 | 0.9 | 3000 | 80
PX56TTGG | Led Connection | Led Linear High Bay | LC-HBL-320W-5000k-N | Indoor Luminaires | High-Bay | High-Bay Luminaires for Commercial and Industrial Buildings | Standard | FALSE | [9 empty] | 42607 | Not Dimmable | Not Dimmable | No |  | 3.1 | 37301 | 116.8 | 319.2 | 20 | 0.9 | 5000 | 84
PKFBHT7M | Led Connection | Led Linear High Bay | LC-HBL-220W-5000k-N | Indoor Luminaires | High-Bay | High-Bay Luminaires for Commercial and Industrial Buildings | Standard | FALSE | [9 empty] | 42607 | Not Dimmable | Not Dimmable | No |  | 3.1 | 25161 | 117.1 | 214.9 | 20 | 0.9 | 5000 | 84
PH3ZPJQW | Led Connection | Led Linear High Bay | LC-HBL-160W-5000k-N | Indoor Luminaires | High-Bay | High-Bay Luminaires for Commercial and Industrial Buildings | Standard | FALSE | [9 empty] | 42607 | Not Dimmable | Not Dimmable | No |  | 3.1 | 18520 | 116.7 | 158.7 | 20 | 0.9 | 5000 | 84
PWJMKGJE | Led Connection | Led Linear High Bay | LC-HBL-110W-5000k-N | Indoor Luminaires | High-Bay | High-Bay Luminaires for Commercial and Industrial Buildings | Standard | FALSE | [9 empty] | 42607 | Not Dimmable | Not Dimmable | No |  | 3.1 | 12282 | 115.2 | 106.6 | 20 | 0.9 | 5000 | 84
P3WBSGPG | Led Connection | Led Linear High Bay | LC-HBL-320W-5000k-D | Indoor Luminaires | High-Bay | High-Bay Luminaires for Commercial and Industrial Buildings | Standard | FALSE | [9 empty] | 42607 | Dimmable | Continuous Below 10 | No |  | 3.1 | 37301 | 116.8 | 319.2 | 20 | 0.9 | 5000 | 84
PH9NQQU7 | Led Connection | Led Linear High Bay | LC-HBL-220W-5000k-D | Indoor Luminaires | High-Bay | High-Bay Luminaires for Commercial and Industrial Buildings | Standard | FALSE | [9 empty] | 42607 | Dimmable | Continuous Below 10 | No |  | 3.1 | 25161 | 117.1 | 214.9 | 20 | 0.9 | 5000 | 84
PK43J1U2 | Led Connection | Led Linear High Bay | LC-HBL-160W-5000k-D | Indoor Luminaires | High-Bay | High-Bay Luminaires for Commercial and Industrial Buildings | Standard | FALSE | [9 empty] | 42607 | Dimmable | Continuous Below 10 | No |  | 3.1 | 18520 | 116.7 | 158.7 | 20 | 0.9 | 5000 | 84
PQ931Z17 | Led Connection | Led Linear High Bay | LC-HBL-110W-5000k-D | Indoor Luminaires | High-Bay | High-Bay Luminaires for Commercial and Industrial Buildings | Standard | FALSE | [9 empty] | 42607 | Dimmable | Continuous Below 10 | No |  | 3.1 | 12282 | 115.2 | 106.6 | 20 | 0.9 | 5000 | 84
PG1NCR8H | Led Connection | Led Linear High Bay | LC-HBL-320W-4000k-N | Indoor Luminaires | High-Bay | High-Bay Luminaires for Commercial and Industrial Buildings | Standard | FALSE | [9 empty] | 42607 | Not Dimmable | Not Dimmable | No |  | 3.1 | 37301 | 116.8 | 319.2 | 20 | 0.9 | 4000 | 84
PSBTW3AZ | Led Connection | Led Linear High Bay | LC-HBL-220W-4000k-N | Indoor Luminaires | High-Bay | High-Bay Luminaires for Commercial and Industrial Buildings | Standard | FALSE | [9 empty] | 42607 | Not Dimmable | Not Dimmable | No |  | 3.1 | 25161 | 117.1 | 214.9 | 20 | 0.9 | 4000 | 84
PBUGMAQD | Led Connection | Led Linear High Bay | LC-HBL-160W-4000k-N | Indoor Luminaires | High-Bay | High-Bay Luminaires for Commercial and Industrial Buildings | Standard | FALSE | [9 empty] | 42607 | Not Dimmable | Not Dimmable | No |  | 3.1 | 18520 | 116.7 | 158.7 | 20 | 0.9 | 4000 | 84
PAA6W2UM | Led Connection | Led Linear High Bay | LC-HBL-110W-4000k-N | Indoor Luminaires | High-Bay | High-Bay Luminaires for Commercial and Industrial Buildings | Standard | FALSE | [9 empty] | 42607 | Not Dimmable | Not Dimmable | No |  | 3.1 | 12282 | 115.2 | 106.6 | 20 | 0.9 | 4000 | 84
PH3A1X24 | Shenzhen sunpzone lighting electronic co. ltd | Sunpzone | SPZ2T5F60(5700K) | Indoor Luminaires | High-Bay | Low-Bay Luminaires for Commercial and Industrial Buildings | Standard | FALSE | [9 empty] | 42607 | Not Dimmable | Not Dimmable | No |  | 4 | 7000 | 116.67 | 60 | 20 | 0.9 | 5700 | 80
P69DGZCB | Shenzhen sunpzone lighting electronic co. ltd | Sunpzone | SPZ2T5F60(5000K) | Indoor Luminaires | High-Bay | Low-Bay Luminaires for Commercial and Industrial Buildings | Standard | FALSE | [9 empty] | 42607 | Not Dimmable | Not Dimmable | No |  | 4 | 7000 | 116.67 | 60 | 20 | 0.9 | 5000 | 80
PU86XSWU | Shenzhen sunpzone lighting electronic co. ltd | Sunpzone | SPZ2T5F60(4500K) | Indoor Luminaires | High-Bay | Low-Bay Luminaires for Commercial and Industrial Buildings | Standard | FALSE | [9 empty] | 42607 | Not Dimmable | Not Dimmable | No |  | 4 | 7000 | 116.67 | 60 | 20 | 0.9 | 4500 | 80
PUZH3TDH | Shenzhen sunpzone lighting electronic co. ltd | Sunpzone | SPZ2T5F60(4000K) | Indoor Luminaires | High-Bay | Low-Bay Luminaires for Commercial and Industrial Buildings | Standard | FALSE | [9 empty] | 42607 | Not Dimmable | Not Dimmable | No |  | 4 | 7000 | 116.67 | 60 | 20 | 0.9 | 4000 | 80
PZ6Z3KNA | Shenzhen sunpzone lighting electronic co. ltd | Sunpzone | SPZ2T5F60(3500K) | Indoor Luminaires | High-Bay | Low-Bay Luminaires for Commercial and Industrial Buildings | Standard | FALSE | [9 empty] | 42607 | Not Dimmable | Not Dimmable | No |  | 4 | 7000 | 116.67 | 60 | 20 | 0.9 | 3500 | 80
P9U2RU7J | National Lighting Conduit | Omnibrite | OBHBA-100-UNV-30-D | Indoor Luminaires | High-Bay | High-Bay Luminaires for Commercial and Industrial Buildings | Standard | TRUE | 10119.4 | 108.6 | 93.2 | 12.18 | 0.983 | 3027 | 71.7 | 5 | 100000 | 42606 |  |  | No |  | 3.1 | 10119 | 108 | 100 | 13 | 0.9 | 3000 | 70
P55ASU1C | Energy Efficient Lighting Co. Ltd. | EEL | VTHB22LED04-120M | Indoor Luminaires | High-Bay | High-Bay Luminaires for Commercial and Industrial Buildings | Premium | TRUE | 26874 | 124.8 | 215.3 | 9.12 | 0.9504 | 5178 | 83.34 | 5 |  | 42606 |  |  | No |  | 3.1 | 26874 | 124.8 | 215.3 | 9.12 | 0.95 | 5178 | 83.34
PWGKPKER | James Trading Company Limited | JAMES | ZY-H3-225W XDZ-V2 3000K | Indoor Luminaires | High-Bay | High-Bay Luminaires for Commercial and Industrial Buildings | Standard | TRUE | 30069 | 132.06 | 227.7 | 8.26 | 0.9496 | 3112 | 81.7 | 5 | 50000 | 42606 |  |  | No | Products updated on 2/21/17 | 4 | 30069 | 132.06 | 227.7 | 8.26 | 0.95 | 3112 | 81.7
PMMP6XNG | James Trading Company Limited | JAMES | ZY-H5-165W XDZ-V2 3000K | Indoor Luminaires | High-Bay | High-Bay Luminaires for Commercial and Industrial Buildings | Standard | TRUE | 22036 | 132.03 | 166.9 | 17.16 | 0.9401 | 3109 | 81.8 | 5 | 50000 | 42606 |  |  | No | Products updated on 2/21/17 | 4 | 22036 | 132.03 | 166.9 | 17.16 | 0.94 | 3109 | 81.8
P16KFGY5 | James Trading Company Limited | JAMES | ZY-H3-165W XDZ-V2 3000K | Indoor Luminaires | High-Bay | High-Bay Luminaires for Commercial and Industrial Buildings | Standard | TRUE | 21878 | 130.3 | 167.9 | 16.98 | 0.94 | 3060 | 81.6 | 5 | 50000 | 42606 |  |  | No | Products updated on 2/21/17 | 4 | 21878 | 130.3 | 167.9 | 16.98 | 0.94 | 3060 | 81.6
PSSRHRW2 | Green Lighting LED | GREEN LIGHTING LED | GLL-HB-150W 4000K | Indoor Luminaires | High-Bay | High-Bay Luminaires for Commercial and Industrial Buildings | Standard | TRUE | 19984 | 132.03 | 151.4 | 14.29 | 0.9391 | 3978 | 73.6 | 5 | 50000 | 42606 |  |  | No |  | 3.1 | 19984 | 132.03 | 151.4 | 14.29 | 0.9391 | 4000 | 73.6
P67A8GNS | National Lighting Conduit | Omnibrite | OBHBA-150-UNV-30-D | Indoor Luminaires | High-Bay | High-Bay Luminaires for Commercial and Industrial Buildings | Standard | TRUE | 15953.7 | 106.2 | 150.16 | 13.14 | 0.937 | 3012 | 71.1 | 5 | 100000 | 42606 |  |  | No |  | 3.1 | 15953 | 106 | 150 | 14 | 0.9 | 3000 | 70
PTZB5PMM | Green Lighting LED | GREEN LIGHTING LED | GLL-HB-135W 4000K | Indoor Luminaires | High-Bay | High-Bay Luminaires for Commercial and Industrial Buildings | Standard | TRUE | 17290 | 128.09 | 135 | 14.61 | 0.9288 | 3959 | 73.4 | 5 | 50000 | 42606 |  |  | No |  | 3.1 | 17290 | 128.09 | 135 | 14.61 | 0.9288 | 4000 | 73.4
PNB9KVJ3 | National Lighting Conduit | Omnibrite | OBHBA-240-UNV-30-D | Indoor Luminaires | High-Bay | High-Bay Luminaires for Commercial and Industrial Buildings | Standard | TRUE | 22450 | 99.3 | 226.18 | 18.46 | 0.923 | 3016 | 71 | 5 | 100000 | 42606 |  |  | No |  | 3.1 | 22450 | 99 | 240 | 20 | 0.9 | 3000 | 70
PQYFMJNF | James Trading Company Limited | JAMES | ZY-H2-80W XDZ 3000K | Indoor Luminaires | High-Bay | High-Bay Luminaires for Commercial and Industrial Buildings | Standard | TRUE | 11004 | 135.7 | 81.09 | 14.88 | 0.914 | 3009 | 82.3 | 5 | 50000 | 42606 |  |  | No | Products updated on 2/21/17 | 4 | 11004 | 135.7 | 81.09 | 14.88 | 0.91 | 3009 | 82.3
PSQHC4HQ | Green Lighting LED | GREEN LIGHTING LED | GLL-HB-180W 4000K | Indoor Luminaires | High-Bay | High-Bay Luminaires for Commercial and Industrial Buildings | Standard | TRUE | 23284 | 128.21 | 181.6 | 14.36 | 0.9112 | 3986 | 73.7 | 5 | 50000 | 42606 |  |  | No |  | 3.1 | 23284 | 128.21 | 181.6 | 14.36 | 0.9112 | 4000 | 73.7
P2BQ9SP1 | Kili-LED Lighting Limited | Kili-LED Lighting | VFN036(4000K) Frosted Lens Version | Indoor Luminaires | High-Bay | Low-Bay Luminaires for Commercial and Industrial Buildings | Premium | TRUE | 4563.94 | 127.39 | 35.826 | 13.5 | 0.907 | 3886 | 84 | 5 | 50000 | 42606 |  |  | Yes |  | 4 | 4650 | 128 | 36.3 | 13 | 0.9 | 4000 | 84
P5HY9F26 | Kili-LED Lighting Limited | Kili-LED Lighting | VFN036(5700K) Frosted Lens Version | Indoor Luminaires | High-Bay | Low-Bay Luminaires for Commercial and Industrial Buildings | Premium | TRUE | 4987.677 | 135.904 | 36.7 | 13.9 | 0.906 | 5416 | 83.2 | 5 | 50000 | 42606 |  |  | Yes |  | 4 | 4980 | 135 | 36.7 | 13 | 0.9 | 5700 | 83
PRNYJS4W | Green Lighting LED | GREEN LIGHTING LED | GLL-HB-100W 4000K | Indoor Luminaires | High-Bay | High-Bay Luminaires for Commercial and Industrial Buildings | Standard | TRUE | 12783 | 126.24 | 101.3 | 14.78 | 0.9034 | 3966 | 73.5 | 5 | 50000 | 42606 |  |  | No |  | 3.1 | 12783 | 126.24 | 101.3 | 14.78 | 0.9034 | 4000 | 73.5
PZFH1G5K | National Lighting Conduit | Omnibrite | OBHBA-240-UNV-57-D | Indoor Luminaires | High-Bay | High-Bay Luminaires for Commercial and Industrial Buildings | Standard | FALSE | [9 empty] | 42606 |  |  | No |  | 3.1 | 25000 | 110 | 240 | 20 | 0.9 | 5700 | 70
PTPYJFTJ | National Lighting Conduit | Omnibrite | OBHBA-150-UNV-57-D | Indoor Luminaires | High-Bay | High-Bay Luminaires for Commercial and Industrial Buildings | Standard | FALSE | [9 empty] | 42606 |  |  | No |  | 3.1 | 17500 | 116 | 150 | 14 | 0.9 | 5700 | 70
PQG94DWN | National Lighting Conduit | Omnibrite | OBHBA-100-UNV-57-D | Indoor Luminaires | High-Bay | High-Bay Luminaires for Commercial and Industrial Buildings | Standard | FALSE | [9 empty] | 42606 |  |  | No |  | 3.1 | 11180 | 120 | 100 | 13 | 0.9 | 5700 | 70
PR6V6WDU | National Lighting Conduit | Omnibrite | OBHBA-240-UNV-50-D | Indoor Luminaires | High-Bay | High-Bay Luminaires for Commercial and Industrial Buildings | Standard | FALSE | [9 empty] | 42606 |  |  | No |  | 3.1 | 24500 | 108 | 240 | 20 | 0.9 | 5000 | 70
PQRJ334J | National Lighting Conduit | Omnibrite | OBHBA-150-UNV-50-D | Indoor Luminaires | High-Bay | High-Bay Luminaires for Commercial and Industrial Buildings | Standard | FALSE | [9 empty] | 42606 |  |  | No |  | 3.1 | 17100 | 114 | 150 | 14 | 0.9 | 5000 | 70
P9CT3MWD | National Lighting Conduit | Omnibrite | OBHBA-100-UNV-50-D | Indoor Luminaires | High-Bay | High-Bay Luminaires for Commercial and Industrial Buildings | Standard | FALSE | [9 empty] | 42606 |  |  | No |  | 3.1 | 10800 | 116 | 100 | 13 | 0.9 | 5000 | 70
P5T9GA1M | National Lighting Conduit | Omnibrite | OBHBA-240-UNV-45-D | Indoor Luminaires | High-Bay | High-Bay Luminaires for Commercial and Industrial Buildings | Standard | FALSE | [9 empty] | 42606 |  |  | No |  | 3.1 | 24000 | 106 | 240 | 20 | 0.9 | 4500 | 70
P688RPB5 | National Lighting Conduit | Omnibrite | OBHBA-150-UNV-45-D | Indoor Luminaires | High-Bay | High-Bay Luminaires for Commercial and Industrial Buildings | Standard | FALSE | [9 empty] | 42606 |  |  | No |  | 3.1 | 16800 | 112 | 150 | 14 | 0.9 | 4500 | 70
PZQ5KHCY | National Lighting Conduit | Omnibrite | OBHBA-100-UNV-45-D | Indoor Luminaires | High-Bay | High-Bay Luminaires for Commercial and Industrial Buildings | Standard | FALSE | [9 empty] | 42606 |  |  | No |  | 3.1 | 10620 | 114 | 100 | 13 | 0.9 | 4500 | 70
PD6EM5WS | National Lighting Conduit | Omnibrite | OBHBA-240-UNV-40-D | Indoor Luminaires | High-Bay | High-Bay Luminaires for Commercial and Industrial Buildings | Standard | FALSE | [9 empty] | 42606 |  |  | No |  | 3.1 | 23500 | 104 | 240 | 20 | 0.9 | 4000 | 70
P22YBC38 | National Lighting Conduit | Omnibrite | OBHBA-150-UNV-40-D | Indoor Luminaires | High-Bay | High-Bay Luminaires for Commercial and Industrial Buildings | Standard | FALSE | [9 empty] | 42606 |  |  | No |  | 3.1 | 16500 | 110 | 150 | 14 | 0.9 | 4000 | 70
PZV11AM7 | National Lighting Conduit | Omnibrite | OBHBA-100-UNV-40-D | Indoor Luminaires | High-Bay | High-Bay Luminaires for Commercial and Industrial Buildings | Standard | FALSE | [9 empty] | 42606 |  |  | No |  | 3.1 | 10430 | 112 | 100 | 13 | 0.9 | 4000 | 70
PN6AX369 | National Lighting Conduit | Omnibrite | OBHBA-240-UNV-35-D | Indoor Luminaires | High-Bay | High-Bay Luminaires for Commercial and Industrial Buildings | Standard | FALSE | [9 empty] | 42606 |  |  | No |  | 3.1 | 23070 | 102 | 240 | 20 | 0.9 | 3500 | 70
PXCCER2M | National Lighting Conduit | Omnibrite | OBHBA-150-UNV-35-D | Indoor Luminaires | High-Bay | High-Bay Luminaires for Commercial and Industrial Buildings | Standard | FALSE | [9 empty] | 42606 |  |  | No |  | 3.1 | 16200 | 108 | 150 | 14 | 0.9 | 3500 | 70
PFBXK67A | National Lighting Conduit | Omnibrite | OBHBA-100-UNV-35-D | Indoor Luminaires | High-Bay | High-Bay Luminaires for Commercial and Industrial Buildings | Standard | FALSE | [9 empty] | 42606 |  |  | No |  | 3.1 | 10250 | 110 | 100 | 13 | 0.9 | 3500 | 70
P9V838BW | Kili-LED Lighting Limited | Kili-LED Lighting | VFN036(5700K) Clear Lens Version | Indoor Luminaires | High-Bay | Low-Bay Luminaires for Commercial and Industrial Buildings | Premium | FALSE | [9 empty] | 42606 |  |  | Yes |  | 4 | 4980 | 135 | 36.7 | 13 | 0.9 | 5700 | 83
PW1MC37A | Kili-LED Lighting Limited | Kili-LED Lighting | VFN036(5000K) Clear Lens Version | Indoor Luminaires | High-Bay | Low-Bay Luminaires for Commercial and Industrial Buildings | Premium | FALSE | [9 empty] | 42606 |  |  | Yes |  | 4 | 4980 | 135 | 36.7 | 13 | 0.9 | 5000 | 83
P9CXS2EJ | Kili-LED Lighting Limited | Kili-LED Lighting | VFN036(5000K) Frosted Lens Version | Indoor Luminaires | High-Bay | Low-Bay Luminaires for Commercial and Industrial Buildings | Premium | FALSE | [9 empty] | 42606 |  |  | Yes |  | 4 | 4980 | 135 | 36.7 | 13 | 0.9 | 5000 | 83
PZS8ZEYQ | Kili-LED Lighting Limited | Kili-LED Lighting | VFN036(4500K) Frosted Lens Version | Indoor Luminaires | High-Bay | Low-Bay Luminaires for Commercial and Industrial Buildings | Premium | FALSE | [9 empty] | 42606 |  |  | Yes |  | 4 | 4980 | 135 | 36.7 | 13 | 0.9 | 4500 | 83
PR3S9S4P | Kili-LED Lighting Limited | Kili-LED Lighting | VFN036(4500K) Clear Lens Version | Indoor Luminaires | High-Bay | Low-Bay Luminaires for Commercial and Industrial Buildings | Premium | FALSE | [9 empty] | 42606 |  |  | Yes |  | 4 | 4980 | 135 | 36.7 | 13 | 0.9 | 4500 | 83
P5K3EBS2 | Kili-LED Lighting Limited | Kili-LED Lighting | VFN036(4000K) Clear Lens Version | Indoor Luminaires | High-Bay | Low-Bay Luminaires for Commercial and Industrial Buildings | Premium | FALSE | [9 empty] | 42606 |  |  | Yes |  | 4 | 4650 | 128 | 36.3 | 13 | 0.9 | 4000 | 84
PAXSWBVT | James Trading Company Limited | JAMES | ZY-H5-165W XNZ-V2 5700K | Indoor Luminaires | High-Bay | High-Bay Luminaires for Commercial and Industrial Buildings | Standard | FALSE | [9 empty] | 42606 |  |  | No | Products updated on 2/21/17 | 4 | 22826 | 137.01 | 166.6 | 17.16 | 0.94 | 5700 | 81.6
PV61BNRX | James Trading Company Limited | JAMES | ZY-H3-165W XNZ-V2 5700K | Indoor Luminaires | High-Bay | High-Bay Luminaires for Commercial and Industrial Buildings | Standard | FALSE | [9 empty] | 42606 |  |  | No | Products updated on 2/21/17 | 4 | 22435 | 134.26 | 167.1 | 16.98 | 0.94 | 5700 | 81.6
PZGC6Z57 | James Trading Company Limited | JAMES | ZY-H2-80W XNZ 5700K | Indoor Luminaires | High-Bay | High-Bay Luminaires for Commercial and Industrial Buildings | Standard | FALSE | [9 empty] | 42606 |  |  | No | Products updated on 2/21/17 | 4 | 11590 | 142.63 | 81.26 | 14.88 | 0.91 | 5700 | 81.6
PMCV1VG4 | James Trading Company Limited | JAMES | ZY-H3-225W XNZ-V2 5700K | Indoor Luminaires | High-Bay | High-Bay Luminaires for Commercial and Industrial Buildings | Standard | FALSE | [9 empty] | 42606 |  |  | No | Products updated on 2/21/17 | 4 | 31378 | 138.23 | 227 | 8.26 | 0.95 | 5700 | 81.6
PJ1SJ75Q | James Trading Company Limited | JAMES | ZY-H5-165W XDZ-V2 5700K | Indoor Luminaires | High-Bay | High-Bay Luminaires for Commercial and Industrial Buildings | Standard | FALSE | [9 empty] | 42606 |  |  | No | Products updated on 2/21/17 | 4 | 22826 | 137.01 | 166.6 | 17.16 | 0.94 | 5700 | 81.6
PSN147HG | James Trading Company Limited | JAMES | ZY-H3-165W XDZ-V2 5700K | Indoor Luminaires | High-Bay | High-Bay Luminaires for Commercial and Industrial Buildings | Standard | FALSE | [9 empty] | 42606 |  |  | No | Products updated on 2/21/17 | 4 | 22435 | 134.26 | 167.1 | 16.98 | 0.94 | 5700 | 81.6
PY8CVCMN | James Trading Company Limited | JAMES | ZY-H2-80W XDZ 5700K | Indoor Luminaires | High-Bay | High-Bay Luminaires for Commercial and Industrial Buildings | Standard | FALSE | [9 empty] | 42606 |  |  | No | Products updated on 2/21/17 | 4 | 11590 | 142.63 | 81.26 | 14.88 | 0.91 | 5700 | 81.6
P6NW57ZP | James Trading Company Limited | JAMES | ZY-H3-225W XDZ-V2 5700K | Indoor Luminaires | High-Bay | High-Bay Luminaires for Commercial and Industrial Buildings | Standard | FALSE | [9 empty] | 42606 |  |  | No | Products updated on 2/21/17 | 4 | 31378 | 138.23 | 227 | 8.26 | 0.95 | 5700 | 81.6
PZJE3D3W | James Trading Company Limited | JAMES | ZY-H5-165W XNZ-V2 5000K | Indoor Luminaires | High-Bay | High-Bay Luminaires for Commercial and Industrial Buildings | Standard | FALSE | [9 empty] | 42606 |  |  | No | Products updated on 2/21/17 | 4 | 22247 | 132.82 | 167.5 | 17.16 | 0.94 | 5000 | 81.6
P7CR7UXZ | James Trading Company Limited | JAMES | ZY-H3-165W XNZ-V2 5000K | Indoor Luminaires | High-Bay | High-Bay Luminaires for Commercial and Industrial Buildings | Standard | FALSE | [9 empty] | 42606 |  |  | No | Products updated on 2/21/17 | 4 | 22131 | 131 | 168 | 16.98 | 0.94 | 5000 | 81.6
P2JSN2JQ | James Trading Company Limited | JAMES | ZY-H2-80W XNZ 5000K | Indoor Luminaires | High-Bay | High-Bay Luminaires for Commercial and Industrial Buildings | Standard | FALSE | [9 empty] | 42606 |  |  | No | Products updated on 2/21/17 | 4 | 11121 | 137 | 81.23 | 14.88 | 0.91 | 5000 | 81.6
PMA1PJNE | James Trading Company Limited | JAMES | ZY-H3-225W XNZ-V2 5000K | Indoor Luminaires | High-Bay | High-Bay Luminaires for Commercial and Industrial Buildings | Standard | FALSE | [9 empty] | 42606 |  |  | No | Products updated on 2/21/17 | 4 | 30315 | 133.84 | 226.5 | 8.26 | 0.95 | 5000 | 81.6
P8U486ZH | James Trading Company Limited | JAMES | ZY-H5-165W XDZ-V2 5000K | Indoor Luminaires | High-Bay | High-Bay Luminaires for Commercial and Industrial Buildings | Standard | FALSE | [9 empty] | 42606 |  |  | No | Products updated on 2/21/17 | 4 | 22247 | 132.82 | 167.5 | 17.16 | 0.94 | 5000 | 81.6
P2XKKUYT | James Trading Company Limited | JAMES | ZY-H3-165W XDZ-V2 5000K | Indoor Luminaires | High-Bay | High-Bay Luminaires for Commercial and Industrial Buildings | Standard | FALSE | [9 empty] | 42606 |  |  | No | Products updated on 2/21/17 | 4 | 22131 | 131 | 168 | 16.98 | 0.94 | 5000 | 81.6
PMR8DRZC | James Trading Company Limited | JAMES | ZY-H2-80W XDZ 5000K | Indoor Luminaires | High-Bay | High-Bay Luminaires for Commercial and Industrial Buildings | Standard | FALSE | [9 empty] | 42606 |  |  | No | Products updated on 2/21/17 | 4 | 11121 | 137 | 81.23 | 14.88 | 0.91 | 5000 | 81.6
P2JX67BK | James Trading Company Limited | JAMES | ZY-H3-225W XDZ-V2 5000K | Indoor Luminaires | High-Bay | High-Bay Luminaires for Commercial and Industrial Buildings | Standard | FALSE | [9 empty] | 42606 |  |  | No | Products updated on 2/21/17 | 4 | 30315 | 133.84 | 226.5 | 8.26 | 0.95 | 5000 | 81.6
P6DXAFCF | James Trading Company Limited | JAMES | ZY-H5-165W XNZ-V2 4500K | Indoor Luminaires | High-Bay | High-Bay Luminaires for Commercial and Industrial Buildings | Standard | FALSE | [9 empty] | 42606 |  |  | No | Products updated on 2/21/17 | 4 | 22247 | 132.82 | 167.5 | 17.16 | 0.94 | 4500 | 81.6
PUWDN6JC | James Trading Company Limited | JAMES | ZY-H3-165W XNZ-V2 4500K | Indoor Luminaires | High-Bay | High-Bay Luminaires for Commercial and Industrial Buildings | Standard | FALSE | [9 empty] | 42606 |  |  | No | Products updated on 2/21/17 | 4 | 22131 | 131 | 168 | 16.98 | 0.94 | 4500 | 81.6
PEJEUE9E | James Trading Company Limited | JAMES | ZY-H2-80W XNZ 4500K | Indoor Luminaires | High-Bay | High-Bay Luminaires for Commercial and Industrial Buildings | Standard | FALSE | [9 empty] | 42606 |  |  | No | Products updated on 2/21/17 | 4 | 11121 | 137 | 81.23 | 14.88 | 0.91 | 4500 | 81.6
PSMDQ5RT | James Trading Company Limited | JAMES | ZY-H3-225W XNZ-V2 4500K | Indoor Luminaires | High-Bay | High-Bay Luminaires for Commercial and Industrial Buildings | Standard | FALSE | [9 empty] | 42606 |  |  | No | Products updated on 2/21/17 | 4 | 30315 | 133.84 | 226.5 | 8.26 | 0.95 | 4500 | 81.6
PHT9EPQZ | James Trading Company Limited | JAMES | ZY-H5-165W XDZ-V2 4500K | Indoor Luminaires | High-Bay | High-Bay Luminaires for Commercial and Industrial Buildings | Standard | FALSE | [9 empty] | 42606 |  |  | No | Products updated on 2/21/17 | 4 | 22247 | 132.82 | 167.5 | 17.16 | 0.94 | 4500 | 81.6
PVWR6MNT | James Trading Company Limited | JAMES | ZY-H3-165W XDZ-V2 4500K | Indoor Luminaires | High-Bay | High-Bay Luminaires for Commercial and Industrial Buildings | Standard | FALSE | [9 empty] | 42606 |  |  | No | Products updated on 2/21/17 | 4 | 22131 | 131 | 168 | 16.98 | 0.94 | 4500 | 81.6
P5HNMP3P | James Trading Company Limited | JAMES | ZY-H2-80W XDZ 4500K | Indoor Luminaires | High-Bay | High-Bay Luminaires for Commercial and Industrial Buildings | Standard | FALSE | [9 empty] | 42606 |  |  | No | Products updated on 2/21/17 | 4 | 11121 | 137 | 81.23 | 14.88 | 0.91 | 4500 | 81.6
PYS6NXR3 | James Trading Company Limited | JAMES | ZY-H3-225W XDZ-V2 4500K | Indoor Luminaires | High-Bay | High-Bay Luminaires for Commercial and Industrial Buildings | Standard | FALSE | [9 empty] | 42606 |  |  | No | Products updated on 2/21/17 | 4 | 30315 | 133.84 | 226.5 | 8.26 | 0.95 | 4500 | 81.6
P3Q1J7TU | James Trading Company Limited | JAMES | ZY-H5-165W XNZ-V2 4000K | Indoor Luminaires | High-Bay | High-Bay Luminaires for Commercial and Industrial Buildings | Standard | FALSE | [9 empty] | 42606 |  |  | No | Products updated on 2/21/17 | 4 | 22247 | 132.82 | 167.5 | 17.16 | 0.94 | 4000 | 81.6
PJ5K6MMM | James Trading Company Limited | JAMES | ZY-H3-165W XNZ-V2 4000K | Indoor Luminaires | High-Bay | High-Bay Luminaires for Commercial and Industrial Buildings | Standard | FALSE | [9 empty] | 42606 |  |  | No | Products updated on 2/21/17 | 4 | 22131 | 131 | 168 | 16.98 | 0.94 | 4000 | 81.6
PQ3A6V3X | James Trading Company Limited | JAMES | ZY-H2-80W XNZ 4000K | Indoor Luminaires | High-Bay | High-Bay Luminaires for Commercial and Industrial Buildings | Standard | FALSE | [9 empty] | 42606 |  |  | No | Products updated on 2/21/17 | 4 | 11121 | 137 | 81.23 | 14.88 | 0.91 | 4000 | 81.6
PZPBYZYU | James Trading Company Limited | JAMES | ZY-H3-225W XNZ-V2 4000K | Indoor Luminaires | High-Bay | High-Bay Luminaires for Commercial and Industrial Buildings | Standard | FALSE | [9 empty] | 42606 |  |  | No | Products updated on 2/21/17 | 4 | 30315 | 133.84 | 226.5 | 8.26 | 0.95 | 4000 | 81.6
PRQ2PZ9G | James Trading Company Limited | JAMES | ZY-H5-165W XDZ-V2 4000K | Indoor Luminaires | High-Bay | High-Bay Luminaires for Commercial and Industrial Buildings | Standard | FALSE | [9 empty] | 42606 |  |  | No | Products updated on 2/21/17 | 4 | 22247 | 132.82 | 167.5 | 17.16 | 0.94 | 4000 | 81.6
PUJ4J534 | James Trading Company Limited | JAMES | ZY-H3-165W XDZ-V2 4000K | Indoor Luminaires | High-Bay | High-Bay Luminaires for Commercial and Industrial Buildings | Standard | FALSE | [9 empty] | 42606 |  |  | No | Products updated on 2/21/17 | 4 | 22131 | 131 | 168 | 16.98 | 0.94 | 4000 | 81.6
P4ZNBQCX | James Trading Company Limited | JAMES | ZY-H2-80W XDZ 4000K | Indoor Luminaires | High-Bay | High-Bay Luminaires for Commercial and Industrial Buildings | Standard | FALSE | [9 empty] | 42606 |  |  | No | Products updated on 2/21/17 | 4 | 11121 | 137 | 81.23 | 14.88 | 0.91 | 4000 | 81.6
PQYXWK91 | James Trading Company Limited | JAMES | ZY-H3-225W XDZ-V2 4000K | Indoor Luminaires | High-Bay | High-Bay Luminaires for Commercial and Industrial Buildings | Standard | FALSE | [9 empty] | 42606 |  |  | No | Products updated on 2/21/17 | 4 | 30315 | 133.84 | 226.5 | 8.26 | 0.95 | 4000 | 81.6
PR8XYSQC | James Trading Company Limited | JAMES | ZY-H5-165W XNZ-V2 3500K | Indoor Luminaires | High-Bay | High-Bay Luminaires for Commercial and Industrial Buildings | Standard | FALSE | [9 empty] | 42606 |  |  | No | Products updated on 2/21/17 | 4 | 22247 | 132.82 | 167.5 | 17.16 | 0.94 | 3500 | 81.6
PEM96YAE | James Trading Company Limited | JAMES | ZY-H3-165W XNZ-V2 3500K | Indoor Luminaires | High-Bay | High-Bay Luminaires for Commercial and Industrial Buildings | Standard | FALSE | [9 empty] | 42606 |  |  | No | Products updated on 2/21/17 | 4 | 22131 | 131 | 168 | 16.98 | 0.94 | 3500 | 81.6
PPHYEDGU | James Trading Company Limited | JAMES | ZY-H2-80W XNZ 3500K | Indoor Luminaires | High-Bay | High-Bay Luminaires for Commercial and Industrial Buildings | Standard | FALSE | [9 empty] | 42606 |  |  | No | Products updated on 2/21/17 | 4 | 11121 | 137 | 81.23 | 14.88 | 0.91 | 3500 | 81.6
P8591W27 | James Trading Company Limited | JAMES | ZY-H3-225W XNZ-V2 3500K | Indoor Luminaires | High-Bay | High-Bay Luminaires for Commercial and Industrial Buildings | Standard | FALSE | [9 empty] | 42606 |  |  | No | Products updated on 2/21/17 | 4 | 30315 | 133.84 | 226.5 | 8.26 | 0.95 | 3500 | 81.6
PTR8W65M | James Trading Company Limited | JAMES | ZY-H5-165W XDZ-V2 3500K | Indoor Luminaires | High-Bay | High-Bay Luminaires for Commercial and Industrial Buildings | Standard | FALSE | [9 empty] | 42606 |  |  | No | Products updated on 2/21/17 | 4 | 22247 | 132.82 | 167.5 | 17.16 | 0.94 | 3500 | 81.6
PDG6Q7V3 | James Trading Company Limited | JAMES | ZY-H3-165W XDZ-V2 3500K | Indoor Luminaires | High-Bay | High-Bay Luminaires for Commercial and Industrial Buildings | Standard | FALSE | [9 empty] | 42606 |  |  | No | Products updated on 2/21/17 | 4 | 22131 | 131 | 168 | 16.98 | 0.94 | 3500 | 81.6
P8VGHA5B | James Trading Company Limited | JAMES | ZY-H2-80W XDZ 3500K | Indoor Luminaires | High-Bay | High-Bay Luminaires for Commercial and Industrial Buildings | Standard | FALSE | [9 empty] | 42606 |  |  | No | Products updated on 2/21/17 | 4 | 11121 | 137 | 81.23 | 14.88 | 0.91 | 3500 | 81.6
PM199N61 | James Trading Company Limited | JAMES | ZY-H3-225W XDZ-V2 3500K | Indoor Luminaires | High-Bay | High-Bay Luminaires for Commercial and Industrial Buildings | Standard | FALSE | [9 empty] | 42606 |  |  | No | Products updated on 2/21/17 | 4 | 30315 | 133.84 | 226.5 | 8.26 | 0.95 | 3500 | 81.6
PUF3266W | James Trading Company Limited | JAMES | ZY-H3-225W XNZ-V2 3000K | Indoor Luminaires | High-Bay | High-Bay Luminaires for Commercial and Industrial Buildings | Standard | FALSE | [9 empty] | 42606 |  |  | No | Products updated on 2/21/17 | 4 | 30069 | 132.06 | 227.7 | 8.26 | 0.95 | 3112 | 81.7
PXTMX2PE | James Trading Company Limited | JAMES | ZY-H5-165W XNZ-V2 3000K | Indoor Luminaires | High-Bay | High-Bay Luminaires for Commercial and Industrial Buildings | Standard | FALSE | [9 empty] | 42606 |  |  | No | Products updated on 2/21/17 | 4 | 22036 | 132.03 | 166.9 | 17.16 | 0.94 | 3109 | 81.8
P5BUEK9B | James Trading Company Limited | JAMES | ZY-H3-165W XNZ-V2 3000K | Indoor Luminaires | High-Bay | High-Bay Luminaires for Commercial and Industrial Buildings | Standard | FALSE | [9 empty] | 42606 |  |  | No | Products updated on 2/21/17 | 4 | 21878 | 130.3 | 167.9 | 16.98 | 0.94 | 3060 | 81.6
PQUEHTCT | James Trading Company Limited | JAMES | ZY-H2-80W XNZ 3000K | Indoor Luminaires | High-Bay | High-Bay Luminaires for Commercial and Industrial Buildings | Standard | FALSE | [9 empty] | 42606 |  |  | No | Products updated on 2/21/17 | 4 | 11004 | 135.7 | 81.09 | 14.88 | 0.91 | 3009 | 82.3
PBS7PM9S | Energy Efficient Lighting Co. Ltd. | EEL | VTHB22LED04-347 | Indoor Luminaires | High-Bay | High-Bay Luminaires for Commercial and Industrial Buildings | Premium | FALSE | [9 empty] | 42606 |  |  | No |  | 3.1 | 27281 | 128.3 | 212.69 | 7.81 | 0.95 | 5169 | 83.24
PEB7TN67 | Green Lighting LED | GREEN LIGHTING LED | GLL-HB-135W 5700K | Indoor Luminaires | High-Bay | High-Bay Luminaires for Commercial and Industrial Buildings | Standard | FALSE | [9 empty] | 42606 | Not Dimmable | Not Dimmable | No |  | 3.1 | 17663 | 131.62 | 134.2 | 14.17 | 0.9239 | 5700 | 75.3
PUUU97AF | Green Lighting LED | GREEN LIGHTING LED | GLL-HB-100W 5700K | Indoor Luminaires | High-Bay | High-Bay Luminaires for Commercial and Industrial Buildings | Standard | FALSE | [9 empty] | 42606 | Not Dimmable | Not Dimmable | No |  | 3.1 | 13227 | 129.04 | 102.5 | 14.89 | 0.9042 | 5700 | 75.2
PGVX81VE | Green Lighting LED | GREEN LIGHTING LED | GLL-HB-180W 5700K | Indoor Luminaires | High-Bay | High-Bay Luminaires for Commercial and Industrial Buildings | Standard | FALSE | [9 empty] | 42606 | Not Dimmable | Not Dimmable | No |  | 3.1 | 23798 | 131.92 | 180.4 | 14.53 | 0.9129 | 5700 | 75.2
PXWPCSJY | Green Lighting LED | GREEN LIGHTING LED | GLL-HB-150W 5700K | Indoor Luminaires | High-Bay | High-Bay Luminaires for Commercial and Industrial Buildings | Standard | FALSE | [9 empty] | 42606 | Not Dimmable | Not Dimmable | No |  | 3.1 | 20423 | 135.97 | 150.2 | 14.37 | 0.9365 | 5700 | 75.2
PSXRUDHA | Green Lighting LED | GREEN LIGHTING LED | GLL-HB-180W 5000K | Indoor Luminaires | High-Bay | High-Bay Luminaires for Commercial and Industrial Buildings | Standard | FALSE | [9 empty] | 42606 | Not Dimmable | Not Dimmable | No |  | 3.1 | 23541 | 130.06 | 181 | 14.36 | 0.9112 | 5000 | 73.7
P7CCBV58 | Green Lighting LED | GREEN LIGHTING LED | GLL-HB-150W 5000K | Indoor Luminaires | High-Bay | High-Bay Luminaires for Commercial and Industrial Buildings | Standard | FALSE | [9 empty] | 42606 | Not Dimmable | Not Dimmable | No |  | 3.1 | 20204 | 133.98 | 150.8 | 14.29 | 0.9391 | 5000 | 73.6
PZ3T8H58 | Green Lighting LED | GREEN LIGHTING LED | GLL-HB-100W 5000K | Indoor Luminaires | High-Bay | High-Bay Luminaires for Commercial and Industrial Buildings | Standard | FALSE | [9 empty] | 42606 | Not Dimmable | Not Dimmable | No |  | 3.1 | 13005 | 127.63 | 101.9 | 14.78 | 0.9034 | 5000 | 73.5
PBKDZEA1 | Green Lighting LED | GREEN LIGHTING LED | GLL-HB-135W 5000K | Indoor Luminaires | High-Bay | High-Bay Luminaires for Commercial and Industrial Buildings | Standard | FALSE | [9 empty] | 42606 | Not Dimmable | Not Dimmable | No |  | 3.1 | 17476 | 129.84 | 134.6 | 14.61 | 0.9288 | 5000 | 73.4
PEFG7DVD | Elumen Lighting Networks Inc. | Elumen | MBX175CXXXXXIX | Indoor Luminaires | High-Bay | High-Bay Luminaires for Commercial and Industrial Buildings | Premium | TRUE | 19404 | 112.8 | 172.04 | 5.95 | 0.997 | 5140 | 77 | 5 | 50000 | 42605 |  |  | Yes | Updated 9/21/2016 | 3.1 | 19404 | 112.79 | 172.04 | 10 | 0.99 | 5140 | 77
PDJR19WE | Elumen Lighting Networks Inc. | Elumen | MBX75CXXXXXIX | Indoor Luminaires | High-Bay | High-Bay Luminaires for Commercial and Industrial Buildings | Premium | TRUE | 10748 | 136.5 | 78.76 | 7.77 | 0.994 | 5140 | 77 | 5 | 50000 | 42605 |  |  | Yes | Updated 9/21/2016 | 3.1 | 10748 | 136.46 | 78.76 | 10 | 0.99 | 5000 | 77
P2WKS1VQ | DECO Lighting | DECO Digital | DACH-LED-4-50-30-UNV-R | Indoor Luminaires | High-Bay | Low-Bay Luminaires for Commercial and Industrial Buildings | Premium | TRUE | 4941.5 | 109.79 | 45.01 | 3.5 | 0.9782 | 3022 | 80.53 | 5 | 50000 | 42605 |  |  | No |  | 3.1 | 5400 | 108 | 50 | 20 | 0.9 | 3000 | 80
PWS13NHP | Truly Green Solutions | Truly Green Solutions | 892165-30-HB-L-F | Indoor Luminaires | High-Bay | High-Bay Luminaires for Commercial and Industrial Buildings | Premium | TRUE | 23539 | 137.01 | 171.8 | 10.76 | 0.9741 | 3057 | 81.7 | 5 | 50000 | 42605 |  |  | No |  | 4 | 23539 | 137.01 | 171.8 | 20 | 0.9 | 3000 | 84.5
PKKXQ7X3 | Shenzhen Syhdee Co.Ltd. | SYHDEE | SYH-HB06044-165(4000K) | Indoor Luminaires | High-Bay | High-Bay Luminaires for Commercial and Industrial Buildings | Premium | TRUE | 21786 | 132.68 | 164.2 | 8.1 | 0.9645 | 3984 | 83.3 | 5 | 50000 | 42605 |  |  | No |  | 4 | 21786 | 132.68 | 164.2 | 8.1 | 0.96 | 4000 | 83.3
PHNNCBUA | CEA GROUP INTERNATIONAL CO.LTD | CEA/EAEC | HBF2-200D(2700K) | Indoor Luminaires | High-Bay | High-Bay Luminaires for Commercial and Industrial Buildings | Standard | TRUE | 21876 | 105.73 | 206.9 | 6.35 | 0.9609 | 2761 | 80.1 | 5 | 50000 | 42605 |  |  | No |  | 4 | 21876 | 105.73 | 206.9 | 6.35 | 0.96 | 2700 | 80.1
P57448MZ | Truly Green Solutions | Truly Green Solutions | 894325-30-HB-L-F | Indoor Luminaires | High-Bay | High-Bay Luminaires for Commercial and Industrial Buildings | Premium | TRUE | 44537 | 136.99 | 325.1 | 16.11 | 0.9558 | 3073 | 81.7 | 5 | 50000 | 42605 |  |  | No |  | 4 | 44537 | 137 | 325.1 | 20 | 0.9 | 3000 | 84.5
PSFYYRWK | Truly Green Solutions | Truly Green Solutions | 892110-30-HB-L-F | Indoor Luminaires | High-Bay | High-Bay Luminaires for Commercial and Industrial Buildings | Premium | TRUE | 15194 | 138.13 | 110 | 8.7 | 0.9534 | 3011 | 82.5 | 5 | 50000 | 42605 |  |  | No |  | 4 | 15194 | 138 | 110 | 20 | 0.9 | 3000 | 84.5
PC565KYT | Truly Green Solutions | Truly Green Solutions | 894225-30-HB-L-F | Indoor Luminaires | High-Bay | High-Bay Luminaires for Commercial and Industrial Buildings | Premium | TRUE | 31266 | 138.41 | 225.9 | 8.35 | 0.95 | 3102 | 81.6 | 5 | 50000 | 42605 |  |  | No |  | 4 | 31266 | 138.41 | 225 | 20 | 0.9 | 3000 | 84.5
P9SXMP6J | Fine Technix Co. Ltd | Fine Technix | HU160L2-L840(B[AS]-75R) | Indoor Luminaires | High-Bay | High-Bay Luminaires for Commercial and Industrial Buildings | Standard | TRUE | 19639 | 119.02 | 165 | 18.68 | 0.943 | 4161 | 84.8 | 5 | 50000 | 42605 |  |  | No |  | 4 | 19639 | 119.02 | 165 | 12.39 | 0.99 | 4161 | 84.8
PJW1G323 | Truly Green Solutions | Truly Green Solutions | 173150XX | Indoor Luminaires | High-Bay | High-Bay Luminaires for Commercial and Industrial Buildings | Standard | TRUE | 19830.66 | 129.51 | 153.12 | 12.4 | 0.942 | 5006 | 75.7 | 5 | 50000 | 42605 |  |  | No |  | 3 | 19830.66 | 129.51 | 153.12 | 12.4 | 0.942 | 5000 | 75.7
PG1FFYHU | Fine Technix Co. Ltd | Fine Technix | HU150L2-L840(B[AS]-75R) | Indoor Luminaires | High-Bay | High-Bay Luminaires for Commercial and Industrial Buildings | Standard | TRUE | 17957.1 | 118.22 | 151.9 | 19.12 | 0.938 | 4180 | 84.7 | 5 | 50000 | 42605 |  |  | No |  | 4 | 17957.1 | 118.22 | 151.9 | 12.67 | 0.99 | 4180 | 84.7
PFF396VS | Truly Green Solutions | Truly Green Solutions | 175090XX | Indoor Luminaires | High-Bay | High-Bay Luminaires for Commercial and Industrial Buildings | Standard | TRUE | 11583 | 126.38 | 91.65 | 13.18 | 0.9305 | 4836 | 76.5 | 5 | 50000 | 42605 |  |  | No |  | 3 | 11500 | 120 | 92 | 15 | 0.95 | 5000 | 70
PTS5H82P | CEA GROUP INTERNATIONAL CO.LTD | CEA/EAEC | HBF2-150D(2700K) | Indoor Luminaires | High-Bay | High-Bay Luminaires for Commercial and Industrial Buildings | Standard | TRUE | 15837 | 105.72 | 149.8 | 7.34 | 0.9296 | 2723 | 80.1 | 5 | 50000 | 42605 |  |  | No |  | 4 | 15837 | 105.72 | 149.8 | 7.34 | 0.93 | 2700 | 80.1
PVJ3E67C | Fine Technix Co. Ltd | Fine Technix | HU160F2-L840(B[AS]-75R) | Indoor Luminaires | High-Bay | High-Bay Luminaires for Commercial and Industrial Buildings | Standard | TRUE | 18791.9 | 122.18 | 153.8 | 14.57 | 0.898 | 4167 | 84.7 | 5 | 50000 | 42605 |  |  | No |  | 4 | 18791.9 | 122.18 | 153.8 | 5.18 | 0.99 | 4167 | 84.7
PKNEU3B3 | CEA GROUP INTERNATIONAL CO.LTD | CEA/EAEC | HBF2-100D(2700K) | Indoor Luminaires | High-Bay | High-Bay Luminaires for Commercial and Industrial Buildings | Standard | TRUE | 11451 | 110 | 104.1 | 10.31 | 0.88189 | 2747 | 80.9 | 5 | 50000 | 42605 |  |  | No |  | 4 | 11451 | 110 | 104.1 | 10.31 | 0.88 | 2700 | 80.9
P5KXUTBR | CEA GROUP INTERNATIONAL CO.LTD | CEA/EAEC | HBF2-200D(5700K) | Indoor Luminaires | High-Bay | High-Bay Luminaires for Commercial and Industrial Buildings | Standard | FALSE | [9 empty] | 42605 |  |  | No |  | 4 | 24421 | 117.13 | 208.5 | 6.01 | 0.96 | 5700 | 86.3
PZR2ZWS5 | CEA GROUP INTERNATIONAL CO.LTD | CEA/EAEC | HBF2-150D(5700K) | Indoor Luminaires | High-Bay | High-Bay Luminaires for Commercial and Industrial Buildings | Standard | FALSE | [9 empty] | 42605 |  |  | No |  | 4 | 16495 | 108.96 | 151.39 | 7.03 | 0.93 | 5700 | 86.2
P37RDU94 | CEA GROUP INTERNATIONAL CO.LTD | CEA/EAEC | HBF2-100D(5700K) | Indoor Luminaires | High-Bay | High-Bay Luminaires for Commercial and Industrial Buildings | Standard | FALSE | [9 empty] | 42605 |  |  | No |  | 4 | 12480 | 119.08 | 104.8 | 13.05 | 0.88 | 5700 | 86
PJF5DGHW | CEA GROUP INTERNATIONAL CO.LTD | CEA/EAEC | HBF2-100D(5000K) | Indoor Luminaires | High-Bay | High-Bay Luminaires for Commercial and Industrial Buildings | Standard | FALSE | [9 empty] | 42605 |  |  | No |  | 4 | 11451 | 110 | 104.1 | 10.31 | 0.88 | 5000 | 80.9
P5AURS6G | CEA GROUP INTERNATIONAL CO.LTD | CEA/EAEC | HBF2-150D(5000K) | Indoor Luminaires | High-Bay | High-Bay Luminaires for Commercial and Industrial Buildings | Standard | FALSE | [9 empty] | 42605 |  |  | No |  | 4 | 15837 | 105.72 | 149.8 | 7.34 | 0.93 | 5000 | 80.1
PP5M54FT | CEA GROUP INTERNATIONAL CO.LTD | CEA/EAEC | HBF2-200D(5000K) | Indoor Luminaires | High-Bay | High-Bay Luminaires for Commercial and Industrial Buildings | Standard | FALSE | [9 empty] | 42605 |  |  | No |  | 4 | 21876 | 105.73 | 206.9 | 6.35 | 0.96 | 5000 | 80.1
PT2GQ6PF | CEA GROUP INTERNATIONAL CO.LTD | CEA/EAEC | HBF2-100D(4500K) | Indoor Luminaires | High-Bay | High-Bay Luminaires for Commercial and Industrial Buildings | Standard | FALSE | [9 empty] | 42605 |  |  | No |  | 4 | 11451 | 110 | 104.1 | 10.31 | 0.88 | 4500 | 80.9
P5VXRPAF | CEA GROUP INTERNATIONAL CO.LTD | CEA/EAEC | HBF2-150D(4500K) | Indoor Luminaires | High-Bay | High-Bay Luminaires for Commercial and Industrial Buildings | Standard | FALSE | [9 empty] | 42605 |  |  | No |  | 4 | 15837 | 105.72 | 149.8 | 7.34 | 0.93 | 4500 | 80.1
PZM62PJK | CEA GROUP INTERNATIONAL CO.LTD | CEA/EAEC | HBF2-200D(4500K) | Indoor Luminaires | High-Bay | High-Bay Luminaires for Commercial and Industrial Buildings | Standard | FALSE | [9 empty] | 42605 |  |  | No |  | 4 | 21876 | 105.73 | 206.9 | 6.35 | 0.96 | 4500 | 80.1
PJX39MPC | CEA GROUP INTERNATIONAL CO.LTD | CEA/EAEC | HBF2-100D(4000K) | Indoor Luminaires | High-Bay | High-Bay Luminaires for Commercial and Industrial Buildings | Standard | FALSE | [9 empty] | 42605 |  |  | No |  | 4 | 11451 | 110 | 104.1 | 10.31 | 0.88 | 4000 | 80.9
PUXPS6V9 | CEA GROUP INTERNATIONAL CO.LTD | CEA/EAEC | HBF2-150D(4000K) | Indoor Luminaires | High-Bay | High-Bay Luminaires for Commercial and Industrial Buildings | Standard | FALSE | [9 empty] | 42605 |  |  | No |  | 4 | 15837 | 105.72 | 149.8 | 7.34 | 0.93 | 4000 | 80.1
P4FGG8QS | CEA GROUP INTERNATIONAL CO.LTD | CEA/EAEC | HBF2-200D(4000K) | Indoor Luminaires | High-Bay | High-Bay Luminaires for Commercial and Industrial Buildings | Standard | FALSE | [9 empty] | 42605 |  |  | No |  | 4 | 21876 | 105.73 | 206.9 | 6.35 | 0.96 | 4000 | 80.1
PMAAMQFB | CEA GROUP INTERNATIONAL CO.LTD | CEA/EAEC | HBF2-100D(3500K) | Indoor Luminaires | High-Bay | High-Bay Luminaires for Commercial and Industrial Buildings | Standard | FALSE | [9 empty] | 42605 |  |  | No |  | 4 | 11451 | 110 | 104.1 | 10.31 | 0.88 | 3500 | 80.9
P9YYJRK7 | CEA GROUP INTERNATIONAL CO.LTD | CEA/EAEC | HBF2-150D(3500K) | Indoor Luminaires | High-Bay | High-Bay Luminaires for Commercial and Industrial Buildings | Standard | FALSE | [9 empty] | 42605 |  |  | No |  | 4 | 15837 | 105.72 | 149.8 | 7.34 | 0.93 | 3500 | 80.1
PMP8HKBC | CEA GROUP INTERNATIONAL CO.LTD | CEA/EAEC | HBF2-200D(3500K) | Indoor Luminaires | High-Bay | High-Bay Luminaires for Commercial and Industrial Buildings | Standard | FALSE | [9 empty] | 42605 |  |  | No |  | 4 | 21876 | 105.73 | 206.9 | 6.35 | 0.96 | 3500 | 80.1
PDCWPEZH | CEA GROUP INTERNATIONAL CO.LTD | CEA/EAEC | HBF2-100D(3000K) | Indoor Luminaires | High-Bay | High-Bay Luminaires for Commercial and Industrial Buildings | Standard | FALSE | [9 empty] | 42605 |  |  | No |  | 4 | 11451 | 110 | 104.1 | 10.31 | 0.88 | 3000 | 80.9
PGE6CEUB | CEA GROUP INTERNATIONAL CO.LTD | CEA/EAEC | HBF2-150D(3000K) | Indoor Luminaires | High-Bay | High-Bay Luminaires for Commercial and Industrial Buildings | Standard | FALSE | [9 empty] | 42605 |  |  | No |  | 4 | 15837 | 105.72 | 149.8 | 7.34 | 0.93 | 3000 | 80.1
P1MURYZV | CEA GROUP INTERNATIONAL CO.LTD | CEA/EAEC | HBF2-200D(3000K) | Indoor Luminaires | High-Bay | High-Bay Luminaires for Commercial and Industrial Buildings | Standard | FALSE | [9 empty] | 42605 |  |  | No |  | 4 | 21876 | 105.73 | 206.9 | 6.35 | 0.96 | 3000 | 80.1
PK7YJVGX | Truly Green Solutions | Truly Green Solutions | 894325-57-HB-L-F-X | Indoor Luminaires | High-Bay | High-Bay Luminaires for Commercial and Industrial Buildings | Premium | FALSE | [9 empty] | 42605 |  |  | No |  | 4 | 47272 | 144.43 | 327.3 | 20 | 0.9 | 5700 | 84.5
PJ49M8K6 | Truly Green Solutions | Truly Green Solutions | 894225-57-HB-L-F-X | Indoor Luminaires | High-Bay | High-Bay Luminaires for Commercial and Industrial Buildings | Premium | FALSE | [9 empty] | 42605 |  |  | No |  | 4 | 32000 | 142 | 225 | 20 | 0.9 | 5700 | 84.5
PWSJENMG | Truly Green Solutions | Truly Green Solutions | 892165-57-HB-L-F-X | Indoor Luminaires | High-Bay | High-Bay Luminaires for Commercial and Industrial Buildings | Premium | FALSE | [9 empty] | 42605 |  |  | No |  | 4 | 24695 | 144.75 | 170.6 | 20 | 0.9 | 5700 | 84.5
PUFCHJCA | Truly Green Solutions | Truly Green Solutions | 892110-57-HB-L-F-X | Indoor Luminaires | High-Bay | High-Bay Luminaires for Commercial and Industrial Buildings | Premium | FALSE | [9 empty] | 42605 |  |  | No |  | 4 | 16406 | 149 | 110.1 | 20 | 0.9 | 5700 | 84.5
P76Y9WBX | Truly Green Solutions | Truly Green Solutions | 894325-57-HB-L-F | Indoor Luminaires | High-Bay | High-Bay Luminaires for Commercial and Industrial Buildings | Premium | FALSE | [9 empty] | 42605 |  |  | No |  | 4 | 47272 | 144.43 | 327.3 | 20 | 0.9 | 5700 | 84.5
PUSK2YBZ | Truly Green Solutions | Truly Green Solutions | 894225-57-HB-L-F | Indoor Luminaires | High-Bay | High-Bay Luminaires for Commercial and Industrial Buildings | Premium | FALSE | [9 empty] | 42605 |  |  | No |  | 4 | 32000 | 142 | 225 | 20 | 0.9 | 5700 | 84.5
P1HUTY5G | Truly Green Solutions | Truly Green Solutions | 892165-57-HB-L-F | Indoor Luminaires | High-Bay | High-Bay Luminaires for Commercial and Industrial Buildings | Premium | FALSE | [9 empty] | 42605 |  |  | No |  | 4 | 24695 | 144.75 | 170.6 | 20 | 0.9 | 5700 | 84.5
PR6JEFGA | Truly Green Solutions | Truly Green Solutions | 892110-57-HB-L-F | Indoor Luminaires | High-Bay | High-Bay Luminaires for Commercial and Industrial Buildings | Premium | FALSE | [9 empty] | 42605 |  |  | No |  | 4 | 16406 | 149 | 110.1 | 20 | 0.9 | 5700 | 84.5
PX6JRUYN | Truly Green Solutions | Truly Green Solutions | 894325-50-HB-L-F-X | Indoor Luminaires | High-Bay | High-Bay Luminaires for Commercial and Industrial Buildings | Premium | FALSE | [9 empty] | 42605 |  |  | No |  | 4 | 46361 | 143.13 | 323.9 | 20 | 0.9 | 5000 | 84.5
PMNAHVQZ | Truly Green Solutions | Truly Green Solutions | 894225-50-HB-L-F-X | Indoor Luminaires | High-Bay | High-Bay Luminaires for Commercial and Industrial Buildings | Premium | FALSE | [9 empty] | 42605 |  |  | No |  | 4 | 32000 | 142 | 225 | 20 | 0.9 | 5000 | 84.5
P6U5JCE6 | Truly Green Solutions | Truly Green Solutions | 892165-50-HB-L-F-X | Indoor Luminaires | High-Bay | High-Bay Luminaires for Commercial and Industrial Buildings | Premium | FALSE | [9 empty] | 42605 |  |  | No |  | 4 | 24563 | 142.97 | 171.8 | 20 | 0.9 | 5000 | 84.5
PYB4585A | Truly Green Solutions | Truly Green Solutions | 892110-50-HB-L-F-X | Indoor Luminaires | High-Bay | High-Bay Luminaires for Commercial and Industrial Buildings | Premium | FALSE | [9 empty] | 42605 |  |  | No |  | 4 | 16406 | 149 | 110.1 | 20 | 0.9 | 5000 | 84.5
P83Q3W2S | Truly Green Solutions | Truly Green Solutions | 894325-50-HB-L-F | Indoor Luminaires | High-Bay | High-Bay Luminaires for Commercial and Industrial Buildings | Premium | FALSE | [9 empty] | 42605 |  |  | No |  | 4 | 46361 | 143.13 | 323.9 | 20 | 0.9 | 5000 | 84.5
PURJKTA8 | Truly Green Solutions | Truly Green Solutions | 894225-50-HB-L-F | Indoor Luminaires | High-Bay | High-Bay Luminaires for Commercial and Industrial Buildings | Premium | FALSE | [9 empty] | 42605 |  |  | No |  | 4 | 32000 | 142 | 225 | 20 | 0.9 | 5000 | 84.5
PJC1H99S | Truly Green Solutions | Truly Green Solutions | 892165-50-HB-L-F | Indoor Luminaires | High-Bay | High-Bay Luminaires for Commercial and Industrial Buildings | Premium | FALSE | [9 empty] | 42605 |  |  | No |  | 4 | 24563 | 142.97 | 171.8 | 20 | 0.9 | 5000 | 84.5
PASWK4F3 | Truly Green Solutions | Truly Green Solutions | 892110-50-HB-L-F | Indoor Luminaires | High-Bay | High-Bay Luminaires for Commercial and Industrial Buildings | Premium | FALSE | [9 empty] | 42605 |  |  | No |  | 4 | 16406 | 149 | 110.1 | 20 | 0.9 | 5000 | 84.5
PZUEUJ69 | Truly Green Solutions | Truly Green Solutions | 894325-45-HB-L-F-X | Indoor Luminaires | High-Bay | High-Bay Luminaires for Commercial and Industrial Buildings | Premium | FALSE | [9 empty] | 42605 |  |  | No |  | 4 | 46361 | 143.13 | 323.9 | 20 | 0.9 | 4500 | 84.5
PN4ZT771 | Truly Green Solutions | Truly Green Solutions | 894225-45-HB-L-F-X | Indoor Luminaires | High-Bay | High-Bay Luminaires for Commercial and Industrial Buildings | Premium | FALSE | [9 empty] | 42605 |  |  | No |  | 4 | 31725 | 141 | 225 | 20 | 0.9 | 4500 | 84.5
PBPPEBMV | Truly Green Solutions | Truly Green Solutions | 892165-45-HB-L-F-X | Indoor Luminaires | High-Bay | High-Bay Luminaires for Commercial and Industrial Buildings | Premium | FALSE | [9 empty] | 42605 |  |  | No |  | 4 | 24124 | 141.74 | 170.2 | 20 | 0.9 | 4500 | 84.5
PCH8M56H | Truly Green Solutions | Truly Green Solutions | 892110-45-HB-L-F-X | Indoor Luminaires | High-Bay | High-Bay Luminaires for Commercial and Industrial Buildings | Premium | FALSE | [9 empty] | 42605 |  |  | No |  | 4 | 15792 | 143 | 110.4 | 20 | 0.9 | 4500 | 84.5
PHMHDY7V | Truly Green Solutions | Truly Green Solutions | 894325-45-HB-L-F | Indoor Luminaires | High-Bay | High-Bay Luminaires for Commercial and Industrial Buildings | Premium | FALSE | [9 empty] | 42605 |  |  | No |  | 4 | 46361 | 143.13 | 323.9 | 20 | 0.9 | 4500 | 84.5
PRACBT7W | Truly Green Solutions | Truly Green Solutions | 894225-45-HB-L-F | Indoor Luminaires | High-Bay | High-Bay Luminaires for Commercial and Industrial Buildings | Premium | FALSE | [9 empty] | 42605 |  |  | No |  | 4 | 31725 | 141 | 225 | 20 | 0.9 | 4500 | 84.5
P3KZC8VU | Truly Green Solutions | Truly Green Solutions | 892165-45-HB-L-F | Indoor Luminaires | High-Bay | High-Bay Luminaires for Commercial and Industrial Buildings | Premium | FALSE | [9 empty] | 42605 |  |  | No |  | 4 | 24124 | 141.74 | 170.2 | 20 | 0.9 | 4500 | 84.5
P6CHTSCH | Truly Green Solutions | Truly Green Solutions | 892110-45-HB-L-F | Indoor Luminaires | High-Bay | High-Bay Luminaires for Commercial and Industrial Buildings | Premium | FALSE | [9 empty] | 42605 |  |  | No |  | 4 | 15792 | 143 | 110.4 | 20 | 0.9 | 4500 | 84.5
PVW1JQE1 | Truly Green Solutions | Truly Green Solutions | 894325-40-HB-L-F-X | Indoor Luminaires | High-Bay | High-Bay Luminaires for Commercial and Industrial Buildings | Premium | FALSE | [9 empty] | 42605 |  |  | No |  | 4 | 46361 | 143.13 | 323.9 | 20 | 0.9 | 4000 | 84.5
P433216Y | Truly Green Solutions | Truly Green Solutions | 894225-40-HB-L-F-X | Indoor Luminaires | High-Bay | High-Bay Luminaires for Commercial and Industrial Buildings | Premium | FALSE | [9 empty] | 42605 |  |  | No |  | 4 | 31725 | 141 | 225 | 20 | 0.9 | 4000 | 84.5
PGA1PX4H | Truly Green Solutions | Truly Green Solutions | 892165-40-HB-L-F-X | Indoor Luminaires | High-Bay | High-Bay Luminaires for Commercial and Industrial Buildings | Premium | FALSE | [9 empty] | 42605 |  |  | No |  | 4 | 24124 | 141.74 | 170.2 | 20 | 0.9 | 4000 | 84.5
PCQF9TC9 | Truly Green Solutions | Truly Green Solutions | 892110-40-HB-L-F-X | Indoor Luminaires | High-Bay | High-Bay Luminaires for Commercial and Industrial Buildings | Premium | FALSE | [9 empty] | 42605 |  |  | No |  | 4 | 15792 | 143 | 110.4 | 20 | 0.9 | 4000 | 84.5
P7TVJBVK | Truly Green Solutions | Truly Green Solutions | 894325-40-HB-L-F | Indoor Luminaires | High-Bay | High-Bay Luminaires for Commercial and Industrial Buildings | Premium | FALSE | [9 empty] | 42605 |  |  | No |  | 4 | 46361 | 143.13 | 323.9 | 20 | 0.9 | 4000 | 84.5
PJ4Y26XE | Truly Green Solutions | Truly Green Solutions | 894225-40-HB-L-F | Indoor Luminaires | High-Bay | High-Bay Luminaires for Commercial and Industrial Buildings | Premium | FALSE | [9 empty] | 42605 |  |  | No |  | 4 | 31725 | 141 | 225 | 20 | 0.9 | 4000 | 84.5
PMECN77M | Truly Green Solutions | Truly Green Solutions | 892165-40-HB-L-F | Indoor Luminaires | High-Bay | High-Bay Luminaires for Commercial and Industrial Buildings | Premium | FALSE | [9 empty] | 42605 |  |  | No |  | 4 | 24124 | 141.74 | 170.2 | 20 | 0.9 | 4000 | 84.5
PYVM9AE5 | Truly Green Solutions | Truly Green Solutions | 892110-40-HB-L-F | Indoor Luminaires | High-Bay | High-Bay Luminaires for Commercial and Industrial Buildings | Premium | FALSE | [9 empty] | 42605 |  |  | No |  | 4 | 15792 | 143 | 110.4 | 20 | 0.9 | 4000 | 84.5
PKQC61VX | Truly Green Solutions | Truly Green Solutions | 894325-35-HB-L-F-X | Indoor Luminaires | High-Bay | High-Bay Luminaires for Commercial and Industrial Buildings | Premium | FALSE | [9 empty] | 42605 |  |  | No |  | 4 | 45459 | 140.5 | 323.6 | 20 | 0.9 | 3500 | 84.5
PXWNRYCX | Truly Green Solutions | Truly Green Solutions | 894225-35-HB-L-F-X | Indoor Luminaires | High-Bay | High-Bay Luminaires for Commercial and Industrial Buildings | Premium | FALSE | [9 empty] | 42605 |  |  | No |  | 4 | 31266 | 138.41 | 225 | 20 | 0.9 | 3500 | 84.5
PB96NEY3 | Truly Green Solutions | Truly Green Solutions | 892165-35-HB-L-F-X | Indoor Luminaires | High-Bay | High-Bay Luminaires for Commercial and Industrial Buildings | Premium | FALSE | [9 empty] | 42605 |  |  | No |  | 4 | 23932 | 138.98 | 172.2 | 20 | 0.9 | 3500 | 84.5
PA5DVA4V | Truly Green Solutions | Truly Green Solutions | 892110-35-HB-L-F-X | Indoor Luminaires | High-Bay | High-Bay Luminaires for Commercial and Industrial Buildings | Premium | FALSE | [9 empty] | 42605 |  |  | No |  | 4 | 15529 | 141 | 109.7 | 20 | 0.9 | 3500 | 84.5
PZT97EBP | Truly Green Solutions | Truly Green Solutions | 894325-35-HB-L-F | Indoor Luminaires | High-Bay | High-Bay Luminaires for Commercial and Industrial Buildings | Premium | FALSE | [9 empty] | 42605 |  |  | No |  | 4 | 45459 | 140.5 | 323.6 | 20 | 0.9 | 3500 | 84.5
PG3DAA86 | Truly Green Solutions | Truly Green Solutions | 894225-35-HB-L-F | Indoor Luminaires | High-Bay | High-Bay Luminaires for Commercial and Industrial Buildings | Premium | FALSE | [9 empty] | 42605 |  |  | No |  | 4 | 31266 | 138.41 | 225 | 20 | 0.9 | 3500 | 84.5
PSDEXEA3 | Truly Green Solutions | Truly Green Solutions | 892165-35-HB-L-F | Indoor Luminaires | High-Bay | High-Bay Luminaires for Commercial and Industrial Buildings | Premium | FALSE | [9 empty] | 42605 |  |  | No |  | 4 | 23932 | 138.98 | 172.2 | 20 | 0.9 | 3500 | 84.5
PAV5JEBZ | Truly Green Solutions | Truly Green Solutions | 892110-35-HB-L-F | Indoor Luminaires | High-Bay | High-Bay Luminaires for Commercial and Industrial Buildings | Premium | FALSE | [9 empty] | 42605 |  |  | No |  | 4 | 15529 | 141 | 109.7 | 20 | 0.9 | 3500 | 84.5
P5BKQPMN | Truly Green Solutions | Truly Green Solutions | 894325-30-HB-L-F-X | Indoor Luminaires | High-Bay | High-Bay Luminaires for Commercial and Industrial Buildings | Premium | FALSE | [9 empty] | 42605 |  |  | No |  | 4 | 44537 | 137 | 325.1 | 20 | 0.9 | 3000 | 84.5
P11HCG9M | Truly Green Solutions | Truly Green Solutions | 894225-30-HB-L-F-X | Indoor Luminaires | High-Bay | High-Bay Luminaires for Commercial and Industrial Buildings | Premium | FALSE | [9 empty] | 42605 |  |  | No |  | 4 | 31266 | 138.41 | 225 | 20 | 0.9 | 3000 | 84.5
P7YH34HH | Truly Green Solutions | Truly Green Solutions | 892165-30-HB-L-F-X | Indoor Luminaires | High-Bay | High-Bay Luminaires for Commercial and Industrial Buildings | Premium | FALSE | [9 empty] | 42605 |  |  | No |  | 4 | 23539 | 137.01 | 171.8 | 20 | 0.9 | 3000 | 84.5
P6UCQH3F | Truly Green Solutions | Truly Green Solutions | 892110-30-HB-L-F-X | Indoor Luminaires | High-Bay | High-Bay Luminaires for Commercial and Industrial Buildings | Premium | FALSE | [9 empty] | 42605 |  |  | No |  | 4 | 15194 | 138 | 110 | 20 | 0.9 | 3000 | 84.5
P4Q4S8QY | Shenzhen Syhdee Co.Ltd. | SYHDEE | SYH-HB06044-165(5000K) | Indoor Luminaires | High-Bay | High-Bay Luminaires for Commercial and Industrial Buildings | Premium | FALSE | [9 empty] | 42605 |  |  | No |  | 4 | 22027 | 133.58 | 164.9 | 8.23 | 0.96 | 5000 | 82.1
P62DTM7F | Elumen Lighting Networks Inc. | Elumen | MBX150CXXXXXIX | Indoor Luminaires | High-Bay | High-Bay Luminaires for Commercial and Industrial Buildings | Premium | FALSE | [9 empty] | 42605 |  |  | Yes | Updated 9/21/2016 | 3.1 | 18782 | 118.45 | 158.65 | 10 | 0.99 | 5000 | 77
PH4ZRSQQ | Elumen Lighting Networks Inc. | Elumen | MBX125CXXXXXIX | Indoor Luminaires | High-Bay | High-Bay Luminaires for Commercial and Industrial Buildings | Premium | FALSE | [9 empty] | 42605 |  |  | Yes | Updated 9/21/2016 | 3.1 | 15558 | 122.95 | 126.54 | 10 | 0.99 | 5000 | 77
PSUQVKMJ | Elumen Lighting Networks Inc. | Elumen | MBX100CXXXXXIX | Indoor Luminaires | High-Bay | High-Bay Luminaires for Commercial and Industrial Buildings | Premium | FALSE | [9 empty] | 42605 |  |  | Yes | Updated 9/21/2016 | 3.1 | 12755 | 127.65 | 99.92 | 10 | 0.99 | 5000 | 77
P1C1MFBM | DECO Lighting | DECO Digital | DACH-LED-4-50-50-UNV-R | Indoor Luminaires | High-Bay | Low-Bay Luminaires for Commercial and Industrial Buildings | Premium | FALSE | [9 empty] | 42605 |  |  | No |  | 3.1 | 6000 | 120 | 50 | 20 | 0.9 | 5000 | 80
PK7D4ZKF | DECO Lighting | DECO Digital | DACH-LED-4-50-40-UNV-R | Indoor Luminaires | High-Bay | Low-Bay Luminaires for Commercial and Industrial Buildings | Premium | FALSE | [9 empty] | 42605 |  |  | No |  | 3.1 | 5750 | 115 | 50 | 20 | 0.9 | 4000 | 80
PR7V8MWD | DECO Lighting | DECO Digital | DACH-LED-4-50-35-UNV-R | Indoor Luminaires | High-Bay | Low-Bay Luminaires for Commercial and Industrial Buildings | Premium | FALSE | [9 empty] | 42605 |  |  | No |  | 3.1 | 5500 | 110 | 50 | 20 | 0.9 | 3500 | 80
PFN597R6 | Dialight | Vigilant 60k High Bay | H6X2NC94N-xxxx | Indoor Luminaires | High-Bay | High-Bay Luminaires for Commercial and Industrial Buildings | Standard | TRUE | 60800 | 117.4 | 519.2 | 5.52 | 0.987 | 4914 | 76 | 10 | 100000 | 42604 |  |  | No | Updated 9/21/2016 | 4 | 56500 | 108.7 | 520 | 20 | 0.9 | 5000 | 75
PXHA82QP | Nexus Electrical (Jiaxing) LTD | Luceco | LHBT10BLM11G140D-US [120 Degree Beam Angle Only] | Indoor Luminaires | High-Bay | High-Bay Luminaires for Commercial and Industrial Buildings | Standard | TRUE | 11021.2 | 118.42 | 93.07 | 12.35 | 0.971 | 4033 | 81.7 | 5 | 50000 | 42604 |  |  | No |  | 3.1 | 11021.2 | 118.42 | 93.07 | 12.35 | 0.9 | 4033 | 81.7
PGBV6JDU | Nexus Electrical (Jiaxing) LTD | Luceco | LHBTP10BLM11G140D-US [120 Degree Beam Angle Only] | Indoor Luminaires | High-Bay | High-Bay Luminaires for Commercial and Industrial Buildings | Premium | TRUE | 11502.1 | 126.26 | 91.1 | 12.55 | 0.968 | 4010 | 82 | 5 | 50000 | 42604 |  |  | No |  | 3.1 | 11502.1 | 126.26 | 91.1 | 12.55 | 0.9958 | 4010 | 82
PJ8QJFSX | Turolight Inc. | Turolight | NXL-HB/100W/5/40/UNV/PCF/HK/D | Indoor Luminaires | High-Bay | High-Bay Luminaires for Commercial and Industrial Buildings | Standard | TRUE | 10760 | 100.9 | 106.6 | 10.1 | 0.966 | 3890 | 69 | 5 | 50000 | 42604 |  |  | No |  | 3.1 | 10070 | 95 | 100 | 10.1 | 0.96 | 4000 | 70
PUMYABBN | Turolight Inc. | Turolight | NXL-HB/150W/5/40/UNV/PCF/HK/D | Indoor Luminaires | High-Bay | High-Bay Luminaires for Commercial and Industrial Buildings | Standard | TRUE | 16393 | 104.1 | 157.4 | 9.3 | 0.961 | 3864 | 69 | 5 | 50000 | 42604 |  |  | No |  | 3.1 | 15010 | 95 | 150 | 9.3 | 0.96 | 4000
PPHD5VW4 | Nexus Electrical (Jiaxing) LTD | Luceco | LHBT15BLM19G140D-US [120 Degree Beam Angle Only] | Indoor Luminaires | High-Bay | High-Bay Luminaires for Commercial and Industrial Buildings | Standard | TRUE | 17974.2 | 115.37 | 155.8 | 13.18 | 0.95 | 4026 | 81.7 | 5 | 50000 | 42604 |  |  | No |  | 3.1 | 17974.2 | 115.37 | 155.8 | 13.18 | 0.997 | 4026 | 81.7
PH7HJQW3 | Nexus Electrical (Jiaxing) LTD | Luceco | LHBT24BLM27G140D-US [120 Degree Beam Angle Only] | Indoor Luminaires | High-Bay | High-Bay Luminaires for Commercial and Industrial Buildings | Standard | TRUE | 25941.1 | 115.09 | 225.4 | 19.36 | 0.944 | 4051 | 82.1 | 5 | 50000 | 42604 |  |  | No |  | 3.1 | 25941.1 | 115.09 | 225.4 | 19.36 | 0.9967 | 4051 | 82.1
PUV45421 | Nexus Electrical (Jiaxing) LTD | Luceco | LHBTP15BLM19G140D-US [120 Degree Beam Angle Only] | Indoor Luminaires | High-Bay | High-Bay Luminaires for Commercial and Industrial Buildings | Premium | TRUE | 18900.3 | 126.93 | 148.9 | 13.62 | 0.939 | 4010 | 82.1 | 5 | 50000 | 42604 |  |  | No |  | 3.1 | 18900.3 | 126.97 | 148.9 | 13.62 | 0.9968 | 4010 | 82.1
PQ3732C1 | Shat-R-Shield | Shat-R-Shield | 280HB50-PH-NC-VH-X-XX-XX-02 | Indoor Luminaires | High-Bay | High-Bay Luminaires for Commercial and Industrial Buildings | Standard | TRUE | 30218.54 | 102 | 296.26 | 12.48 | 0.937 | 5148 | 82.7 | 7 | 55000 | 42604 |  |  | No |  | 4 | 30593 | 102.25 | 299.2 | 12.48 | 0.95 | 5148 | 82.7
P8R4JFRF | Nexus Electrical (Jiaxing) LTD | Luceco | LHBT20BLM22G140D-US [120 Degree Beam Angle Only] | Indoor Luminaires | High-Bay | High-Bay Luminaires for Commercial and Industrial Buildings | Standard | TRUE | 21186.7 | 116.86 | 181.3 | 18.89 | 0.925 | 4017 | 81.8 | 5 | 50000 | 42604 |  |  | No |  | 3.1 | 21186.7 | 116.86 | 181.3 | 18.89 | 0.9954 | 4017 | 81.8
P5YDFTTA | Nexus Electrical (Jiaxing) LTD | Luceco | LHBTP20BLM22G140D-US [120 Degree Beam Angle Only] | Indoor Luminaires | High-Bay | High-Bay Luminaires for Commercial and Industrial Buildings | Premium | TRUE | 21981.8 | 121.18 | 181.4 | 19.64 | 0.924 | 3997 | 82 | 5 | 50000 | 42604 |  |  | No |  | 3.1 | 21981.8 | 121.18 | 181.4 | 19.64 | 0.9954 | 3997 | 82
P7X2ZB9K | Nexus Electrical (Jiaxing) LTD | Luceco | LHBTP24BLM27G140D-US [120 Degree Beam Angle Only] | Indoor Luminaires | High-Bay | High-Bay Luminaires for Commercial and Industrial Buildings | Premium | TRUE | 27440.9 | 123.72 | 221.8 | 17.87 | 0.923 | 4021 | 82.3 | 5 | 50000 | 42604 |  |  | No |  | 3.1 | 27440.9 | 123.72 | 221.8 | 17.87 | 0.994 | 4021 | 82.3
PZQWQHTD | Shat-R-Shield | Shat-R-Shield | 280HB50-AH-NC-VL-X-XX-XX-02 | Indoor Luminaires | High-Bay | High-Bay Luminaires for Commercial and Industrial Buildings | Standard | TRUE | 29339 | 102.26 | 286.9 | 15.19 | 0.9138 | 4911 | 81.1 | 7 | 55000 | 42604 |  |  | No |  | 4 | 29424 | 102.67 | 286.6 | 15.19 | 0.91 | 4911 | 81.1
P3AARBX3 | Turolight Inc. | Turolight | NXL-HB/100W/5/50/UNV/PCF/HK/D | Indoor Luminaires | High-Bay | High-Bay Luminaires for Commercial and Industrial Buildings | Standard | FALSE | [9 empty] | 42604 |  |  | No |  | 3.1 | 10070 | 95 | 100 | 10.1 | 0.96 | 5000 | 70
PWR4V7F6 | Turolight Inc. | Turolight | NXL-HB/150W/5/50/UNV/PCF/HK/D | Indoor Luminaires | High-Bay | High-Bay Luminaires for Commercial and Industrial Buildings | Standard | FALSE | [9 empty] | 42604 |  |  | No |  | 3.1 | 15010 | 95 | 150 | 9.3 | 0.96 | 5000
PZHVWEGT | Shat-R-Shield | Shat-R-Shield | 280HB50-PH-NC-VL-X-XX-XX-02 | Indoor Luminaires | High-Bay | High-Bay Luminaires for Commercial and Industrial Buildings | Standard | FALSE | [9 empty] | 42604 |  |  | No |  | 4 | 30622 | 106.85 | 286.6 | 20.39 | 0.91 | 5066 | 82.4
PB42DHNQ | Shat-R-Shield | Shat-R-Shield | 280HB50-AH-NC-VH-X-XX-XX-02 | Indoor Luminaires | High-Bay | High-Bay Luminaires for Commercial and Industrial Buildings | Standard | FALSE | [9 empty] | 42604 |  |  | No |  | 4 | 30675 | 102.49 | 299.3 | 16.17 | 0.95 | 4940 | 81.3
P2NWDKR1 | Shat-R-Shield | Shat-R-Shield | 280HB50-00-NC-VH-X-XX-XX-02 | Indoor Luminaires | High-Bay | High-Bay Luminaires for Commercial and Industrial Buildings | Standard | FALSE | [9 empty] | 42604 |  |  | No |  | 4 | 33319 | 111.85 | 297.9 | 12.51 | 0.95 | 4905 | 80.6
PYADGT37 | Shat-R-Shield | Shat-R-Shield | 280HB50-00-NC-VL-X-XX-XX-02 | Indoor Luminaires | High-Bay | High-Bay Luminaires for Commercial and Industrial Buildings | Standard | FALSE | [9 empty] | 42604 |  |  | No |  | 4 | 33025 | 114.98 | 287.24 | 20.43 | 0.92 | 4899 | 80.3
PDUUXQUJ | Dialight | Vigilant 60k High Bay | H6XGNC54N-xxxx | Indoor Luminaires | High-Bay | High-Bay Luminaires for Commercial and Industrial Buildings | Standard | FALSE | [9 empty] | 42604 |  |  | No | Updated 9/21/2016 | 3 | 60000 | 115.4 | 520 | 20 | 0.9 | 5000 | 75
PQVJ9AWX | Dialight | Vigilant 60k High Bay | H6X1NC44N-xxxx | Indoor Luminaires | High-Bay | High-Bay Luminaires for Commercial and Industrial Buildings | Standard | FALSE | [9 empty] | 42604 |  |  | No | Updated 9/21/2016 | 3 | 57500 | 119.8 | 480 | 20 | 0.9 | 5000 | 75
PJZV56C5 | Dialight | Vigilant 60k High Bay | H6X1NC54N-xxxx | Indoor Luminaires | High-Bay | High-Bay Luminaires for Commercial and Industrial Buildings | Standard | FALSE | [9 empty] | 42604 |  |  | No | Updated 9/21/2016 | 3 | 57500 | 110.6 | 520 | 20 | 0.9 | 5000 | 75
P2YNPZ6B | Dialight | Vigilant 60k High Bay | H6X1NC94N-xxxx | Indoor Luminaires | High-Bay | High-Bay Luminaires for Commercial and Industrial Buildings | Standard | FALSE | [9 empty] | 42604 |  |  | No | Updated 9/21/2016 | 3 | 57500 | 110.6 | 520 | 20 | 0.9 | 5000 | 75
PVKBHARN | Dialight | Vigilant 60k High Bay | H6X2NC54N-xxxx | Indoor Luminaires | High-Bay | High-Bay Luminaires for Commercial and Industrial Buildings | Standard | FALSE | [9 empty] | 42604 |  |  | No | Updated 9/21/2016 | 3 | 56500 | 108.7 | 520 | 20 | 0.9 | 5000 | 75
PQXEGBYZ | Dialight | Vigilant 60k High Bay | H6X2NC44N-xxxx | Indoor Luminaires | High-Bay | High-Bay Luminaires for Commercial and Industrial Buildings | Standard | FALSE | [9 empty] | 42604 |  |  | No | Updated 9/21/2016 | 3 | 56500 | 117.7 | 480 | 20 | 0.9 | 5000 | 75
PZ4P1116 | Dialight | Vigilant 60k High Bay | H6X1NC44D-xxxx | Indoor Luminaires | High-Bay | High-Bay Luminaires for Commercial and Industrial Buildings | Standard | FALSE | [9 empty] | 42604 |  |  | NotYetVerified | Updated 9/21/2016 | 3 | 57500 | 119.8 | 480 | 20 | 0.9 | 5000 | 75
PY5QC3PY | Dialight | Vigilant 60k High Bay | H6X1NC94D-xxxx | Indoor Luminaires | High-Bay | High-Bay Luminaires for Commercial and Industrial Buildings | Standard | FALSE | [9 empty] | 42604 |  |  | NotYetVerified | Updated 9/21/2016 | 3 | 57500 | 110.6 | 520 | 20 | 0.9 | 5000 | 75
PQPG3QW3 | Dialight | Vigilant 60k High Bay | H6X1NC54D-xxxx | Indoor Luminaires | High-Bay | High-Bay Luminaires for Commercial and Industrial Buildings | Standard | FALSE | [9 empty] | 42604 |  |  | NotYetVerified | Updated 9/21/2016 | 3 | 57500 | 110.6 | 520 | 20 | 0.9 | 5000 | 75
PD36GR4N | Dialight | Vigilant 60k High Bay | H6X2NC94D-xxxx | Indoor Luminaires | High-Bay | High-Bay Luminaires for Commercial and Industrial Buildings | Standard | FALSE | [9 empty] | 42604 |  |  | NotYetVerified | Updated 9/21/2016 | 3 | 56500 | 108.7 | 520 | 20 | 0.9 | 5000 | 75
P6J9W7CJ | Dialight | Vigilant 60k High Bay | H6X2NC54D-xxxx | Indoor Luminaires | High-Bay | High-Bay Luminaires for Commercial and Industrial Buildings | Standard | FALSE | [9 empty] | 42604 |  |  | NotYetVerified | Updated 9/21/2016 | 3 | 56500 | 108.7 | 520 | 20 | 0.9 | 5000 | 75
PRP5EG6F | Dialight | Vigilant 60k High Bay | H6XGNC54D-xxxx | Indoor Luminaires | High-Bay | High-Bay Luminaires for Commercial and Industrial Buildings | Standard | FALSE | [9 empty] | 42604 |  |  | No | Updated 9/21/2016 | 3 | 60000 | 115.4 | 520 | 20 | 0.9 | 5000 | 75
P7DW9WNY | Dialight | Vigilant 60k High Bay | H6X2NC44D-xxxx | Indoor Luminaires | High-Bay | High-Bay Luminaires for Commercial and Industrial Buildings | Standard | FALSE | [9 empty] | 42604 |  |  | No | Updated 9/21/2016 | 3 | 56500 | 117.7 | 480 | 20 | 0.9 | 5000 | 75
P4CUES65 | Nexus Electrical (Jiaxing) LTD | Luceco | LHBT24BLM27G157D-US [120 Degree Beam Angle Only] | Indoor Luminaires | High-Bay | High-Bay Luminaires for Commercial and Industrial Buildings | Standard | FALSE | [9 empty] | 42604 | Dimmable | Continuous Below 10 | No |  | 3.1 | 25538.4 | 114.42 | 223.2 | 19.52 | 0.9952 | 5809 | 82.8
PXGC7YYR | Nexus Electrical (Jiaxing) LTD | Luceco | LHBT15BLM19G157D-US [120 Degree Beam Angle Only] | Indoor Luminaires | High-Bay | High-Bay Luminaires for Commercial and Industrial Buildings | Standard | FALSE | [9 empty] | 42604 | Dimmable | Continuous Below 10 | No |  | 3.1 | 18740.6 | 120.58 | 155.4 | 13.18 | 0.997 | 5753 | 82.3
P4EBA868 | Nexus Electrical (Jiaxing) LTD | Luceco | LHBT10BLM11G157D-US [120 Degree Beam Angle Only] | Indoor Luminaires | High-Bay | High-Bay Luminaires for Commercial and Industrial Buildings | Standard | FALSE | [9 empty] | 42604 | Dimmable | Continuous Below 10 | No |  | 3.1 | 11506.8 | 123.72 | 93.01 | 12.34 | 0.9 | 5744 | 82.3
P3U8TZFS | Nexus Electrical (Jiaxing) LTD | Luceco | LHBTP15BLM19G157D-US [120 Degree Beam Angle Only] | Indoor Luminaires | High-Bay | High-Bay Luminaires for Commercial and Industrial Buildings | Premium | FALSE | [9 empty] | 42604 | Dimmable | Continuous Below 10 | No |  | 3.1 | 19883.8 | 133.25 | 149.2 | 13.61 | 0.9968 | 5714 | 82.4
PUAZCC44 | Nexus Electrical (Jiaxing) LTD | Luceco | LHBT20BLM22G157D-US [120 Degree Beam Angle Only] | Indoor Luminaires | High-Bay | High-Bay Luminaires for Commercial and Industrial Buildings | Standard | FALSE | [9 empty] | 42604 | Dimmable | Continuous Below 10 | No |  | 3.1 | 21668.9 | 120.12 | 180.4 | 18.88 | 0.9954 | 5696 | 81.9
PHJ7MC5J | Nexus Electrical (Jiaxing) LTD | Luceco | LHBTP24BLM27G157D-US [120 Degree Beam Angle Only] | Indoor Luminaires | High-Bay | High-Bay Luminaires for Commercial and Industrial Buildings | Premium | FALSE | [9 empty] | 42604 | Dimmable | Continuous Below 10 | No |  | 3.1 | 27562.2 | 124.21 | 221.9 | 17.86 | 0.9945 | 5683 | 82.5
PYVCE9MS | Nexus Electrical (Jiaxing) LTD | Luceco | LHBTP10BLM11G157D-US [120 Degree Beam Angle Only] | Indoor Luminaires | High-Bay | High-Bay Luminaires for Commercial and Industrial Buildings | Premium | FALSE | [9 empty] | 42604 | Dimmable | Continuous Below 10 | No |  | 3.1 | 11956 | 130.8 | 91.4 | 12.52 | 0.9958 | 5683 | 82.4
PNZ9JE6G | Nexus Electrical (Jiaxing) LTD | Luceco | LHBTP20BLM22G157D-US [120 Degree Beam Angle Only] | Indoor Luminaires | High-Bay | High-Bay Luminaires for Commercial and Industrial Buildings | Premium | FALSE | [9 empty] | 42604 | Dimmable | Continuous Below 10 | No |  | 3.1 | 22617.7 | 124.89 | 181.1 | 19.65 | 0.995 | 5609 | 82
PWDSJ1SE | Nexus Electrical (Jiaxing) LTD | Luceco | LHBTP20BLM22G150D-US [120 Degree Beam Angle Only] | Indoor Luminaires | High-Bay | High-Bay Luminaires for Commercial and Industrial Buildings | Premium | FALSE | [9 empty] | 42604 | Dimmable | Continuous Below 10 | No |  | 3.1 | 23057.9 | 126.48 | 182.3 | 19.64 | 0.9953 | 5000 | 82
PZKGBBNA | Nexus Electrical (Jiaxing) LTD | Luceco | LHBT24BLM27G150D-US [120 Degree Beam Angle Only] | Indoor Luminaires | High-Bay | High-Bay Luminaires for Commercial and Industrial Buildings | Standard | FALSE | [9 empty] | 42604 | Dimmable | Continuous Below 10 | No |  | 3.1 | 26241.4 | 115.96 | 226.3 | 19.32 | 0.9966 | 5000 | 82
PSDYT3J6 | Nexus Electrical (Jiaxing) LTD | Luceco | LHBTP24BLM27G150D-US [120 Degree Beam Angle Only] | Indoor Luminaires | High-Bay | High-Bay Luminaires for Commercial and Industrial Buildings | Premium | FALSE | [9 empty] | 42604 | Dimmable | Continuous Below 10 | No |  | 3.1 | 28150 | 126.74 | 222.1 | 17.87 | 0.9941 | 5000 | 82
PX9V5ZZU | Nexus Electrical (Jiaxing) LTD | Luceco | LHBTP15BLM19G150D-US [120 Degree Beam Angle Only] | Indoor Luminaires | High-Bay | High-Bay Luminaires for Commercial and Industrial Buildings | Premium | FALSE | [9 empty] | 42604 | Dimmable | Continuous Below 10 | No |  | 3.1 | 19590.7 | 132.53 | 147.8 | 13.62 | 0.9968 | 5000 | 82
PQAEARTD | Nexus Electrical (Jiaxing) LTD | Luceco | LHBT15BLM19G150D-US [120 Degree Beam Angle Only] | Indoor Luminaires | High-Bay | High-Bay Luminaires for Commercial and Industrial Buildings | Standard | FALSE | [9 empty] | 42604 | Dimmable | Continuous Below 10 | No |  | 3.1 | 18020.8 | 114.41 | 157.5 | 13.22 | 0.997 | 5000 | 82
PVHTC23Z | Nexus Electrical (Jiaxing) LTD | Luceco | LHBTP10BLM11G150D-US [120 Degree Beam Angle Only] | Indoor Luminaires | High-Bay | High-Bay Luminaires for Commercial and Industrial Buildings | Premium | FALSE | [9 empty] | 42604 | Dimmable | Continuous Below 10 | No |  | 3.1 | 11950.3 | 130.89 | 91.3 | 12.67 | 0.9958 | 5000 | 82
PC4J86HC | Nexus Electrical (Jiaxing) LTD | Luceco | LHBT10BLM11G150D-US [120 Degree Beam Angle Only] | Indoor Luminaires | High-Bay | High-Bay Luminaires for Commercial and Industrial Buildings | Standard | FALSE | [9 empty] | 42604 | Dimmable | Continuous Below 10 | No |  | 3.1 | 11243.2 | 120.08 | 93.63 | 12.18 | 0.9 | 5000 | 82
PM5VASBU | Nexus Electrical (Jiaxing) LTD | Luceco | LHBT20BLM22G150D-US [120 Degree Beam Angle Only] | Indoor Luminaires | High-Bay | High-Bay Luminaires for Commercial and Industrial Buildings | Standard | FALSE | [9 empty] | 42604 | Dimmable | Continuous Below 10 | No |  | 3.1 | 21407.5 | 117.95 | 181.5 | 18.9 | 0.995 | 5000 | 81.8
P68QB9Y3 | Hubbell Lighting | P2 | LVT-2x4-ML-F-[blankUL]-30K-CA | Indoor Luminaires | High-Bay | High-Bay Luminaires for Commercial and Industrial Buildings | Standard | TRUE | 20919 | 92.5 | 226.1 | 13.2 | 0.964 | 3126 | 83.7 | 5 | 50000 | 42601 |  |  | NotYetVerified | Product updated 9/1/2016 | 3 | 20919 | 92.5 | 226.1 |  |  | 3000
PUD344JQ | Xeleum Lighting | Xeleum Perseus High Bay | XGH100-40KUY [120 Beam Angle] | Indoor Luminaires | High-Bay | High-Bay Luminaires for Commercial and Industrial Buildings | Premium | TRUE | 10196 | 112 | 90.98 | 12.6 | 0.943 | 4037 | 81.6 | 5 | 50000 | 42601 |  |  | No |  | 3.1 | 10196 | 112 | 91 | 15.4 | 0.92 | 4000 | 81
PHVSXYK5 | QSSI | Eco Revolution | ECHB45QF1X273U5KG** | Indoor Luminaires | High-Bay | High-Bay Luminaires for Commercial and Industrial Buildings | Standard | TRUE | 27372.12 | 95.27 | 287.3 | 16.73 | 0.9361 | 5129 | 73.24 | 5 | 50000 | 42601 |  |  | NotYetVerified |  | 3 | 27880 | 94.08 | 296.32 | 16.73 | 0.9361 | 5000 | 73.24
PNFSU8VG | QSSI | Eco Revolution | ECHB44QF1X169U5KG** | Indoor Luminaires | High-Bay | High-Bay Luminaires for Commercial and Industrial Buildings | Standard | TRUE | 16399.02 | 92.89 | 176.53 | 12.66 | 0.932 | 5204 | 72.7 | 5 | 50000 | 42601 |  |  | NotYetVerified |  | 3 | 16440 | 93.12 | 176.53 | 12.66 | 0.9321 | 5204 | 72.66
P5RJ153J | Xeleum Lighting | Xeleum Perseus High Bay | XGH200-50KUY [120 Beam Angle] | Indoor Luminaires | High-Bay | High-Bay Luminaires for Commercial and Industrial Buildings | Premium | FALSE | [9 empty] | 42601 |  |  | No |  | 3.1 | 21649 | 116 | 186 | 15.4 | 0.92 | 5000 | 81
PGHNU6TE | Xeleum Lighting | Xeleum Perseus High Bay | XGH150-50KUY [120 Beam Angle] | Indoor Luminaires | High-Bay | High-Bay Luminaires for Commercial and Industrial Buildings | Premium | FALSE | [9 empty] | 42601 |  |  | No |  | 3.1 | 15837 | 115 | 137.4 | 15.4 | 0.92 | 5000 | 81
PK4FFM73 | Xeleum Lighting | Xeleum Perseus High Bay | XGH100-50KUY [120 Beam Angle] | Indoor Luminaires | High-Bay | High-Bay Luminaires for Commercial and Industrial Buildings | Premium | FALSE | [9 empty] | 42601 |  |  | No |  | 3.1 | 10567 | 115 | 91.3 | 15.4 | 0.92 | 5000 | 81
P1N75S5G | Xeleum Lighting | Xeleum Perseus High Bay | XGH200-40KUY [120 Beam Angle] | Indoor Luminaires | High-Bay | High-Bay Luminaires for Commercial and Industrial Buildings | Premium | FALSE | [9 empty] | 42601 |  |  | No |  | 3.1 | 21238 | 114 | 186 | 15.4 | 0.92 | 4000 | 81
PK8SM5JS | Xeleum Lighting | Xeleum Perseus High Bay | XGH150-40KUY [120 Beam Angle] | Indoor Luminaires | High-Bay | High-Bay Luminaires for Commercial and Industrial Buildings | Premium | FALSE | [9 empty] | 42601 |  |  | No |  | 3.1 | 15544 | 113 | 136.9 | 15.4 | 0.92 | 4000 | 81
PTNBZFZ9 | Hubbell Lighting | P2 | LVT-2x4-XL-BL-[blankUL]-50K-[blankFA] | Indoor Luminaires | High-Bay | High-Bay Luminaires for Commercial and Industrial Buildings | Standard | FALSE | [9 empty] | 42601 |  |  | NotYetVerified | Product updated 8/31/2016 | 3 | 11830.63 | 105.44 | 112.2 |  |  | 5000
PF5N81E6 | Etlin-Daniels | ETLIN-DANIELS | HBRA-100U40-C6L-X | Indoor Luminaires | High-Bay | High-Bay Luminaires for Commercial and Industrial Buildings | Premium | TRUE | 10753.53 | 108.64 | 98.98 | 8.96 | 0.9666 | 3866 | 71.2 | 5 | 50000 | 42600 |  |  | No |  | 3.1 | 10753 | 107.5 | 98 | 8.96 | 0.995 | 3866 | 71.2
PGAQNJ9Y | Peerless Electric Company Ltd. | IHB | IHB- N-12-4-8M-480-50K-347-[D1 D10] | Indoor Luminaires | High-Bay | High-Bay Luminaires for Commercial and Industrial Buildings | Standard | TRUE | 39868.46 | 99.4 | 400.5 | 10.72 | 0.9659 | 4840 | 81.76 | 7 | 50000 | 42600 |  |  | No |  | 3.1 | 48000 | 120 | 408 | 17 | 0.99 | 5000 | 80
PUDPU4GJ | Orion Energy Systems Inc | Apollo | VTOD12B1UNVFDXXBLFR850XXXXXXXXXXXXXX | Indoor Luminaires | High-Bay | High-Bay Luminaires for Commercial and Industrial Buildings | Premium | TRUE | 18448.9 | 144.4 | 127.72 | 10.627 | 0.96 | 5112 | 83.6 | 5 | 125000 | 42600 |  |  | Yes |  | 4 | 18449 | 144.45 | 127.72 | 10.63 | 0.96 | 5112 | 83.6
PBDR9RSR | Orion Energy Systems Inc | Apollo | VTOD12A1UNVFDXXBLFR850XXXXXXXXXXXXXX | Indoor Luminaires | High-Bay | High-Bay Luminaires for Commercial and Industrial Buildings | Premium | TRUE | 16411.8 | 148.8 | 110.28 | 11.098 | 0.952 | 5093 | 83.6 | 5 | 125000 | 42600 |  |  | Yes |  | 4 | 16426 | 148.83 | 110.37 | 11.1 | 0.95 | 5093 | 83.6
PS1FZ5DD | Peerless Electric Company Ltd. | IHB | IHB-N-12-2-2M-120-50K-MV-[D1 D10] | Indoor Luminaires | High-Bay | High-Bay Luminaires for Commercial and Industrial Buildings | Standard | TRUE | 11700 | 113.39 | 103.18 | 4.95 | 0.9501 | 5295 | 85.11 | 7 | 50000 | 42600 |  |  | No |  | 3.1 | 12000 | 120 | 102 | 17 | 0.99 | 5000 | 80
P7PC6Y7M | Energy Efficient Lighting Co. Ltd. | EEL | VTHB16LED03-120M | Indoor Luminaires | High-Bay | High-Bay Luminaires for Commercial and Industrial Buildings | Premium | TRUE | 20205 | 126.4 | 159.8 | 12.35 | 0.95 | 5225 | 83.22 | 5 | 180000 | 42600 |  |  | No |  | 3.1 | 20205 | 126.4 | 159.8 | 12.35 | 0.95 | 5225 | 83.22
PRHM4CWR | Industrial Lighting Products | Industrial Lighting Products | PHB-105WLED-UNIV-40-FRL-XXXXX | Indoor Luminaires | High-Bay | High-Bay Luminaires for Commercial and Industrial Buildings | Premium | TRUE | 13140 | 125.4 | 104.3 | 13.1 | 0.945 | 4004 | 84 | 5 | 50000 | 42600 |  |  | No |  | 4 | 13140 | 125.4 | 104.8 | 13.1 | 0.95 | 4000 | 80
P61ZZEVS | CSC LED Corp | CSC LED | HBC-100W-3K | Indoor Luminaires | High-Bay | High-Bay Luminaires for Commercial and Industrial Buildings | Standard | TRUE | 10709 | 108.2 | 98.93 | 17.22 | 0.9324 | 3098 | 83.3 | 5 | 50000 | 42600 |  |  | No |  | 3 | 10709 | 108.24 | 98.93 | 17.22 | 0.9324 | 3000 | 83.3
PHP7HBXT | CSC LED Corp | CSC LED | HB01-100-3K | Indoor Luminaires | High-Bay | High-Bay Luminaires for Commercial and Industrial Buildings | Standard | TRUE | 9132.9 | 98.77 | 92.47 | 14.81 | 0.9288 | 2969 | 83.3 | 5 | 50000 | 42600 |  |  | NotYetVerified |  | 3 | 9132.9 | 98.77 | 92.47 | 14.81 | 0.9288 | 3000 | 83.3
P3FRV45U | Super Bright LEDs | Super Bright LEDs | HBLD-30K90W-3070 | Indoor Luminaires | High-Bay | High-Bay Luminaires for Commercial and Industrial Buildings | Standard | TRUE | 9700.914 | 100.113 | 96.9 | 13.36 | 0.9202 | 3037 | 71.8 | 5 | 50000 | 42600 |  |  | NotYetVerified |  | 3 | 9700.914 | 100.113 | 96.9 | 13.36 | 0.994 | 3037 | 71.8
P6A9P4K7 | CSC LED Corp | CSC LED | HB01-210-3K | Indoor Luminaires | High-Bay | High-Bay Luminaires for Commercial and Industrial Buildings | Standard | TRUE | 20366 | 96.72 | 210.6 | 13.66 | 0.9193 | 3009 | 83.7 | 5 | 50000 | 42600 |  |  | NotYetVerified |  | 3 | 20366 | 96.72 | 210.6 | 13.66 | 0.9193 | 3000 | 83.7
P1T8PN7D | CSC LED Corp | CSC LED | HB01-150-3K | Indoor Luminaires | High-Bay | High-Bay Luminaires for Commercial and Industrial Buildings | Standard | TRUE | 15460.3 | 106.04 | 145.8 | 13.58 | 0.9188 | 2994 | 83.9 | 5 | 50000 | 42600 |  |  | NotYetVerified |  | 3 | 15876 | 109.36 | 145.2 | 13.58 | 0.9188 | 3000 | 84.2
PTJYSX24 | CSC LED Corp | CSC LED | HBC-50W-3K | Indoor Luminaires | High-Bay | Low-Bay Luminaires for Commercial and Industrial Buildings | Standard | TRUE | 5121.7 | 103.4 | 49.52 | 18.72 | 0.9158 | 3047 | 82.7 | 5 | 50000 | 42600 |  |  | No |  | 3 | 5121.7 | 104.32 | 49.1 | 18.72 | 0.9158 | 3000 | 82.7
PEQWNTB1 | CSC LED Corp | CSC LED | HB01-100H-3K | Indoor Luminaires | High-Bay | High-Bay Luminaires for Commercial and Industrial Buildings | Standard | TRUE | 9257.5 | 99.72 | 92.84 | 16.12 | 0.9106 | 2981 | 83.1 | 5 | 50000 | 42600 |  |  | NotYetVerified | 277-480V | 3 | 9257.5 | 99.72 | 92.84 | 16.12 | 0.9106 | 3000 | 83
PM8BMR33 | CSC LED Corp | CSC LED | HBC-150W-3K | Indoor Luminaires | High-Bay | High-Bay Luminaires for Commercial and Industrial Buildings | Standard | TRUE | 16028 | 105.34 | 152.2 | 17.96 | 0.9086 | 3018 | 82.8 | 5 | 50000 | 42600 |  |  | No |  | 3 | 16028 | 105.34 | 152.2 | 17.96 | 0.9086 | 3000 | 82.8
PWHWYCPV | Etlin-Daniels | ETLIN-DANIELS | LBRA-60U40-C6L-X | Indoor Luminaires | High-Bay | Low-Bay Luminaires for Commercial and Industrial Buildings | Standard | TRUE | 6102.2 | 102.89 | 59.31 | 14.14 | 0.9076 | 5693 | 82.4 | 5 | 50000 | 42600 |  |  | Yes |  | 3.1 | 6900 | 115 | 60 | 14.14 | 0.9 | 4000 | 80
P4UEESSB | CSC LED Corp | CSC LED | HBC-220W | Indoor Luminaires | High-Bay | High-Bay Luminaires for Commercial and Industrial Buildings | Standard | TRUE | 24086 | 109.73 | 219.5 | 18.74 | 0.9036 | 5119 | 77.2 | 5 | 50000 | 42600 |  |  | No |  | 3 | 24086 | 109.73 | 219.5 | 18.74 | 0.9036 | 5000 | 77.2
PBXKB6Q3 | CSC LED Corp | CSC LED | HB01-150H-3K | Indoor Luminaires | High-Bay | High-Bay Luminaires for Commercial and Industrial Buildings | Standard | TRUE | 14521 | 102.04 | 142.3 | 16.81 | 0.9026 | 2985 | 83.9 | 5 | 50000 | 42600 |  |  | NotYetVerified | 277-480V | 3 | 15555 | 111.66 | 139.3 | 16.21 | 0.9026 | 3000 | 84.3
PK5WA3TB | Peerless Electric Company Ltd. | IHB | IHB- N-12-4-8M-480-50K-MV-[D1 D10] | Indoor Luminaires | High-Bay | High-Bay Luminaires for Commercial and Industrial Buildings | Standard | FALSE | [9 empty] | 42600 |  |  | No |  | 3.1 | 48000 | 120 | 408 | 17 | 0.99 | 5000 | 80
PDDAH6U7 | Peerless Electric Company Ltd. | IHB | IHB- N-12-4-6M-360-50K-347-[D1 D10] | Indoor Luminaires | High-Bay | High-Bay Luminaires for Commercial and Industrial Buildings | Standard | FALSE | [9 empty] | 42600 |  |  | No |  | 3.1 | 36000 | 120 | 306 | 17 | 0.99 | 5000 | 80
P3B2GPVC | Peerless Electric Company Ltd. | IHB | IHB- N-12-4-6M-360-50K-MV-[D1 D10] | Indoor Luminaires | High-Bay | High-Bay Luminaires for Commercial and Industrial Buildings | Standard | FALSE | [9 empty] | 42600 |  |  | No |  | 3.1 | 36000 | 120 | 306 | 17 | 0.99 | 5000 | 80
PZC8ZSM9 | Peerless Electric Company Ltd. | IHB | IHB- N-12-2-4M-240-50K-MV-[D1 D10] | Indoor Luminaires | High-Bay | High-Bay Luminaires for Commercial and Industrial Buildings | Standard | FALSE | [9 empty] | 42600 |  |  | No |  | 3.1 | 24000 | 120 | 204 | 17 | 0.99 | 5000 | 80
P5BURAV6 | Peerless Electric Company Ltd. | IHB | IHB- N-12-2-4M-240-50K-347-[D1 D10] | Indoor Luminaires | High-Bay | High-Bay Luminaires for Commercial and Industrial Buildings | Standard | FALSE | [9 empty] | 42600 |  |  | No |  | 3.1 | 24000 | 120 | 204 | 17 | 0.99 | 5000 | 80
PYQXPS44 | Super Bright LEDs | Super Bright LEDs | HBDL-50K180W-6090 | Indoor Luminaires | High-Bay | High-Bay Luminaires for Commercial and Industrial Buildings | Standard | FALSE | [9 empty] | 42600 |  |  | NotYetVerified |  | 3 | 19466.46 | 105.601 | 184.34 | 13.36 | 0.996 | 5000 | 72
PC1VDFNS | Orion Energy Systems Inc | Apollo | VTOD12B1UNVNDXXBLFR850XXXXXXXXXXXXXX | Indoor Luminaires | High-Bay | High-Bay Luminaires for Commercial and Industrial Buildings | Premium | FALSE | [9 empty] | 42600 |  |  | Yes |  | 4 | 18449 | 144.45 | 127.72 | 10.63 | 0.96 | 5112 | 83.6
PS92F237 | Orion Energy Systems Inc | Apollo | VTOD12A1UNVNDXXBLFR850XXXXXXXXXXXXXX | Indoor Luminaires | High-Bay | High-Bay Luminaires for Commercial and Industrial Buildings | Premium | FALSE | [9 empty] | 42600 |  |  | Yes |  | 4 | 16426 | 148.83 | 110.37 | 11.1 | 0.95 | 5093 | 83.6
PSHVARGT | Industrial Lighting Products | Industrial Lighting Products | PHB-105WLED-UNIV-50-XXXXX | Indoor Luminaires | High-Bay | High-Bay Luminaires for Commercial and Industrial Buildings | Premium | FALSE | [9 empty] | 42600 |  |  | No |  | 4 | 15920 | 150.6 | 105.7 | 13.1 | 0.95 | 5000 | 80
P4V56PST | Industrial Lighting Products | Industrial Lighting Products | PHB-105WLED-UNIV-50-FRL-XXXXX | Indoor Luminaires | High-Bay | High-Bay Luminaires for Commercial and Industrial Buildings | Premium | FALSE | [9 empty] | 42600 |  |  | No |  | 4 | 13727 | 131 | 104.8 | 13.1 | 0.95 | 5000 | 80
P5QK82KV | Industrial Lighting Products | Industrial Lighting Products | PHB-105WLED-UNIV-40-XXXXX | Indoor Luminaires | High-Bay | High-Bay Luminaires for Commercial and Industrial Buildings | Premium | FALSE | [9 empty] | 42600 |  |  | No |  | 4 | 15239 | 144.2 | 105.7 | 13.1 | 0.95 | 4000 | 80
PXUUPAQ9 | Energy Efficient Lighting Co. Ltd. | EEL | VTHB16LED03-347 | Indoor Luminaires | High-Bay | High-Bay Luminaires for Commercial and Industrial Buildings | Premium | FALSE | [9 empty] | 42600 |  |  | No |  | 3.1 | 20398 | 128.6 | 158.58 | 5.55 | 0.96 | 5226 | 83.27
PG6TYPAG | Etlin-Daniels | ETLIN-DANIELS | LBRA-60U50-CW-X | Indoor Luminaires | High-Bay | Low-Bay Luminaires for Commercial and Industrial Buildings | Standard | FALSE | [9 empty] | 42600 | Dimmable | Continuous Below 10 | Yes |  | 3.1 | 6900 | 115 | 60 | 14.14 | 0.9 | 5000 | 80
P8VX344R | Etlin-Daniels | ETLIN-DANIELS | HBRA-160U50-CW-X | Indoor Luminaires | High-Bay | High-Bay Luminaires for Commercial and Industrial Buildings | Premium | FALSE | [9 empty] | 42600 | Dimmable | Continuous Below 10 | No |  | 3.1 | 20700 | 129.4 | 160 | 10.55 | 0.9 | 5000 | 70
P2RMXM3D | Etlin-Daniels | ETLIN-DANIELS | HBRA-100U50-CW-X | Indoor Luminaires | High-Bay | High-Bay Luminaires for Commercial and Industrial Buildings | Premium | FALSE | [9 empty] | 42600 | Dimmable | Continuous Below 10 | No |  | 3.1 | 13200 | 132 | 100 | 8.96 | 0.996 | 5000 | 70
PQKKCR6R | Etlin-Daniels | ETLIN-DANIELS | LBRA-60U40-CW-X | Indoor Luminaires | High-Bay | Low-Bay Luminaires for Commercial and Industrial Buildings | Standard | FALSE | [9 empty] | 42600 | Dimmable | Continuous Below 10 | Yes |  | 3.1 | 6900 | 115 | 60 | 14.14 | 0.9 | 4000 | 80
P96EHGT1 | Etlin-Daniels | ETLIN-DANIELS | HBRA-160U40-CW-X | Indoor Luminaires | High-Bay | High-Bay Luminaires for Commercial and Industrial Buildings | Premium | FALSE | [9 empty] | 42600 | Dimmable | Continuous Below 10 | No |  | 3.1 | 20390 | 129.1 | 158 | 10.55 | 0.9958 | 4000 | 70
PTSE4SX6 | Etlin-Daniels | ETLIN-DANIELS | HBRA-100U40-CW-X | Indoor Luminaires | High-Bay | High-Bay Luminaires for Commercial and Industrial Buildings | Premium | FALSE | [9 empty] | 42600 | Dimmable | Continuous Below 10 | No |  | 3.1 | 12791 | 131.9 | 97 | 8.96 | 0.996 | 4000 | 70
PK15BJD3 | CSC LED Corp | CSC LED | HB01-100H | Indoor Luminaires | High-Bay | High-Bay Luminaires for Commercial and Industrial Buildings | Standard | FALSE | [9 empty] | 42600 | Not Dimmable | Not Dimmable | NotYetVerified | 277-480V | 3 | 9989 | 106.96 | 93.39 | 15.77 | 0.9029 | 5000 | 83.7
PKWHZY2T | CSC LED Corp | CSC LED | HB01-150H | Indoor Luminaires | High-Bay | High-Bay Luminaires for Commercial and Industrial Buildings | Standard | FALSE | [9 empty] | 42600 | Not Dimmable | Not Dimmable | NotYetVerified | 277-480V | 3 | 18492 | 128.12 | 144.3 | 15.59 | 0.9013 | 5000 | 82.4
PGSYE6G9 | CSC LED Corp | CSC LED | HB01-100 | Indoor Luminaires | High-Bay | High-Bay Luminaires for Commercial and Industrial Buildings | Standard | FALSE | [9 empty] | 42600 | Dimmable | Continuous Below 10 | NotYetVerified |  | 3 | 9954 | 104.34 | 95.39 | 14.14 | 0.9325 | 5000 | 83.9
P8MNAV9A | CSC LED Corp | CSC LED | HB01-210 | Indoor Luminaires | High-Bay | High-Bay Luminaires for Commercial and Industrial Buildings | Standard | FALSE | [9 empty] | 42600 | Dimmable | Continuous Below 10 | NotYetVerified |  | 3 | 25045 | 118.7 | 211 | 13.47 | 0.9303 | 5000 | 82.5
PN5Y7WD7 | CSC LED Corp | CSC LED | HB01-150 | Indoor Luminaires | High-Bay | High-Bay Luminaires for Commercial and Industrial Buildings | Standard | FALSE | [9 empty] | 42600 | Dimmable | Continuous Below 10 | NotYetVerified |  | 3 | 17371 | 118.9 | 146.1 | 13.39 | 0.9168 | 5000 | 82.5
P4YU24AD | CSC LED Corp | CSC LED | HBC-100W | Indoor Luminaires | High-Bay | High-Bay Luminaires for Commercial and Industrial Buildings | Standard | FALSE | [9 empty] | 42600 | Dimmable | Continuous Above 10 | No |  | 3 | 10709 | 108.24 | 98.93 | 17.22 | 0.9324 | 5000 | 83.3
PNUHAAZJ | CSC LED Corp | CSC LED | HBC-150W | Indoor Luminaires | High-Bay | High-Bay Luminaires for Commercial and Industrial Buildings | Standard | FALSE | [9 empty] | 42600 | Dimmable | Continuous Above 10 | No |  | 3 | 16028 | 105.34 | 152.2 | 17.96 | 0.9086 | 5000 | 82.8
PWGRHY4Q | CSC LED Corp | CSC LED | HBC-50W | Indoor Luminaires | High-Bay | Low-Bay Luminaires for Commercial and Industrial Buildings | Standard | FALSE | [9 empty] | 42600 | Dimmable | Continuous Above 10 | No |  | 3 | 5121.7 | 104.32 | 49.1 | 18.72 | 0.9158 | 5000 | 82.7
PGBWAMUR | Cree Inc. | Cree HXB Series | HXB-A-xx-35L-A-35K-UL-xx-xxxx w/HXB-GS30-OPU | Indoor Luminaires | High-Bay | High-Bay Luminaires for Commercial and Industrial Buildings | Premium | TRUE | 36318.3 | 129.98 | 279.42 | 11.33 | 0.984 | 3468 | 83 | 5 | 50000 | 42599 |  |  | Yes |  | 4 | 34572 | 129 | 268 | 15 | 0.9 | 3500 | 80
PPE1HSHX | Cree Inc. | Cree HXB Series | HXB-A-xx-35L-M-50K-UL-xx-xxxx | Indoor Luminaires | High-Bay | High-Bay Luminaires for Commercial and Industrial Buildings | Premium | TRUE | 36851 | 139.24 | 264.65 | 10.86 | 0.984 | 4832 | 81 | 5 | 50000 | 42599 |  |  | Yes |  | 4 | 37925 | 141.5 | 268 | 15 | 0.9 | 5000 | 80
PXZART3E | Visioneering Corp | Visioneering | LHBC424-LED840K180LXXX-P82[All Emergency Packaging and Wiring Options Only] | Indoor Luminaires | High-Bay | High-Bay Luminaires for Commercial and Industrial Buildings | Standard | TRUE | 16482 | 119.9 | 137.44 | 10.49 | 0.9803 | 3983 | 84.22 | 5 | 50000 | 42599 |  |  | Yes |  | 4 | 16482 | 119.9 | 137.44 | 10.49 | 0.98 | 4000 | 80
P1NX5T8F | Flex Lighting Solutions | Flextronics | ES3VU-AFCC-CAH | Indoor Luminaires | High-Bay | High-Bay Luminaires for Commercial and Industrial Buildings | Premium | TRUE | 20456.4 | 109.3 | 187.18 | 6.81 | 0.976 | 3980 | 82.3 | 5 | 50000 | 42599 |  |  | Yes | ES3VU-A-6MS-40-AISLE-CL-HV | 3.1 | 21949.86 | 109.39 | 193.8 | 5.19 | 0.96 | 3993 | 82.4
PRZURKRW | Flex Lighting Solutions | Flextronics | ES3PE-AFCA-CAB | Indoor Luminaires | High-Bay | High-Bay Luminaires for Commercial and Industrial Buildings | Premium | TRUE | 11205.2 | 157.5 | 71.15 | 10.67 | 0.969 | 3953 | 74.6 | 5 | 50000 | 42599 |  |  | Yes | ES3PE-A-6MS-40-AISLE-CL-LV | 3.1 | 10925.07 | 153.55 | 71.15 | 10 | 0.97 | 3953 | 74.6
PJ6G8YJJ | Ultron Industries Corp. | Ultron | U-UHB-100-30 | Indoor Luminaires | High-Bay | High-Bay Luminaires for Commercial and Industrial Buildings | Standard | TRUE | 10399.1 | 117.7 | 88.34 | 11.55 | 0.964 | 3079 | 83.1 | 5 | 50000 | 42599 |  |  | No |  | 4 | 10400 | 118 | 98 | 13 | 0.9 | 3000 | 83
PE5J2D5A | Ultron Industries Corp. | Ultron | U-UHB-150-30 | Indoor Luminaires | High-Bay | High-Bay Luminaires for Commercial and Industrial Buildings | Standard | TRUE | 16848 | 116.8 | 144.24 | 14.7 | 0.936 | 3101 | 82.7 | 5 | 50000 | 42599 |  |  | No |  | 4 | 17000 | 117 | 152 | 15 | 0.9 | 3000 | 83
P5W9ARBC | Ultron Industries Corp. | Ultron | U-UHB-240-30 | Indoor Luminaires | High-Bay | High-Bay Luminaires for Commercial and Industrial Buildings | Standard | TRUE | 28205 | 128 | 220.31 | 17.8 | 0.921 | 3045 | 83.1 | 5 | 50000 | 42599 |  |  | No |  | 4 | 28200 | 128 | 230 | 18 | 0.9 | 3000 | 83
PF6MBRGN | Visioneering Corp | Visioneering | LHBC448-LED850K480LXXX-[All Emergency Packaging and Wiring Options Only] | Indoor Luminaires | High-Bay | High-Bay Luminaires for Commercial and Industrial Buildings | Premium | FALSE | [9 empty] | 42599 |  |  | Yes |  | 3 | 47984 | 138 | 348 | 10.64 | 0.98 | 5000 | 80
PJBT75NX | Visioneering Corp | Visioneering | LHBC448-LED850K480LXXX-P05[All Emergency Packaging and Wiring Options Only] | Indoor Luminaires | High-Bay | High-Bay Luminaires for Commercial and Industrial Buildings | Premium | FALSE | [9 empty] | 42599 |  |  | Yes |  | 3 | 46784 | 134 | 348 | 10.64 | 0.98 | 5000 | 80
P39SU7BH | Visioneering Corp | Visioneering | LHBC448-LED850K480LXXX-P07[All Emergency Packaging and Wiring Options Only] | Indoor Luminaires | High-Bay | High-Bay Luminaires for Commercial and Industrial Buildings | Premium | FALSE | [9 empty] | 42599 | Dimmable | Continuous Below 10 | Yes |  | 3 | 45057 | 129 | 348 | 10.64 | 0.98 | 5000 | 80
PAMJATFM | Visioneering Corp | Visioneering | LHBC448-LED850K480LXXX-P82[All Emergency Packaging and Wiring Options Only] | Indoor Luminaires | High-Bay | High-Bay Luminaires for Commercial and Industrial Buildings | Standard | FALSE | [9 empty] | 42599 |  |  | Yes |  | 3 | 44001 | 126 | 348 | 10.64 | 0.98 | 5000 | 80
PXF1RP52 | Visioneering Corp | Visioneering | LHBC448-LED850K360LXXX-[All Emergency Packaging and Wiring Options Only] | Indoor Luminaires | High-Bay | High-Bay Luminaires for Commercial and Industrial Buildings | Premium | FALSE | [9 empty] | 42599 |  |  | Yes |  | 3 | 35988 | 138 | 261 | 10.64 | 0.98 | 5000 | 80
PYJURMUX | Visioneering Corp | Visioneering | LHBC448-LED850K360LXXX-P05[All Emergency Packaging and Wiring Options Only] | Indoor Luminaires | High-Bay | High-Bay Luminaires for Commercial and Industrial Buildings | Premium | FALSE | [9 empty] | 42599 |  |  | Yes |  | 3 | 35088 | 134 | 261 | 10.64 | 0.98 | 5000 | 80
PWDCFZHZ | Visioneering Corp | Visioneering | LHBC448-LED850K360LXXX-P07[All Emergency Packaging and Wiring Options Only] | Indoor Luminaires | High-Bay | High-Bay Luminaires for Commercial and Industrial Buildings | Premium | FALSE | [9 empty] | 42599 |  |  | Yes |  | 3 | 33793 | 129 | 261 | 10.64 | 0.98 | 5000 | 80
P1A1ASFC | Visioneering Corp | Visioneering | LHBC448-LED850K360LXXX-P82[All Emergency Packaging and Wiring Options Only] | Indoor Luminaires | High-Bay | High-Bay Luminaires for Commercial and Industrial Buildings | Standard | FALSE | [9 empty] | 42599 |  |  | Yes |  | 3 | 33001 | 126 | 261 | 10.64 | 0.98 | 5000 | 80
P1CGPGBW | Visioneering Corp | Visioneering | LHBC424-LED850K240LXXX-[All Emergency Packaging and Wiring Options Only] | Indoor Luminaires | High-Bay | High-Bay Luminaires for Commercial and Industrial Buildings | Premium | FALSE | [9 empty] | 42599 | Dimmable | Continuous Below 10 | Yes |  | 3 | 24008 | 138 | 174 | 10.64 | 0.98 | 5000 | 80
P5ZWD8SZ | Visioneering Corp | Visioneering | LHBC424-LED850K240LXXX-P05[All Emergency Packaging and Wiring Options Only] | Indoor Luminaires | High-Bay | High-Bay Luminaires for Commercial and Industrial Buildings | Premium | FALSE | [9 empty] | 42599 | Dimmable | Continuous Below 10 | Yes |  | 3 | 23408 | 135 | 174 | 10.64 | 0.98 | 5000 | 80
PGSNMVFJ | Visioneering Corp | Visioneering | LHBC424-LED850K240LXXX-P07[All Emergency Packaging and Wiring Options Only] | Indoor Luminaires | High-Bay | High-Bay Luminaires for Commercial and Industrial Buildings | Premium | FALSE | [9 empty] | 42599 |  |  | Yes |  | 3 | 22544 | 130 | 174 | 10.64 | 0.98 | 5000 | 80
PTRMQFVY | Visioneering Corp | Visioneering | LHBC424-LED850K240LXXX-P82[All Emergency Packaging and Wiring Options Only] | Indoor Luminaires | High-Bay | High-Bay Luminaires for Commercial and Industrial Buildings | Premium | FALSE | [9 empty] | 42599 |  |  | Yes |  | 3 | 22015 | 127 | 174 | 10.64 | 0.98 | 5000 | 80
PJ6ZF28S | Visioneering Corp | Visioneering | LHBC424-LED850K180LXXX-[All Emergency Packaging and Wiring Options Only] | Indoor Luminaires | High-Bay | High-Bay Luminaires for Commercial and Industrial Buildings | Premium | FALSE | [9 empty] | 42599 |  |  | Yes |  | 3 | 18375 | 133 | 140 | 10.64 | 0.98 | 5000 | 80
P22JB17H | Visioneering Corp | Visioneering | LHBC424-LED850K180LXXX-P05[All Emergency Packaging and Wiring Options Only] | Indoor Luminaires | High-Bay | High-Bay Luminaires for Commercial and Industrial Buildings | Premium | FALSE | [9 empty] | 42599 | Dimmable | Continuous Below 10 | Yes |  | 3 | 17916 | 128 | 140 | 10.64 | 0.98 | 5000 | 80
P4HGUY6N | Visioneering Corp | Visioneering | LHBC424-LED850K180LXXX-P07[All Emergency Packaging and Wiring Options Only] | Indoor Luminaires | High-Bay | High-Bay Luminaires for Commercial and Industrial Buildings | Standard | FALSE | [9 empty] | 42599 |  |  | Yes |  | 3 | 17254 | 123 | 140 | 10.64 | 0.98 | 5000 | 80
PPF7F33C | Visioneering Corp | Visioneering | LHBC424-LED850K180LXXX-P82[All Emergency Packaging and Wiring Options Only] | Indoor Luminaires | High-Bay | High-Bay Luminaires for Commercial and Industrial Buildings | Standard | FALSE | [9 empty] | 42599 |  |  | Yes |  | 3 | 16762 | 120 | 140 | 10.64 | 0.98 | 5000 | 80
PHC3BEJS | Visioneering Corp | Visioneering | LHBC448-LED840K480LXXX-[All Emergency Packaging and Wiring Options Only] | Indoor Luminaires | High-Bay | High-Bay Luminaires for Commercial and Industrial Buildings | Premium | FALSE | [9 empty] | 42599 |  |  | Yes |  | 3 | 46632 | 134 | 348 | 10.64 | 0.98 | 4000 | 80
P13D3E41 | Visioneering Corp | Visioneering | LHBC448-LED840K480LXXX-P05[All Emergency Packaging and Wiring Options Only] | Indoor Luminaires | High-Bay | High-Bay Luminaires for Commercial and Industrial Buildings | Premium | FALSE | [9 empty] | 42599 | Dimmable | Continuous Below 10 | Yes |  | 3 | 45466 | 131 | 348 | 10.64 | 0.98 | 4000 | 80
PKHXF5W2 | Visioneering Corp | Visioneering | LHBC448-LED840K480LXXX-P07[All Emergency Packaging and Wiring Options Only] | Indoor Luminaires | High-Bay | High-Bay Luminaires for Commercial and Industrial Buildings | Standard | FALSE | [9 empty] | 42599 |  |  | Yes |  | 3 | 43787 | 126 | 348 | 10.64 | 0.98 | 4000 | 80
PT6YUW7R | Visioneering Corp | Visioneering | LHBC448-LED840K480LXXX-P82[All Emergency Packaging and Wiring Options Only] | Indoor Luminaires | High-Bay | High-Bay Luminaires for Commercial and Industrial Buildings | Standard | FALSE | [9 empty] | 42599 |  |  | Yes |  | 3 | 42622 | 122 | 348 | 10.64 | 0.98 | 4000 | 80
PAGPH745 | Visioneering Corp | Visioneering | LHBC448-LED840K360LXXX-[All Emergency Packaging and Wiring Options Only] | Indoor Luminaires | High-Bay | High-Bay Luminaires for Commercial and Industrial Buildings | Premium | FALSE | [9 empty] | 42599 | Dimmable | Continuous Below 10 | Yes |  | 3 | 34974 | 134 | 261 | 10.64 | 0.98 | 4000 | 80
P72P2679 | Visioneering Corp | Visioneering | LHBC448-LED840K360LXXX-P05[All Emergency Packaging and Wiring Options Only] | Indoor Luminaires | High-Bay | High-Bay Luminaires for Commercial and Industrial Buildings | Premium | FALSE | [9 empty] | 42599 | Dimmable | Continuous Below 10 | Yes |  | 3 | 34100 | 131 | 261 | 10.64 | 0.98 | 4000 | 80
PV2NFFE6 | Visioneering Corp | Visioneering | LHBC448-LED840K360LXXX-P07[All Emergency Packaging and Wiring Options Only] | Indoor Luminaires | High-Bay | High-Bay Luminaires for Commercial and Industrial Buildings | Standard | FALSE | [9 empty] | 42599 |  |  | Yes |  | 3 | 32841 | 126 | 261 | 10.64 | 0.98 | 4000 | 80
P9KUYKBH | Visioneering Corp | Visioneering | LHBC448-LED840K360LXXX-P82[All Emergency Packaging and Wiring Options Only] | Indoor Luminaires | High-Bay | High-Bay Luminaires for Commercial and Industrial Buildings | Standard | FALSE | [9 empty] | 42599 |  |  | Yes |  | 3 | 31966 | 122 | 261 | 10.64 | 0.98 | 4000 | 80
PWZUHA5J | Visioneering Corp | Visioneering | LHBC424-LED840K240LXXX-[All Emergency Packaging and Wiring Options Only] | Indoor Luminaires | High-Bay | High-Bay Luminaires for Commercial and Industrial Buildings | Premium | FALSE | [9 empty] | 42599 |  |  | Yes |  | 3 | 23600 | 136 | 174 | 10.64 | 0.98 | 4000 | 80
PS45JURU | Visioneering Corp | Visioneering | LHBC424-LED840K240LXXX-P05[All Emergency Packaging and Wiring Options Only] | Indoor Luminaires | High-Bay | High-Bay Luminaires for Commercial and Industrial Buildings | Premium | FALSE | [9 empty] | 42599 |  |  | Yes |  | 3 | 23010 | 132 | 174 | 10.64 | 0.98 | 4000 | 80
PV56JTNU | Visioneering Corp | Visioneering | LHBC424-LED840K240LXXX-P07[All Emergency Packaging and Wiring Options Only] | Indoor Luminaires | High-Bay | High-Bay Luminaires for Commercial and Industrial Buildings | Premium | FALSE | [9 empty] | 42599 |  |  | Yes |  | 3 | 22160 | 127 | 174 | 10.64 | 0.98 | 4000 | 80
P6KGQJUB | Visioneering Corp | Visioneering | LHBC424-LED840K240LXXX-P82[All Emergency Packaging and Wiring Options Only] | Indoor Luminaires | High-Bay | High-Bay Luminaires for Commercial and Industrial Buildings | Standard | FALSE | [9 empty] | 42599 |  |  | Yes |  | 3 | 21570 | 124 | 174 | 10.64 | 0.98 | 4000 | 80
PGTE1SJG | Visioneering Corp | Visioneering | LHBC424-LED840K180LXXX-P05[All Emergency Packaging and Wiring Options Only] | Indoor Luminaires | High-Bay | High-Bay Luminaires for Commercial and Industrial Buildings | Standard | FALSE | [9 empty] | 42599 |  |  | Yes |  | 3 | 17616 | 126 | 140 | 10.64 | 0.98 | 4000 | 80
PV9GKYNT | Visioneering Corp | Visioneering | LHBC424-LED840K180LXXX-P07[All Emergency Packaging and Wiring Options Only] | Indoor Luminaires | High-Bay | High-Bay Luminaires for Commercial and Industrial Buildings | Standard | FALSE | [9 empty] | 42599 |  |  | Yes |  | 3 | 16966 | 121 | 140 | 10.64 | 0.98 | 4000 | 80
PEC62RM6 | Visioneering Corp | Visioneering | LHBC424-LED840K180LXXX-[All Emergency Packaging and Wiring Options Only] | Indoor Luminaires | High-Bay | High-Bay Luminaires for Commercial and Industrial Buildings | Premium | FALSE | [9 empty] | 42599 |  |  | Yes |  | 3 | 18068 | 130.9 | 138.08 | 10.42 | 0.98 | 4000 | 80
P8PDUD3D | Flex Lighting Solutions | Flextronics | ES3VU-AFDC-AAH | Indoor Luminaires | High-Bay | High-Bay Luminaires for Commercial and Industrial Buildings | Premium | FALSE | [9 empty] | 42599 | Dimmable | Continuous Below 10 | Yes | ES3VU-A-6MS-50-WIDE-CL-HV | 3 | 25849.6 | 125.24 | 193.8 | 5.19 | 0.96 | 5000 | 82.4
PASNBG1R | Flex Lighting Solutions | Flextronics | ES3VU-AFDC-ABH | Indoor Luminaires | High-Bay | High-Bay Luminaires for Commercial and Industrial Buildings | Premium | FALSE | [9 empty] | 42599 | Dimmable | Continuous Below 10 | Yes | ES3VU-A-6MS-50-WIDE-FR-HV | 3 | 24313.69 | 117.8 | 193.8 | 5.19 | 0.96 | 5000 | 82.4
PUPGVC8X | Flex Lighting Solutions | Flextronics | ES3VU-AFDC-CAH | Indoor Luminaires | High-Bay | High-Bay Luminaires for Commercial and Industrial Buildings | Premium | FALSE | [9 empty] | 42599 |  |  | Yes | ES3VU-A-6MS-50-AISLE-CL-HV | 3 | 23705.84 | 114.86 | 193.8 | 5.19 | 0.96 | 5000 | 82.4
PGBYTAAW | Flex Lighting Solutions | Flextronics | ES3PU-ACDC-AAH | Indoor Luminaires | High-Bay | High-Bay Luminaires for Commercial and Industrial Buildings | Premium | FALSE | [9 empty] | 42599 |  |  | Yes | ES3PU-A-6M-50-WIDE-CL-HV | 3 | 51699.2 | 142.44 | 352.86 | 3.86 | 0.96 | 5000 | 82.4
P2R4ZM6C | Flex Lighting Solutions | Flextronics | ES3PU-ACDC-ABH | Indoor Luminaires | High-Bay | High-Bay Luminaires for Commercial and Industrial Buildings | Premium | FALSE | [9 empty] | 42599 | Dimmable | Continuous Below 10 | Yes | ES3PU-A-6M-50-WIDE-FR-HV | 3 | 48627.37 | 133.98 | 352.86 | 3.86 | 0.96 | 5000 | 82.4
PSE129HM | Flex Lighting Solutions | Flextronics | ES3PU-ACDC-CAH | Indoor Luminaires | High-Bay | High-Bay Luminaires for Commercial and Industrial Buildings | Premium | FALSE | [9 empty] | 42599 |  |  | Yes | ES3PU-A-6M-50-AISLE-CL-HV | 3 | 47411.69 | 130.63 | 352.86 | 3.86 | 0.96 | 5000 | 82.4
PH149DFW | Flex Lighting Solutions | Flextronics | ES3PU-AFDC-AAH | Indoor Luminaires | High-Bay | High-Bay Luminaires for Commercial and Industrial Buildings | Premium | FALSE | [9 empty] | 42599 |  |  | Yes | ES3PU-A-6MS-50-WIDE-CL-HV | 3 | 25849.6 | 142.44 | 176.43 | 3.86 | 0.96 | 5000 | 82.4
P951X6R7 | Flex Lighting Solutions | Flextronics | ES3PU-AFDC-ABH | Indoor Luminaires | High-Bay | High-Bay Luminaires for Commercial and Industrial Buildings | Premium | FALSE | [9 empty] | 42599 | Dimmable | Continuous Below 10 | Yes | ES3PU-A-6MS-50-WIDE-FR-HV | 3 | 24313.69 | 133.98 | 176.43 | 3.86 | 0.96 | 5000 | 82.4
PBT1DUF4 | Flex Lighting Solutions | Flextronics | ES3PU-AFDC-CAH | Indoor Luminaires | High-Bay | High-Bay Luminaires for Commercial and Industrial Buildings | Premium | FALSE | [9 empty] | 42599 | Dimmable | Continuous Below 10 | Yes | ES3PU-A-6MS-50-AISLE-CL-HV | 3 | 23705.84 | 130.63 | 176.43 | 3.86 | 0.96 | 5000 | 82.4
PDSUP1SV | Flex Lighting Solutions | Flextronics | ES3PU-ACDC-AAB | Indoor Luminaires | High-Bay | High-Bay Luminaires for Commercial and Industrial Buildings | Premium | FALSE | [9 empty] | 42599 | Dimmable | Continuous Below 10 | Yes | ES3PU-A-6M-50-WIDE-CL-LV | 3 | 51835.44 | 142.82 | 352.86 | 3.12 | 0.97 | 5000 | 82.4
P27T42RX | Flex Lighting Solutions | Flextronics | ES3PU-ACDC-ABB | Indoor Luminaires | High-Bay | High-Bay Luminaires for Commercial and Industrial Buildings | Premium | FALSE | [9 empty] | 42599 | Dimmable | Continuous Below 10 | Yes | ES3PU-A-6M-50-WIDE-FR-LV | 3 | 48755.52 | 134.33 | 352.86 | 3.12 | 0.97 | 5000 | 82.4
PNTGCGKC | Flex Lighting Solutions | Flextronics | ES3PU-ACDC-CAB | Indoor Luminaires | High-Bay | High-Bay Luminaires for Commercial and Industrial Buildings | Premium | FALSE | [9 empty] | 42599 |  |  | Yes | ES3PU-A-6M-50-AISLE-CL-LV | 3 | 47536.63 | 130.98 | 352.86 | 3.12 | 0.97 | 5000 | 82.4
PYTS8HJK | Flex Lighting Solutions | Flextronics | ES3VU-AFDC-AAB | Indoor Luminaires | High-Bay | High-Bay Luminaires for Commercial and Industrial Buildings | Premium | FALSE | [9 empty] | 42599 |  |  | Yes | ES3VU-A-6MS-50-WIDE-CL-LV | 3 | 25917.72 | 125.57 | 193.8 | 3.12 | 0.97 | 5000 | 82.4
P3M2H8QZ | Flex Lighting Solutions | Flextronics | ES3PU-AFDC-AAB | Indoor Luminaires | High-Bay | High-Bay Luminaires for Commercial and Industrial Buildings | Premium | FALSE | [9 empty] | 42599 | Dimmable | Continuous Below 10 | Yes | ES3PU-A-6MS-50-WIDE-CL-LV | 3 | 25917.72 | 142.82 | 176.43 | 3.12 | 0.97 | 5000 | 82.4
P7XBFPPJ | Flex Lighting Solutions | Flextronics | ES3VU-AFDC-ABB | Indoor Luminaires | High-Bay | High-Bay Luminaires for Commercial and Industrial Buildings | Premium | FALSE | [9 empty] | 42599 | Dimmable | Continuous Below 10 | Yes | ES3VU-A-6MS-50-WIDE-FR-LV | 3 | 24377.76 | 118.11 | 193.8 | 3.12 | 0.97 | 5000 | 82.4
P3B5K3NJ | Flex Lighting Solutions | Flextronics | ES3PU-AFDC-ABB | Indoor Luminaires | High-Bay | High-Bay Luminaires for Commercial and Industrial Buildings | Premium | FALSE | [9 empty] | 42599 | Dimmable | Continuous Below 10 | Yes | ES3PU-A-6MS-50-WIDE-FR-LV | 3 | 24377.76 | 134.33 | 176.43 | 3.12 | 0.97 | 5000 | 82.4
PXT6M7VM | Flex Lighting Solutions | Flextronics | ES3PU-AFDC-CAB | Indoor Luminaires | High-Bay | High-Bay Luminaires for Commercial and Industrial Buildings | Premium | FALSE | [9 empty] | 42599 |  |  | Yes | ES3PU-A-6MS-50-AISLE-CL-LV | 3 | 23768.32 | 130.98 | 176.43 | 3.12 | 0.97 | 5000 | 82.4
P4NHYF5U | Flex Lighting Solutions | Flextronics | ES3VU-AFDC-CAB | Indoor Luminaires | High-Bay | High-Bay Luminaires for Commercial and Industrial Buildings | Premium | FALSE | [9 empty] | 42599 | Dimmable | Continuous Below 10 | Yes | ES3VU-A-6MS-50-AISLE-CL-LV | 3 | 23768.32 | 115.16 | 193.8 | 3.12 | 0.97 | 5000 | 82.4
PKRKZK1B | Flex Lighting Solutions | Flextronics | ES3PU-ABDC-AAH | Indoor Luminaires | High-Bay | High-Bay Luminaires for Commercial and Industrial Buildings | Premium | FALSE | [9 empty] | 42599 |  |  | Yes | ES3PU-A-4M-50-WIDE-CL-HV | 3 | 40080.39 | 135.59 | 287.38 | 7.55 | 0.96 | 5000 | 82.2
PV35GU33 | Flex Lighting Solutions | Flextronics | ES3PU-ABDC-ABH | Indoor Luminaires | High-Bay | High-Bay Luminaires for Commercial and Industrial Buildings | Premium | FALSE | [9 empty] | 42599 |  |  | Yes | ES3PU-A-4M-50-WIDE-FR-HV | 3 | 37698.92 | 127.54 | 287.38 | 7.55 | 0.96 | 5000 | 82.2
PBRECUQ4 | Flex Lighting Solutions | Flextronics | ES3PU-ABDC-CAH | Indoor Luminaires | High-Bay | High-Bay Luminaires for Commercial and Industrial Buildings | Premium | FALSE | [9 empty] | 42599 | Dimmable | Continuous Below 10 | Yes | ES3PU-A-4M-50-AISLE-CL-HV | 3 | 36756.45 | 124.35 | 287.38 | 7.55 | 0.96 | 5000 | 82.2
PKSRDDSN | Flex Lighting Solutions | Flextronics | ES3PU-AEDC-AAH | Indoor Luminaires | High-Bay | High-Bay Luminaires for Commercial and Industrial Buildings | Premium | FALSE | [9 empty] | 42599 |  |  | Yes | ES3PU-A-4MS-50-WIDE-CL-HV | 3 | 20040.19 | 135.59 | 143.69 | 7.55 | 0.96 | 5000 | 82.2
P32YFD7B | Flex Lighting Solutions | Flextronics | ES3PU-AEDC-ABH | Indoor Luminaires | High-Bay | High-Bay Luminaires for Commercial and Industrial Buildings | Premium | FALSE | [9 empty] | 42599 | Dimmable | Continuous Below 10 | Yes | ES3PU-A-4MS-50-WIDE-FR-HV | 3 | 18849.46 | 127.54 | 143.69 | 7.55 | 0.96 | 5000 | 82.2
PNJVJQFE | Flex Lighting Solutions | Flextronics | ES3PU-AEDC-CAH | Indoor Luminaires | High-Bay | High-Bay Luminaires for Commercial and Industrial Buildings | Premium | FALSE | [9 empty] | 42599 |  |  | Yes | ES3PU-A-4MS-50-AISLE-CL-HV | 3 | 18378.23 | 124.35 | 143.69 | 7.55 | 0.96 | 5000 | 82.2
PPSJM6DN | Flex Lighting Solutions | Flextronics | ES3PU-ABDC-AAB | Indoor Luminaires | High-Bay | High-Bay Luminaires for Commercial and Industrial Buildings | Premium | FALSE | [9 empty] | 42599 |  |  | Yes | ES3PU-A-4M-50-WIDE-CL-LV | 3 | 40186.01 | 135.95 | 287.38 | 3.4 | 0.97 | 5000 | 82.2
PKNRUX5J | Flex Lighting Solutions | Flextronics | ES3PU-ABDC-ABB | Indoor Luminaires | High-Bay | High-Bay Luminaires for Commercial and Industrial Buildings | Premium | FALSE | [9 empty] | 42599 |  |  | Yes | ES3PU-A-4M-50-WIDE-FR-LV | 3 | 37798.27 | 127.87 | 287.38 | 3.4 | 0.97 | 5000 | 82.2
PJ8WRJX9 | Flex Lighting Solutions | Flextronics | ES3PU-ABDC-CAB | Indoor Luminaires | High-Bay | High-Bay Luminaires for Commercial and Industrial Buildings | Premium | FALSE | [9 empty] | 42599 |  |  | Yes | ES3PU-A-4M-50-AISLE-CL-LV | 3 | 36853.32 | 124.68 | 287.38 | 3.4 | 0.97 | 5000 | 82.2
P7G4KDKJ | Flex Lighting Solutions | Flextronics | ES3PU-AEDC-AAB | Indoor Luminaires | High-Bay | High-Bay Luminaires for Commercial and Industrial Buildings | Premium | FALSE | [9 empty] | 42599 | Dimmable | Continuous Below 10 | Yes | ES3PU-A-4MS-50-WIDE-CL-LV | 3 | 20093.01 | 135.95 | 143.69 | 3.4 | 0.97 | 5000 | 82.2
P2JNTKVV | Flex Lighting Solutions | Flextronics | ES3PU-AEDC-ABB | Indoor Luminaires | High-Bay | High-Bay Luminaires for Commercial and Industrial Buildings | Premium | FALSE | [9 empty] | 42599 | Dimmable | Continuous Below 10 | Yes | ES3PU-A-4MS-50-WIDE-FR-LV | 3 | 18899.14 | 127.87 | 143.69 | 3.4 | 0.97 | 5000 | 82.2
P5U91XBF | Flex Lighting Solutions | Flextronics | ES3PU-AEDC-CAB | Indoor Luminaires | High-Bay | High-Bay Luminaires for Commercial and Industrial Buildings | Premium | FALSE | [9 empty] | 42599 | Dimmable | Continuous Below 10 | Yes | ES3PU-A-4MS-50-AISLE-CL-LV | 3 | 18426.66 | 124.68 | 143.69 | 3.4 | 0.97 | 5000 | 82.2
P9KUQQV3 | Flex Lighting Solutions | Flextronics | ES3VU-ACDC-AAB | Indoor Luminaires | High-Bay | High-Bay Luminaires for Commercial and Industrial Buildings | Premium | FALSE | [9 empty] | 42599 | Dimmable | Continuous Below 10 | Yes | ES3VU-A-6M-50-WIDE-CL-LV | 3 | 50333.56 | 130.46 | 375.1 | 5.44 | 0.99 | 5000 | 82
PZTFMN3Q | Flex Lighting Solutions | Flextronics | ES3VU-ACDC-ABB | Indoor Luminaires | High-Bay | High-Bay Luminaires for Commercial and Industrial Buildings | Premium | FALSE | [9 empty] | 42599 |  |  | Yes | ES3VU-A-6M-50-WIDE-FR-LV | 3 | 47342.88 | 122.71 | 375.1 | 5.44 | 0.99 | 5000 | 82
PMTTCP8X | Flex Lighting Solutions | Flextronics | ES3VU-ACDC-CAB | Indoor Luminaires | High-Bay | High-Bay Luminaires for Commercial and Industrial Buildings | Premium | FALSE | [9 empty] | 42599 |  |  | Yes | ES3VU-A-6M-50-AISLE-CL-LV | 3 | 46159.31 | 119.64 | 375.1 | 5.44 | 0.99 | 5000 | 82
PRV4YUT6 | Flex Lighting Solutions | Flextronics | ES3PK-AEDC-AAB | Indoor Luminaires | High-Bay | High-Bay Luminaires for Commercial and Industrial Buildings | Premium | FALSE | [9 empty] | 42599 |  |  | Yes | ES3PK-A-4MS-50-WIDE-CL-LV | 3 | 25166.78 | 130.46 | 187.55 | 5.44 | 0.99 | 5000 | 82
PSJFRXX7 | Flex Lighting Solutions | Flextronics | ES3PK-AEDC-ABB | Indoor Luminaires | High-Bay | High-Bay Luminaires for Commercial and Industrial Buildings | Premium | FALSE | [9 empty] | 42599 |  |  | Yes | ES3PK-A-4MS-50-WIDE-FR-LV | 3 | 23671.44 | 122.71 | 187.55 | 5.44 | 0.99 | 5000 | 82
P4ESYJGX | Flex Lighting Solutions | Flextronics | ES3PK-AEDC-CAB | Indoor Luminaires | High-Bay | High-Bay Luminaires for Commercial and Industrial Buildings | Premium | FALSE | [9 empty] | 42599 | Dimmable | Continuous Below 10 | Yes | ES3PK-A-4MS-50-AISLE-CL-LV | 3 | 23079.65 | 119.64 | 187.55 | 5.44 | 0.99 | 5000 | 82
PP95Y14Q | Flex Lighting Solutions | Flextronics | ES3VU-ACDC-AAH | Indoor Luminaires | High-Bay | High-Bay Luminaires for Commercial and Industrial Buildings | Premium | FALSE | [9 empty] | 42599 |  |  | Yes | ES3VU-A-6M-50-WIDE-CL-HV | 3 | 50201.27 | 130.12 | 375.1 | 5.19 | 0.96 | 5000 | 82
PHN7Z8SC | Flex Lighting Solutions | Flextronics | ES3VU-ACDC-ABH | Indoor Luminaires | High-Bay | High-Bay Luminaires for Commercial and Industrial Buildings | Premium | FALSE | [9 empty] | 42599 |  |  | Yes | ES3VU-A-6M-50-WIDE-FR-HV | 3 | 47218.45 | 122.39 | 375.1 | 5.19 | 0.96 | 5000 | 82
PMFXU3U2 | Flex Lighting Solutions | Flextronics | ES3VU-ACDC-CAH | Indoor Luminaires | High-Bay | High-Bay Luminaires for Commercial and Industrial Buildings | Premium | FALSE | [9 empty] | 42599 |  |  | Yes | ES3VU-A-6M-50-AISLE-CL-HV | 3 | 46037.99 | 119.33 | 375.1 | 5.19 | 0.96 | 5000 | 82
P1WXQPT2 | Flex Lighting Solutions | Flextronics | ES3PK-AEDC-AAH | Indoor Luminaires | High-Bay | High-Bay Luminaires for Commercial and Industrial Buildings | Premium | FALSE | [9 empty] | 42599 | Dimmable | Continuous Below 10 | Yes | ES3PK-A-4MS-50-WIDE-CL-HV | 3 | 25100.63 | 130.12 | 187.55 | 5.19 | 0.96 | 5000 | 82
P2XYCXFE | Flex Lighting Solutions | Flextronics | ES3PK-AEDC-ABH | Indoor Luminaires | High-Bay | High-Bay Luminaires for Commercial and Industrial Buildings | Premium | FALSE | [9 empty] | 42599 | Dimmable | Continuous Below 10 | Yes | ES3PK-A-4MS-50-WIDE-FR-HV | 3 | 23609.22 | 122.39 | 187.55 | 5.19 | 0.96 | 5000 | 82
PPH7D4GZ | Flex Lighting Solutions | Flextronics | ES3PK-AEDC-CAH | Indoor Luminaires | High-Bay | High-Bay Luminaires for Commercial and Industrial Buildings | Premium | FALSE | [9 empty] | 42599 |  |  | Yes | ES3PK-A-4MS-50-AISLE-CL-HV | 3 | 23018.99 | 119.33 | 187.55 | 5.19 | 0.96 | 5000 | 82
P8KVNCQR | Flex Lighting Solutions | Flextronics | ES3PE-AFDA-AAH | Indoor Luminaires | High-Bay | High-Bay Luminaires for Commercial and Industrial Buildings | Premium | FALSE | [9 empty] | 42599 | Dimmable | Continuous Below 10 | Yes | ES3PE-A-6MS-50-WIDE-CL-HV | 3 | 12475.81 | 175.35 | 71.15 | 11.5 | 0.96 | 5000 | 74.6
PMXYDHGH | Flex Lighting Solutions | Flextronics | ES3PE-AFDA-ABH | Indoor Luminaires | High-Bay | High-Bay Luminaires for Commercial and Industrial Buildings | Premium | FALSE | [9 empty] | 42599 |  |  | Yes | ES3PE-A-6MS-50-WIDE-FR-HV | 3 | 11734.54 | 164.93 | 71.15 | 11.5 | 0.96 | 5000 | 74.6
P3KBF8US | Flex Lighting Solutions | Flextronics | ES3PE-AFDA-CAH | Indoor Luminaires | High-Bay | High-Bay Luminaires for Commercial and Industrial Buildings | Premium | FALSE | [9 empty] | 42599 | Dimmable | Continuous Below 10 | Yes | ES3PE-A-6MS-50-AISLE-CL-HV | 3 | 11441.17 | 160.8 | 71.15 | 11.5 | 0.96 | 5000 | 74.6
P3Z1DC7C | Flex Lighting Solutions | Flextronics | ES3PE-AFDA-AAB | Indoor Luminaires | High-Bay | High-Bay Luminaires for Commercial and Industrial Buildings | Premium | FALSE | [9 empty] | 42599 | Dimmable | Continuous Below 10 | Yes | ES3PE-A-6MS-50-WIDE-CL-LV | 3 | 12508.69 | 175.81 | 71.15 | 10 | 0.97 | 5000 | 74.6
PP6EP17G | Flex Lighting Solutions | Flextronics | ES3PE-AFDA-ABB | Indoor Luminaires | High-Bay | High-Bay Luminaires for Commercial and Industrial Buildings | Premium | FALSE | [9 empty] | 42599 |  |  | Yes | ES3PE-A-6MS-50-WIDE-FR-LV | 3 | 11765.46 | 165.36 | 71.15 | 10 | 0.97 | 5000 | 74.6
PXNJHUS4 | Flex Lighting Solutions | Flextronics | ES3PE-AFDA-CAB | Indoor Luminaires | High-Bay | High-Bay Luminaires for Commercial and Industrial Buildings | Premium | FALSE | [9 empty] | 42599 |  |  | Yes | ES3PE-A-6MS-50-AISLE-CL-LV | 3 | 11471.32 | 161.23 | 71.15 | 10 | 0.97 | 5000 | 74.6
PWKNF4GN | Flex Lighting Solutions | Flextronics | ES3VU-ACCC-ABB | Indoor Luminaires | High-Bay | High-Bay Luminaires for Commercial and Industrial Buildings | Premium | FALSE | [9 empty] | 42599 |  |  | Yes | ES3VU-A-6M-40-WIDE-FR-LV | 3 | 43836 | 116.86 | 375.1 | 5.44 | 0.99 | 4104 | 82
PZQ37B38 | Flex Lighting Solutions | Flextronics | ES3PK-AECC-ABB | Indoor Luminaires | High-Bay | High-Bay Luminaires for Commercial and Industrial Buildings | Premium | FALSE | [9 empty] | 42599 |  |  | Yes | ES3PK-A-4MS-40-WIDE-FR-LV | 3 | 21918 | 116.86 | 187.55 | 5.44 | 0.99 | 4104 | 82
PUZHM29Y | Flex Lighting Solutions | Flextronics | ES3PU-ABCC-ABB | Indoor Luminaires | High-Bay | High-Bay Luminaires for Commercial and Industrial Buildings | Premium | FALSE | [9 empty] | 42599 |  |  | Yes | ES3PU-A-4M-40-WIDE-FR-LV | 3 | 34998.4 | 121.78 | 287.38 | 3.4 | 0.96 | 4071 | 82.2
P6M9C4EP | Flex Lighting Solutions | Flextronics | ES3PU-AECC-ABB | Indoor Luminaires | High-Bay | High-Bay Luminaires for Commercial and Industrial Buildings | Premium | FALSE | [9 empty] | 42599 | Dimmable | Continuous Below 10 | Yes | ES3PU-A-4MS-40-WIDE-FR-LV | 3 | 17499.2 | 121.78 | 143.69 | 3.4 | 0.96 | 4071 | 82.2
PZQFZCG6 | Flex Lighting Solutions | Flextronics | ES3PU-ACCC-ABB | Indoor Luminaires | High-Bay | High-Bay Luminaires for Commercial and Industrial Buildings | Premium | FALSE | [9 empty] | 42599 |  |  | Yes | ES3PU-A-6M-40-WIDE-FR-LV | 3 | 45144 | 127.94 | 352.86 | 3.12 | 0.97 | 4069 | 82.4
PKPM5QCG | Flex Lighting Solutions | Flextronics | ES3PU-AFCC-ABB | Indoor Luminaires | High-Bay | High-Bay Luminaires for Commercial and Industrial Buildings | Premium | FALSE | [9 empty] | 42599 |  |  | Yes | ES3PU-A-6MS-40-WIDE-FR-LV | 3 | 22572 | 127.94 | 176.43 | 3.12 | 0.97 | 4069 | 82.4
PEGR2298 | Flex Lighting Solutions | Flextronics | ES3VU-AFCC-ABB | Indoor Luminaires | High-Bay | High-Bay Luminaires for Commercial and Industrial Buildings | Premium | FALSE | [9 empty] | 42599 |  |  | Yes | ES3VU-A-6MS-40-WIDE-FR-LV | 3 | 22572 | 112.49 | 193.8 | 3.12 | 0.97 | 4000 | 82.4
P1H4WD3J | Flex Lighting Solutions | Flextronics | ES3VU-AFCC-AAH | Indoor Luminaires | High-Bay | High-Bay Luminaires for Commercial and Industrial Buildings | Premium | FALSE | [9 empty] | 42599 | Dimmable | Continuous Below 10 | Yes | ES3VU-A-6MS-40-WIDE-CL-HV | 3 | 23934.81 | 119.28 | 193.8 | 5.19 | 0.96 | 3993 | 82.4
PSGQN9SG | Flex Lighting Solutions | Flextronics | ES3VU-AFCC-ABH | Indoor Luminaires | High-Bay | High-Bay Luminaires for Commercial and Industrial Buildings | Premium | FALSE | [9 empty] | 42599 |  |  | Yes | ES3VU-A-6MS-40-WIDE-FR-HV | 3 | 22512.67 | 112.19 | 193.8 | 5.19 | 0.96 | 3993 | 82.4
PH3NFVHT | Flex Lighting Solutions | Flextronics | ES3VU-ACCC-AAH | Indoor Luminaires | High-Bay | High-Bay Luminaires for Commercial and Industrial Buildings | Premium | FALSE | [9 empty] | 42599 |  |  | Yes | ES3VU-A-6M-40-WIDE-CL-HV | 3 | 46482.65 | 123.92 | 375.1 | 5.19 | 0.96 | 3993 | 82
PN4M96V8 | Flex Lighting Solutions | Flextronics | ES3VU-ACCC-ABH | Indoor Luminaires | High-Bay | High-Bay Luminaires for Commercial and Industrial Buildings | Premium | FALSE | [9 empty] | 42599 |  |  | Yes | ES3VU-A-6M-40-WIDE-FR-HV | 3 | 43720.78 | 116.56 | 375.1 | 5.19 | 0.96 | 3993 | 82
PT41EX1H | Flex Lighting Solutions | Flextronics | ES3VU-ACCC-CAH | Indoor Luminaires | High-Bay | High-Bay Luminaires for Commercial and Industrial Buildings | Premium | FALSE | [9 empty] | 42599 |  |  | Yes | ES3VU-A-6M-40-AISLE-CL-HV | 3 | 42627.76 | 113.64 | 375.1 | 5.19 | 0.96 | 3993 | 82
PQ48YTP3 | Flex Lighting Solutions | Flextronics | ES3PK-AECC-AAH | Indoor Luminaires | High-Bay | High-Bay Luminaires for Commercial and Industrial Buildings | Premium | FALSE | [9 empty] | 42599 |  |  | Yes | ES3PK-A-4MS-40-WIDE-CL-HV | 3 | 23241.33 | 123.92 | 187.55 | 5.19 | 0.96 | 3993 | 82
PEYQN2SE | Flex Lighting Solutions | Flextronics | ES3PK-AECC-ABH | Indoor Luminaires | High-Bay | High-Bay Luminaires for Commercial and Industrial Buildings | Premium | FALSE | [9 empty] | 42599 |  |  | Yes | ES3PK-A-4MS-40-WIDE-FR-HV | 3 | 21860.39 | 116.56 | 187.55 | 5.19 | 0.96 | 3993 | 82
PHD99568 | Flex Lighting Solutions | Flextronics | ES3PK-AECC-CAH | Indoor Luminaires | High-Bay | High-Bay Luminaires for Commercial and Industrial Buildings | Premium | FALSE | [9 empty] | 42599 |  |  | Yes | ES3PK-A-4MS-40-AISLE-CL-HV | 3 | 21313.88 | 113.64 | 187.55 | 5.19 | 0.96 | 3993 | 82
P8EW6M2E | Flex Lighting Solutions | Flextronics | ES3VU-AFCC-AAB | Indoor Luminaires | High-Bay | High-Bay Luminaires for Commercial and Industrial Buildings | Premium | FALSE | [9 empty] | 42599 | Dimmable | Continuous Below 10 | Yes | ES3VU-A-6MS-40-WIDE-CL-LV | 3 | 23997.89 | 119.59 | 193.8 | 3.12 | 0.97 | 3991 | 82.4
P8FTNK7B | Flex Lighting Solutions | Flextronics | ES3VU-AFCC-CAB | Indoor Luminaires | High-Bay | High-Bay Luminaires for Commercial and Industrial Buildings | Premium | FALSE | [9 empty] | 42599 | Dimmable | Continuous Below 10 | Yes | ES3VU-A-6MS-40-AISLE-CL-LV | 3 | 22007.7 | 109.67 | 193.8 | 3.12 | 0.97 | 3991 | 82.4
PRBVC82H | Flex Lighting Solutions | Flextronics | ES3VU-ACCC-AAB | Indoor Luminaires | High-Bay | High-Bay Luminaires for Commercial and Industrial Buildings | Premium | FALSE | [9 empty] | 42599 |  |  | Yes | ES3VU-A-6M-40-WIDE-CL-LV | 3 | 46605.15 | 124.25 | 375.1 | 5.44 | 0.99 | 3991 | 82
PGJDCFJH | Flex Lighting Solutions | Flextronics | ES3VU-ACCC-CAB | Indoor Luminaires | High-Bay | High-Bay Luminaires for Commercial and Industrial Buildings | Premium | FALSE | [9 empty] | 42599 |  |  | Yes | ES3VU-A-6M-40-AISLE-CL-LV | 3 | 42740.1 | 113.94 | 375.1 | 5.44 | 0.99 | 3991 | 82
PJJK3NHU | Flex Lighting Solutions | Flextronics | ES3PK-AECC-AAB | Indoor Luminaires | High-Bay | High-Bay Luminaires for Commercial and Industrial Buildings | Premium | FALSE | [9 empty] | 42599 |  |  | Yes | ES3KU-A-4MS-40-WIDE-CL-LK | 3 | 23302.57 | 124.25 | 187.55 | 5.44 | 0.99 | 3991 | 82
PW6QV2Q8 | Flex Lighting Solutions | Flextronics | ES3PK-AECC-CAB | Indoor Luminaires | High-Bay | High-Bay Luminaires for Commercial and Industrial Buildings | Premium | FALSE | [9 empty] | 42599 |  |  | Yes | ES3PK-A-4MS-40-AISLE-CL-LV | 3 | 21370.05 | 113.94 | 187.55 | 5.44 | 0.99 | 3991 | 82
PZ1VVVFG | Flex Lighting Solutions | Flextronics | ES3PU-ACCC-AAH | Indoor Luminaires | High-Bay | High-Bay Luminaires for Commercial and Industrial Buildings | Premium | FALSE | [9 empty] | 42599 |  |  | Yes | ES3PU-A-6M-40-WIDE-CL-HV | 3 | 47869.63 | 135.66 | 352.86 | 3.86 | 0.96 | 3986 | 82.4
P5PXUTQ5 | Flex Lighting Solutions | Flextronics | ES3PU-ACCC-ABH | Indoor Luminaires | High-Bay | High-Bay Luminaires for Commercial and Industrial Buildings | Premium | FALSE | [9 empty] | 42599 | Dimmable | Continuous Below 10 | Yes | ES3PU-A-6M-40-WIDE-FR-HV | 3 | 45025.35 | 127.6 | 352.86 | 3.86 | 0.96 | 3986 | 82.4
PJAF5ZWS | Flex Lighting Solutions | Flextronics | ES3PU-ACCC-CAH | Indoor Luminaires | High-Bay | High-Bay Luminaires for Commercial and Industrial Buildings | Premium | FALSE | [9 empty] | 42599 |  |  | Yes | ES3PU-A-6M-40-AISLE-CL-HV | 3 | 43899.71 | 124.41 | 352.86 | 3.86 | 0.96 | 3986 | 82.4
PGVF36BG | Flex Lighting Solutions | Flextronics | ES3PU-AFCC-AAH | Indoor Luminaires | High-Bay | High-Bay Luminaires for Commercial and Industrial Buildings | Premium | FALSE | [9 empty] | 42599 |  |  | Yes | ES3PU-A-6MS-40-WIDE-CL-HV | 3 | 23934.81 | 135.66 | 176.43 | 3.86 | 0.96 | 3986 | 82.4
PDDPA66Q | Flex Lighting Solutions | Flextronics | ES3PU-AFCC-ABH | Indoor Luminaires | High-Bay | High-Bay Luminaires for Commercial and Industrial Buildings | Premium | FALSE | [9 empty] | 42599 | Dimmable | Continuous Below 10 | Yes | ES3PU-A-6MS-40-WIDE-FR-HV | 3 | 22512.67 | 127.6 | 176.43 | 3.86 | 0.96 | 3986 | 82.4
PJQV7XTB | Flex Lighting Solutions | Flextronics | ES3PU-AFCC-CAH | Indoor Luminaires | High-Bay | High-Bay Luminaires for Commercial and Industrial Buildings | Premium | FALSE | [9 empty] | 42599 |  |  | Yes | ES3PU-A-6MS-40-AISLE-CL-HV | 3 | 21949.86 | 124.41 | 176.43 | 3.86 | 0.96 | 3986 | 82.4
PWB62948 | Flex Lighting Solutions | Flextronics | ES3PU-ABCC-AAH | Indoor Luminaires | High-Bay | High-Bay Luminaires for Commercial and Industrial Buildings | Premium | FALSE | [9 empty] | 42599 |  |  | Yes | ES3PU-A-4M-40-WIDE-CL-HV | 3 | 37111.47 | 129.14 | 287.38 | 7.55 | 0.96 | 3986 | 82.2
PJQ6Y1QY | Flex Lighting Solutions | Flextronics | ES3PU-ABCC-ABH | Indoor Luminaires | High-Bay | High-Bay Luminaires for Commercial and Industrial Buildings | Premium | FALSE | [9 empty] | 42599 |  |  | Yes | ES3PU-A-4M-40-WIDE-FR-HV | 3 | 34906.41 | 121.46 | 287.38 | 7.55 | 0.96 | 3986 | 82.2
PVXRC1WH | Flex Lighting Solutions | Flextronics | ES3PU-ABCC-CAH | Indoor Luminaires | High-Bay | High-Bay Luminaires for Commercial and Industrial Buildings | Premium | FALSE | [9 empty] | 42599 |  |  | Yes | ES3PU-A-4M-40-AISLE-CL-HV | 3 | 34033.75 | 118.43 | 287.38 | 7.55 | 0.96 | 3986 | 82.2
P9171Y9T | Flex Lighting Solutions | Flextronics | ES3PU-AECC-AAH | Indoor Luminaires | High-Bay | High-Bay Luminaires for Commercial and Industrial Buildings | Premium | FALSE | [9 empty] | 42599 | Dimmable | Continuous Below 10 | Yes | ES3PU-A-4MS-40-WIDE-CL-HV | 3 | 18555.74 | 129.14 | 143.69 | 7.55 | 0.96 | 3986 | 82.2
P8WWDV91 | Flex Lighting Solutions | Flextronics | ES3PU-AECC-ABH | Indoor Luminaires | High-Bay | High-Bay Luminaires for Commercial and Industrial Buildings | Premium | FALSE | [9 empty] | 42599 | Dimmable | Continuous Below 10 | Yes | ES3PU-A-4MS-40-WIDE-FR-HV | 3 | 17453.21 | 121.46 | 143.69 | 7.55 | 0.96 | 3986 | 82.2
PUDQVZJW | Flex Lighting Solutions | Flextronics | ES3PU-AECC-CAH | Indoor Luminaires | High-Bay | High-Bay Luminaires for Commercial and Industrial Buildings | Premium | FALSE | [9 empty] | 42599 |  |  | Yes | ES3PU-A-4MS-40-AISLE-CL-HV | 3 | 17016.88 | 118.43 | 143.69 | 7.55 | 0.96 | 3986 | 82.2
PQECVHKH | Flex Lighting Solutions | Flextronics | ES3PE-AFCA-AAH | Indoor Luminaires | High-Bay | High-Bay Luminaires for Commercial and Industrial Buildings | Premium | FALSE | [9 empty] | 42599 |  |  | Yes | ES3PE-A-6MS-40-WIDE-CL-HV | 3 | 11881.73 | 167 | 71.15 | 11.5 | 0.96 | 3986 | 74.6
P7WZSDZG | Flex Lighting Solutions | Flextronics | ES3PU-ACCC-AAB | Indoor Luminaires | High-Bay | High-Bay Luminaires for Commercial and Industrial Buildings | Premium | FALSE | [9 empty] | 42599 | Dimmable | Continuous Below 10 | Yes | ES3PU-A-6M-40-WIDE-CL-LV | 3 | 47995.77 | 136.02 | 352.86 | 3.12 | 0.97 | 3966 | 82.4
PGB7VKMW | Flex Lighting Solutions | Flextronics | ES3PU-ACCC-CAB | Indoor Luminaires | High-Bay | High-Bay Luminaires for Commercial and Industrial Buildings | Premium | FALSE | [9 empty] | 42599 |  |  | Yes | ES3PU-A-6M-40-AISLE-CL-LV | 3 | 44015.4 | 124.74 | 352.86 | 3.12 | 0.97 | 3966 | 82.4
PAE6BT5A | Flex Lighting Solutions | Flextronics | ES3PU-AFCC-AAB | Indoor Luminaires | High-Bay | High-Bay Luminaires for Commercial and Industrial Buildings | Premium | FALSE | [9 empty] | 42599 | Dimmable | Continuous Below 10 | Yes | ES3PU-A-6MS-40-WIDE-CL-LV | 3 | 23997.89 | 136.02 | 176.43 | 3.12 | 0.97 | 3966 | 82.4
PATAX8VP | Flex Lighting Solutions | Flextronics | ES3PU-AFCC-CAB | Indoor Luminaires | High-Bay | High-Bay Luminaires for Commercial and Industrial Buildings | Premium | FALSE | [9 empty] | 42599 | Dimmable | Continuous Below 10 | Yes | ES3PU-A-6MS-40-AISLE-CL-LV | 3 | 22007.7 | 124.74 | 176.43 | 3.12 | 0.97 | 3966 | 82.4
PCBA5Z5S | Flex Lighting Solutions | Flextronics | ES3PU-ABCC-AAB | Indoor Luminaires | High-Bay | High-Bay Luminaires for Commercial and Industrial Buildings | Premium | FALSE | [9 empty] | 42599 | Dimmable | Continuous Below 10 | Yes | ES3PU-A-4M-40-WIDE-CL-LV | 3 | 37209.27 | 129.48 | 287.38 | 3.4 | 0.97 | 3966 | 82.2
PXDF9Q4G | Flex Lighting Solutions | Flextronics | ES3PU-ABCC-CAB | Indoor Luminaires | High-Bay | High-Bay Luminaires for Commercial and Industrial Buildings | Premium | FALSE | [9 empty] | 42599 |  |  | Yes | ES3PU-A-4M-40-AISLE-CL-LV | 3 | 34123.44 | 118.74 | 287.38 | 3.4 | 0.97 | 3966 | 82.2
PA1ZQWT9 | Flex Lighting Solutions | Flextronics | ES3PU-AECC-AAB | Indoor Luminaires | High-Bay | High-Bay Luminaires for Commercial and Industrial Buildings | Premium | FALSE | [9 empty] | 42599 | Dimmable | Continuous Below 10 | Yes | ES3PU-A-4MS-40-WIDE-CL-LV | 3 | 18604.64 | 129.48 | 143.69 | 3.4 | 0.97 | 3966 | 82.2
PDCKAUJB | Flex Lighting Solutions | Flextronics | ES3PU-AECC-CAB | Indoor Luminaires | High-Bay | High-Bay Luminaires for Commercial and Industrial Buildings | Premium | FALSE | [9 empty] | 42599 | Dimmable | Continuous Below 10 | Yes | ES3PU-A-4MS-40-AISLE-CL-LV | 3 | 17061.72 | 118.74 | 143.69 | 3.4 | 0.97 | 3966 | 82.2
PGZRR661 | Flex Lighting Solutions | Flextronics | ES3PE-AFCA-ABH | Indoor Luminaires | High-Bay | High-Bay Luminaires for Commercial and Industrial Buildings | Premium | FALSE | [9 empty] | 42599 |  |  | Yes | ES3PE-A-6MS-40-WIDE-FR-HV | 3 | 11175.75 | 157.07 | 71.15 | 11.5 | 0.96 | 3953 | 74.6
PQNRFPFG | Flex Lighting Solutions | Flextronics | ES3PE-AFCA-CAH | Indoor Luminaires | High-Bay | High-Bay Luminaires for Commercial and Industrial Buildings | Premium | FALSE | [9 empty] | 42599 |  |  | Yes | ES3PE-A-6MS-40-AISLE-CL-HV | 3 | 10896.36 | 153.15 | 71.15 | 11.5 | 0.96 | 3953 | 74.6
PREE9NGF | Flex Lighting Solutions | Flextronics | ES3PE-AFCA-AAB | Indoor Luminaires | High-Bay | High-Bay Luminaires for Commercial and Industrial Buildings | Premium | FALSE | [9 empty] | 42599 |  |  | Yes | ES3PE-A-6MS-40-WIDE-CL-LV | 3 | 11913.04 | 167.44 | 71.15 | 10 | 0.97 | 3953 | 74.6
PF88WK87 | Flex Lighting Solutions | Flextronics | ES3PE-AFCA-ABB | Indoor Luminaires | High-Bay | High-Bay Luminaires for Commercial and Industrial Buildings | Premium | FALSE | [9 empty] | 42599 |  |  | Yes | ES3PE-A-6MS-40-WIDE-FR-LV | 3 | 11205.2 | 157.49 | 71.15 | 10 | 0.96 | 3953 | 74.6
P6CFDS9N | Cree Inc. | Cree HXB Series | HXB-A-xx-70L-M-50K-UL-xx-xxxx | Indoor Luminaires | High-Bay | High-Bay Luminaires for Commercial and Industrial Buildings | Premium | FALSE | [9 empty] | 42599 |  |  | Yes |  | 4 | 71429 | 144.3 | 495 | 15 | 0.9 | 5000 | 80
PD2W11DX | Cree Inc. | Cree HXB Series | HXB-A-xx-70L-M-50K-UL-xx-xxxx w/HXB-GS30-OPU | Indoor Luminaires | High-Bay | High-Bay Luminaires for Commercial and Industrial Buildings | Premium | FALSE | [9 empty] | 42599 |  |  | Yes |  | 4 | 68929 | 139.3 | 495 | 15 | 0.9 | 5000 | 80
PKG7TB3T | Cree Inc. | Cree HXB Series | HXB-A-xx-35L-A-50K-UL-xx-xxxx | Indoor Luminaires | High-Bay | High-Bay Luminaires for Commercial and Industrial Buildings | Premium | FALSE | [9 empty] | 42599 |  |  | Yes |  | 4 | 37925 | 141.5 | 268 | 15 | 0.9 | 5000 | 80
P7RBETCA | Cree Inc. | Cree HXB Series | HXB-A-xx-35L-M-50K-UL-xx-xxxx w/HXB-GS30-OPU | Indoor Luminaires | High-Bay | High-Bay Luminaires for Commercial and Industrial Buildings | Premium | FALSE | [9 empty] | 42599 |  |  | Yes |  | 4 | 36925 | 137.8 | 268 | 15 | 0.9 | 5000 | 80
P1SZZ9QM | Cree Inc. | Cree HXB Series | HXB-A-xx-35L-A-50K-UL-xx-xxxx w/HXB-GS30-OPU | Indoor Luminaires | High-Bay | High-Bay Luminaires for Commercial and Industrial Buildings | Premium | FALSE | [9 empty] | 42599 |  |  | Yes |  | 4 | 36925 | 137.8 | 268 | 15 | 0.9 | 5000 | 80
PUJTWR5F | Cree Inc. | Cree HXB Series | HXB-A-xx-70L-M-40K-UL-xx-xxxx | Indoor Luminaires | High-Bay | High-Bay Luminaires for Commercial and Industrial Buildings | Premium | FALSE | [9 empty] | 42599 |  |  | Yes |  | 4 | 67755 | 136.9 | 495 | 15 | 0.9 | 4000 | 80
PAAMW582 | Cree Inc. | Cree HXB Series | HXB-A-xx-70L-M-40K-UL-xx-xxxx w/HXB-GS30-OPU | Indoor Luminaires | High-Bay | High-Bay Luminaires for Commercial and Industrial Buildings | Premium | FALSE | [9 empty] | 42599 |  |  | Yes |  | 4 | 65255 | 131.8 | 495 | 15 | 0.9 | 4000 | 80
PZMDKWUA | Cree Inc. | Cree HXB Series | HXB-A-xx-35L-A-40K-UL-xx-xxxx | Indoor Luminaires | High-Bay | High-Bay Luminaires for Commercial and Industrial Buildings | Premium | FALSE | [9 empty] | 42599 |  |  | Yes |  | 4 | 36000 | 134.3 | 268 | 15 | 0.9 | 4000 | 80
PA48XN9S | Cree Inc. | Cree HXB Series | HXB-A-xx-35L-M-40K-UL-xx-xxxx | Indoor Luminaires | High-Bay | High-Bay Luminaires for Commercial and Industrial Buildings | Premium | FALSE | [9 empty] | 42599 |  |  | Yes |  | 4 | 36000 | 134.3 | 268 | 15 | 0.9 | 4000 | 80
PYKZE2TX | Cree Inc. | Cree HXB Series | HXB-A-xx-35L-A-40K-UL-xx-xxxx w/HXB-GS30-OPU | Indoor Luminaires | High-Bay | High-Bay Luminaires for Commercial and Industrial Buildings | Premium | FALSE | [9 empty] | 42599 |  |  | Yes |  | 4 | 35000 | 130.6 | 268 | 15 | 0.9 | 4000 | 80
PUE2VCDW | Cree Inc. | Cree HXB Series | HXB-A-xx-35L-M-40K-UL-xx-xxxx w/HXB-GS30-OPU | Indoor Luminaires | High-Bay | High-Bay Luminaires for Commercial and Industrial Buildings | Premium | FALSE | [9 empty] | 42599 |  |  | Yes |  | 4 | 35000 | 130.6 | 268 | 15 | 0.9 | 4000 | 80
PVR8TWEP | Cree Inc. | Cree HXB Series | HXB-A-xx-35L-A-35K-UL-xx-xxxx | Indoor Luminaires | High-Bay | High-Bay Luminaires for Commercial and Industrial Buildings | Premium | FALSE | [9 empty] | 42599 |  |  | Yes |  | 4 | 34755 | 129.7 | 268 | 15 | 0.9 | 3500 | 80
P4Q12UAY | Cree Inc. | Cree HXB Series | HXB-A-xx-35L-M-35K-UL-xx-xxxx | Indoor Luminaires | High-Bay | High-Bay Luminaires for Commercial and Industrial Buildings | Premium | FALSE | [9 empty] | 42599 |  |  | Yes |  | 4 | 34755 | 129.7 | 268 | 15 | 0.9 | 3500 | 80
PX2PYTSV | Cree Inc. | Cree HXB Series | HXB-A-xx-35L-M-35K-UL-xx-xxxx w/HXB-GS30-OPU | Indoor Luminaires | High-Bay | High-Bay Luminaires for Commercial and Industrial Buildings | Premium | FALSE | [9 empty] | 42599 |  |  | Yes |  | 4 | 34572 | 129 | 268 | 15 | 0.9 | 3500 | 80
PNGQCD88 | Ultron Industries Corp. | Ultron | U-UHB-240-57 | Indoor Luminaires | High-Bay | High-Bay Luminaires for Commercial and Industrial Buildings | Standard | FALSE | [9 empty] | 42599 | Dimmable | Continuous Below 10 | No |  | 4 | 30650 | 143 | 230 | 18 | 0.9 | 5700 | 76
PW9TDKUV | Ultron Industries Corp. | Ultron | U-UHB-150-57 | Indoor Luminaires | High-Bay | High-Bay Luminaires for Commercial and Industrial Buildings | Standard | FALSE | [9 empty] | 42599 | Dimmable | Continuous Below 10 | No |  | 4 | 19500 | 132 | 152 | 15 | 0.9 | 5700 | 76
PSF9DJBM | Ultron Industries Corp. | Ultron | U-UHB-100-57 | Indoor Luminaires | High-Bay | High-Bay Luminaires for Commercial and Industrial Buildings | Standard | FALSE | [9 empty] | 42599 | Dimmable | Continuous Below 10 | No |  | 4 | 13300 | 133 | 98 | 13 | 0.9 | 5700 | 75
P8EM4EW5 | Ultron Industries Corp. | Ultron | U-UHB-240-50 | Indoor Luminaires | High-Bay | High-Bay Luminaires for Commercial and Industrial Buildings | Standard | FALSE | [9 empty] | 42599 | Dimmable | Continuous Below 10 | No |  | 4 | 30380 | 140 | 230 | 18 | 0.9 | 5000 | 83
PF6T54TP | Ultron Industries Corp. | Ultron | U-UHB-150-50 | Indoor Luminaires | High-Bay | High-Bay Luminaires for Commercial and Industrial Buildings | Standard | FALSE | [9 empty] | 42599 | Dimmable | Continuous Below 10 | No |  | 4 | 19000 | 129 | 152 | 15 | 0.9 | 5000 | 83
PEA82DB3 | Ultron Industries Corp. | Ultron | U-UHB-100-50 | Indoor Luminaires | High-Bay | High-Bay Luminaires for Commercial and Industrial Buildings | Standard | FALSE | [9 empty] | 42599 | Dimmable | Continuous Below 10 | No |  | 4 | 13000 | 130 | 98 | 13 | 0.9 | 5000 | 83
PJ48JCN3 | Ultron Industries Corp. | Ultron | U-UHB-240-45 | Indoor Luminaires | High-Bay | High-Bay Luminaires for Commercial and Industrial Buildings | Standard | FALSE | [9 empty] | 42599 | Dimmable | Continuous Below 10 | No |  | 4 | 29910 | 137 | 230 | 18 | 0.9 | 4500 | 83
PZ8FRTEA | Ultron Industries Corp. | Ultron | U-UHB-150-45 | Indoor Luminaires | High-Bay | High-Bay Luminaires for Commercial and Industrial Buildings | Standard | FALSE | [9 empty] | 42599 | Dimmable | Continuous Below 10 | No |  | 4 | 18500 | 126 | 152 | 15 | 0.9 | 4500 | 83
PTSHKGEV | Ultron Industries Corp. | Ultron | U-UHB-100-45 | Indoor Luminaires | High-Bay | High-Bay Luminaires for Commercial and Industrial Buildings | Standard | FALSE | [9 empty] | 42599 | Dimmable | Continuous Below 10 | No |  | 4 | 12500 | 127 | 98 | 13 | 0.9 | 4500 | 83
P6DMVZAP | Ultron Industries Corp. | Ultron | U-UHB-240-40 | Indoor Luminaires | High-Bay | High-Bay Luminaires for Commercial and Industrial Buildings | Standard | FALSE | [9 empty] | 42599 | Dimmable | Continuous Below 10 | No |  | 4 | 29440 | 134 | 230 | 18 | 0.9 | 4000 | 83
PQ8YRDZF | Ultron Industries Corp. | Ultron | U-UHB-150-40 | Indoor Luminaires | High-Bay | High-Bay Luminaires for Commercial and Industrial Buildings | Standard | FALSE | [9 empty] | 42599 | Dimmable | Continuous Below 10 | No |  | 4 | 18000 | 123 | 152 | 15 | 0.9 | 4000 | 83
PTN6XD65 | Ultron Industries Corp. | Ultron | U-UHB-100-40 | Indoor Luminaires | High-Bay | High-Bay Luminaires for Commercial and Industrial Buildings | Standard | FALSE | [9 empty] | 42599 | Dimmable | Continuous Below 10 | No |  | 4 | 12200 | 124 | 98 | 13 | 0.9 | 4000 | 83
PHMYENEQ | Ultron Industries Corp. | Ultron | U-UHB-240-35 | Indoor Luminaires | High-Bay | High-Bay Luminaires for Commercial and Industrial Buildings | Standard | FALSE | [9 empty] | 42599 | Dimmable | Continuous Below 10 | No |  | 4 | 28570 | 131 | 230 | 18 | 0.9 | 3500 | 83
PUEN3DV2 | Ultron Industries Corp. | Ultron | U-UHB-150-35 | Indoor Luminaires | High-Bay | High-Bay Luminaires for Commercial and Industrial Buildings | Standard | FALSE | [9 empty] | 42599 | Dimmable | Continuous Below 10 | No |  | 4 | 17400 | 120 | 152 | 15 | 0.9 | 3500 | 83
PM178UU7 | Ultron Industries Corp. | Ultron | U-UHB-100-35 | Indoor Luminaires | High-Bay | High-Bay Luminaires for Commercial and Industrial Buildings | Standard | FALSE | [9 empty] | 42599 | Dimmable | Continuous Below 10 | No |  | 4 | 11700 | 121 | 98 | 13 | 0.9 | 3500 | 83
PH8GVPE8 | Reonac Energy Systems Inc. | Think green solutions | LED-THINK-HBL-4K1V-150W | Indoor Luminaires | High-Bay | High-Bay Luminaires for Commercial and Industrial Buildings | Premium | TRUE | 23579 | 155.5 | 151.6 | 11.2 | 0.96 | 3993 | 81 | 5 | 50000 | 42598 |  |  | No |  | 4 | 20000 | 140 | 150 | 15 | 0.9 | 4000 | 80
PHD8YU1X | Energy Planning Associates | Envirobrite | FHR2208(A)833W(BBCCCC) | Indoor Luminaires | High-Bay | Low-Bay Luminaires for Commercial and Industrial Buildings | Standard | TRUE | 7868 | 109.6 | 71.81 | 16.79 | 0.96 | 3331 | 81.1 | 5 | 50000 | 42598 |  |  | No |  | 4 | 7868 | 109.6 | 71.81 | 16.79 | 0.96 | 3331 | 81.1
PUHBCF7W | Reonac Energy Systems Inc. | Think green solutions | LED-THINK-HBL-4K3V-100W | Indoor Luminaires | High-Bay | High-Bay Luminaires for Commercial and Industrial Buildings | Premium | TRUE | 14175.5 | 141.9 | 99.9 | 12 | 0.959 | 3965 | 81.6 | 5 | 50000 | 42598 |  |  | No |  | 4 | 14000 | 140 | 100 | 15 | 0.9 | 4000 | 80
P2WWUT91 | Reonac Energy Systems Inc. | Think green solutions | LED-THINK-HBL-4K3V-195W | Indoor Luminaires | High-Bay | High-Bay Luminaires for Commercial and Industrial Buildings | Premium | TRUE | 27530.4 | 138.81 | 198.3 | 14.1 | 0.951 | 3969 | 81.7 | 5 | 50000 | 42598 |  |  | No |  | 4 | 27000 | 140 | 195 | 15 | 0.9 | 4000 | 80
P71P38HE | Reonac Energy Systems Inc. | Think green solutions | LED-THINK-HBL-4K1V-195W | Indoor Luminaires | High-Bay | High-Bay Luminaires for Commercial and Industrial Buildings | Premium | TRUE | 28462.8 | 139 | 204.8 | 13.7 | 0.948 | 3991 | 81.6 | 5 | 50000 | 42598 |  |  | No |  | 4 | 28400 | 140 | 195 | 15 | 0.9 | 4000 | 80
P3BBZYXD | Energy Planning Associates | Envirobrite | FHR2216(A)833W(BBCCCC) | Indoor Luminaires | High-Bay | High-Bay Luminaires for Commercial and Industrial Buildings | Standard | TRUE | 14785 | 103.8 | 142.5 | 15.95 | 0.941 | 3343 | 81.3 | 5 | 50000 | 42598 |  |  | No |  | 4 | 14785 | 103.8 | 142.5 | 15.95 | 0.941 | 3343 | 81.3
PFBK2NG2 | Reonac Energy Systems Inc. | Think green solutions | LED-THINK-HBL-4K3V-150W | Indoor Luminaires | High-Bay | High-Bay Luminaires for Commercial and Industrial Buildings | Premium | TRUE | 23737 | 156 | 152.2 | 9.2 | 0.94 | 3962 | 81 | 5 | 50000 | 42598 |  |  | No |  | 4 | 20000 | 140 | 150 | 15 | 0.9 | 4000 | 80
PGCP3K1P | Energy Planning Associates | Envirobrite | FHR2206(A)833W(BBCCCC) | Indoor Luminaires | High-Bay | Low-Bay Luminaires for Commercial and Industrial Buildings | Standard | TRUE | 6140 | 116.1 | 52.9 | 19.06 | 0.94 | 3331 | 81.6 | 5 | 50000 | 42598 |  |  | No |  | 4 | 6140 | 116.1 | 52.9 | 19.06 | 0.94 | 3331 | 81.3
PNC92Y2X | Reonac Energy Systems Inc. | Think green solutions | LED-THINK-HBL-4K1V-100W | Indoor Luminaires | High-Bay | High-Bay Luminaires for Commercial and Industrial Buildings | Premium | TRUE | 14918.7 | 143.31 | 104.1 | 14.3 | 0.925 | 3988 | 81.6 | 5 | 50000 | 42598 |  |  | No |  | 4 | 14000 | 140 | 100 | 15 | 0.9 | 4000 | 80
P1FK33BP | Lamp Shining Manufacturing Co.Ltd | Lamp Shining | LSUFO-120WND(3000K) | Indoor Luminaires | High-Bay | High-Bay Luminaires for Commercial and Industrial Buildings | Standard | TRUE | 14668 | 122.34 | 119.9 | 13.51 | 0.9176 | 3049 | 70.4 | 5 | 50000 | 42598 |  |  | No |  | 4 | 14668 | 122.34 | 119.9 | 13.51 | 0.92 | 3000 | 70.4
PJGS4B7C | Lamp Shining Manufacturing Co.Ltd | Lamp Shining | LSUFO-200WD(3000K) | Indoor Luminaires | High-Bay | High-Bay Luminaires for Commercial and Industrial Buildings | Standard | TRUE | 27209 | 134.7 | 202 | 16.91 | 0.9074 | 3103 | 71.7 | 5 | 50000 | 42598 |  |  | No |  | 4 | 27209 | 134.7 | 202 | 16.91 | 0.91 | 3000 | 71.7
P25HQVQJ | Genesis Energy Technology LLC | Light Source | LS645P-UNNL-50xx | Indoor Luminaires | High-Bay | High-Bay Luminaires for Commercial and Industrial Buildings | Standard | FALSE | [9 empty] | 42598 |  |  | No |  | 3.1 | 57200.95 | 132.26 | 432.5 | 10 | 0.98 | 5133 | 84.2
PSKNX4X7 | Genesis Energy Technology LLC | Light Source | LS645P-UNCL-50xx | Indoor Luminaires | High-Bay | High-Bay Luminaires for Commercial and Industrial Buildings | Standard | FALSE | [9 empty] | 42598 |  |  | No |  | 3.1 | 54664.72 | 126.39 | 432.5 | 10 | 0.98 | 5133 | 84.2
PUUPSVT8 | Genesis Energy Technology LLC | Light Source | LS645P-UNF1-50xx | Indoor Luminaires | High-Bay | High-Bay Luminaires for Commercial and Industrial Buildings | Standard | FALSE | [9 empty] | 42598 |  |  | No |  | 3.1 | 52083.21 | 120.42 | 432.5 | 10 | 0.98 | 5133 | 84.2
P2WJ1FFV | Genesis Energy Technology LLC | Light Source | LS640P-UNNL-50xx | Indoor Luminaires | High-Bay | High-Bay Luminaires for Commercial and Industrial Buildings | Standard | FALSE | [9 empty] | 42598 |  |  | No |  | 3.1 | 51173.98 | 133.73 | 382.67 | 10 | 0.98 | 5133 | 84.2
P2D7NBSM | Genesis Energy Technology LLC | Light Source | LS640P-UNCL-50xx | Indoor Luminaires | High-Bay | High-Bay Luminaires for Commercial and Industrial Buildings | Standard | FALSE | [9 empty] | 42598 |  |  | No |  | 3.1 | 48904.99 | 127.8 | 382.67 | 10 | 0.98 | 5133 | 84.2
P6CSP44C | Genesis Energy Technology LLC | Light Source | LS640P-UNF1-50xx | Indoor Luminaires | High-Bay | High-Bay Luminaires for Commercial and Industrial Buildings | Standard | FALSE | [9 empty] | 42598 |  |  | No |  | 3.1 | 46595.47 | 121.77 | 382.67 | 10 | 0.98 | 5133 | 84.2
PV3J68EG | Genesis Energy Technology LLC | Light Source | LS636P-UNNL-50xx | Indoor Luminaires | High-Bay | High-Bay Luminaires for Commercial and Industrial Buildings | Standard | FALSE | [9 empty] | 42598 |  |  | No |  | 3.1 | 46352.41 | 135.22 | 342.8 | 10 | 0.98 | 5133 | 84.2
P848ATE9 | Genesis Energy Technology LLC | Light Source | LS636P-UNCL-50xx | Indoor Luminaires | High-Bay | High-Bay Luminaires for Commercial and Industrial Buildings | Standard | FALSE | [9 empty] | 42598 |  |  | No |  | 3.1 | 44297.2 | 129.22 | 342.8 | 10 | 0.98 | 5133 | 84.2
P1PD2WKW | Genesis Energy Technology LLC | Light Source | LS636P-UNF1-50xx | Indoor Luminaires | High-Bay | High-Bay Luminaires for Commercial and Industrial Buildings | Standard | FALSE | [9 empty] | 42598 |  |  | No |  | 3.1 | 42205.28 | 123.12 | 342.8 | 10 | 0.98 | 5133 | 84.2
PZ47ECSY | Genesis Energy Technology LLC | Light Source | LS630P-UNNL-50xx | Indoor Luminaires | High-Bay | High-Bay Luminaires for Commercial and Industrial Buildings | Standard | FALSE | [9 empty] | 42598 |  |  | No |  | 3.1 | 39120.05 | 138.23 | 283 | 10 | 0.98 | 5133 | 84.2
PKD7ET17 | Genesis Energy Technology LLC | Light Source | LS630P-UNCL-50xx | Indoor Luminaires | High-Bay | High-Bay Luminaires for Commercial and Industrial Buildings | Standard | FALSE | [9 empty] | 42598 |  |  | No |  | 3.1 | 37385.51 | 132.1 | 283 | 10 | 0.98 | 5133 | 84.2
PACKBZEC | Genesis Energy Technology LLC | Light Source | LS630P-UNF1-50xx | Indoor Luminaires | High-Bay | High-Bay Luminaires for Commercial and Industrial Buildings | Standard | FALSE | [9 empty] | 42598 |  |  | No |  | 3.1 | 35620 | 125.87 | 283 | 10 | 0.98 | 5133 | 84.2
PZZXEVJ9 | Genesis Energy Technology LLC | Light Source | LS636-UNNL-50xx | Indoor Luminaires | High-Bay | High-Bay Luminaires for Commercial and Industrial Buildings | Standard | FALSE | [9 empty] | 42598 |  |  | No |  | 3 | 46395.7 | 130.47 | 355.6 | 14.7 | 0.98 | 5106 | 83.7
PNNU1V2R | Genesis Energy Technology LLC | Light Source | LS636-UNCL-50xx | Indoor Luminaires | High-Bay | High-Bay Luminaires for Commercial and Industrial Buildings | Standard | FALSE | [9 empty] | 42598 |  |  | No |  | 3 | 44338.57 | 124.69 | 355.6 | 14.7 | 0.98 | 5106 | 83.7
PSZQPBDN | Genesis Energy Technology LLC | Light Source | LS636-UNF1-50xx | Indoor Luminaires | High-Bay | High-Bay Luminaires for Commercial and Industrial Buildings | Standard | FALSE | [9 empty] | 42598 |  |  | No |  | 3 | 42244.7 | 118.8 | 355.6 | 14.7 | 0.98 | 5106 | 83.7
PAP1YFY2 | Genesis Energy Technology LLC | Light Source | LS630-UNNL-50xx | Indoor Luminaires | High-Bay | High-Bay Luminaires for Commercial and Industrial Buildings | Standard | FALSE | [9 empty] | 42598 |  |  | No |  | 3 | 39874.94 | 136.53 | 292.05 | 14.7 | 0.98 | 5106 | 83.7
PXCJT1BN | Genesis Energy Technology LLC | Light Source | LS630-UNCL-50xx | Indoor Luminaires | High-Bay | High-Bay Luminaires for Commercial and Industrial Buildings | Standard | FALSE | [9 empty] | 42598 |  |  | No |  | 3 | 38106.93 | 130.48 | 292.05 | 14.7 | 0.98 | 5106 | 83.7
PZ5KG2TT | Genesis Energy Technology LLC | Light Source | LS630-UNF1-50xx | Indoor Luminaires | High-Bay | High-Bay Luminaires for Commercial and Industrial Buildings | Standard | FALSE | [9 empty] | 42598 |  |  | No |  | 3 | 36307.35 | 124.32 | 292.05 | 14.7 | 0.98 | 5106 | 83.7
PVV5AKB5 | Genesis Energy Technology LLC | Light Source | LS624-UNNL-50xx | Indoor Luminaires | High-Bay | High-Bay Luminaires for Commercial and Industrial Buildings | Standard | FALSE | [9 empty] | 42598 |  |  | No |  | 3 | 33354.18 | 145.97 | 228.5 | 14.7 | 0.98 | 5106 | 83.7
PW2X9S85 | Genesis Energy Technology LLC | Light Source | LS624-UNCL-50xx | Indoor Luminaires | High-Bay | High-Bay Luminaires for Commercial and Industrial Buildings | Standard | FALSE | [9 empty] | 42598 |  |  | No |  | 3 | 31875.3 | 139.5 | 228.5 | 14.7 | 0.98 | 5106 | 83.7
PGRBMPY2 | Genesis Energy Technology LLC | Light Source | LS624-UNF1-50xx | Indoor Luminaires | High-Bay | High-Bay Luminaires for Commercial and Industrial Buildings | Standard | FALSE | [9 empty] | 42598 |  |  | No |  | 3 | 30370 | 132.91 | 228.5 | 14.7 | 0.98 | 5106 | 83.7
P9QPZSSJ | Genesis Energy Technology LLC | Light Source | LS645P-UNNL-40xx | Indoor Luminaires | High-Bay | High-Bay Luminaires for Commercial and Industrial Buildings | Standard | FALSE | [9 empty] | 42598 |  |  | No |  | 3.1 | 53089.93 | 122.75 | 432.5 | 10 | 0.98 | 4101 | 83.6
P4MBEX66 | Genesis Energy Technology LLC | Light Source | LS645P-UNCL-40xx | Indoor Luminaires | High-Bay | High-Bay Luminaires for Commercial and Industrial Buildings | Standard | FALSE | [9 empty] | 42598 |  |  | No |  | 3.1 | 50735.98 | 117.31 | 432.5 | 10 | 0.98 | 4101 | 83.6
PWQ2KPDD | Genesis Energy Technology LLC | Light Source | LS645P-UNF1-40xx | Indoor Luminaires | High-Bay | High-Bay Luminaires for Commercial and Industrial Buildings | Standard | FALSE | [9 empty] | 42598 |  |  | No |  | 3.1 | 48340 | 111.77 | 432.5 | 10 | 0.98 | 4101 | 83.6
PYF4EX2C | Genesis Energy Technology LLC | Light Source | LS640P-UNNL-40xx | Indoor Luminaires | High-Bay | High-Bay Luminaires for Commercial and Industrial Buildings | Standard | FALSE | [9 empty] | 42598 |  |  | No |  | 3.1 | 47496.12 | 124.12 | 382.67 | 10 | 0.98 | 4101 | 83.6
P6CM1293 | Genesis Energy Technology LLC | Light Source | LS640P-UNCL-40xx | Indoor Luminaires | High-Bay | High-Bay Luminaires for Commercial and Industrial Buildings | Standard | FALSE | [9 empty] | 42598 |  |  | No |  | 3.1 | 45390.2 | 118.62 | 382.67 | 10 | 0.98 | 4101 | 83.6
PEV21SYZ | Genesis Energy Technology LLC | Light Source | LS640P-UNF1-40xx | Indoor Luminaires | High-Bay | High-Bay Luminaires for Commercial and Industrial Buildings | Standard | FALSE | [9 empty] | 42598 |  |  | No |  | 3.1 | 43246.67 | 113.01 | 382.67 | 10 | 0.98 | 4101 | 83.6
P6YNPM9A | Genesis Energy Technology LLC | Light Source | LS636P-UNNL-40xx | Indoor Luminaires | High-Bay | High-Bay Luminaires for Commercial and Industrial Buildings | Standard | FALSE | [9 empty] | 42598 |  |  | No |  | 3.1 | 43021.07 | 125.5 | 342.8 | 10 | 0.98 | 4101 | 83.6
PYTE5X22 | Genesis Energy Technology LLC | Light Source | LS636P-UNCL-40xx | Indoor Luminaires | High-Bay | High-Bay Luminaires for Commercial and Industrial Buildings | Standard | FALSE | [9 empty] | 42598 |  |  | No |  | 3.1 | 41113.57 | 119.93 | 342.8 | 10 | 0.98 | 4101 | 83.6
P4FGZ8ND | Genesis Energy Technology LLC | Light Source | LS636P-UNF1-40xx | Indoor Luminaires | High-Bay | High-Bay Luminaires for Commercial and Industrial Buildings | Standard | FALSE | [9 empty] | 42598 |  |  | No |  | 3.1 | 39172 | 114.27 | 342.8 | 10 | 0.98 | 4101 | 83.6
PZUMJ5C9 | Genesis Energy Technology LLC | Light Source | LS630P-UNNL-40xx | Indoor Luminaires | High-Bay | High-Bay Luminaires for Commercial and Industrial Buildings | Standard | FALSE | [9 empty] | 42598 |  |  | No |  | 3.1 | 36308.5 | 128.3 | 283 | 10 | 0.98 | 4101 | 83.6
PPAVS6B6 | Genesis Energy Technology LLC | Light Source | LS630P-UNCL-40xx | Indoor Luminaires | High-Bay | High-Bay Luminaires for Commercial and Industrial Buildings | Standard | FALSE | [9 empty] | 42598 |  |  | No |  | 3.1 | 34698.63 | 122.61 | 283 | 10 | 0.98 | 4101 | 83.6
PAADA1XG | Genesis Energy Technology LLC | Light Source | LS630P-UNF1-40xx | Indoor Luminaires | High-Bay | High-Bay Luminaires for Commercial and Industrial Buildings | Standard | FALSE | [9 empty] | 42598 |  |  | No |  | 3.1 | 33060 | 116.82 | 283 | 10 | 0.98 | 4101 | 83.6
PY91CZ31 | Genesis Energy Technology LLC | Light Source | LS636-UNNL-40xx | Indoor Luminaires | High-Bay | High-Bay Luminaires for Commercial and Industrial Buildings | Standard | FALSE | [9 empty] | 42598 |  |  | No |  | 3 | 43798.64 | 123.17 | 355.6 | 14.7 | 0.98 | 4003 | 82.4
PJPV5WSD | Genesis Energy Technology LLC | Light Source | LS636-UNCL-40xx | Indoor Luminaires | High-Bay | High-Bay Luminaires for Commercial and Industrial Buildings | Standard | FALSE | [9 empty] | 42598 |  |  | No |  | 3 | 41856.66 | 117.71 | 355.6 | 14.7 | 0.98 | 4003 | 82.4
PZP8ZK8R | Genesis Energy Technology LLC | Light Source | LS636-UNF1-40xx | Indoor Luminaires | High-Bay | High-Bay Luminaires for Commercial and Industrial Buildings | Standard | FALSE | [9 empty] | 42598 |  |  | No |  | 3 | 39880 | 112.15 | 355.6 | 14.7 | 0.98 | 4003 | 82.4
PR6RCV16 | Genesis Energy Technology LLC | Light Source | LS630-UNNL-40xx | Indoor Luminaires | High-Bay | High-Bay Luminaires for Commercial and Industrial Buildings | Standard | FALSE | [9 empty] | 42598 |  |  | No |  | 3 | 36251.14 | 124.13 | 292.05 | 14.7 | 0.98 | 4003 | 82.4
PC2JH32F | Genesis Energy Technology LLC | Light Source | LS630-UNCL-40xx | Indoor Luminaires | High-Bay | High-Bay Luminaires for Commercial and Industrial Buildings | Standard | FALSE | [9 empty] | 42598 |  |  | No |  | 3 | 34643.81 | 118.62 | 292.05 | 14.7 | 0.98 | 4003 | 82.4
PQGX1TCJ | Genesis Energy Technology LLC | Light Source | LS630-UNF1-40xx | Indoor Luminaires | High-Bay | High-Bay Luminaires for Commercial and Industrial Buildings | Standard | FALSE | [9 empty] | 42598 |  |  | No |  | 3 | 33007.77 | 113.02 | 292.05 | 14.7 | 0.98 | 4003 | 82.4
P7KZKT3N | Genesis Energy Technology LLC | Light Source | LS624-UNNL-40xx | Indoor Luminaires | High-Bay | High-Bay Luminaires for Commercial and Industrial Buildings | Standard | FALSE | [9 empty] | 42598 |  |  | No |  | 3 | 30322.98 | 132.7 | 228.5 | 14.7 | 0.98 | 4003 | 82.4
P6HTRUUV | Genesis Energy Technology LLC | Light Source | LS624-UNCL-40xx | Indoor Luminaires | High-Bay | High-Bay Luminaires for Commercial and Industrial Buildings | Standard | FALSE | [9 empty] | 42598 |  |  | No |  | 3 | 28978.5 | 126.82 | 228.5 | 14.7 | 0.98 | 4003 | 82.4
PCCDW6Q3 | Genesis Energy Technology LLC | Light Source | LS624-UNF1-40xx | Indoor Luminaires | High-Bay | High-Bay Luminaires for Commercial and Industrial Buildings | Standard | FALSE | [9 empty] | 42598 |  |  | No |  | 3 | 27610 | 120.83 | 228.5 | 14.7 | 0.98 | 4003 | 82.4
PZ58JQE7 | Reonac Energy Systems Inc. | Think green solutions | LED-THINK-HBL-5K1V-100W | Indoor Luminaires | High-Bay | High-Bay Luminaires for Commercial and Industrial Buildings | Premium | FALSE | [9 empty] | 42598 |  |  | No |  | 4 | 15000 | 145 | 100 | 15 | 0.9 | 5000 | 80
PX3HCFRG | Reonac Energy Systems Inc. | Think green solutions | LED-THINK-HBL-5K3V-100W | Indoor Luminaires | High-Bay | High-Bay Luminaires for Commercial and Industrial Buildings | Premium | FALSE | [9 empty] | 42598 |  |  | No |  | 4 | 15000 | 145 | 100 | 15 | 0.9 | 5000 | 80
PDPMURMX | Lamp Shining Manufacturing Co.Ltd | Lamp Shining | LSUFO-200WND(5700K) | Indoor Luminaires | High-Bay | High-Bay Luminaires for Commercial and Industrial Buildings | Standard | FALSE | [9 empty] | 42598 | Not Dimmable | Not Dimmable | No |  | 4 | 28203 | 138.59 | 203.5 | 16.75 | 0.91 | 5700 | 75.4
PCAXRQUU | Lamp Shining Manufacturing Co.Ltd | Lamp Shining | LSUFO-120WND(5700K) | Indoor Luminaires | High-Bay | High-Bay Luminaires for Commercial and Industrial Buildings | Standard | FALSE | [9 empty] | 42598 | Not Dimmable | Not Dimmable | No |  | 4 | 16062 | 136.23 | 117.9 | 13.96 | 0.92 | 5700 | 73.3
PVVQKJ9U | Lamp Shining Manufacturing Co.Ltd | Lamp Shining | LSUFO-200WD(5700K) | Indoor Luminaires | High-Bay | High-Bay Luminaires for Commercial and Industrial Buildings | Standard | FALSE | [9 empty] | 42598 | Dimmable | Continuous Below 10 | No |  | 4 | 28203 | 138.59 | 203.5 | 16.75 | 0.91 | 5700 | 75.4
PFTWKNZP | Lamp Shining Manufacturing Co.Ltd | Lamp Shining | LSUFO-200WND(5000K) | Indoor Luminaires | High-Bay | High-Bay Luminaires for Commercial and Industrial Buildings | Standard | FALSE | [9 empty] | 42598 | Not Dimmable | Not Dimmable | No |  | 4 | 27700 | 135.91 | 203.8 | 16.91 | 0.91 | 5000 | 71.7
PBAZEU3K | Lamp Shining Manufacturing Co.Ltd | Lamp Shining | LSUFO-120WND(5000K) | Indoor Luminaires | High-Bay | High-Bay Luminaires for Commercial and Industrial Buildings | Standard | FALSE | [9 empty] | 42598 | Not Dimmable | Not Dimmable | No |  | 4 | 15800 | 132.81 | 118.9 | 13.51 | 0.92 | 5000 | 70.4
PPA9H1VN | Lamp Shining Manufacturing Co.Ltd | Lamp Shining | LSUFO-200WD(5000K) | Indoor Luminaires | High-Bay | High-Bay Luminaires for Commercial and Industrial Buildings | Standard | FALSE | [9 empty] | 42598 | Dimmable | Continuous Below 10 | No |  | 4 | 27700 | 135.91 | 203.8 | 16.91 | 0.91 | 5000 | 71.7
PBHTCDA6 | Lamp Shining Manufacturing Co.Ltd | Lamp Shining | LSUFO-200WND(4500K) | Indoor Luminaires | High-Bay | High-Bay Luminaires for Commercial and Industrial Buildings | Standard | FALSE | [9 empty] | 42598 | Not Dimmable | Not Dimmable | No |  | 4 | 27300 | 134.49 | 202.9 | 16.91 | 0.91 | 4500 | 71.7
P19254X9 | Lamp Shining Manufacturing Co.Ltd | Lamp Shining | LSUFO-120WND(4500K) | Indoor Luminaires | High-Bay | High-Bay Luminaires for Commercial and Industrial Buildings | Standard | FALSE | [9 empty] | 42598 | Not Dimmable | Not Dimmable | No |  | 4 | 15300 | 128.37 | 119.1 | 13.51 | 0.92 | 4500 | 70.4
PXZCC7S7 | Lamp Shining Manufacturing Co.Ltd | Lamp Shining | LSUFO-200WD(4500K) | Indoor Luminaires | High-Bay | High-Bay Luminaires for Commercial and Industrial Buildings | Standard | FALSE | [9 empty] | 42598 | Dimmable | Continuous Below 10 | No |  | 4 | 27300 | 134.49 | 202.9 | 16.91 | 0.91 | 4500 | 71.7
P7M7SGWJ | Lamp Shining Manufacturing Co.Ltd | Lamp Shining | LSUFO-200WND(4000K) | Indoor Luminaires | High-Bay | High-Bay Luminaires for Commercial and Industrial Buildings | Standard | FALSE | [9 empty] | 42598 | Not Dimmable | Not Dimmable | No |  | 4 | 27250 | 134.26 | 202.9 | 16.91 | 0.91 | 4000 | 71.7
PSUJW53D | Lamp Shining Manufacturing Co.Ltd | Lamp Shining | LSUFO-120WND(4000K) | Indoor Luminaires | High-Bay | High-Bay Luminaires for Commercial and Industrial Buildings | Standard | FALSE | [9 empty] | 42598 | Not Dimmable | Not Dimmable | No |  | 4 | 15000 | 124.54 | 120.4 | 13.51 | 0.92 | 4000 | 70.4
P9Z4W3R6 | Lamp Shining Manufacturing Co.Ltd | Lamp Shining | LSUFO-200WD(4000K) | Indoor Luminaires | High-Bay | High-Bay Luminaires for Commercial and Industrial Buildings | Standard | FALSE | [9 empty] | 42598 | Dimmable | Continuous Below 10 | No |  | 4 | 27250 | 134.26 | 202.9 | 16.91 | 0.91 | 4000 | 71.7
PA6GHADA | Lamp Shining Manufacturing Co.Ltd | Lamp Shining | LSUFO-200WND(3000K) | Indoor Luminaires | High-Bay | High-Bay Luminaires for Commercial and Industrial Buildings | Standard | FALSE | [9 empty] | 42598 | Not Dimmable | Not Dimmable | No |  | 4 | 27209 | 134.7 | 202 | 16.91 | 0.91 | 3000 | 71.7
PMM3BPV2 | Renesola Zhejiang Ltd | Renesola | RLHB4-300/40K | Indoor Luminaires | High-Bay | High-Bay Luminaires for Commercial and Industrial Buildings | Standard | TRUE | 35918.9 | 110.9 | 323.74 | 9.13 | 0.985 | 3976 | 81.9 | 5 | 50000 | 42597 |  |  | No |  | 3.1 | 36000 | 110 | 300 | 20 | 0.99 | 4000 | 80
PKA7M837 | LSI Industries | INTERIOR | AUL S LED VHO CW8 UE ACSF16 | Indoor Luminaires | High-Bay | High-Bay Luminaires for Commercial and Industrial Buildings | Premium | TRUE | 28628 | 155 | 184.4 | 8.5 | 0.969 | 4999 | 81 | 10 | 60000 | 42597 |  |  | Yes |  | 4.1 | 28628 | 155 | 184 | 5.6 | 1 | 4999 | 81
PN4U7AAA | LSI Industries | INTERIOR | AUL S LED VHO NW UE ACSF16 | Indoor Luminaires | High-Bay | High-Bay Luminaires for Commercial and Industrial Buildings | Premium | TRUE | 26161 | 141 | 185.1 | 8.5 | 0.969 | 4251 | 84 | 10 | 60000 | 42597 |  |  | Yes |  | 4.1 | 26161 | 141 | 185 | 6.5 | 1 | 4251 | 84
PPGRSV42 | Renesola Zhejiang Ltd | Renesola | RLHB4-110/50K | Indoor Luminaires | High-Bay | High-Bay Luminaires for Commercial and Industrial Buildings | Standard | TRUE | 12858 | 119.8 | 107.3 | 7.84 | 0.973 | 4948 | 80.2 | 5 | 50000 | 42597 |  |  | No |  | 4 | 13050 | 119.6 | 110 | 20 | 0.99 | 5000 | 80
PD2JE654 | Renesola Zhejiang Ltd | Renesola | RLHB4-210/50K | Indoor Luminaires | High-Bay | High-Bay Luminaires for Commercial and Industrial Buildings | Standard | TRUE | 25912 | 123.5 | 209.87 | 7.75 | 0.972 | 4988 | 80.5 | 5 | 50000 | 42597 |  |  | No |  | 4 | 25956 | 123.5 | 210 | 20 | 0.99 | 5000 | 80
PDDKS37B | Lead opto-technology Co. Ltd | Lisida | LD-HBL-100W-CL7-3030(3000K) | Indoor Luminaires | High-Bay | High-Bay Luminaires for Commercial and Industrial Buildings | Standard | TRUE | 11153.78 | 117.74 | 94.73 | 10.86 | 0.969 | 3013 | 73 | 5 | 50000 | 42597 |  |  | No |  | 4 | 11200 | 112 | 100 | 20 | 0.9 | 3000 | 80
PE34HDK4 | Lead opto-technology Co. Ltd | Lisida | LD-HBL-150W-CL7-3030(3000K) | Indoor Luminaires | High-Bay | High-Bay Luminaires for Commercial and Industrial Buildings | Standard | TRUE | 17838.6 | 120.11 | 148.52 | 11.42 | 0.945 | 3014 | 73 | 5 | 50000 | 42597 |  |  | No |  | 4 | 17250 | 115 | 150 | 20 | 0.9 | 3000 | 80
P88EB3E3 | Lamp Shining Manufacturing Co.Ltd | Lamp Shining | LSUFO-150WD(3000K) | Indoor Luminaires | High-Bay | High-Bay Luminaires for Commercial and Industrial Buildings | Standard | TRUE | 20162 | 129.83 | 155.3 | 13.47 | 0.9398 | 3040 | 70.5 | 5 | 50000 | 42597 |  |  | No |  | 4 | 20162 | 129.83 | 155.3 | 13.47 | 0.94 | 3000 | 70.5
P9QZFNF4 | UNIVERSELITE CO.LTD. | UNIVERSELITE CO. LTD | LEDGC200W004B(3000K) | Indoor Luminaires | High-Bay | High-Bay Luminaires for Commercial and Industrial Buildings | Standard | TRUE | 27294 | 131.28 | 207.9 | 10.19 | 0.9196 | 3044 | 72.6 | 5 | 50000 | 42597 |  |  | No |  | 4 | 27294 | 131.28 | 207.9 | 10.19 | 0.92 | 3000 | 72.6
P51NVN4U | Lamp Shining Manufacturing Co.Ltd | Lamp Shining | LSUFO-100WD(3000K) | Indoor Luminaires | High-Bay | High-Bay Luminaires for Commercial and Industrial Buildings | Standard | TRUE | 13422 | 124.51 | 107.8 | 15.81 | 0.9002 | 3046 | 70.5 | 5 | 50000 | 42597 |  |  | No |  | 4 | 13422 | 124.51 | 107.8 | 15.81 | 0.9 | 3000 | 70.5
PWPAV8PE | Lead opto-technology Co. Ltd | Lisida | LD-HBL-200W-CL7-3030(3000K) | Indoor Luminaires | High-Bay | High-Bay Luminaires for Commercial and Industrial Buildings | Standard | TRUE | 21897.87 | 114.74 | 190.84 | 21.59 | 0.899 | 3031 | 73 | 5 | 50000 | 42597 |  |  | No |  | 4 | 23000 | 115 | 200 | 20 | 0.9 | 3000 | 80
PCNTFFM2 | Lead opto-technology Co. Ltd | Lisida | LD-HBL-200W-CL7-3030(5700K) | Indoor Luminaires | High-Bay | High-Bay Luminaires for Commercial and Industrial Buildings | Standard | FALSE | [9 empty] | 42597 |  |  | No |  | 4 | 23000 | 115 | 200 | 20 | 0.9 | 5700 | 80
PUZWQESW | Lead opto-technology Co. Ltd | Lisida | LD-HBL-150W-CL7-3030(5700K) | Indoor Luminaires | High-Bay | High-Bay Luminaires for Commercial and Industrial Buildings | Standard | FALSE | [9 empty] | 42597 |  |  | No |  | 4 | 17250 | 115 | 150 | 20 | 0.9 | 5700 | 80
PWZXAQX8 | Lead opto-technology Co. Ltd | Lisida | LD-HBL-100W-CL7-3030(5700K) | Indoor Luminaires | High-Bay | High-Bay Luminaires for Commercial and Industrial Buildings | Standard | FALSE | [9 empty] | 42597 |  |  | No |  | 4 | 11200 | 112 | 100 | 20 | 0.9 | 5700 | 80
PZET1N4Q | Lead opto-technology Co. Ltd | Lisida | LD-HBL-200W-CL7-3030(5000K) | Indoor Luminaires | High-Bay | High-Bay Luminaires for Commercial and Industrial Buildings | Standard | FALSE | [9 empty] | 42597 |  |  | No |  | 4 | 23000 | 115 | 200 | 20 | 0.9 | 5000 | 80
P4W1HUA9 | Lead opto-technology Co. Ltd | Lisida | LD-HBL-150W-CL7-3030(5000K) | Indoor Luminaires | High-Bay | High-Bay Luminaires for Commercial and Industrial Buildings | Standard | FALSE | [9 empty] | 42597 |  |  | No |  | 4 | 17250 | 115 | 150 | 20 | 0.9 | 5000 | 80
P2F92M1Q | Lead opto-technology Co. Ltd | Lisida | LD-HBL-100W-CL7-3030(5000K) | Indoor Luminaires | High-Bay | High-Bay Luminaires for Commercial and Industrial Buildings | Standard | FALSE | [9 empty] | 42597 |  |  | No |  | 4 | 11200 | 112 | 100 | 20 | 0.9 | 5000 | 80
PEMT4URM | Lead opto-technology Co. Ltd | Lisida | LD-HBL-200W-CL7-3030(4500K) | Indoor Luminaires | High-Bay | High-Bay Luminaires for Commercial and Industrial Buildings | Standard | FALSE | [9 empty] | 42597 |  |  | No |  | 4 | 23000 | 115 | 200 | 20 | 0.9 | 4500 | 80
PU19D4NY | Lead opto-technology Co. Ltd | Lisida | LD-HBL-150W-CL7-3030(4500K) | Indoor Luminaires | High-Bay | High-Bay Luminaires for Commercial and Industrial Buildings | Standard | FALSE | [9 empty] | 42597 |  |  | No |  | 4 | 17250 | 115 | 150 | 20 | 0.9 | 4500 | 80
PQYGNBTS | Lead opto-technology Co. Ltd | Lisida | LD-HBL-100W-CL7-3030(4500K) | Indoor Luminaires | High-Bay | High-Bay Luminaires for Commercial and Industrial Buildings | Standard | FALSE | [9 empty] | 42597 |  |  | No |  | 4 | 11200 | 112 | 100 | 20 | 0.9 | 4500 | 80
P2FD6P52 | Lead opto-technology Co. Ltd | Lisida | LD-HBL-200W-CL7-3030(4000K) | Indoor Luminaires | High-Bay | High-Bay Luminaires for Commercial and Industrial Buildings | Standard | FALSE | [9 empty] | 42597 |  |  | No |  | 4 | 23000 | 115 | 200 | 20 | 0.9 | 4000 | 80
PBS2Q74M | Lead opto-technology Co. Ltd | Lisida | LD-HBL-150W-CL7-3030(4000K) | Indoor Luminaires | High-Bay | High-Bay Luminaires for Commercial and Industrial Buildings | Standard | FALSE | [9 empty] | 42597 |  |  | No |  | 4 | 17250 | 115 | 150 | 20 | 0.9 | 4000 | 80
PB4DK8EK | Lead opto-technology Co. Ltd | Lisida | LD-HBL-100W-CL7-3030(4000K) | Indoor Luminaires | High-Bay | High-Bay Luminaires for Commercial and Industrial Buildings | Standard | FALSE | [9 empty] | 42597 |  |  | No |  | 4 | 11200 | 112 | 100 | 20 | 0.9 | 4000 | 80
PAYHZSY2 | Lead opto-technology Co. Ltd | Lisida | LD-HBL-200W-CL7-3030(3500K) | Indoor Luminaires | High-Bay | High-Bay Luminaires for Commercial and Industrial Buildings | Standard | FALSE | [9 empty] | 42597 |  |  | No |  | 4 | 23000 | 115 | 200 | 20 | 0.9 | 3500 | 80
PDAPR6BS | Lead opto-technology Co. Ltd | Lisida | LD-HBL-150W-CL7-3030(3500K) | Indoor Luminaires | High-Bay | High-Bay Luminaires for Commercial and Industrial Buildings | Standard | FALSE | [9 empty] | 42597 |  |  | No |  | 4 | 17250 | 115 | 150 | 20 | 0.9 | 3500 | 80
P622JSRW | Lead opto-technology Co. Ltd | Lisida | LD-HBL-100W-CL7-3030(3500K) | Indoor Luminaires | High-Bay | High-Bay Luminaires for Commercial and Industrial Buildings | Standard | FALSE | [9 empty] | 42597 |  |  | No |  | 4 | 11200 | 112 | 100 | 20 | 0.9 | 3500 | 80
PVENEAWH | Renesola Zhejiang Ltd | Renesola | RLHB4-300/50K | Indoor Luminaires | High-Bay | High-Bay Luminaires for Commercial and Industrial Buildings | Standard | FALSE | [9 empty] | 42597 | Dimmable | Continuous Below 10 | No |  | 3.1 | 36000 | 110 | 300 | 20 | 0.99 | 5000 | 80
PEZ18C12 | Lamp Shining Manufacturing Co.Ltd | Lamp Shining | LSUFO-150WND(5700K) | Indoor Luminaires | High-Bay | High-Bay Luminaires for Commercial and Industrial Buildings | Standard | FALSE | [9 empty] | 42597 | Not Dimmable | Not Dimmable | No |  | 4 | 22508 | 148.18 | 151.9 | 13.92 | 0.94 | 5700 | 74.1
PG876KEE | Lamp Shining Manufacturing Co.Ltd | Lamp Shining | LSUFO-100WND(5700K) | Indoor Luminaires | High-Bay | High-Bay Luminaires for Commercial and Industrial Buildings | Standard | FALSE | [9 empty] | 42597 | Not Dimmable | Not Dimmable | No |  | 4 | 14774 | 138.2 | 106.9 | 15.98 | 0.9 | 5700 | 73.1
PWNE48H5 | Lamp Shining Manufacturing Co.Ltd | Lamp Shining | LSUFO-150WD(5700K) | Indoor Luminaires | High-Bay | High-Bay Luminaires for Commercial and Industrial Buildings | Standard | FALSE | [9 empty] | 42597 | Dimmable | Continuous Below 10 | No |  | 4 | 22508 | 148.18 | 151.9 | 13.92 | 0.94 | 5700 | 74.1
PDFZ2YXQ | Lamp Shining Manufacturing Co.Ltd | Lamp Shining | LSUFO-100WD(5700K) | Indoor Luminaires | High-Bay | High-Bay Luminaires for Commercial and Industrial Buildings | Standard | FALSE | [9 empty] | 42597 | Dimmable | Continuous Below 10 | No |  | 4 | 14774 | 138.2 | 106.9 | 15.98 | 0.9 | 5700 | 73.1
PW2GQWFP | Lamp Shining Manufacturing Co.Ltd | Lamp Shining | LSUFO-100WND(5000K) | Indoor Luminaires | High-Bay | High-Bay Luminaires for Commercial and Industrial Buildings | Standard | FALSE | [9 empty] | 42597 | Not Dimmable | Not Dimmable | No |  | 4 | 14400 | 135.6 | 106.1 | 15.81 | 0.9 | 5000 | 70.5
P7SSX88S | Lamp Shining Manufacturing Co.Ltd | Lamp Shining | LSUFO-150WND(5000K) | Indoor Luminaires | High-Bay | High-Bay Luminaires for Commercial and Industrial Buildings | Standard | FALSE | [9 empty] | 42597 | Not Dimmable | Not Dimmable | No |  | 4 | 22000 | 144.52 | 152.2 | 13.47 | 0.94 | 5000 | 70.5
PBEVP7GN | Lamp Shining Manufacturing Co.Ltd | Lamp Shining | LSUFO-100WD(5000K) | Indoor Luminaires | High-Bay | High-Bay Luminaires for Commercial and Industrial Buildings | Standard | FALSE | [9 empty] | 42597 | Dimmable | Continuous Below 10 | No |  | 4 | 14400 | 135.6 | 106.1 | 15.81 | 0.9 | 5000 | 70.5
P3BXUEF5 | Lamp Shining Manufacturing Co.Ltd | Lamp Shining | LSUFO-150WD(5000K) | Indoor Luminaires | High-Bay | High-Bay Luminaires for Commercial and Industrial Buildings | Standard | FALSE | [9 empty] | 42597 | Dimmable | Continuous Below 10 | No |  | 4 | 22000 | 144.52 | 152.2 | 13.47 | 0.94 | 5000 | 70.5
PVMHT3E3 | Lamp Shining Manufacturing Co.Ltd | Lamp Shining | LSUFO-100WND(4500K) | Indoor Luminaires | High-Bay | High-Bay Luminaires for Commercial and Industrial Buildings | Standard | FALSE | [9 empty] | 42597 | Not Dimmable | Not Dimmable | No |  | 4 | 14200 | 133.52 | 106.3 | 15.81 | 0.9 | 4500 | 70.5
PZWTMEBF | Lamp Shining Manufacturing Co.Ltd | Lamp Shining | LSUFO-150WND(4500K) | Indoor Luminaires | High-Bay | High-Bay Luminaires for Commercial and Industrial Buildings | Standard | FALSE | [9 empty] | 42597 | Not Dimmable | Not Dimmable | No |  | 4 | 21200 | 137.39 | 154.3 | 13.47 | 0.94 | 4500 | 70.5
P2QMRRQR | Lamp Shining Manufacturing Co.Ltd | Lamp Shining | LSUFO-100WD(4500K) | Indoor Luminaires | High-Bay | High-Bay Luminaires for Commercial and Industrial Buildings | Standard | FALSE | [9 empty] | 42597 | Dimmable | Continuous Below 10 | No |  | 4 | 14200 | 133.52 | 106.3 | 15.81 | 0.9 | 4500 | 70.5
PXYPSC3M | Lamp Shining Manufacturing Co.Ltd | Lamp Shining | LSUFO-150WD(4500K) | Indoor Luminaires | High-Bay | High-Bay Luminaires for Commercial and Industrial Buildings | Standard | FALSE | [9 empty] | 42597 | Dimmable | Continuous Below 10 | No |  | 4 | 21200 | 137.39 | 154.3 | 13.47 | 0.94 | 4500 | 70.5
P6UYGBAD | Lamp Shining Manufacturing Co.Ltd | Lamp Shining | LSUFO-100WND(4000K) | Indoor Luminaires | High-Bay | High-Bay Luminaires for Commercial and Industrial Buildings | Standard | FALSE | [9 empty] | 42597 | Not Dimmable | Not Dimmable | No |  | 4 | 13800 | 128.3 | 107.5 | 15.81 | 0.9 | 4000 | 70.5
P1UEZ3UW | Lamp Shining Manufacturing Co.Ltd | Lamp Shining | LSUFO-150WND(4000K) | Indoor Luminaires | High-Bay | High-Bay Luminaires for Commercial and Industrial Buildings | Standard | FALSE | [9 empty] | 42597 | Not Dimmable | Not Dimmable | No |  | 4 | 20600 | 134.81 | 152.8 | 13.47 | 0.94 | 4000 | 70.5
PSPYZV8U | Lamp Shining Manufacturing Co.Ltd | Lamp Shining | LSUFO-100WD(4000K) | Indoor Luminaires | High-Bay | High-Bay Luminaires for Commercial and Industrial Buildings | Standard | FALSE | [9 empty] | 42597 | Dimmable | Continuous Below 10 | No |  | 4 | 13800 | 128.3 | 107.5 | 15.81 | 0.9 | 4000 | 70.5
PCS5V6MW | Lamp Shining Manufacturing Co.Ltd | Lamp Shining | LSUFO-150WD(4000K) | Indoor Luminaires | High-Bay | High-Bay Luminaires for Commercial and Industrial Buildings | Standard | FALSE | [9 empty] | 42597 | Dimmable | Continuous Below 10 | No |  | 4 | 20600 | 134.81 | 152.8 | 13.47 | 0.94 | 4000 | 70.5
PXX1YMJT | Lamp Shining Manufacturing Co.Ltd | Lamp Shining | LSUFO-100WND(3000K) | Indoor Luminaires | High-Bay | High-Bay Luminaires for Commercial and Industrial Buildings | Standard | FALSE | [9 empty] | 42597 | Not Dimmable | Not Dimmable | No |  | 4 | 13422 | 124.51 | 107.8 | 15.81 | 0.9 | 3000 | 70.5
P64KW6A7 | Lamp Shining Manufacturing Co.Ltd | Lamp Shining | LSUFO-150WND(3000K) | Indoor Luminaires | High-Bay | High-Bay Luminaires for Commercial and Industrial Buildings | Standard | FALSE | [9 empty] | 42597 | Not Dimmable | Not Dimmable | No |  | 4 | 20162 | 129.83 | 155.3 | 13.47 | 0.94 | 3000 | 70.5
PCPEZNUY | UNIVERSELITE CO.LTD. | UNIVERSELITE CO. LTD | LEDGC200W004B(5700K) | Indoor Luminaires | High-Bay | High-Bay Luminaires for Commercial and Industrial Buildings | Standard | FALSE | [9 empty] | 42597 | Not Dimmable | Not Dimmable | No |  | 4 | 27586 | 132.43 | 208.3 | 10.13 | 0.92 | 5700 | 76.4
P9EHX2S8 | UNIVERSELITE CO.LTD. | UNIVERSELITE CO. LTD | LEDGC200W004B(5000K) | Indoor Luminaires | High-Bay | High-Bay Luminaires for Commercial and Industrial Buildings | Standard | FALSE | [9 empty] | 42597 | Not Dimmable | Not Dimmable | No |  | 4 | 27294 | 131.28 | 207.9 | 10.19 | 0.92 | 5000 | 72.6
PX5AGBZ9 | UNIVERSELITE CO.LTD. | UNIVERSELITE CO. LTD | LEDGC200W004B(4500K) | Indoor Luminaires | High-Bay | High-Bay Luminaires for Commercial and Industrial Buildings | Standard | FALSE | [9 empty] | 42597 | Not Dimmable | Not Dimmable | No |  | 4 | 27294 | 131.28 | 207.9 | 10.19 | 0.92 | 4500 | 72.6
PTUTDT8Q | UNIVERSELITE CO.LTD. | UNIVERSELITE CO. LTD | LEDGC200W004B(4000K) | Indoor Luminaires | High-Bay | High-Bay Luminaires for Commercial and Industrial Buildings | Standard | FALSE | [9 empty] | 42597 | Not Dimmable | Not Dimmable | No |  | 4 | 27294 | 131.28 | 207.9 | 10.19 | 0.92 | 4000 | 72.6
P39QJEMK | UNIVERSELITE CO.LTD. | UNIVERSELITE CO. LTD | LEDGC200W004B(3500K) | Indoor Luminaires | High-Bay | High-Bay Luminaires for Commercial and Industrial Buildings | Standard | FALSE | [9 empty] | 42597 | Not Dimmable | Not Dimmable | No |  | 4 | 27294 | 131.28 | 207.9 | 10.19 | 0.92 | 3500 | 72.6
PADMF9FV | Feit Electric Co. Inc. | Feit | 74106 [Qualified at 120V Only] | Indoor Luminaires | High-Bay | Low-Bay Luminaires for Commercial and Industrial Buildings | Standard | TRUE | 7373.8 | 97.6 | 75.53 | 17.826 | 0.9758 | 4002 | 84.6 | 5 | 50000 | 42594 |  |  | Yes | Updated 9/16/2016 | 3.1 | 7100 | 93.4 | 77.5 | 20 | 0.9 | 4000 | 80
PJBMA36W | CIXI YUANHUI LIGHTING ELECTRIC CO.LTD | YUANHUI | HBM6C240V2N | Indoor Luminaires | High-Bay | High-Bay Luminaires for Commercial and Industrial Buildings | Premium | TRUE | 30764 | 131.19 | 234.5 | 11.68 | 0.9509 | 4127 | 81.9 | 5 | 80000 | 42594 |  |  | Yes |  | 4 | 30764 | 131.19 | 234.5 | 11.68 | 0.95 | 4000 | 81.9
P5T9XRG6 | CIXI YUANHUI LIGHTING ELECTRIC CO.LTD | YUANHUI | HBM8C400V2N | Indoor Luminaires | High-Bay | High-Bay Luminaires for Commercial and Industrial Buildings | Premium | TRUE | 52198 | 131.98 | 395.5 | 11.97 | 0.9501 | 4112 | 81.8 | 5 | 80000 | 42594 |  |  | Yes |  | 4 | 52198 | 131.98 | 395.5 | 11.97 | 0.95 | 4000 | 81.8
PQ273GRZ | CIXI YUANHUI LIGHTING ELECTRIC CO.LTD | YUANHUI | HBM4C200V2N | Indoor Luminaires | High-Bay | High-Bay Luminaires for Commercial and Industrial Buildings | Premium | TRUE | 26201 | 132.46 | 197.8 | 13.05 | 0.9488 | 4125 | 81.9 | 5 | 80000 | 42594 |  |  | Yes |  | 4 | 26201 | 132.46 | 197.8 | 13.05 | 0.95 | 4000 | 81.9
P8PQPYYE | CIXI YUANHUI LIGHTING ELECTRIC CO.LTD | YUANHUI | HBM10C480V2N | Indoor Luminaires | High-Bay | High-Bay Luminaires for Commercial and Industrial Buildings | Premium | TRUE | 61183 | 133.44 | 458.5 | 12.01 | 0.9448 | 4104 | 81.6 | 5 | 80000 | 42594 |  |  | Yes |  | 4 | 61183 | 133.44 | 458.5 | 12.01 | 0.94 | 4000 | 81.6
PAG4JXEF | Litecorr | litecorr | LCG-HB-120W-40K-T5-XX [Universal Voltage][XX denotes shell color] | Indoor Luminaires | High-Bay | High-Bay Luminaires for Commercial and Industrial Buildings | Standard | TRUE | 10441 | 87.46 | 119.38 | 12.8 | 0.94 | 3826 | 81 | 5 | 50000 | 42594 |  |  | NotYetVerified |  | 3 | 10500 |  | 120 | 20 | 0.9 | 4000 | 75
PW9878CN | CIXI YUANHUI LIGHTING ELECTRIC CO.LTD | YUANHUI | HBM4C150V2N | Indoor Luminaires | High-Bay | High-Bay Luminaires for Commercial and Industrial Buildings | Premium | TRUE | 19531 | 130.55 | 149.6 | 13.15 | 0.9353 | 4007 | 83.1 | 5 | 80000 | 42594 |  |  | Yes |  | 4 | 19422 | 131.32 | 147.9 | 13.15 | 0.94 | 4000 | 83.1
PYAKPYKQ | Shenzhen Betop Electronics CoLtd | Bitco | BT-HLV200W-MW-350L 5700K | Indoor Luminaires | High-Bay | High-Bay Luminaires for Commercial and Industrial Buildings | Premium | FALSE | [9 empty] | 42594 |  |  | No | Updated on 12/14/2016 | 3.1 | 28765 | 142.26 | 202.2 | 10.38 | 0.9741 | 5700 | 84
PN3TF9FK | CIXI YUANHUI LIGHTING ELECTRIC CO.LTD | YUANHUI | HBM6C300V2N | Indoor Luminaires | High-Bay | High-Bay Luminaires for Commercial and Industrial Buildings | Premium | TRUE | 38701 | 131.95 | 293.3 | 12.85 | 0.9325 | 4114 | 81.8 | 5 | 80000 | 42594 |  |  | Yes |  | 4 | 38962 | 133.48 | 291.9 | 12.47 | 0.93 | 4000 | 81.8
P3D2NGFZ | SNC OPTO ELECTRONIC CO LTD. | SNC LED | SNC-H150HLT1A1 4000K | Indoor Luminaires | High-Bay | High-Bay Luminaires for Commercial and Industrial Buildings | Standard | TRUE | 19925 | 130.83 | 152.3 | 13.55 | 0.931 | 4092 | 75.4 | 5 | 50000 | 42594 |  |  | No |  | 4 | 19925 | 130.83 | 152.3 | 13.55 | 0.93 | 4000 | 75.4
PGJT3TFV | Shenzhen Betop Electronics CoLtd | Bitco | BT-HLV240W-MW-420L 4000K [No Accessories] | Indoor Luminaires | High-Bay | High-Bay Luminaires for Commercial and Industrial Buildings | Premium | TRUE | 28777 | 123.5 | 233 | 14.3 | 0.929 | 3951 | 82.2 | 5 | 50000 | 42594 |  |  | No | Product updated on 8/31/2016 | 3.1 | 28777 | 123.5 | 233 | 14.3 | 0.9 | 4000 | 80
PE9UMF8N | SNC OPTO ELECTRONIC CO LTD. | SNC LED | SNC-H200HLT1A1 4000K | Indoor Luminaires | High-Bay | High-Bay Luminaires for Commercial and Industrial Buildings | Standard | TRUE | 27187 | 126.16 | 215.5 | 10.48 | 0.923 | 4073 | 75.4 | 5 | 50000 | 42594 |  |  | No |  | 4 | 27187 | 126.16 | 215.5 | 10.48 | 0.92 | 4000 | 75.4
PTVF1KTA | CIXI YUANHUI LIGHTING ELECTRIC CO.LTD | YUANHUI | HBM4C100V2N | Indoor Luminaires | High-Bay | High-Bay Luminaires for Commercial and Industrial Buildings | Premium | TRUE | 12711 | 136.52 | 93.11 | 12.43 | 0.9191 | 4003 | 83 | 5 | 80000 | 42594 |  |  | Yes |  | 4 | 12754 | 138.11 | 92.35 | 12.43 | 0.92 | 4000 | 83
PQTSG673 | SNC OPTO ELECTRONIC CO LTD. | SNC LED | SNC-H150HLT1A1 5700K | Indoor Luminaires | High-Bay | High-Bay Luminaires for Commercial and Industrial Buildings | Standard | FALSE | [9 empty] | 42594 |  |  | No |  | 4 | 20431 | 131.47 | 155.4 | 13.46 | 0.93 | 5700 | 76.5
PPPV19MV | SNC OPTO ELECTRONIC CO LTD. | SNC LED | SNC-H200HLT1A1 5700K | Indoor Luminaires | High-Bay | High-Bay Luminaires for Commercial and Industrial Buildings | Standard | FALSE | [9 empty] | 42594 |  |  | No |  | 4 | 28016 | 129.4 | 216.5 | 10.02 | 0.93 | 5700 | 76.4
P7QX9RCP | SNC OPTO ELECTRONIC CO LTD. | SNC LED | SNC-H150HLT1A1 5000K | Indoor Luminaires | High-Bay | High-Bay Luminaires for Commercial and Industrial Buildings | Standard | FALSE | [9 empty] | 42594 |  |  | No |  | 4 | 19925 | 130.83 | 152.3 | 13.55 | 0.93 | 5000 | 75.4
PRXPUNHD | SNC OPTO ELECTRONIC CO LTD. | SNC LED | SNC-H200HLT1A1 5000K | Indoor Luminaires | High-Bay | High-Bay Luminaires for Commercial and Industrial Buildings | Standard | FALSE | [9 empty] | 42594 |  |  | No |  | 4 | 27187 | 126.16 | 215.5 | 10.48 | 0.92 | 5000 | 75.4
PJHQSCGF | Litecorr | litecorr | LCG-HB-120W-57K-T5-XX [Universal Voltage][XX denotes shell color] | Indoor Luminaires | High-Bay | High-Bay Luminaires for Commercial and Industrial Buildings | Standard | FALSE | [9 empty] | 42594 |  |  | NotYetVerified |  | 3 | 10500 | 87.5 | 120 | 20 | 0.9 | 5700 | 75
P97D89FN | Litecorr | litecorr | LCG-HB-120W-50K-T5-XX [Universal Voltage][XX denotes shell color] | Indoor Luminaires | High-Bay | High-Bay Luminaires for Commercial and Industrial Buildings | Standard | FALSE | [9 empty] | 42594 |  |  | NotYetVerified |  | 3 | 10500 | 87.5 | 120 | 20 | 0.9 | 5000 | 75
P175ZPJ9 | James Trading Company Limited | JAMES | ZY-ST8FT80 (5000K) | Indoor Luminaires | High-Bay | Low-Bay Luminaires for Commercial and Industrial Buildings | Premium | FALSE | [9 empty] | 42594 |  |  | No |  | 4 | 10798 | 135 | 79.96 | 20 | 0.9 | 5000 | 82.1
PQT6BRDA | James Trading Company Limited | JAMES | ZY-ST8FT72 (5000K) | Indoor Luminaires | High-Bay | Low-Bay Luminaires for Commercial and Industrial Buildings | Premium | FALSE | [9 empty] | 42594 |  |  | No |  | 4 | 9782 | 135 | 72.44 | 20 | 0.9 | 5000 | 82.1
PM1ZHJN1 | James Trading Company Limited | JAMES | ZY-ST8FT68 (5000K) | Indoor Luminaires | High-Bay | Low-Bay Luminaires for Commercial and Industrial Buildings | Premium | FALSE | [9 empty] | 42594 |  |  | No |  | 4 | 9520 | 140 | 68 | 20 | 0.9 | 5000 | 82.1
P5F1DDUP | James Trading Company Limited | JAMES | ZY-ST8FT60 (5000K) | Indoor Luminaires | High-Bay | Low-Bay Luminaires for Commercial and Industrial Buildings | Premium | FALSE | [9 empty] | 42594 |  |  | No |  | 4 | 8400 | 140 | 60 | 20 | 0.9 | 5000 | 82.1
PSBWM3GV | James Trading Company Limited | JAMES | ZY-ST8FT56 (5000K) | Indoor Luminaires | High-Bay | Low-Bay Luminaires for Commercial and Industrial Buildings | Premium | FALSE | [9 empty] | 42594 |  |  | No |  | 4 | 7840 | 140 | 56 | 20 | 0.9 | 5000 | 82.1
PH2C5N8B | James Trading Company Limited | JAMES | ZY-ST8FT48 (5000K) | Indoor Luminaires | High-Bay | Low-Bay Luminaires for Commercial and Industrial Buildings | Premium | FALSE | [9 empty] | 42594 |  |  | No |  | 4 | 6768 | 140 | 48.56 | 20 | 0.9 | 5000 | 82.1
PWN4HUQM | James Trading Company Limited | JAMES | ZY-ST8FT80 (4500K) | Indoor Luminaires | High-Bay | Low-Bay Luminaires for Commercial and Industrial Buildings | Premium | FALSE | [9 empty] | 42594 |  |  | No |  | 4 | 10778 | 133.6 | 80.66 | 20 | 0.9 | 4500 | 82.1
PYMRV59M | James Trading Company Limited | JAMES | ZY-ST8FT72 (4500K) | Indoor Luminaires | High-Bay | Low-Bay Luminaires for Commercial and Industrial Buildings | Premium | FALSE | [9 empty] | 42594 |  |  | No |  | 4 | 9764 | 133.6 | 73 | 20 | 0.9 | 4500 | 82.1
PKH2DEW8 | James Trading Company Limited | JAMES | ZY-ST8FT68 (4500K) | Indoor Luminaires | High-Bay | Low-Bay Luminaires for Commercial and Industrial Buildings | Premium | FALSE | [9 empty] | 42594 |  |  | No |  | 4 | 9384 | 138 | 68 | 20 | 0.9 | 4500 | 82.1
PP7S8J9P | James Trading Company Limited | JAMES | ZY-ST8FT60 (4500K) | Indoor Luminaires | High-Bay | Low-Bay Luminaires for Commercial and Industrial Buildings | Premium | FALSE | [9 empty] | 42594 |  |  | No |  | 4 | 8280 | 138 | 60 | 20 | 0.9 | 4500 | 82.1
P2EXBRFV | James Trading Company Limited | JAMES | ZY-ST8FT56 (4500K) | Indoor Luminaires | High-Bay | Low-Bay Luminaires for Commercial and Industrial Buildings | Premium | FALSE | [9 empty] | 42594 |  |  | No |  | 4 | 7728 | 138 | 56 | 20 | 0.9 | 4500 | 82.1
P51JT2W9 | James Trading Company Limited | JAMES | ZY-ST8FT48 (4500K) | Indoor Luminaires | High-Bay | Low-Bay Luminaires for Commercial and Industrial Buildings | Premium | FALSE | [9 empty] | 42594 |  |  | No |  | 4 | 6712 | 138 | 48.62 | 20 | 0.9 | 4500 | 82.1
P8J25YD6 | James Trading Company Limited | JAMES | ZY-ST8FT80 (8000K) | Indoor Luminaires | High-Bay | Low-Bay Luminaires for Commercial and Industrial Buildings | Premium | FALSE | [9 empty] | 42594 |  |  | No |  | 4 | 10778 | 133.6 | 80.66 | 20 | 0.9 | 4000 | 82.1
PW3RRQZW | James Trading Company Limited | JAMES | ZY-ST8FT72 (4000K) | Indoor Luminaires | High-Bay | Low-Bay Luminaires for Commercial and Industrial Buildings | Premium | FALSE | [9 empty] | 42594 |  |  | No |  | 4 | 9764 | 133.6 | 73 | 20 | 0.9 | 4000 | 82.1
PVV7YXEZ | James Trading Company Limited | JAMES | ZY-ST8FT68 (4000K) | Indoor Luminaires | High-Bay | Low-Bay Luminaires for Commercial and Industrial Buildings | Premium | FALSE | [9 empty] | 42594 |  |  | No |  | 4 | 9384 | 138 | 68 | 20 | 0.9 | 4000 | 82.1
PXRBPEVR | James Trading Company Limited | JAMES | ZY-ST8FT60 (4000K) | Indoor Luminaires | High-Bay | Low-Bay Luminaires for Commercial and Industrial Buildings | Premium | FALSE | [9 empty] | 42594 |  |  | No |  | 4 | 8280 | 138 | 60 | 20 | 0.9 | 4000 | 82.1
PSDX484R | James Trading Company Limited | JAMES | ZY-ST8FT56 (4000K) | Indoor Luminaires | High-Bay | Low-Bay Luminaires for Commercial and Industrial Buildings | Premium | FALSE | [9 empty] | 42594 |  |  | No |  | 4 | 7728 | 138 | 56 | 20 | 0.9 | 4000 | 82.1
P3V2KD3Y | James Trading Company Limited | JAMES | ZY-ST8FT48 (4000K) | Indoor Luminaires | High-Bay | Low-Bay Luminaires for Commercial and Industrial Buildings | Premium | FALSE | [9 empty] | 42594 |  |  | No |  | 4 | 6712 | 138 | 48.62 | 20 | 0.9 | 4000 | 82.1
P98G8CYZ | James Trading Company Limited | JAMES | ZY-ST8FT80 (3500K) | Indoor Luminaires | High-Bay | Low-Bay Luminaires for Commercial and Industrial Buildings | Premium | FALSE | [9 empty] | 42594 |  |  | No |  | 4 | 10244.6 | 132 | 79.72 | 20 | 0.9 | 3500 | 82.1
P1J47FTK | James Trading Company Limited | JAMES | ZY-ST8FT72 (3500K) | Indoor Luminaires | High-Bay | Low-Bay Luminaires for Commercial and Industrial Buildings | Premium | FALSE | [9 empty] | 42594 |  |  | No |  | 4 | 9550 | 132 | 72.22 | 20 | 0.9 | 3500 | 82.1
PXFHDM45 | James Trading Company Limited | JAMES | ZY-ST8FT68 (3500K) | Indoor Luminaires | High-Bay | Low-Bay Luminaires for Commercial and Industrial Buildings | Premium | FALSE | [9 empty] | 42594 |  |  | No |  | 4 | 9316 | 137 | 68 | 20 | 0.9 | 3500 | 82.1
P4SS4M42 | James Trading Company Limited | JAMES | ZY-ST8FT60 (3500K) | Indoor Luminaires | High-Bay | Low-Bay Luminaires for Commercial and Industrial Buildings | Premium | FALSE | [9 empty] | 42594 |  |  | No |  | 4 | 8220 | 137 | 60 | 20 | 0.9 | 3500 | 82.1
P573B7KE | James Trading Company Limited | JAMES | ZY-ST8FT56 (3500K) | Indoor Luminaires | High-Bay | Low-Bay Luminaires for Commercial and Industrial Buildings | Premium | FALSE | [9 empty] | 42594 |  |  | No |  | 4 | 7672 | 137 | 56 | 20 | 0.9 | 3500 | 82.1
P4JDSY2H | James Trading Company Limited | JAMES | ZY-ST8FT48 (3500K) | Indoor Luminaires | High-Bay | Low-Bay Luminaires for Commercial and Industrial Buildings | Premium | FALSE | [9 empty] | 42594 |  |  | No |  | 4 | 6662 | 137 | 48.6 | 20 | 0.9 | 3500 | 82.1
PU84QDT2 | James Trading Company Limited | JAMES | ZY-ST8FT72 (3000K) | Indoor Luminaires | High-Bay | Low-Bay Luminaires for Commercial and Industrial Buildings | Premium | FALSE | [9 empty] | 42594 |  |  | No |  | 4 | 9279.4 | 128.2 | 72.38 | 20 | 0.9 | 3000 | 82.2
P76DVZR7 | James Trading Company Limited | JAMES | ZY-ST8FT68 (3000K) | Indoor Luminaires | High-Bay | Low-Bay Luminaires for Commercial and Industrial Buildings | Premium | FALSE | [9 empty] | 42594 |  |  | No |  | 4 | 9010 | 132.5 | 68 | 20 | 0.9 | 3000 | 82.2
PCG11ND9 | James Trading Company Limited | JAMES | ZY-ST8FT60 (6000K) | Indoor Luminaires | High-Bay | Low-Bay Luminaires for Commercial and Industrial Buildings | Premium | FALSE | [9 empty] | 42594 |  |  | No |  | 4 | 7950 | 132.5 | 60 | 20 | 0.9 | 3000 | 82.2
PGTUUPQU | James Trading Company Limited | JAMES | ZY-ST8FT56 (3000K) | Indoor Luminaires | High-Bay | Low-Bay Luminaires for Commercial and Industrial Buildings | Premium | FALSE | [9 empty] | 42594 |  |  | No |  | 4 | 7420 | 132.5 | 56 | 20 | 0.9 | 3000 | 82.2
PMSPF4CE | James Trading Company Limited | JAMES | ZY-ST8FT48 (3000K) | Indoor Luminaires | High-Bay | Low-Bay Luminaires for Commercial and Industrial Buildings | Premium | FALSE | [9 empty] | 42594 |  |  | No |  | 4 | 6445.4 | 132.5 | 48.66 | 20 | 0.9 | 3000 | 82.2
PXDHUX8U | James Trading Company Limited | JAMES | ZY-ST8FT80 (3000K) | Indoor Luminaires | High-Bay | Low-Bay Luminaires for Commercial and Industrial Buildings | Premium | FALSE | [9 empty] | 42594 |  |  | No |  | 4 | 10244.6 | 132 | 79.72 | 20 | 0.9 | 3000 | 82.1
PXDHGP59 | CIXI YUANHUI LIGHTING ELECTRIC CO.LTD | YUANHUI | HBM10C480V2P | Indoor Luminaires | High-Bay | High-Bay Luminaires for Commercial and Industrial Buildings | Premium | FALSE | [9 empty] | 42594 |  |  | Yes |  | 4 | 62727 | 136.19 | 460.6 | 12.17 | 0.94 | 5000 | 85.3
PHCGF5JM | CIXI YUANHUI LIGHTING ELECTRIC CO.LTD | YUANHUI | HBM8C400V2P | Indoor Luminaires | High-Bay | High-Bay Luminaires for Commercial and Industrial Buildings | Premium | FALSE | [9 empty] | 42594 |  |  | Yes |  | 4 | 53547 | 135.32 | 395.7 | 11.88 | 0.95 | 5000 | 85.1
PNZ9AC69 | CIXI YUANHUI LIGHTING ELECTRIC CO.LTD | YUANHUI | HBM6C300V2P | Indoor Luminaires | High-Bay | High-Bay Luminaires for Commercial and Industrial Buildings | Premium | FALSE | [9 empty] | 42594 |  |  | Yes |  | 4 | 39533 | 136.04 | 290.6 | 12.85 | 0.93 | 5000 | 85
PJV9MAZ9 | CIXI YUANHUI LIGHTING ELECTRIC CO.LTD | YUANHUI | HBM6C240V2P | Indoor Luminaires | High-Bay | High-Bay Luminaires for Commercial and Industrial Buildings | Premium | FALSE | [9 empty] | 42594 |  |  | Yes |  | 4 | 31331 | 133.72 | 234.3 | 11.71 | 0.95 | 5000 | 85
PHZ357AR | CIXI YUANHUI LIGHTING ELECTRIC CO.LTD | YUANHUI | HBM4C100V2P | Indoor Luminaires | High-Bay | High-Bay Luminaires for Commercial and Industrial Buildings | Premium | FALSE | [9 empty] | 42594 |  |  | Yes |  | 4 | 13045 | 141.06 | 92.48 | 12.55 | 0.92 | 5000 | 84.8
P1GW119S | CIXI YUANHUI LIGHTING ELECTRIC CO.LTD | YUANHUI | HBM4C150V2P | Indoor Luminaires | High-Bay | High-Bay Luminaires for Commercial and Industrial Buildings | Premium | FALSE | [9 empty] | 42594 |  |  | Yes |  | 4 | 20067 | 134.77 | 148.9 | 13.36 | 0.94 | 5000 | 84.7
PV2K2NFM | CIXI YUANHUI LIGHTING ELECTRIC CO.LTD | YUANHUI | HBM4C200V2P | Indoor Luminaires | High-Bay | High-Bay Luminaires for Commercial and Industrial Buildings | Premium | FALSE | [9 empty] | 42594 |  |  | Yes |  | 4 | 26896 | 135.56 | 198.4 | 13.22 | 0.95 | 5000 | 84.7
PVU96QY6 | Shenzhen Betop Electronics CoLtd | Bitco | BT-HLV240W-MW-420L 5700K [No Accessories] | Indoor Luminaires | High-Bay | High-Bay Luminaires for Commercial and Industrial Buildings | Premium | FALSE | [9 empty] | 42594 | Dimmable | Continuous Below 10 | No | Product updated on 8/31/2016 | 3.1 | 30634 | 131.2 | 233.5 | 14.3 | 0.9 | 5700 | 80
PY75EGSB | Shenzhen Betop Electronics CoLtd | Bitco | BT-HLV200W-MW-350L 5000K | Indoor Luminaires | High-Bay | High-Bay Luminaires for Commercial and Industrial Buildings | Premium | FALSE | [9 empty] | 42594 | Dimmable | Continuous Above 10 | No | Updated on 12/14/2016 | 3.1 | 27573 | 138.14 | 199.6 | 10.79 | 0.9724 | 5000 | 84
P9GCQMVU | Shenzhen Betop Electronics CoLtd | Bitco | BT-HLV240W-MW-420L 5000K [No Accessories] | Indoor Luminaires | High-Bay | High-Bay Luminaires for Commercial and Industrial Buildings | Premium | FALSE | [9 empty] | 42594 | Dimmable | Continuous Below 10 | No | Product updated on 8/31/2016 | 3.1 | 29423 | 125.7 | 234 | 14.5 | 0.9 | 5000 | 80
PMFTGZ7R | Shenzhen Betop Electronics CoLtd | Bitco | BT-HLV200W-MW-350L 4000K | Indoor Luminaires | High-Bay | High-Bay Luminaires for Commercial and Industrial Buildings | Premium | TRUE | 27357 | 136.31 | 200.7 | 15.12 | 0.9359 | 3932 | 82.1 | 5 | 50000 | 42594 | Dimmable | Continuous Above 10 | No | Updated on 12/14/2016 | 3.1 | 27357 | 136.31 | 200.7 | 10.61 | 0.9757 | 4000 | 82.1
PBDG645W | Peerless Electric Company Ltd. | Peerless | GP-HB-20-4-240-40K-12.125-MV-D1 | Indoor Luminaires | High-Bay | High-Bay Luminaires for Commercial and Industrial Buildings | Standard | TRUE | 24998 | 94.1 | 265.7 | 10.51 | 0.9832 | 4161 | 84.44 | 5 | 60000 | 42593 |  |  | No |  | 3.1 | 24998 | 94.1 | 265.7 | 10.51 | 0.98 | 4161 | 84.44
PSX5QF3F | AGC Lighting Co. Ltd | AGC | HB01-90/T-4000-90 | Indoor Luminaires | High-Bay | High-Bay Luminaires for Commercial and Industrial Buildings | Standard | TRUE | 9917.29 | 105.38 | 94.11 | 11.09 | 0.966 | 3881 | 83.3 | 5 | 50000 | 42593 |  |  | No | Updated 8/11/2016 | 4 | 9500 | 105 | 90 | 15 | 0.95 | 4000 | 80
PWJYE6SM | IKIO LED LIGHTING | IKIO LED LIGHTING | IK-320L | Indoor Luminaires | High-Bay | High-Bay Luminaires for Commercial and Industrial Buildings | Standard | TRUE | 25161.83 | 79.5 | 316.5 | 6.5 | 0.963 | 5660 | 70.1 | 5 | 50000 | 42593 |  |  | NotYetVerified |  | 3 | 25161.83 | 79.5 | 316.5 | 2.87 | 0.998 | 5660 | 70
PYJ1H18W | Shenzhen Betop Electronics CoLtd | Bitco | BT-HLV150W-266L(4000K) | Indoor Luminaires | High-Bay | High-Bay Luminaires for Commercial and Industrial Buildings | Premium | TRUE | 19652 | 136.19 | 144.3 | 13.19 | 0.9324 | 3935 | 82 | 5 | 50000 | 42593 |  |  | No | Updated 12/14/2016 | 4.1 | 19953 | 136.76 | 145.9 | 8.79 | 0.97 | 4000 | 82
PGW4PV1D | Shenzhen Betop Electronics CoLtd | Bitco | BT-HLV100W-175L(4000K) | Indoor Luminaires | High-Bay | High-Bay Luminaires for Commercial and Industrial Buildings | Premium | TRUE | 13641 | 136.88 | 99.66 | 10.57 | 0.9518 | 3945 | 82 | 5 | 50000 | 42593 |  |  | No | Updated 12/21/2016 | 3.1 | 13641 | 136.88 | 99.66 | 8.74 | 0.98 | 4000 | 82
PN58CCA2 | Canada GL lighting technology Inc | GL | GLHBQ-200W-30X | Indoor Luminaires | High-Bay | High-Bay Luminaires for Commercial and Industrial Buildings | Standard | TRUE | 19770.068 | 97.799 | 202.15 | 14.38 | 0.923 | 3030 | 83.8 | 5 | 50000 | 42593 |  |  | No |  | 3.1 | 19770.068 | 97.799 | 202.15 | 14.38 | 0.996 | 3000 | 83.8
PQSA2Z3V | Canada GL lighting technology Inc | GL | GLHBQ-100W-30X | Indoor Luminaires | High-Bay | High-Bay Luminaires for Commercial and Industrial Buildings | Standard | TRUE | 9775.565 | 95.232 | 102.65 | 15.74 | 0.918 | 3050 | 84.1 | 5 | 50000 | 42593 |  |  | No |  | 3.1 | 9775.565 | 95.232 | 102.65 | 15.74 | 0.996 | 3000 | 84.1
PYTPYBAQ | Canada GL lighting technology Inc | GL | GLHBQ-150W-30X | Indoor Luminaires | High-Bay | High-Bay Luminaires for Commercial and Industrial Buildings | Standard | TRUE | 14674.547 | 99.448 | 147.56 | 15.88 | 0.913 | 3021 | 84 | 5 | 50000 | 42593 |  |  | No |  | 3.1 | 14674.547 | 99.448 | 147.56 | 15.88 | 0.995 | 3000 | 84
P462PV7G | Peerless Electric Company Ltd. | Peerless | GP-HB-20-4-240-40K-12.125-347V-D1 | Indoor Luminaires | High-Bay | High-Bay Luminaires for Commercial and Industrial Buildings | Standard | FALSE | [9 empty] | 42593 |  |  | No |  | 3.1 | 25775 | 98.3 | 262.16 | 8.78 | 0.98 | 4146 | 84.45
PV2KRRH4 | AGC Lighting Co. Ltd | AGC | HB01-200-5000-90 | Indoor Luminaires | High-Bay | High-Bay Luminaires for Commercial and Industrial Buildings | Standard | FALSE | [9 empty] | 42593 |  |  | No |  | 3.1 | 26000 | 130 | 200 | 15 | 0.95 | 5000 | 80
PM177R92 | AGC Lighting Co. Ltd | AGC | HB01-200-5000-50 | Indoor Luminaires | High-Bay | High-Bay Luminaires for Commercial and Industrial Buildings | Standard | FALSE | [9 empty] | 42593 |  |  | No |  | 3.1 | 26000 | 130 | 200 | 15 | 0.95 | 5000 | 80
PAYJG6RA | AGC Lighting Co. Ltd | AGC | HB01-200-5000-120 | Indoor Luminaires | High-Bay | High-Bay Luminaires for Commercial and Industrial Buildings | Standard | FALSE | [9 empty] | 42593 |  |  | No |  | 3.1 | 26000 | 130 | 200 | 15 | 0.95 | 5000 | 80
PVW4MSBB | AGC Lighting Co. Ltd | AGC | HB01-150-5000-90 | Indoor Luminaires | High-Bay | High-Bay Luminaires for Commercial and Industrial Buildings | Standard | FALSE | [9 empty] | 42593 |  |  | No |  | 3.1 | 19500 | 130 | 150 | 15 | 0.95 | 5000 | 80
PM2NFMGC | AGC Lighting Co. Ltd | AGC | HB01-150-5000-50 | Indoor Luminaires | High-Bay | High-Bay Luminaires for Commercial and Industrial Buildings | Standard | FALSE | [9 empty] | 42593 |  |  | No |  | 3.1 | 19500 | 130 | 150 | 15 | 0.95 | 5000 | 80
P235HA6G | AGC Lighting Co. Ltd | AGC | HB01-150-5000-120 | Indoor Luminaires | High-Bay | High-Bay Luminaires for Commercial and Industrial Buildings | Standard | FALSE | [9 empty] | 42593 |  |  | No |  | 3.1 | 19500 | 130 | 150 | 15 | 0.95 | 5000 | 80
PGUNQPA1 | AGC Lighting Co. Ltd | AGC | HB01-90-5000-90 | Indoor Luminaires | High-Bay | High-Bay Luminaires for Commercial and Industrial Buildings | Standard | FALSE | [9 empty] | 42593 |  |  | No |  | 3.1 | 11700 | 130 | 90 | 15 | 0.95 | 5000 | 80
PFB2FXSK | AGC Lighting Co. Ltd | AGC | HB01-90-5000-120 | Indoor Luminaires | High-Bay | High-Bay Luminaires for Commercial and Industrial Buildings | Standard | FALSE | [9 empty] | 42593 |  |  | No |  | 3.1 | 11700 | 130 | 90 | 15 | 0.95 | 5000 | 80
PTMDG4NJ | AGC Lighting Co. Ltd | AGC | HB01-200/T-5000-50 | Indoor Luminaires | High-Bay | High-Bay Luminaires for Commercial and Industrial Buildings | Standard | FALSE | [9 empty] | 42593 |  |  | No |  | 3.1 | 26000 | 130 | 200 | 15 | 0.95 | 5000 | 80
PB11FYZH | AGC Lighting Co. Ltd | AGC | HB01-200/T-5000-90 | Indoor Luminaires | High-Bay | High-Bay Luminaires for Commercial and Industrial Buildings | Standard | FALSE | [9 empty] | 42593 |  |  | No |  | 3.1 | 26000 | 130 | 200 | 15 | 0.95 | 5000 | 80
P44VF18H | AGC Lighting Co. Ltd | AGC | HB01-200/T-5000-120 | Indoor Luminaires | High-Bay | High-Bay Luminaires for Commercial and Industrial Buildings | Standard | FALSE | [9 empty] | 42593 |  |  | No |  | 3.1 | 26000 | 130 | 200 | 15 | 0.95 | 5000 | 80
PUC2ZF4X | AGC Lighting Co. Ltd | AGC | HB01-150/T-5000-90 | Indoor Luminaires | High-Bay | High-Bay Luminaires for Commercial and Industrial Buildings | Standard | FALSE | [9 empty] | 42593 |  |  | No |  | 3.1 | 19500 | 130 | 150 | 15 | 0.95 | 5000 | 80
PFP7D1SH | AGC Lighting Co. Ltd | AGC | HB01-150/T-5000-120 | Indoor Luminaires | High-Bay | High-Bay Luminaires for Commercial and Industrial Buildings | Standard | FALSE | [9 empty] | 42593 |  |  | No |  | 3.1 | 19500 | 130 | 150 | 15 | 0.95 | 5000 | 80
P9WH63TM | AGC Lighting Co. Ltd | AGC | HB01-150/T-5000-50 | Indoor Luminaires | High-Bay | High-Bay Luminaires for Commercial and Industrial Buildings | Standard | FALSE | [9 empty] | 42593 |  |  | No |  | 3.1 | 19500 | 130 | 150 | 15 | 0.95 | 5000 | 80
PQ1ETBG7 | AGC Lighting Co. Ltd | AGC | HB01-90/T-5000-120 | Indoor Luminaires | High-Bay | High-Bay Luminaires for Commercial and Industrial Buildings | Standard | FALSE | [9 empty] | 42593 |  |  | No | Updated 8/11/2016 | 3.1 | 11700 | 130 | 90 | 15 | 0.95 | 5000 | 80
PAGMJNJF | AGC Lighting Co. Ltd | AGC | HB01-90/T-5000-90 | Indoor Luminaires | High-Bay | High-Bay Luminaires for Commercial and Industrial Buildings | Standard | FALSE | [9 empty] | 42593 |  |  | No | Updated 8/11/2016 | 3.1 | 11700 | 130 | 90 | 15 | 0.95 | 5000 | 80
PRVFCJEV | AGC Lighting Co. Ltd | AGC | HB01-200-4000-50 | Indoor Luminaires | High-Bay | High-Bay Luminaires for Commercial and Industrial Buildings | Standard | FALSE | [9 empty] | 42593 |  |  | No |  | 3.1 | 21000 | 105 | 200 | 15 | 0.95 | 4000 | 80
PF1HY839 | AGC Lighting Co. Ltd | AGC | HB01-200-4000-90 | Indoor Luminaires | High-Bay | High-Bay Luminaires for Commercial and Industrial Buildings | Standard | FALSE | [9 empty] | 42593 |  |  | No |  | 3.1 | 21000 | 105 | 200 | 15 | 0.95 | 4000 | 80
P7FAZEDE | AGC Lighting Co. Ltd | AGC | HB01-200-4000-120 | Indoor Luminaires | High-Bay | High-Bay Luminaires for Commercial and Industrial Buildings | Standard | FALSE | [9 empty] | 42593 |  |  | No |  | 3.1 | 21000 | 105 | 200 | 15 | 0.95 | 4000 | 80
PWZAJZBK | AGC Lighting Co. Ltd | AGC | HB01-150-4000-90 | Indoor Luminaires | High-Bay | High-Bay Luminaires for Commercial and Industrial Buildings | Standard | FALSE | [9 empty] | 42593 |  |  | No |  | 3.1 | 15750 | 105 | 150 | 15 | 0.95 | 4000 | 80
PNGW5525 | AGC Lighting Co. Ltd | AGC | HB01-150-4000-120 | Indoor Luminaires | High-Bay | High-Bay Luminaires for Commercial and Industrial Buildings | Standard | FALSE | [9 empty] | 42593 |  |  | No |  | 3.1 | 15750 | 105 | 150 | 15 | 0.95 | 4000 | 80
PN3VVE94 | AGC Lighting Co. Ltd | AGC | HB01-150-4000-50 | Indoor Luminaires | High-Bay | High-Bay Luminaires for Commercial and Industrial Buildings | Standard | FALSE | [9 empty] | 42593 |  |  | No |  | 3.1 | 15750 | 105 | 150 | 15 | 0.95 | 4000 | 80
PTH8MPRG | AGC Lighting Co. Ltd | AGC | HB01-90-4000-120 | Indoor Luminaires | High-Bay | High-Bay Luminaires for Commercial and Industrial Buildings | Standard | FALSE | [9 empty] | 42593 |  |  | No |  | 3.1 | 9500 | 105 | 90 | 15 | 0.95 | 4000 | 80
PGP83SNB | AGC Lighting Co. Ltd | AGC | HB01-90-4000-90 | Indoor Luminaires | High-Bay | High-Bay Luminaires for Commercial and Industrial Buildings | Standard | FALSE | [9 empty] | 42593 |  |  | No |  | 3.1 | 9500 | 105 | 90 | 15 | 0.95 | 4000 | 80
PKECRY12 | AGC Lighting Co. Ltd | AGC | HB01-200/T-4000-120 | Indoor Luminaires | High-Bay | High-Bay Luminaires for Commercial and Industrial Buildings | Standard | FALSE | [9 empty] | 42593 |  |  | No |  | 3.1 | 21000 | 105 | 200 | 15 | 0.95 | 4000 | 80
PEFN1KCH | AGC Lighting Co. Ltd | AGC | HB01-200/T-4000-90 | Indoor Luminaires | High-Bay | High-Bay Luminaires for Commercial and Industrial Buildings | Standard | FALSE | [9 empty] | 42593 |  |  | No |  | 3.1 | 21000 | 105 | 200 | 15 | 0.95 | 4000 | 80
P2J8D9CZ | AGC Lighting Co. Ltd | AGC | HB01-200/T-4000-50 | Indoor Luminaires | High-Bay | High-Bay Luminaires for Commercial and Industrial Buildings | Standard | FALSE | [9 empty] | 42593 |  |  | No |  | 3.1 | 21000 | 105 | 200 | 15 | 0.95 | 4000 | 80
PPYBFFE8 | AGC Lighting Co. Ltd | AGC | HB01-150/T-4000-90 | Indoor Luminaires | High-Bay | High-Bay Luminaires for Commercial and Industrial Buildings | Standard | FALSE | [9 empty] | 42593 |  |  | No |  | 3.1 | 15750 | 105 | 150 | 15 | 0.95 | 4000 | 80
P3H8B7E1 | AGC Lighting Co. Ltd | AGC | HB01-150/T-4000-50 | Indoor Luminaires | High-Bay | High-Bay Luminaires for Commercial and Industrial Buildings | Standard | FALSE | [9 empty] | 42593 |  |  | No |  | 3.1 | 15750 | 105 | 150 | 15 | 0.95 | 4000 | 80
P1UTFX5X | AGC Lighting Co. Ltd | AGC | HB01-150/T-4000-120 | Indoor Luminaires | High-Bay | High-Bay Luminaires for Commercial and Industrial Buildings | Standard | FALSE | [9 empty] | 42593 |  |  | No |  | 3.1 | 15750 | 105 | 150 | 15 | 0.95 | 4000 | 80
P9J1MAZ7 | AGC Lighting Co. Ltd | AGC | HB01-90/T-4000-120 | Indoor Luminaires | High-Bay | High-Bay Luminaires for Commercial and Industrial Buildings | Standard | FALSE | [9 empty] | 42593 |  |  | No | Updated 8/11/2016 | 3.1 | 9500 | 105 | 90 | 15 | 0.95 | 4000 | 80
PVG85HVX | Canada GL lighting technology Inc | GL | GLHBQ-100W-50X | Indoor Luminaires | High-Bay | High-Bay Luminaires for Commercial and Industrial Buildings | Standard | FALSE | [9 empty] | 42593 | Not Dimmable | Not Dimmable | No |  | 3.1 | 9775.565 | 95.232 | 102.65 | 15.74 | 0.996 | 5000 | 84.1
PKVQC5N5 | Canada GL lighting technology Inc | GL | GLHBQ-150W-50X | Indoor Luminaires | High-Bay | High-Bay Luminaires for Commercial and Industrial Buildings | Standard | FALSE | [9 empty] | 42593 | Not Dimmable | Not Dimmable | No |  | 3.1 | 14674.547 | 99.448 | 147.56 | 15.88 | 0.995 | 5000 | 84
P1NJ6AWT | Canada GL lighting technology Inc | GL | GLHBQ-200W-50X | Indoor Luminaires | High-Bay | High-Bay Luminaires for Commercial and Industrial Buildings | Standard | FALSE | [9 empty] | 42593 | Not Dimmable | Not Dimmable | No |  | 3.1 | 19770.068 | 97.799 | 202.15 | 14.38 | 0.996 | 5000 | 83.8
PQVT9865 | Canada GL lighting technology Inc | GL | GLHBQ-100W-40X | Indoor Luminaires | High-Bay | High-Bay Luminaires for Commercial and Industrial Buildings | Standard | FALSE | [9 empty] | 42593 | Not Dimmable | Not Dimmable | No |  | 3.1 | 9775.565 | 95.232 | 102.65 | 15.74 | 0.996 | 4000 | 84.1
P8GAPD79 | Canada GL lighting technology Inc | GL | GLHBQ-150W-40X | Indoor Luminaires | High-Bay | High-Bay Luminaires for Commercial and Industrial Buildings | Standard | FALSE | [9 empty] | 42593 | Not Dimmable | Not Dimmable | No |  | 3.1 | 14674.547 | 99.448 | 147.56 | 15.88 | 0.995 | 4000 | 84
PRVTA2MV | Canada GL lighting technology Inc | GL | GLHBQ-200W-40X | Indoor Luminaires | High-Bay | High-Bay Luminaires for Commercial and Industrial Buildings | Standard | FALSE | [9 empty] | 42593 | Not Dimmable | Not Dimmable | No |  | 3.1 | 19770.068 | 97.799 | 202.15 | 14.38 | 0.996 | 4000 | 83.8
PBSKBPVV | Canada GL lighting technology Inc | GL | GLHBQ-100W-35X | Indoor Luminaires | High-Bay | High-Bay Luminaires for Commercial and Industrial Buildings | Standard | FALSE | [9 empty] | 42593 | Not Dimmable | Not Dimmable | No |  | 3.1 | 9775.565 | 95.232 | 102.65 | 15.74 | 0.996 | 3500 | 84.1
P5HRC1QN | Canada GL lighting technology Inc | GL | GLHBQ-150W-35X | Indoor Luminaires | High-Bay | High-Bay Luminaires for Commercial and Industrial Buildings | Standard | FALSE | [9 empty] | 42593 | Not Dimmable | Not Dimmable | No |  | 3.1 | 14674.547 | 99.448 | 147.56 | 15.88 | 0.995 | 3500 | 84
PECBZ4QE | Canada GL lighting technology Inc | GL | GLHBQ-200W-35X | Indoor Luminaires | High-Bay | High-Bay Luminaires for Commercial and Industrial Buildings | Standard | FALSE | [9 empty] | 42593 | Not Dimmable | Not Dimmable | No |  | 3.1 | 19770.068 | 97.799 | 202.15 | 14.38 | 0.996 | 3500 | 83.8
PCFV9CYS | Shenzhen Betop Electronics CoLtd | Bitco | BT-HLV100W-175L(5700K) | Indoor Luminaires | High-Bay | High-Bay Luminaires for Commercial and Industrial Buildings | Premium | FALSE | [9 empty] | 42593 | Dimmable | Continuous Above 10 | No | Updated 12/21/2016 | 3.1 | 14153 | 141.25 | 100.2 | 8.66 | 0.98 | 5700 | 83.9
PYF3BS9B | Shenzhen Betop Electronics CoLtd | Bitco | BT-HLV150W-266L(5700K) | Indoor Luminaires | High-Bay | High-Bay Luminaires for Commercial and Industrial Buildings | Premium | FALSE | [9 empty] | 42593 | Dimmable | Continuous Above 10 | No | Updated 12/14/2016 | 4.1 | 21012 | 142.07 | 147.9 | 8.16 | 0.97 | 5700 | 84
PGDRAH5T | Shenzhen Betop Electronics CoLtd | Bitco | BT-HLV100W-175L(5000K) | Indoor Luminaires | High-Bay | High-Bay Luminaires for Commercial and Industrial Buildings | Premium | FALSE | [9 empty] | 42593 | Dimmable | Continuous Above 10 | No | Updated 12/21/2016 | 3.1 | 13789 | 138.54 | 99.53 | 8.71 | 0.98 | 5000 | 84
PHK1TANZ | Shenzhen Betop Electronics CoLtd | Bitco | BT-HLV150W-266L(5000K) | Indoor Luminaires | High-Bay | High-Bay Luminaires for Commercial and Industrial Buildings | Premium | FALSE | [9 empty] | 42593 | Dimmable | Continuous Above 10 | No | Updated 12/14/2016 | 4.1 | 20343 | 138.86 | 146.5 | 8.64 | 0.97 | 5000 | 84
PKDWRSPF | James Trading Company Limited | JAMES | ZY-HPF-100W40K120 | Indoor Luminaires | High-Bay | High-Bay Luminaires for Commercial and Industrial Buildings | Premium | TRUE | 12980 | 136.87 | 94.84 | 10.43 | 0.9471 | 4041 | 74.7 | 5 | 50000 | 42592 |  |  | No |  | 3.1 | 12980 | 136.87 | 94.84 | 10.43 | 0.9471 | 4000 | 74.7
PBG6WY8H | James Trading Company Limited | JAMES | ZY-HPF-100W50K120 | Indoor Luminaires | High-Bay | High-Bay Luminaires for Commercial and Industrial Buildings | Premium | FALSE | [9 empty] | 42592 |  |  | No |  | 3.1 | 13450 | 139.31 | 96.55 | 10.63 | 0.9404 | 5000 | 75.3
PT13ARS6 | James Trading Company Limited | JAMES | ZY-HPF-100W50K120D | Indoor Luminaires | High-Bay | High-Bay Luminaires for Commercial and Industrial Buildings | Premium | FALSE | [9 empty] | 42592 |  |  | Yes |  | 3.1 | 13450 | 139.31 | 96.55 | 10.63 | 0.9404 | 5000 | 75.3
P192T7TB | James Trading Company Limited | JAMES | ZY-HPF-100W45K120 | Indoor Luminaires | High-Bay | High-Bay Luminaires for Commercial and Industrial Buildings | Premium | FALSE | [9 empty] | 42592 |  |  | No |  | 3.1 | 12980 | 136.87 | 94.84 | 10.43 | 0.9471 | 4500 | 74.7
PU5NQT8D | James Trading Company Limited | JAMES | ZY-HPF-100W45K120D | Indoor Luminaires | High-Bay | High-Bay Luminaires for Commercial and Industrial Buildings | Premium | FALSE | [9 empty] | 42592 |  |  | Yes |  | 3.1 | 12980 | 136.87 | 94.84 | 10.43 | 0.9471 | 4500 | 74.7
PXNRPYDT | James Trading Company Limited | JAMES | ZY-HPF-100W40K120D | Indoor Luminaires | High-Bay | High-Bay Luminaires for Commercial and Industrial Buildings | Premium | FALSE | [9 empty] | 42592 |  |  | Yes |  | 3.1 | 12980 | 136.87 | 94.84 | 10.43 | 0.9471 | 4000 | 74.7
PEXFBYDJ | Tamlite Lighting | Tamlite Lighting | CTWLED4-21600D2L830 | Indoor Luminaires | High-Bay | High-Bay Luminaires for Commercial and Industrial Buildings | Standard | TRUE | 19260 | 113.4 | 169.8 | 10.8 | 0.983 | 3157 | 84.2 | 5 | 50000 | 42591 |  |  | No |  | 4 | 19810 | 116.7 | 166.8 | 10.8 | 0.98 | 3157 | 84.2
PWAPYS5B | Tamlite Lighting | Tamlite Lighting | CTWLED4-10800D1L835 | Indoor Luminaires | High-Bay | High-Bay Luminaires for Commercial and Industrial Buildings | Standard | TRUE | 11280 | 129.5 | 87.11 | 10.2 | 0.983 | 3587 | 85.4 | 5 | 50000 | 42591 |  |  | No |  | 4 | 10133 | 121 | 83.4 | 10.8 | 0.98 | 3500 | 84
PE9GBFTR | Tamlite Lighting | Tamlite Lighting | CTWLED4-17600D2L850 | Indoor Luminaires | High-Bay | High-Bay Luminaires for Commercial and Industrial Buildings | Standard | TRUE | 16910 | 118.5 | 142.7 | 11 | 0.98 | 5251 | 84.1 | 5 | 50000 | 42591 |  |  | No |  | 4 | 17490 | 122.5 | 141.1 | 11 | 0.98 | 5251 | 84.1
P7U31FNT | Tamlite Lighting | Tamlite Lighting | CTWLED4-8800D1L835 | Indoor Luminaires | High-Bay | Low-Bay Luminaires for Commercial and Industrial Buildings | Standard | TRUE | 8889 | 134.3 | 87.11 | 10.7 | 0.979 | 3591 | 85.5 | 5 | 50000 | 42591 |  |  | No |  | 4 | 8256 | 124 | 66.38 | 10.8 | 0.98 | 3500 | 84
PMCRKM9M | X-Power Corporation Limited | X-Power | XP-PL3050-30K | Indoor Luminaires | High-Bay | Low-Bay Luminaires for Commercial and Industrial Buildings | Standard | TRUE | 5201.2 | 105.39 | 49.35 | 4.64 | 0.9556 | 3070 | 83.1 | 5 | 50000 | 42591 |  |  | No |  | 4 | 5500 | 110 | 50 | 20 | 0.9 | 3000 | 80
PBQDCYMX | HISHINE GROUP LIMITED | Hishine Group Limited | HS-HB250W-H-30 | Indoor Luminaires | High-Bay | High-Bay Luminaires for Commercial and Industrial Buildings | Standard | TRUE | 26672 | 104.05 | 256.35 | 6.19 | 0.9475 | 3082 | 73.1 | 5 | 50000 | 42591 |  |  | NotYetVerified |  | 4 | 26600 | 103 | 257 | 15 | 0.9 | 3000 | 70
P68WVE7Z | HISHINE GROUP LIMITED | Hishine Group Limited | HS-HB150W-H-30 | Indoor Luminaires | High-Bay | High-Bay Luminaires for Commercial and Industrial Buildings | Standard | TRUE | 17345 | 109.65 | 158.19 | 11.39 | 0.9434 | 3064 | 73.1 | 5 | 50000 | 42591 |  |  | NotYetVerified |  | 4 | 17300 | 108 | 159 | 15 | 0.9 | 3000 | 70
PJAFDKST | X-Power Corporation Limited | X-Power | XP-PL3040-30K | Indoor Luminaires | High-Bay | Low-Bay Luminaires for Commercial and Industrial Buildings | Standard | TRUE | 4737 | 111.43 | 42.51 | 5.54 | 0.9427 | 3032 | 83 | 5 | 50000 | 42591 |  |  | No |  | 4 | 4400 | 110 | 40 | 20 | 0.9 | 3000 | 80
PCUUCQZS | X-Power Corporation Limited | X-Power | XP-PL3060-30K | Indoor Luminaires | High-Bay | Low-Bay Luminaires for Commercial and Industrial Buildings | Standard | TRUE | 6742.5 | 107.37 | 62.8 | 8.116 | 0.9249 | 3057 | 83.1 | 5 | 50000 | 42591 |  |  | No |  | 4 | 6600 | 110 | 60 | 20 | 0.9 | 3000 | 80
P4J5MUBJ | HISHINE GROUP LIMITED | HISHINE GROUP LIMITEDÂ | HS-HB200W-H-30 | Indoor Luminaires | High-Bay | High-Bay Luminaires for Commercial and Industrial Buildings | Standard | TRUE | 22747 | 109.86 | 207.06 | 8.99 | 0.9241 | 3071 | 73.1 | 5 | 50000 | 42591 |  |  | NotYetVerified |  | 4 | 22700 | 108 | 210 | 15 | 0.9 | 3000 | 70
PNAR2TYR | X-Power Corporation Limited | X-Power | XP-PL3060-57K | Indoor Luminaires | High-Bay | Low-Bay Luminaires for Commercial and Industrial Buildings | Standard | FALSE | [9 empty] | 42591 |  |  | No |  | 4 | 6600 | 110 | 60 | 20 | 0.9 | 5700 | 80
PG8GN8VP | X-Power Corporation Limited | X-Power | XP-PL3050-57K | Indoor Luminaires | High-Bay | Low-Bay Luminaires for Commercial and Industrial Buildings | Standard | FALSE | [9 empty] | 42591 |  |  | No |  | 4 | 5500 | 110 | 50 | 20 | 0.9 | 5700 | 80
PZFZGXJW | X-Power Corporation Limited | X-Power | XP-PL3040-57K | Indoor Luminaires | High-Bay | Low-Bay Luminaires for Commercial and Industrial Buildings | Standard | FALSE | [9 empty] | 42591 |  |  | No |  | 4 | 4400 | 110 | 40 | 20 | 0.9 | 5700 | 80
PWT95Z6H | X-Power Corporation Limited | X-Power | XP-PL3060-50K | Indoor Luminaires | High-Bay | Low-Bay Luminaires for Commercial and Industrial Buildings | Standard | FALSE | [9 empty] | 42591 |  |  | No |  | 4 | 6600 | 110 | 60 | 20 | 0.9 | 5000 | 80
PQ1BXGUU | X-Power Corporation Limited | X-Power | XP-PL3050-50K | Indoor Luminaires | High-Bay | Low-Bay Luminaires for Commercial and Industrial Buildings | Standard | FALSE | [9 empty] | 42591 |  |  | No |  | 4 | 5500 | 110 | 50 | 20 | 0.9 | 5000 | 80
PMQYEQ3X | X-Power Corporation Limited | X-Power | XP-PL3040-50K | Indoor Luminaires | High-Bay | Low-Bay Luminaires for Commercial and Industrial Buildings | Standard | FALSE | [9 empty] | 42591 |  |  | No |  | 4 | 4400 | 110 | 40 | 20 | 0.9 | 5000 | 80
PRQJ64R7 | X-Power Corporation Limited | X-Power | XP-PL3060-40K | Indoor Luminaires | High-Bay | Low-Bay Luminaires for Commercial and Industrial Buildings | Standard | FALSE | [9 empty] | 42591 |  |  | No |  | 4 | 6600 | 110 | 60 | 20 | 0.9 | 4000 | 80
P5D1XN6H | X-Power Corporation Limited | X-Power | XP-PL3050-40K | Indoor Luminaires | High-Bay | Low-Bay Luminaires for Commercial and Industrial Buildings | Standard | FALSE | [9 empty] | 42591 |  |  | No |  | 4 | 5500 | 110 | 50 | 20 | 0.9 | 4000 | 80
PUT2DB27 | X-Power Corporation Limited | X-Power | XP-PL3040-40K | Indoor Luminaires | High-Bay | Low-Bay Luminaires for Commercial and Industrial Buildings | Standard | FALSE | [9 empty] | 42591 |  |  | No |  | 4 | 4400 | 110 | 40 | 20 | 0.9 | 4000 | 80
PHM933JX | X-Power Corporation Limited | X-Power | XP-PL3060-35K | Indoor Luminaires | High-Bay | Low-Bay Luminaires for Commercial and Industrial Buildings | Standard | FALSE | [9 empty] | 42591 |  |  | No |  | 4 | 6600 | 110 | 60 | 20 | 0.9 | 3500 | 80
P4YNBFGX | X-Power Corporation Limited | X-Power | XP-PL3050-35K | Indoor Luminaires | High-Bay | Low-Bay Luminaires for Commercial and Industrial Buildings | Standard | FALSE | [9 empty] | 42591 |  |  | No |  | 4 | 5500 | 110 | 50 | 20 | 0.9 | 3500 | 80
P7TZYP2J | X-Power Corporation Limited | X-Power | XP-PL3040-35K | Indoor Luminaires | High-Bay | Low-Bay Luminaires for Commercial and Industrial Buildings | Standard | FALSE | [9 empty] | 42591 |  |  | No |  | 4 | 4400 | 110 | 40 | 20 | 0.9 | 3500 | 80
P4N6D19H | Tamlite Lighting | Tamlite Lighting | CTWLED4-21600D2L850 | Indoor Luminaires | High-Bay | High-Bay Luminaires for Commercial and Industrial Buildings | Standard | FALSE | [9 empty] | 42591 |  |  | No |  | 4 | 21565 | 129.28 | 166.8 | 11 | 0.98 | 5200 | 84
PGYBYFKV | Tamlite Lighting | Tamlite Lighting | CTWLED4-10800D1L850 | Indoor Luminaires | High-Bay | High-Bay Luminaires for Commercial and Industrial Buildings | Standard | FALSE | [9 empty] | 42591 |  |  | No |  | 4 | 10782.72 | 129 | 83.4 | 11 | 0.98 | 5200 | 84
PMFMDUEU | Tamlite Lighting | Tamlite Lighting | CTWLED4-8800D1L850 | Indoor Luminaires | High-Bay | Low-Bay Luminaires for Commercial and Industrial Buildings | Standard | FALSE | [9 empty] | 42591 |  |  | No |  | 4 | 8785.92 | 132 | 66.38 | 11 | 0.98 | 5200 | 84
PB5UM9S1 | Tamlite Lighting | Tamlite Lighting | CTWLED4-21600D2L840 | Indoor Luminaires | High-Bay | High-Bay Luminaires for Commercial and Industrial Buildings | Standard | FALSE | [9 empty] | 42591 |  |  | No |  | 4 | 20736 | 124.31 | 166.8 | 10.9 | 0.98 | 4000 | 84
PR4Y2BUV | Tamlite Lighting | Tamlite Lighting | CTWLED4-17600D2L840 | Indoor Luminaires | High-Bay | High-Bay Luminaires for Commercial and Industrial Buildings | Standard | FALSE | [9 empty] | 42591 |  |  | No |  | 4 | 16896 | 119.74 | 141 | 10.9 | 0.98 | 4000 | 84
P2AM7T8A | Tamlite Lighting | Tamlite Lighting | CTWLED4-10800D1L840 | Indoor Luminaires | High-Bay | High-Bay Luminaires for Commercial and Industrial Buildings | Standard | FALSE | [9 empty] | 42591 |  |  | No |  | 4 | 10368 | 124.31 | 83.4 | 10.9 | 0.98 | 4000 | 84
P4WXKVEX | Tamlite Lighting | Tamlite Lighting | CTWLED4-8800D1L840 | Indoor Luminaires | High-Bay | Low-Bay Luminaires for Commercial and Industrial Buildings | Standard | FALSE | [9 empty] | 42591 |  |  | No |  | 4 | 8448 | 127.26 | 66.38 | 10.9 | 0.98 | 4000 | 84
PT2CH657 | Tamlite Lighting | Tamlite Lighting | CTWLED4-21600D2L835 | Indoor Luminaires | High-Bay | High-Bay Luminaires for Commercial and Industrial Buildings | Standard | FALSE | [9 empty] | 42591 |  |  | No |  | 4 | 20266 | 121.5 | 166.8 | 10.8 | 0.98 | 3500 | 84
P49SNF8U | Tamlite Lighting | Tamlite Lighting | CTWLED4-17600D2L835 | Indoor Luminaires | High-Bay | High-Bay Luminaires for Commercial and Industrial Buildings | Standard | FALSE | [9 empty] | 42591 |  |  | No |  | 4 | 16513 | 124 | 132.76 | 10.8 | 0.98 | 3500 | 84
PNSWWH9G | Tamlite Lighting | Tamlite Lighting | CTWLED4-17600D2L830 | Indoor Luminaires | High-Bay | High-Bay Luminaires for Commercial and Industrial Buildings | Standard | FALSE | [9 empty] | 42591 |  |  | No |  | 4 | 16051 | 120.9 | 132.76 | 10.8 | 0.98 | 3150 | 84
PX3Y4H8Y | Tamlite Lighting | Tamlite Lighting | CTWLED4-10800D1L830 | Indoor Luminaires | High-Bay | Low-Bay Luminaires for Commercial and Industrial Buildings | Standard | FALSE | [9 empty] | 42591 |  |  | No |  | 4 | 9849 | 118 | 83.4 | 10.7 | 0.98 | 3150 | 84
PERGNH7V | Tamlite Lighting | Tamlite Lighting | CTWLED4-8800D1L830 | Indoor Luminaires | High-Bay | Low-Bay Luminaires for Commercial and Industrial Buildings | Standard | FALSE | [9 empty] | 42591 |  |  | No |  | 4 | 8534 | 127.7 | 66.38 | 10.7 | 0.98 | 3143 | 84.6
P3ZSBUGZ | HISHINE GROUP LIMITED | Hishine Group Limited | HS-HB250W-H-50 | Indoor Luminaires | High-Bay | High-Bay Luminaires for Commercial and Industrial Buildings | Standard | FALSE | [9 empty] | 42591 |  |  | NotYetVerified |  | 4 | 26600 | 103 | 257 | 15 | 0.9 | 5000 | 70
PA4U4XHF | HISHINE GROUP LIMITED | HISHINE GROUP LIMITEDÂ | HS-HB200W-H-50 | Indoor Luminaires | High-Bay | High-Bay Luminaires for Commercial and Industrial Buildings | Standard | FALSE | [9 empty] | 42591 |  |  | NotYetVerified |  | 4 | 22700 | 108 | 210 | 15 | 0.9 | 5000 | 70
PFH1EKN7 | HISHINE GROUP LIMITED | Hishine Group Limited | HS-HB150W-H-50 | Indoor Luminaires | High-Bay | High-Bay Luminaires for Commercial and Industrial Buildings | Standard | FALSE | [9 empty] | 42591 |  |  | NotYetVerified |  | 4 | 17300 | 108 | 159 | 15 | 0.9 | 5000 | 70
PT9J1QM4 | HISHINE GROUP LIMITED | Hishine Group Limited | HS-HB250W-H-40 | Indoor Luminaires | High-Bay | High-Bay Luminaires for Commercial and Industrial Buildings | Standard | FALSE | [9 empty] | 42591 |  |  | NotYetVerified |  | 4 | 26600 | 103 | 257 | 15 | 0.9 | 4000 | 70
PWFTGHK2 | HISHINE GROUP LIMITED | HISHINE GROUP LIMITEDÂ | HS-HB200W-H-40 | Indoor Luminaires | High-Bay | High-Bay Luminaires for Commercial and Industrial Buildings | Standard | FALSE | [9 empty] | 42591 |  |  | NotYetVerified |  | 4 | 22700 | 108 | 210 | 15 | 0.9 | 4000 | 70
P897Y46G | HISHINE GROUP LIMITED | Hishine Group Limited | HS-HB150W-H-40 | Indoor Luminaires | High-Bay | High-Bay Luminaires for Commercial and Industrial Buildings | Standard | FALSE | [9 empty] | 42591 |  |  | NotYetVerified |  | 4 | 17300 | 108 | 159 | 15 | 0.9 | 4000 | 70
PY14A18D | CIXI YUANHUI LIGHTING ELECTRIC CO.LTD | YUANHUI | HBM8C400V1N | Indoor Luminaires | High-Bay | High-Bay Luminaires for Commercial and Industrial Buildings | Premium | TRUE | 51541 | 127.45 | 404.4 | 7.46 | 0.9597 | 4217 | 83.1 | 5 | 50000 | 42588 |  |  | Yes |  | 4 | 51541 | 127.45 | 404.4 | 7.46 | 0.96 | 4000 | 83.1
PPJTTUJP | CIXI YUANHUI LIGHTING ELECTRIC CO.LTD | YUANHUI | HBM4C100V1N | Indoor Luminaires | High-Bay | High-Bay Luminaires for Commercial and Industrial Buildings | Premium | TRUE | 12383 | 134.53 | 92.05 | 12.13 | 0.9481 | 4026 | 82.6 | 5 | 50000 | 42588 |  |  | Yes |  | 4 | 12383 | 134.53 | 92.05 | 12.13 | 0.95 | 4000 | 82.6
PNH7Q3T5 | CIXI YUANHUI LIGHTING ELECTRIC CO.LTD | YUANHUI | HBM6C240V1N | Indoor Luminaires | High-Bay | High-Bay Luminaires for Commercial and Industrial Buildings | Premium | TRUE | 30218 | 126.49 | 238.9 | 9.47 | 0.9393 | 4229 | 83.3 | 5 | 50000 | 42588 |  |  | Yes |  | 4 | 30218 | 126.49 | 238.9 | 9.47 | 0.94 | 4000 | 83.3
PA5EFSKG | CIXI YUANHUI LIGHTING ELECTRIC CO.LTD | YUANHUI | HBM10C480V1N | Indoor Luminaires | High-Bay | High-Bay Luminaires for Commercial and Industrial Buildings | Premium | TRUE | 60105 | 126.83 | 473.9 | 10.29 | 0.9351 | 4222 | 83.1 | 5 | 50000 | 42588 |  |  | No |  | 4 | 60105 | 126.83 | 473.9 | 10.29 | 0.94 | 4000 | 83.1
PUYC1Z2E | CIXI YUANHUI LIGHTING ELECTRIC CO.LTD | YUANHUI | HBM6C300V1N | Indoor Luminaires | High-Bay | High-Bay Luminaires for Commercial and Industrial Buildings | Premium | TRUE | 38493 | 131.69 | 292.3 | 15.28 | 0.924 | 4220 | 83.2 | 5 | 50000 | 42588 |  |  | Yes |  | 4 | 38493 | 131.69 | 292.3 | 15.28 | 0.92 | 4000 | 83.2
P9RYU5VU | CIXI YUANHUI LIGHTING ELECTRIC CO.LTD | YUANHUI | HBM4C150V1N | Indoor Luminaires | High-Bay | High-Bay Luminaires for Commercial and Industrial Buildings | Premium | TRUE | 19279 | 131.96 | 144.3 | 15.91 | 0.92 | 4021 | 82.5 | 5 | 50000 | 42588 |  |  | Yes |  | 4 | 19279 | 131.96 | 146.1 | 15.91 | 0.92 | 4000 | 82.5
PPWEDXMS | CIXI YUANHUI LIGHTING ELECTRIC CO.LTD | YUANHUI | HBM4C200V1N | Indoor Luminaires | High-Bay | High-Bay Luminaires for Commercial and Industrial Buildings | Premium | TRUE | 25664 | 128 | 200.5 | 16.48 | 0.9168 | 4210 | 83.1 | 5 | 50000 | 42588 |  |  | Yes |  | 4 | 25664 | 128 | 200.5 | 16.48 | 0.92 | 4000 | 83.1
P4NG6WM3 | CIXI YUANHUI LIGHTING ELECTRIC CO.LTD | YUANHUI | HBM10C480V1P | Indoor Luminaires | High-Bay | High-Bay Luminaires for Commercial and Industrial Buildings | Premium | FALSE | [9 empty] | 42588 |  |  | No |  | 4 | 62209 | 130.75 | 475.8 | 10.24 | 0.94 | 5000 | 85.2
P5ZXBE7U | CIXI YUANHUI LIGHTING ELECTRIC CO.LTD | YUANHUI | HBM8C400V1P | Indoor Luminaires | High-Bay | High-Bay Luminaires for Commercial and Industrial Buildings | Premium | FALSE | [9 empty] | 42588 |  |  | Yes |  | 4 | 52860 | 130.45 | 405.2 | 7.21 | 0.96 | 5000 | 85.1
PV6CWDYS | CIXI YUANHUI LIGHTING ELECTRIC CO.LTD | YUANHUI | HBM6C300V1P | Indoor Luminaires | High-Bay | High-Bay Luminaires for Commercial and Industrial Buildings | Premium | FALSE | [9 empty] | 42588 |  |  | Yes |  | 4 | 39488 | 135.65 | 291.1 | 15.5 | 0.92 | 5000 | 84.9
P6UM11HP | CIXI YUANHUI LIGHTING ELECTRIC CO.LTD | YUANHUI | HBM6C240V1P | Indoor Luminaires | High-Bay | High-Bay Luminaires for Commercial and Industrial Buildings | Premium | FALSE | [9 empty] | 42588 |  |  | Yes |  | 4 | 31221 | 130.69 | 238.9 | 9.51 | 0.94 | 5000 | 84.8
PA7RXPK4 | CIXI YUANHUI LIGHTING ELECTRIC CO.LTD | YUANHUI | HBM4C150V1P | Indoor Luminaires | High-Bay | High-Bay Luminaires for Commercial and Industrial Buildings | Premium | FALSE | [9 empty] | 42588 |  |  | Yes |  | 4 | 19883 | 135.62 | 146.6 | 16.35 | 0.92 | 5000 | 84.7
PQEUVXF2 | CIXI YUANHUI LIGHTING ELECTRIC CO.LTD | YUANHUI | HBM4C200V1P | Indoor Luminaires | High-Bay | High-Bay Luminaires for Commercial and Industrial Buildings | Premium | FALSE | [9 empty] | 42588 |  |  | Yes |  | 4 | 26660 | 132.24 | 201.6 | 16.59 | 0.92 | 5000 | 84.6
PJT7HCSY | CIXI YUANHUI LIGHTING ELECTRIC CO.LTD | YUANHUI | HBM4C100V1P | Indoor Luminaires | High-Bay | High-Bay Luminaires for Commercial and Industrial Buildings | Premium | FALSE | [9 empty] | 42588 |  |  | Yes |  | 4 | 12647 | 137.35 | 92 | 12.19 | 0.95 | 5000 | 84.6
P2RQMVB3 | GE Lighting Solutions | Lumination | LIS[CI]4BD52D1830Vxxxxxxxxx | Indoor Luminaires | High-Bay | Low-Bay Luminaires for Commercial and Industrial Buildings | Standard | TRUE | 5031.8 | 111.2 | 45.3 | 14.9 | 0.99 | 3060 | 82.2 | 5 | 90000 | 42587 |  |  | Yes |  | 3.1 | 4800 | 102 | 47 | 20 | 0.9 | 3000 | 83
PJPC2NVA | GE Lighting Solutions | Lumination | LIS[CI]8B[0D]A3D1830Vxxxxxxxxx | Indoor Luminaires | High-Bay | High-Bay Luminaires for Commercial and Industrial Buildings | Premium | TRUE | 12638.7 | 130.2 | 97.1 | 16.8 | 0.94 | 3044 | 82.3 | 5 | 90000 | 42587 |  |  | Yes |  | 3.1 | 12200 | 117 | 104 | 20 | 0.9 | 3000 | 83
PVMJYU2N | SATCO Products Inc | SATCO/NUVO | 65-080 | Indoor Luminaires | High-Bay | High-Bay Luminaires for Commercial and Industrial Buildings | Standard | TRUE | 26432.71 | 123 | 214.69 | 14 | 0.93 | 5070 | 73 | 5 | 50000 | 42587 |  |  | NotYetVerified |  | 3 | 24000 | 100 | 240 | 14 | 0.93 | 5000 | 70
PX1H1RYJ | SATCO Products Inc | SATCO/NUVO | 65-081 | Indoor Luminaires | High-Bay | High-Bay Luminaires for Commercial and Industrial Buildings | Standard | TRUE | 17928.57 | 112 | 160.66 | 15 | 0.92 | 4916 | 73 | 5 | 50000 | 42587 |  |  | NotYetVerified |  | 3
P8EFSHEA | Axlen Inc. | Axlen Lighting | AX-PL4-100W30K | Indoor Luminaires | High-Bay | High-Bay Luminaires for Commercial and Industrial Buildings | Premium | TRUE | 12185 | 123.52 | 98.65 | 19.39 | 0.9131 | 3089 | 84.6 | 5 | 50000 | 42587 |  |  | Yes |  | 3.1 | 12267 | 127.15 | 96.48 | 19.39 | 0.91 | 3000 | 84.6
PRR786UP | GE Lighting Solutions | Lumination | LIS[CI]8B0B4D1850Vxxxxxxxxx | Indoor Luminaires | High-Bay | High-Bay Luminaires for Commercial and Industrial Buildings | Premium | FALSE | [9 empty] | 42587 |  |  | Yes |  | 3.1 | 23700 | 123 | 192 | 20 | 0.9 | 5000 | 83
P6R5YNMH | GE Lighting Solutions | Lumination | LIS[CI]8B0B4D8850Vxxxxxxxxx | Indoor Luminaires | High-Bay | High-Bay Luminaires for Commercial and Industrial Buildings | Premium | FALSE | [9 empty] | 42587 |  |  | Yes |  | 3.1 | 23700 | 123 | 192 | 20 | 0.9 | 5000 | 83
P1G163W7 | GE Lighting Solutions | Lumination | LIS[CI]8B0B4D9850Vxxxxxxxxx | Indoor Luminaires | High-Bay | High-Bay Luminaires for Commercial and Industrial Buildings | Premium | FALSE | [9 empty] | 42587 |  |  | Yes |  | 3.1 | 23700 | 123 | 192 | 20 | 0.9 | 5000 | 83
PXG4348Q | GE Lighting Solutions | Lumination | LIS[CI]8B0B1D1850Vxxxxxxxxx | Indoor Luminaires | High-Bay | High-Bay Luminaires for Commercial and Industrial Buildings | Premium | FALSE | [9 empty] | 42587 |  |  | Yes |  | 3.1 | 21000 | 125 | 168 | 20 | 0.9 | 5000 | 83
PSUYEMJM | GE Lighting Solutions | Lumination | LIS[CI]8B0B1D9850Vxxxxxxxxx | Indoor Luminaires | High-Bay | High-Bay Luminaires for Commercial and Industrial Buildings | Premium | FALSE | [9 empty] | 42587 |  |  | Yes |  | 3.1 | 21000 | 125 | 168 | 20 | 0.9 | 5000 | 83
PNJTYQ1C | GE Lighting Solutions | Lumination | LIS[CI]8B0B1D8850Vxxxxxxxxx | Indoor Luminaires | High-Bay | High-Bay Luminaires for Commercial and Industrial Buildings | Premium | FALSE | [9 empty] | 42587 |  |  | Yes |  | 3.1 | 21000 | 125 | 168 | 20 | 0.9 | 5000 | 83
PJSYMKBG | GE Lighting Solutions | Lumination | LIS[CI]8B[0D]A7D9850Vxxxxxxxxx | Indoor Luminaires | High-Bay | High-Bay Luminaires for Commercial and Industrial Buildings | Premium | FALSE | [9 empty] | 42587 |  |  | Yes |  | 3.1 | 17350 | 128 | 136 | 20 | 0.9 | 5000 | 83
PE5W354G | GE Lighting Solutions | Lumination | LIS[CI]8B[0D]A7D8850Vxxxxxxxxx | Indoor Luminaires | High-Bay | High-Bay Luminaires for Commercial and Industrial Buildings | Premium | FALSE | [9 empty] | 42587 |  |  | Yes |  | 3.1 | 17350 | 128 | 136 | 20 | 0.9 | 5000 | 83
P4C84ZJV | GE Lighting Solutions | Lumination | LIS[CI]8B[0D]A7D1850Vxxxxxxxxx | Indoor Luminaires | High-Bay | High-Bay Luminaires for Commercial and Industrial Buildings | Premium | FALSE | [9 empty] | 42587 |  |  | Yes |  | 3.1 | 17350 | 128 | 136 | 20 | 0.9 | 5000 | 83
PYNUW9S1 | GE Lighting Solutions | Lumination | LIS[CI]8B[0D]A3D1850Vxxxxxxxxx | Indoor Luminaires | High-Bay | High-Bay Luminaires for Commercial and Industrial Buildings | Premium | FALSE | [9 empty] | 42587 |  |  | Yes |  | 3.1 | 13250 | 127 | 104 | 20 | 0.9 | 5000 | 83
P4VAWJFS | GE Lighting Solutions | Lumination | LIS[CI]8B[0D]A3D9850Vxxxxxxxxx | Indoor Luminaires | High-Bay | High-Bay Luminaires for Commercial and Industrial Buildings | Premium | FALSE | [9 empty] | 42587 |  |  | Yes |  | 3.1 | 13250 | 127 | 104 | 20 | 0.9 | 5000 | 83
P1CF68JR | GE Lighting Solutions | Lumination | LIS[CI]8B[0D]A3D8850Vxxxxxxxxx | Indoor Luminaires | High-Bay | High-Bay Luminaires for Commercial and Industrial Buildings | Premium | FALSE | [9 empty] | 42587 |  |  | Yes |  | 3.1 | 13250 | 127 | 104 | 20 | 0.9 | 5000 | 83
PXD6CP2J | GE Lighting Solutions | Lumination | LIS[CI]8B0A0D9850Vxxxxxxxxx | Indoor Luminaires | High-Bay | Low-Bay Luminaires for Commercial and Industrial Buildings | Premium | FALSE | [9 empty] | 42587 |  |  | Yes |  | 3.1 | 10600 | 126 | 84 | 20 | 0.9 | 5000 | 83
PSU9K2BG | GE Lighting Solutions | Lumination | LIS[CI]8BDA0D9850Vxxxxxxxxx | Indoor Luminaires | High-Bay | Low-Bay Luminaires for Commercial and Industrial Buildings | Premium | FALSE | [9 empty] | 42587 |  |  | Yes |  | 3.1 | 10600 | 120 | 88 | 20 | 0.9 | 5000 | 83
PQ8N6TF4 | GE Lighting Solutions | Lumination | LIS[CI]8BDA0D8850Vxxxxxxxxx | Indoor Luminaires | High-Bay | Low-Bay Luminaires for Commercial and Industrial Buildings | Premium | FALSE | [9 empty] | 42587 |  |  | Yes |  | 3.1 | 10600 | 120 | 88 | 20 | 0.9 | 5000 | 83
PPF171FZ | GE Lighting Solutions | Lumination | LIS[CI]8B0A0D8850Vxxxxxxxxx | Indoor Luminaires | High-Bay | Low-Bay Luminaires for Commercial and Industrial Buildings | Premium | FALSE | [9 empty] | 42587 |  |  | Yes |  | 3.1 | 10600 | 126 | 84 | 20 | 0.9 | 5000 | 83
PF25ZHVR | GE Lighting Solutions | Lumination | LIS[CI]8BDA0D1850Vxxxxxxxxx | Indoor Luminaires | High-Bay | Low-Bay Luminaires for Commercial and Industrial Buildings | Premium | FALSE | [9 empty] | 42587 |  |  | Yes |  | 3.1 | 10600 | 120 | 88 | 20 | 0.9 | 5000 | 83
PBKWAY66 | GE Lighting Solutions | Lumination | LIS[CI]8B0A0D1850Vxxxxxxxxx | Indoor Luminaires | High-Bay | Low-Bay Luminaires for Commercial and Industrial Buildings | Premium | FALSE | [9 empty] | 42587 |  |  | Yes |  | 3.1 | 10600 | 126 | 84 | 20 | 0.9 | 5000 | 83
PYVR75XD | GE Lighting Solutions | Lumination | LIS[CI]8BD84D8850Vxxxxxxxxx | Indoor Luminaires | High-Bay | Low-Bay Luminaires for Commercial and Industrial Buildings | Premium | FALSE | [9 empty] | 42587 |  |  | Yes |  | 3.1 | 8600 | 123 | 70 | 20 | 0.9 | 5000 | 83
PRQJX2DS | GE Lighting Solutions | Lumination | LIS[CI]8BD84D1850Vxxxxxxxxx | Indoor Luminaires | High-Bay | Low-Bay Luminaires for Commercial and Industrial Buildings | Premium | FALSE | [9 empty] | 42587 |  |  | Yes |  | 3.1 | 8600 | 123 | 70 | 20 | 0.9 | 5000 | 83
PR6MVNNS | GE Lighting Solutions | Lumination | LIS[CI]8B084D1850Vxxxxxxxxx | Indoor Luminaires | High-Bay | Low-Bay Luminaires for Commercial and Industrial Buildings | Premium | FALSE | [9 empty] | 42587 |  |  | Yes |  | 3.1 | 8600 | 130 | 66 | 20 | 0.9 | 5000 | 83
PA8GHFPA | GE Lighting Solutions | Lumination | LIS[CI]8BD84D9850Vxxxxxxxxx | Indoor Luminaires | High-Bay | Low-Bay Luminaires for Commercial and Industrial Buildings | Premium | FALSE | [9 empty] | 42587 |  |  | Yes |  | 3.1 | 8600 | 123 | 70 | 20 | 0.9 | 5000 | 83
P7BPW8C3 | GE Lighting Solutions | Lumination | LIS[CI]8B084D8850Vxxxxxxxxx | Indoor Luminaires | High-Bay | Low-Bay Luminaires for Commercial and Industrial Buildings | Premium | FALSE | [9 empty] | 42587 |  |  | Yes |  | 3.1 | 8600 | 130 | 66 | 20 | 0.9 | 5000 | 83
P4TTE5GV | GE Lighting Solutions | Lumination | LIS[CI]8B084D9850Vxxxxxxxxx | Indoor Luminaires | High-Bay | Low-Bay Luminaires for Commercial and Industrial Buildings | Premium | FALSE | [9 empty] | 42587 |  |  | Yes |  | 3.1 | 8600 | 130 | 66 | 20 | 0.9 | 5000 | 83
PKMRCRY1 | GE Lighting Solutions | Lumination | LIS[CI]4BD52D9850Vxxxxxxxxx | Indoor Luminaires | High-Bay | Low-Bay Luminaires for Commercial and Industrial Buildings | Premium | FALSE | [9 empty] | 42587 |  |  | Yes |  | 3.1 | 5300 | 113 | 47 | 20 | 0.9 | 5000 | 83
PK279RZR | GE Lighting Solutions | Lumination | LIS[CI]4BD52D1850Vxxxxxxxxx | Indoor Luminaires | High-Bay | Low-Bay Luminaires for Commercial and Industrial Buildings | Premium | FALSE | [9 empty] | 42587 |  |  | Yes |  | 3.1 | 5300 | 113 | 47 | 20 | 0.9 | 5000 | 83
PFCYTT6K | GE Lighting Solutions | Lumination | LIS[CI]4BD52D8850Vxxxxxxxxx | Indoor Luminaires | High-Bay | Low-Bay Luminaires for Commercial and Industrial Buildings | Premium | FALSE | [9 empty] | 42587 |  |  | Yes |  | 3.1 | 5300 | 113 | 47 | 20 | 0.9 | 5000 | 83
PAXWNE26 | GE Lighting Solutions | Lumination | LIS[CI]4B052D8850Vxxxxxxxxx | Indoor Luminaires | High-Bay | Low-Bay Luminaires for Commercial and Industrial Buildings | Premium | FALSE | [9 empty] | 42587 |  |  | Yes |  | 3.1 | 5300 | 123 | 43 | 20 | 0.9 | 5000 | 83
P9WN6GM5 | GE Lighting Solutions | Lumination | LIS[CI]4B052D9850Vxxxxxxxxx | Indoor Luminaires | High-Bay | Low-Bay Luminaires for Commercial and Industrial Buildings | Premium | FALSE | [9 empty] | 42587 |  |  | Yes |  | 3.1 | 5300 | 123 | 43 | 20 | 0.9 | 5000 | 83
P4Y8TXXE | GE Lighting Solutions | Lumination | LIS[CI]4B052D1850Vxxxxxxxxx | Indoor Luminaires | High-Bay | Low-Bay Luminaires for Commercial and Industrial Buildings | Premium | FALSE | [9 empty] | 42587 |  |  | Yes |  | 3.1 | 5300 | 123 | 43 | 20 | 0.9 | 5000 | 83
P6FPXX4V | GE Lighting Solutions | Lumination | LIS[CI]8B0B4D9840Vxxxxxxxxx | Indoor Luminaires | High-Bay | High-Bay Luminaires for Commercial and Industrial Buildings | Premium | FALSE | [9 empty] | 42587 |  |  | Yes |  | 3.1 | 23500 | 122 | 192 | 20 | 0.9 | 4000 | 83
P51KEYXE | GE Lighting Solutions | Lumination | LIS[CI]8B0B4D1840Vxxxxxxxxx | Indoor Luminaires | High-Bay | High-Bay Luminaires for Commercial and Industrial Buildings | Premium | FALSE | [9 empty] | 42587 |  |  | Yes |  | 3.1 | 23500 | 122 | 192 | 20 | 0.9 | 4000 | 83
P182E5DF | GE Lighting Solutions | Lumination | LIS[CI]8B0B4D8840Vxxxxxxxxx | Indoor Luminaires | High-Bay | High-Bay Luminaires for Commercial and Industrial Buildings | Premium | FALSE | [9 empty] | 42587 |  |  | Yes |  | 3.1 | 23500 | 122 | 192 | 20 | 0.9 | 4000 | 83
PVKJBEJV | GE Lighting Solutions | Lumination | LIS[CI]8B0B1D8840Vxxxxxxxxx | Indoor Luminaires | High-Bay | High-Bay Luminaires for Commercial and Industrial Buildings | Premium | FALSE | [9 empty] | 42587 |  |  | Yes |  | 3.1 | 20600 | 123 | 168 | 20 | 0.9 | 4000 | 83
PAPE568Y | GE Lighting Solutions | Lumination | LIS[CI]8B0B1D1840Vxxxxxxxxx | Indoor Luminaires | High-Bay | High-Bay Luminaires for Commercial and Industrial Buildings | Premium | FALSE | [9 empty] | 42587 |  |  | Yes |  | 3.1 | 20600 | 123 | 168 | 20 | 0.9 | 4000 | 83
P5Z1H913 | GE Lighting Solutions | Lumination | LIS[CI]8B0B1D9840Vxxxxxxxxx | Indoor Luminaires | High-Bay | High-Bay Luminaires for Commercial and Industrial Buildings | Premium | FALSE | [9 empty] | 42587 |  |  | Yes |  | 3.1 | 20600 | 123 | 168 | 20 | 0.9 | 4000 | 83
PR57QNGG | GE Lighting Solutions | Lumination | LIS[CI]8B[0D]A7D9840Vxxxxxxxxx | Indoor Luminaires | High-Bay | High-Bay Luminaires for Commercial and Industrial Buildings | Premium | FALSE | [9 empty] | 42587 |  |  | Yes |  | 3.1 | 17000 | 125 | 136 | 20 | 0.9 | 4000 | 83
PET8WNHU | GE Lighting Solutions | Lumination | LIS[CI]8B[0D]A7D1840Vxxxxxxxxx | Indoor Luminaires | High-Bay | High-Bay Luminaires for Commercial and Industrial Buildings | Premium | FALSE | [9 empty] | 42587 |  |  | Yes |  | 3.1 | 17000 | 125 | 136 | 20 | 0.9 | 4000 | 83
PCR9CERS | GE Lighting Solutions | Lumination | LIS[CI]8B[0D]A7D8840Vxxxxxxxxx | Indoor Luminaires | High-Bay | High-Bay Luminaires for Commercial and Industrial Buildings | Premium | FALSE | [9 empty] | 42587 |  |  | Yes |  | 3.1 | 17000 | 125 | 136 | 20 | 0.9 | 4000 | 83
PYC98TMY | GE Lighting Solutions | Lumination | LIS[CI]8B[0D]A3D1840Vxxxxxxxxx | Indoor Luminaires | High-Bay | High-Bay Luminaires for Commercial and Industrial Buildings | Premium | FALSE | [9 empty] | 42587 |  |  | Yes |  | 3.1 | 13000 | 125 | 104 | 20 | 0.9 | 4000 | 83
PX4REP8U | GE Lighting Solutions | Lumination | LIS[CI]8B[0D]A3D9840Vxxxxxxxxx | Indoor Luminaires | High-Bay | High-Bay Luminaires for Commercial and Industrial Buildings | Premium | FALSE | [9 empty] | 42587 |  |  | Yes |  | 3.1 | 13000 | 125 | 104 | 20 | 0.9 | 4000 | 83
P2M41TFP | GE Lighting Solutions | Lumination | LIS[CI]8B[0D]A3D8840Vxxxxxxxxx | Indoor Luminaires | High-Bay | High-Bay Luminaires for Commercial and Industrial Buildings | Premium | FALSE | [9 empty] | 42587 |  |  | Yes |  | 3.1 | 13000 | 125 | 104 | 20 | 0.9 | 4000 | 83
PYQ7TTA8 | GE Lighting Solutions | Lumination | LIS[CI]8BDA0D9840Vxxxxxxxxx | Indoor Luminaires | High-Bay | Low-Bay Luminaires for Commercial and Industrial Buildings | Premium | FALSE | [9 empty] | 42587 |  |  | Yes |  | 3.1 | 10400 | 118 | 88 | 20 | 0.9 | 4000 | 83
PR5MA7G8 | GE Lighting Solutions | Lumination | LIS[CI]8B0A0D8840Vxxxxxxxxx | Indoor Luminaires | High-Bay | Low-Bay Luminaires for Commercial and Industrial Buildings | Premium | FALSE | [9 empty] | 42587 |  |  | Yes |  | 3.1 | 10400 | 124 | 84 | 20 | 0.9 | 4000 | 83
PPG8PN4V | GE Lighting Solutions | Lumination | LIS[CI]8BDA0D8840Vxxxxxxxxx | Indoor Luminaires | High-Bay | Low-Bay Luminaires for Commercial and Industrial Buildings | Premium | FALSE | [9 empty] | 42587 |  |  | Yes |  | 3.1 | 10400 | 118 | 88 | 20 | 0.9 | 4000 | 83
PMB3CHTK | GE Lighting Solutions | Lumination | LIS[CI]8B0A0D1840Vxxxxxxxxx | Indoor Luminaires | High-Bay | Low-Bay Luminaires for Commercial and Industrial Buildings | Premium | FALSE | [9 empty] | 42587 |  |  | Yes |  | 3.1 | 10400 | 124 | 84 | 20 | 0.9 | 4000 | 83
P9H3TK9Y | GE Lighting Solutions | Lumination | LIS[CI]8BDA0D1840Vxxxxxxxxx | Indoor Luminaires | High-Bay | Low-Bay Luminaires for Commercial and Industrial Buildings | Premium | FALSE | [9 empty] | 42587 |  |  | Yes |  | 3.1 | 10400 | 118 | 88 | 20 | 0.9 | 4000 | 83
P2WR1JJS | GE Lighting Solutions | Lumination | LIS[CI]8B0A0D9840Vxxxxxxxxx | Indoor Luminaires | High-Bay | Low-Bay Luminaires for Commercial and Industrial Buildings | Premium | FALSE | [9 empty] | 42587 |  |  | Yes |  | 3.1 | 10400 | 124 | 84 | 20 | 0.9 | 4000 | 83
PYZZNRAC | GE Lighting Solutions | Lumination | LIS[CI]8B084D8840Vxxxxxxxxx | Indoor Luminaires | High-Bay | Low-Bay Luminaires for Commercial and Industrial Buildings | Premium | FALSE | [9 empty] | 42587 |  |  | Yes |  | 3.1 | 8400 | 127 | 66 | 20 | 0.9 | 4000 | 83
PVYSDWTD | GE Lighting Solutions | Lumination | LIS[CI]8B084D9840Vxxxxxxxxx | Indoor Luminaires | High-Bay | Low-Bay Luminaires for Commercial and Industrial Buildings | Premium | FALSE | [9 empty] | 42587 |  |  | Yes |  | 3.1 | 8400 | 127 | 66 | 20 | 0.9 | 4000 | 83
P9WZ95W6 | GE Lighting Solutions | Lumination | LIS[CI]8BD84D1840Vxxxxxxxxx | Indoor Luminaires | High-Bay | Low-Bay Luminaires for Commercial and Industrial Buildings | Premium | FALSE | [9 empty] | 42587 |  |  | Yes |  | 3.1 | 8400 | 120 | 70 | 20 | 0.9 | 4000 | 83
P5AN7SGP | GE Lighting Solutions | Lumination | LIS[CI]8B084D1840Vxxxxxxxxx | Indoor Luminaires | High-Bay | Low-Bay Luminaires for Commercial and Industrial Buildings | Premium | FALSE | [9 empty] | 42587 |  |  | Yes |  | 3.1 | 8400 | 127 | 66 | 20 | 0.9 | 4000 | 83
P4XRCGQ6 | GE Lighting Solutions | Lumination | LIS[CI]8BD84D8840Vxxxxxxxxx | Indoor Luminaires | High-Bay | Low-Bay Luminaires for Commercial and Industrial Buildings | Premium | FALSE | [9 empty] | 42587 |  |  | Yes |  | 3.1 | 8400 | 120 | 70 | 20 | 0.9 | 4000 | 83
P2RK9CG8 | GE Lighting Solutions | Lumination | LIS[CI]8BD84D9840Vxxxxxxxxx | Indoor Luminaires | High-Bay | Low-Bay Luminaires for Commercial and Industrial Buildings | Premium | FALSE | [9 empty] | 42587 |  |  | Yes |  | 3.1 | 8400 | 120 | 70 | 20 | 0.9 | 4000 | 83
PV1J4P74 | GE Lighting Solutions | Lumination | LIS[CI]4B052D1840Vxxxxxxxxx | Indoor Luminaires | High-Bay | Low-Bay Luminaires for Commercial and Industrial Buildings | Premium | FALSE | [9 empty] | 42587 |  |  | Yes |  | 3.1 | 5200 | 121 | 43 | 20 | 0.9 | 4000 | 83
PMMUGVSC | GE Lighting Solutions | Lumination | LIS[CI]4B052D8840Vxxxxxxxxx | Indoor Luminaires | High-Bay | Low-Bay Luminaires for Commercial and Industrial Buildings | Premium | FALSE | [9 empty] | 42587 |  |  | Yes |  | 3.1 | 5200 | 121 | 43 | 20 | 0.9 | 4000 | 83
PEAYUZVQ | GE Lighting Solutions | Lumination | LIS[CI]4BD52D1840Vxxxxxxxxx | Indoor Luminaires | High-Bay | Low-Bay Luminaires for Commercial and Industrial Buildings | Standard | FALSE | [9 empty] | 42587 |  |  | Yes |  | 3.1 | 5200 | 111 | 47 | 20 | 0.9 | 4000 | 83
P82S91UN | GE Lighting Solutions | Lumination | LIS[CI]4BD52D8840Vxxxxxxxxx | Indoor Luminaires | High-Bay | Low-Bay Luminaires for Commercial and Industrial Buildings | Standard | FALSE | [9 empty] | 42587 |  |  | Yes |  | 3.1 | 5200 | 111 | 47 | 20 | 0.9 | 4000 | 83
P6BHW82Q | GE Lighting Solutions | Lumination | LIS[CI]4BD52D9840Vxxxxxxxxx | Indoor Luminaires | High-Bay | Low-Bay Luminaires for Commercial and Industrial Buildings | Standard | FALSE | [9 empty] | 42587 |  |  | Yes |  | 3.1 | 5200 | 111 | 47 | 20 | 0.9 | 4000 | 83
P1XM6JSP | GE Lighting Solutions | Lumination | LIS[CI]4B052D9840Vxxxxxxxxx | Indoor Luminaires | High-Bay | Low-Bay Luminaires for Commercial and Industrial Buildings | Premium | FALSE | [9 empty] | 42587 |  |  | Yes |  | 3.1 | 5200 | 121 | 43 | 20 | 0.9 | 4000 | 83
PS5WFVAT | GE Lighting Solutions | Lumination | LIS[CI]8B0B4D8835Vxxxxxxxxx | Indoor Luminaires | High-Bay | High-Bay Luminaires for Commercial and Industrial Buildings | Premium | FALSE | [9 empty] | 42587 |  |  | Yes |  | 3.1 | 23300 | 121 | 192 | 20 | 0.9 | 3500 | 83
PPEQ97VT | GE Lighting Solutions | Lumination | LIS[CI]8B0B4D9835Vxxxxxxxxx | Indoor Luminaires | High-Bay | High-Bay Luminaires for Commercial and Industrial Buildings | Premium | FALSE | [9 empty] | 42587 |  |  | Yes |  | 3.1 | 23300 | 121 | 192 | 20 | 0.9 | 3500 | 83
P1TREX97 | GE Lighting Solutions | Lumination | LIS[CI]8B0B4D1835Vxxxxxxxxx | Indoor Luminaires | High-Bay | High-Bay Luminaires for Commercial and Industrial Buildings | Premium | FALSE | [9 empty] | 42587 |  |  | Yes |  | 3.1 | 23300 | 121 | 192 | 20 | 0.9 | 3500 | 83
PNQQ5T9S | GE Lighting Solutions | Lumination | LIS[CI]8B0B1D8835Vxxxxxxxxx | Indoor Luminaires | High-Bay | High-Bay Luminaires for Commercial and Industrial Buildings | Premium | FALSE | [9 empty] | 42587 |  |  | Yes |  | 3.1 | 20200 | 120 | 168 | 20 | 0.9 | 3500 | 83
PM4D2B9K | GE Lighting Solutions | Lumination | LIS[CI]8B0B1D9835Vxxxxxxxxx | Indoor Luminaires | High-Bay | High-Bay Luminaires for Commercial and Industrial Buildings | Premium | FALSE | [9 empty] | 42587 |  |  | Yes |  | 3.1 | 20200 | 120 | 168 | 20 | 0.9 | 3500 | 83
PEWJ2935 | GE Lighting Solutions | Lumination | LIS[CI]8B0B1D1835Vxxxxxxxxx | Indoor Luminaires | High-Bay | High-Bay Luminaires for Commercial and Industrial Buildings | Premium | FALSE | [9 empty] | 42587 |  |  | Yes |  | 3.1 | 20200 | 120 | 168 | 20 | 0.9 | 3500 | 83
PMQFTP71 | GE Lighting Solutions | Lumination | LIS[CI]8B[0D]A7D1835Vxxxxxxxxx | Indoor Luminaires | High-Bay | High-Bay Luminaires for Commercial and Industrial Buildings | Premium | FALSE | [9 empty] | 42587 |  |  | Yes |  | 3.1 | 16500 | 121 | 136 | 20 | 0.9 | 3500 | 83
P7MRVXJQ | GE Lighting Solutions | Lumination | LIS[CI]8B[0D]A7D8835Vxxxxxxxxx | Indoor Luminaires | High-Bay | High-Bay Luminaires for Commercial and Industrial Buildings | Premium | FALSE | [9 empty] | 42587 |  |  | Yes |  | 3.1 | 16500 | 121 | 136 | 20 | 0.9 | 3500 | 83
P6BDKYRN | GE Lighting Solutions | Lumination | LIS[CI]8B[0D]A7D9835Vxxxxxxxxx | Indoor Luminaires | High-Bay | High-Bay Luminaires for Commercial and Industrial Buildings | Premium | FALSE | [9 empty] | 42587 |  |  | Yes |  | 3.1 | 16500 | 121 | 136 | 20 | 0.9 | 3500 | 83
PVWCJWYA | GE Lighting Solutions | Lumination | LIS[CI]8B[0D]A3D1835Vxxxxxxxxx | Indoor Luminaires | High-Bay | High-Bay Luminaires for Commercial and Industrial Buildings | Premium | FALSE | [9 empty] | 42587 |  |  | Yes |  | 3.1 | 12600 | 121 | 104 | 20 | 0.9 | 3500 | 83
PA2SRKC1 | GE Lighting Solutions | Lumination | LIS[CI]8B[0D]A3D8835Vxxxxxxxxx | Indoor Luminaires | High-Bay | High-Bay Luminaires for Commercial and Industrial Buildings | Premium | FALSE | [9 empty] | 42587 |  |  | Yes |  | 3.1 | 12600 | 121 | 104 | 20 | 0.9 | 3500 | 83
P3CDY75M | GE Lighting Solutions | Lumination | LIS[CI]8B[0D]A3D9835Vxxxxxxxxx | Indoor Luminaires | High-Bay | High-Bay Luminaires for Commercial and Industrial Buildings | Premium | FALSE | [9 empty] | 42587 |  |  | Yes |  | 3.1 | 12600 | 121 | 104 | 20 | 0.9 | 3500 | 83
PN7SVXHK | GE Lighting Solutions | Lumination | LIS[CI]8BDA0D9835Vxxxxxxxxx | Indoor Luminaires | High-Bay | Low-Bay Luminaires for Commercial and Industrial Buildings | Premium | FALSE | [9 empty] | 42587 |  |  | Yes |  | 3.1 | 9900 | 113 | 88 | 20 | 0.9 | 3500 | 83
PK92PHBD | GE Lighting Solutions | Lumination | LIS[CI]8B0A0D9835Vxxxxxxxxx | Indoor Luminaires | High-Bay | Low-Bay Luminaires for Commercial and Industrial Buildings | Premium | FALSE | [9 empty] | 42587 |  |  | Yes |  | 3.1 | 9900 | 118 | 84 | 20 | 0.9 | 3500 | 83
PGCVA659 | GE Lighting Solutions | Lumination | LIS[CI]8BDA0D1835Vxxxxxxxxx | Indoor Luminaires | High-Bay | Low-Bay Luminaires for Commercial and Industrial Buildings | Premium | FALSE | [9 empty] | 42587 |  |  | Yes |  | 3.1 | 9900 | 113 | 88 | 20 | 0.9 | 3500 | 83
PBNSUGAU | GE Lighting Solutions | Lumination | LIS[CI]8BDA0D8835Vxxxxxxxxx | Indoor Luminaires | High-Bay | Low-Bay Luminaires for Commercial and Industrial Buildings | Premium | FALSE | [9 empty] | 42587 |  |  | Yes |  | 3.1 | 9900 | 113 | 88 | 20 | 0.9 | 3500 | 83
P3QZQNW5 | GE Lighting Solutions | Lumination | LIS[CI]8B0A0D1835Vxxxxxxxxx | Indoor Luminaires | High-Bay | Low-Bay Luminaires for Commercial and Industrial Buildings | Premium | FALSE | [9 empty] | 42587 |  |  | Yes |  | 3.1 | 9900 | 118 | 84 | 20 | 0.9 | 3500 | 83
P3JKC4J9 | GE Lighting Solutions | Lumination | LIS[CI]8B0A0D8835Vxxxxxxxxx | Indoor Luminaires | High-Bay | Low-Bay Luminaires for Commercial and Industrial Buildings | Premium | FALSE | [9 empty] | 42587 |  |  | Yes |  | 3.1 | 9900 | 118 | 84 | 20 | 0.9 | 3500 | 83
PR9PJNRG | GE Lighting Solutions | Lumination | LIS[CI]8B084D1835Vxxxxxxxxx | Indoor Luminaires | High-Bay | Low-Bay Luminaires for Commercial and Industrial Buildings | Premium | FALSE | [9 empty] | 42587 |  |  | Yes |  | 3.1 | 8000 | 121 | 66 | 20 | 0.9 | 3500 | 83
PHWBBVC8 | GE Lighting Solutions | Lumination | LIS[CI]8BD84D9835Vxxxxxxxxx | Indoor Luminaires | High-Bay | Low-Bay Luminaires for Commercial and Industrial Buildings | Premium | FALSE | [9 empty] | 42587 |  |  | Yes |  | 3.1 | 8000 | 114 | 70 | 20 | 0.9 | 3500 | 83
PHKGXSJB | GE Lighting Solutions | Lumination | LIS[CI]8B084D9835Vxxxxxxxxx | Indoor Luminaires | High-Bay | Low-Bay Luminaires for Commercial and Industrial Buildings | Premium | FALSE | [9 empty] | 42587 |  |  | Yes |  | 3.1 | 8000 | 121 | 66 | 20 | 0.9 | 3500 | 83
PEDTHEAP | GE Lighting Solutions | Lumination | LIS[CI]8BD84D1835Vxxxxxxxxx | Indoor Luminaires | High-Bay | Low-Bay Luminaires for Commercial and Industrial Buildings | Premium | FALSE | [9 empty] | 42587 |  |  | Yes |  | 3.1 | 8000 | 114 | 70 | 20 | 0.9 | 3500 | 83
P3TTH2ZE | GE Lighting Solutions | Lumination | LIS[CI]8BD84D8835Vxxxxxxxxx | Indoor Luminaires | High-Bay | Low-Bay Luminaires for Commercial and Industrial Buildings | Premium | FALSE | [9 empty] | 42587 |  |  | Yes |  | 3.1 | 8000 | 114 | 70 | 20 | 0.9 | 3500 | 83
P2EVQHMK | GE Lighting Solutions | Lumination | LIS[CI]8B084D8835Vxxxxxxxxx | Indoor Luminaires | High-Bay | Low-Bay Luminaires for Commercial and Industrial Buildings | Premium | FALSE | [9 empty] | 42587 |  |  | Yes |  | 3.1 | 8000 | 121 | 66 | 20 | 0.9 | 3500 | 83
PWDAMSJJ | GE Lighting Solutions | Lumination | LIS[CI]4BD52D9835Vxxxxxxxxx | Indoor Luminaires | High-Bay | Low-Bay Luminaires for Commercial and Industrial Buildings | Standard | FALSE | [9 empty] | 42587 |  |  | Yes |  | 3.1 | 4950 | 105 | 47 | 20 | 0.9 | 3500 | 83
PTNEUYGW | GE Lighting Solutions | Lumination | LIS[CI]4B052D1835Vxxxxxxxxx | Indoor Luminaires | High-Bay | Low-Bay Luminaires for Commercial and Industrial Buildings | Premium | FALSE | [9 empty] | 42587 |  |  | Yes |  | 3.1 | 4950 | 115 | 43 | 20 | 0.9 | 3500 | 83
PDXT1543 | GE Lighting Solutions | Lumination | LIS[CI]4B052D8835Vxxxxxxxxx | Indoor Luminaires | High-Bay | Low-Bay Luminaires for Commercial and Industrial Buildings | Premium | FALSE | [9 empty] | 42587 |  |  | Yes |  | 3.1 | 4950 | 115 | 43 | 20 | 0.9 | 3500 | 83
P9TP7PD2 | GE Lighting Solutions | Lumination | LIS[CI]4BD52D1835Vxxxxxxxxx | Indoor Luminaires | High-Bay | Low-Bay Luminaires for Commercial and Industrial Buildings | Standard | FALSE | [9 empty] | 42587 |  |  | Yes |  | 3.1 | 4950 | 105 | 47 | 20 | 0.9 | 3500 | 83
P7ZM4VPM | GE Lighting Solutions | Lumination | LIS[CI]4BD52D8835Vxxxxxxxxx | Indoor Luminaires | High-Bay | Low-Bay Luminaires for Commercial and Industrial Buildings | Standard | FALSE | [9 empty] | 42587 |  |  | Yes |  | 3.1 | 4950 | 105 | 47 | 20 | 0.9 | 3500 | 83
P3P7JFNN | GE Lighting Solutions | Lumination | LIS[CI]4B052D9835Vxxxxxxxxx | Indoor Luminaires | High-Bay | Low-Bay Luminaires for Commercial and Industrial Buildings | Premium | FALSE | [9 empty] | 42587 |  |  | Yes |  | 3.1 | 4950 | 115 | 43 | 20 | 0.9 | 3500 | 83
PK9RP5P3 | GE Lighting Solutions | Lumination | LIS[CI]8B0B4D8830Vxxxxxxxxx | Indoor Luminaires | High-Bay | High-Bay Luminaires for Commercial and Industrial Buildings | Premium | FALSE | [9 empty] | 42587 |  |  | Yes |  | 3.1 | 23100 | 120 | 192 | 20 | 0.9 | 3000 | 83
P4SZMGSM | GE Lighting Solutions | Lumination | LIS[CI]8B0B4D9830Vxxxxxxxxx | Indoor Luminaires | High-Bay | High-Bay Luminaires for Commercial and Industrial Buildings | Premium | FALSE | [9 empty] | 42587 |  |  | Yes |  | 3.1 | 23100 | 120 | 192 | 20 | 0.9 | 3000 | 83
P3JQYH16 | GE Lighting Solutions | Lumination | LIS[CI]8B0B4D1830Vxxxxxxxxx | Indoor Luminaires | High-Bay | High-Bay Luminaires for Commercial and Industrial Buildings | Premium | FALSE | [9 empty] | 42587 |  |  | Yes |  | 3.1 | 23100 | 120 | 192 | 20 | 0.9 | 3000 | 83
PVXVN2AT | GE Lighting Solutions | Lumination | LIS[CI]8B0B1D8830Vxxxxxxxxx | Indoor Luminaires | High-Bay | High-Bay Luminaires for Commercial and Industrial Buildings | Premium | FALSE | [9 empty] | 42587 |  |  | Yes |  | 3.1 | 19800 | 118 | 168 | 20 | 0.9 | 3000 | 83
PPEMZYBM | GE Lighting Solutions | Lumination | LIS[CI]8B0B1D9830Vxxxxxxxxx | Indoor Luminaires | High-Bay | High-Bay Luminaires for Commercial and Industrial Buildings | Premium | FALSE | [9 empty] | 42587 |  |  | Yes |  | 3.1 | 19800 | 118 | 168 | 20 | 0.9 | 3000 | 83
PBW8ETXR | GE Lighting Solutions | Lumination | LIS[CI]8B0B1D1830Vxxxxxxxxx | Indoor Luminaires | High-Bay | High-Bay Luminaires for Commercial and Industrial Buildings | Premium | FALSE | [9 empty] | 42587 |  |  | Yes |  | 3.1 | 19800 | 118 | 168 | 20 | 0.9 | 3000 | 83
PVX6GTC8 | GE Lighting Solutions | Lumination | LIS[CI]8B[0D]A7D8830Vxxxxxxxxx | Indoor Luminaires | High-Bay | High-Bay Luminaires for Commercial and Industrial Buildings | Premium | FALSE | [9 empty] | 42587 |  |  | Yes |  | 3.1 | 16000 | 118 | 136 | 20 | 0.9 | 3000 | 83
PK3AE71E | GE Lighting Solutions | Lumination | LIS[CI]8B[0D]A7D1830Vxxxxxxxxx | Indoor Luminaires | High-Bay | High-Bay Luminaires for Commercial and Industrial Buildings | Premium | FALSE | [9 empty] | 42587 |  |  | Yes |  | 3.1 | 16000 | 118 | 136 | 20 | 0.9 | 3000 | 83
P1CMGSVJ | GE Lighting Solutions | Lumination | LIS[CI]8B[0D]A7D9830Vxxxxxxxxx | Indoor Luminaires | High-Bay | High-Bay Luminaires for Commercial and Industrial Buildings | Premium | FALSE | [9 empty] | 42587 |  |  | Yes |  | 3.1 | 16000 | 118 | 136 | 20 | 0.9 | 3000 | 83
PBUEPCJJ | GE Lighting Solutions | Lumination | LIS[CI]8B[0D]A3D9830Vxxxxxxxxx | Indoor Luminaires | High-Bay | High-Bay Luminaires for Commercial and Industrial Buildings | Premium | FALSE | [9 empty] | 42587 |  |  | Yes |  | 3.1 | 12200 | 117 | 104 | 20 | 0.9 | 3000 | 83
P8D34C3C | GE Lighting Solutions | Lumination | LIS[CI]8B[0D]A3D8830Vxxxxxxxxx | Indoor Luminaires | High-Bay | High-Bay Luminaires for Commercial and Industrial Buildings | Premium | FALSE | [9 empty] | 42587 |  |  | Yes |  | 3.1 | 12200 | 117 | 104 | 20 | 0.9 | 3000 | 83
PX1DC197 | GE Lighting Solutions | Lumination | LIS[CI]8B0A0D1830Vxxxxxxxxx | Indoor Luminaires | High-Bay | Low-Bay Luminaires for Commercial and Industrial Buildings | Premium | FALSE | [9 empty] | 42587 |  |  | Yes |  | 3.1 | 9600 | 114 | 84 | 20 | 0.9 | 3000 | 83
PQZT7687 | GE Lighting Solutions | Lumination | LIS[CI]8BDA0D9830Vxxxxxxxxx | Indoor Luminaires | High-Bay | Low-Bay Luminaires for Commercial and Industrial Buildings | Standard | FALSE | [9 empty] | 42587 |  |  | Yes |  | 3.1 | 9600 | 109 | 88 | 20 | 0.9 | 3000 | 83
PQTBBCBZ | GE Lighting Solutions | Lumination | LIS[CI]8B0A0D9830Vxxxxxxxxx | Indoor Luminaires | High-Bay | Low-Bay Luminaires for Commercial and Industrial Buildings | Premium | FALSE | [9 empty] | 42587 |  |  | Yes |  | 3.1 | 9600 | 114 | 84 | 20 | 0.9 | 3000 | 83
PPE9ZJRY | GE Lighting Solutions | Lumination | LIS[CI]8B0A0D8830Vxxxxxxxxx | Indoor Luminaires | High-Bay | Low-Bay Luminaires for Commercial and Industrial Buildings | Premium | FALSE | [9 empty] | 42587 |  |  | Yes |  | 3.1 | 9600 | 114 | 84 | 20 | 0.9 | 3000 | 83
PG6C6MB8 | GE Lighting Solutions | Lumination | LIS[CI]8BDA0D8830Vxxxxxxxxx | Indoor Luminaires | High-Bay | Low-Bay Luminaires for Commercial and Industrial Buildings | Standard | FALSE | [9 empty] | 42587 |  |  | Yes |  | 3.1 | 9600 | 109 | 88 | 20 | 0.9 | 3000 | 83
P9Q814A1 | GE Lighting Solutions | Lumination | LIS[CI]8BDA0D1830Vxxxxxxxxx | Indoor Luminaires | High-Bay | Low-Bay Luminaires for Commercial and Industrial Buildings | Standard | FALSE | [9 empty] | 42587 |  |  | Yes |  | 3.1 | 9600 | 109 | 88 | 20 | 0.9 | 3000 | 83
PWGTDFH4 | GE Lighting Solutions | Lumination | LIS[CI]8B084D8830Vxxxxxxxxx | Indoor Luminaires | High-Bay | Low-Bay Luminaires for Commercial and Industrial Buildings | Premium | FALSE | [9 empty] | 42587 |  |  | Yes |  | 3.1 | 7600 | 115 | 66 | 20 | 0.9 | 3000 | 83
PQNV64SJ | GE Lighting Solutions | Lumination | LIS[CI]8BD84D1830Vxxxxxxxxx | Indoor Luminaires | High-Bay | Low-Bay Luminaires for Commercial and Industrial Buildings | Standard | FALSE | [9 empty] | 42587 |  |  | Yes |  | 3.1 | 7600 | 109 | 70 | 20 | 0.9 | 3000 | 83
PN9SKAM5 | GE Lighting Solutions | Lumination | LIS[CI]8B084D1830Vxxxxxxxxx | Indoor Luminaires | High-Bay | Low-Bay Luminaires for Commercial and Industrial Buildings | Premium | FALSE | [9 empty] | 42587 |  |  | Yes |  | 3.1 | 7600 | 115 | 66 | 20 | 0.9 | 3000 | 83
PK2WGGBJ | GE Lighting Solutions | Lumination | LIS[CI]8BD84D8830Vxxxxxxxxx | Indoor Luminaires | High-Bay | Low-Bay Luminaires for Commercial and Industrial Buildings | Standard | FALSE | [9 empty] | 42587 |  |  | Yes |  | 3.1 | 7600 | 109 | 70 | 20 | 0.9 | 3000 | 83
PCEZX8N3 | GE Lighting Solutions | Lumination | LIS[CI]8B084D9830Vxxxxxxxxx | Indoor Luminaires | High-Bay | Low-Bay Luminaires for Commercial and Industrial Buildings | Premium | FALSE | [9 empty] | 42587 |  |  | Yes |  | 3.1 | 7600 | 115 | 66 | 20 | 0.9 | 3000 | 83
P8G66S8Z | GE Lighting Solutions | Lumination | LIS[CI]8BD84D9830Vxxxxxxxxx | Indoor Luminaires | High-Bay | Low-Bay Luminaires for Commercial and Industrial Buildings | Standard | FALSE | [9 empty] | 42587 |  |  | Yes |  | 3.1 | 7600 | 109 | 70 | 20 | 0.9 | 3000 | 83
PZVS8Z4K | GE Lighting Solutions | Lumination | LIS[CI]4BD52D8830Vxxxxxxxxx | Indoor Luminaires | High-Bay | Low-Bay Luminaires for Commercial and Industrial Buildings | Standard | FALSE | [9 empty] | 42587 |  |  | Yes |  | 3.1 | 4800 | 102 | 47 | 20 | 0.9 | 3000 | 83
PZT8M9D8 | GE Lighting Solutions | Lumination | LIS[CI]4B052D1830Vxxxxxxxxx | Indoor Luminaires | High-Bay | Low-Bay Luminaires for Commercial and Industrial Buildings | Premium | FALSE | [9 empty] | 42587 |  |  | Yes |  | 3.1 | 4800 | 112 | 43 | 20 | 0.9 | 3000 | 83
PRTY4WKH | GE Lighting Solutions | Lumination | LIS[CI]4BD52D9830Vxxxxxxxxx | Indoor Luminaires | High-Bay | Low-Bay Luminaires for Commercial and Industrial Buildings | Standard | FALSE | [9 empty] | 42587 |  |  | Yes |  | 3.1 | 4800 | 102 | 47 | 20 | 0.9 | 3000 | 83
P6HTA8M3 | GE Lighting Solutions | Lumination | LIS[CI]4B052D9830Vxxxxxxxxx | Indoor Luminaires | High-Bay | Low-Bay Luminaires for Commercial and Industrial Buildings | Premium | FALSE | [9 empty] | 42587 |  |  | Yes |  | 3.1 | 4800 | 112 | 43 | 20 | 0.9 | 3000 | 83
P494MS3X | GE Lighting Solutions | Lumination | LIS[CI]4B052D8830Vxxxxxxxxx | Indoor Luminaires | High-Bay | Low-Bay Luminaires for Commercial and Industrial Buildings | Premium | FALSE | [9 empty] | 42587 |  |  | Yes |  | 3.1 | 4800 | 112 | 43 | 20 | 0.9 | 3000 | 83
P66YXBS7 | Axlen Inc. | Axlen Lighting | AX-PL4-100W50K | Indoor Luminaires | High-Bay | High-Bay Luminaires for Commercial and Industrial Buildings | Premium | FALSE | [9 empty] | 42587 | Dimmable | Continuous Above 10 | Yes |  | 3.1 | 12917 | 132.51 | 97.48 | 19.25 | 0.91 | 5000 | 82.2
P87DJJ7U | Axlen Inc. | Axlen Lighting | AX-PL4-100W40K | Indoor Luminaires | High-Bay | High-Bay Luminaires for Commercial and Industrial Buildings | Premium | FALSE | [9 empty] | 42587 | Dimmable | Continuous Above 10 | Yes |  | 3.1 | 12536 | 129.83 | 96.56 | 19.31 | 0.91 | 4000 | 84.7
P4XHVH5V | Acuity Brands Lighting | Lithonia Lighting | IBL 60L WD xxxx LP850 | Indoor Luminaires | High-Bay | High-Bay Luminaires for Commercial and Industrial Buildings | Standard | FALSE | [9 empty] | 42587 | Dimmable | Continuous Above 10 | NotYetVerified |  | 3 | 57413 | 117.41 | 489 | 5.23 | 0.99 | 5174 | 83.9
P3BBPUAE | Acuity Brands Lighting | Lithonia Lighting | IBL 60L ND xxxx LP850 | Indoor Luminaires | High-Bay | High-Bay Luminaires for Commercial and Industrial Buildings | Standard | FALSE | [9 empty] | 42587 | Dimmable | Continuous Above 10 | NotYetVerified |  | 3 | 55300 | 113.09 | 489 | 5.23 | 0.99 | 5174 | 83.9
P7JB33TB | Acuity Brands Lighting | Lithonia Lighting | IBL 60L WD SD125 xxxx LP850 | Indoor Luminaires | High-Bay | High-Bay Luminaires for Commercial and Industrial Buildings | Standard | FALSE | [9 empty] | 42587 | Dimmable | Continuous Above 10 | NotYetVerified |  | 3 | 50386 | 103.04 | 489 | 5.23 | 0.99 | 5174 | 83.9
P5XZQ4VD | Acuity Brands Lighting | Lithonia Lighting | IBL 60L ND SD125 xxxx LP850 | Indoor Luminaires | High-Bay | High-Bay Luminaires for Commercial and Industrial Buildings | Standard | FALSE | [9 empty] | 42587 | Dimmable | Continuous Above 10 | NotYetVerified |  | 3 | 48531 | 99.25 | 489 | 5.23 | 0.99 | 5174 | 83.9
PSVHMRY7 | Acuity Brands Lighting | Lithonia Lighting | IBL 48L WD xxxx LP850 | Indoor Luminaires | High-Bay | High-Bay Luminaires for Commercial and Industrial Buildings | Standard | FALSE | [9 empty] | 42587 | Dimmable | Continuous Above 10 | NotYetVerified |  | 3 | 45110 | 114.49 | 394 | 5.23 | 0.99 | 5174 | 83.9
PP75GWC3 | Acuity Brands Lighting | Lithonia Lighting | IBL 48L ND xxxx LP850 | Indoor Luminaires | High-Bay | High-Bay Luminaires for Commercial and Industrial Buildings | Standard | FALSE | [9 empty] | 42587 | Dimmable | Continuous Above 10 | NotYetVerified |  | 3 | 43449 | 110.28 | 394 | 5.23 | 0.99 | 5174 | 83.9
PEYJQU6Z | Acuity Brands Lighting | Lithonia Lighting | IBL 48L WD SD125 xxxx LP850 | Indoor Luminaires | High-Bay | High-Bay Luminaires for Commercial and Industrial Buildings | Standard | FALSE | [9 empty] | 42587 | Dimmable | Continuous Above 10 | NotYetVerified |  | 3 | 39273 | 99.68 | 394 | 5.23 | 0.99 | 5174 | 83.9
PS2CW3A9 | Acuity Brands Lighting | Lithonia Lighting | IBL 48L ND SD125 xxxx LP850 | Indoor Luminaires | High-Bay | High-Bay Luminaires for Commercial and Industrial Buildings | Standard | FALSE | [9 empty] | 42587 | Dimmable | Continuous Above 10 | NotYetVerified |  | 3 | 38131 | 96.78 | 394 | 5.23 | 0.99 | 5174 | 83.9
PHTH33RA | Acuity Brands Lighting | Lithonia Lighting | IBL 30L WD xxxx LP850 | Indoor Luminaires | High-Bay | High-Bay Luminaires for Commercial and Industrial Buildings | Standard | FALSE | [9 empty] | 42587 | Dimmable | Continuous Above 10 | NotYetVerified |  | 3 | 28706 | 117.17 | 245 | 5.23 | 0.99 | 5174 | 83.9
PNZK7YZ2 | Acuity Brands Lighting | Lithonia Lighting | IBL 30L ND xxxx LP850 | Indoor Luminaires | High-Bay | High-Bay Luminaires for Commercial and Industrial Buildings | Standard | FALSE | [9 empty] | 42587 | Dimmable | Continuous Above 10 | NotYetVerified |  | 3 | 27650 | 112.86 | 245 | 5.23 | 0.99 | 5174 | 83.9
PSANZ8WW | Acuity Brands Lighting | Lithonia Lighting | IBL 30L WD SD125 xxxx LP850 | Indoor Luminaires | High-Bay | High-Bay Luminaires for Commercial and Industrial Buildings | Standard | FALSE | [9 empty] | 42587 | Dimmable | Continuous Above 10 | NotYetVerified |  | 3 | 24992 | 102.01 | 245 | 5.23 | 0.99 | 5174 | 83.9
PA2N17NG | Acuity Brands Lighting | Lithonia Lighting | IBL 30L ND SD125 xxxx LP850 | Indoor Luminaires | High-Bay | High-Bay Luminaires for Commercial and Industrial Buildings | Standard | FALSE | [9 empty] | 42587 | Dimmable | Continuous Above 10 | NotYetVerified |  | 3 | 24266 | 99.04 | 245 | 5.23 | 0.99 | 5174 | 83.9
PBTMXA1W | Acuity Brands Lighting | Lithonia Lighting | IBL 24L WD xxxx LP850 | Indoor Luminaires | High-Bay | High-Bay Luminaires for Commercial and Industrial Buildings | Standard | FALSE | [9 empty] | 42587 | Dimmable | Continuous Above 10 | NotYetVerified |  | 3 | 22555 | 114.49 | 197 | 5.23 | 0.99 | 5174 | 83.9
PZ76RFM8 | Acuity Brands Lighting | Lithonia Lighting | IBL 24L ND xxxx LP850 | Indoor Luminaires | High-Bay | High-Bay Luminaires for Commercial and Industrial Buildings | Standard | FALSE | [9 empty] | 42587 | Dimmable | Continuous Above 10 | NotYetVerified |  | 3 | 21725 | 110.28 | 197 | 5.23 | 0.99 | 5174 | 83.9
PGH5H3XJ | Acuity Brands Lighting | Lithonia Lighting | IBL 24L WD SD125 xxxx LP850 | Indoor Luminaires | High-Bay | High-Bay Luminaires for Commercial and Industrial Buildings | Standard | FALSE | [9 empty] | 42587 | Dimmable | Continuous Above 10 | NotYetVerified |  | 3 | 19794 | 100.48 | 197 | 5.23 | 0.99 | 5174 | 83.9
PUUVEE1F | Acuity Brands Lighting | Lithonia Lighting | IBL 24L ND SD125 xxxx LP850 | Indoor Luminaires | High-Bay | High-Bay Luminaires for Commercial and Industrial Buildings | Standard | FALSE | [9 empty] | 42587 | Dimmable | Continuous Above 10 | NotYetVerified |  | 3 | 19066 | 96.78 | 197 | 5.23 | 0.99 | 5174 | 83.9
PT1W1DR5 | Acuity Brands Lighting | Lithonia Lighting | IBL 15L WD xxxx LP850 | Indoor Luminaires | High-Bay | High-Bay Luminaires for Commercial and Industrial Buildings | Standard | FALSE | [9 empty] | 42587 | Dimmable | Continuous Above 10 | NotYetVerified |  | 3 | 14352 | 114.82 | 125 | 5.23 | 0.99 | 5174 | 83.9
P668NA7S | Acuity Brands Lighting | Lithonia Lighting | IBL 15L ND xxxx LP850 | Indoor Luminaires | High-Bay | High-Bay Luminaires for Commercial and Industrial Buildings | Standard | FALSE | [9 empty] | 42587 | Dimmable | Continuous Above 10 | NotYetVerified |  | 3 | 13824 | 110.59 | 125 | 5.23 | 0.99 | 5174 | 83.9
PZQ1A9B4 | Acuity Brands Lighting | Lithonia Lighting | IBL 15L WD SD125 xxxx LP850 | Indoor Luminaires | High-Bay | High-Bay Luminaires for Commercial and Industrial Buildings | Standard | FALSE | [9 empty] | 42587 | Dimmable | Continuous Above 10 | NotYetVerified |  | 3 | 12596 | 100.77 | 125 | 5.23 | 0.99 | 5174 | 83.9
PD2Z5XJ7 | Acuity Brands Lighting | Lithonia Lighting | IBL 15L ND SD125 xxxx LP850 | Indoor Luminaires | High-Bay | High-Bay Luminaires for Commercial and Industrial Buildings | Standard | FALSE | [9 empty] | 42587 | Dimmable | Continuous Above 10 | NotYetVerified |  | 3 | 12132 | 97.06 | 125 | 5.23 | 0.99 | 5174 | 83.9
PHCN5BNM | Acuity Brands Lighting | Lithonia Lighting | IBL 12L WD xxxx LP850 | Indoor Luminaires | High-Bay | High-Bay Luminaires for Commercial and Industrial Buildings | Standard | FALSE | [9 empty] | 42587 | Dimmable | Continuous Above 10 | NotYetVerified |  | 3 | 11277 | 112.77 | 100 | 5.23 | 0.99 | 5174 | 83.9
PSAK1MKJ | Acuity Brands Lighting | Lithonia Lighting | IBL 12L ND xxxx LP850 | Indoor Luminaires | High-Bay | High-Bay Luminaires for Commercial and Industrial Buildings | Standard | FALSE | [9 empty] | 42587 | Dimmable | Continuous Above 10 | NotYetVerified |  | 3 | 10863 | 108.63 | 100 | 5.23 | 0.99 | 5174 | 83.9
PYYMPJBD | Acuity Brands Lighting | Lithonia Lighting | IBL 12L WD SD125 xxxx LP850 | Indoor Luminaires | High-Bay | High-Bay Luminaires for Commercial and Industrial Buildings | Standard | FALSE | [9 empty] | 42587 | Dimmable | Continuous Above 10 | NotYetVerified |  | 3 | 9897 | 98.97 | 100 | 5.23 | 0.99 | 5174 | 83.9
PS7SSAAW | Acuity Brands Lighting | Lithonia Lighting | IBL 12L ND SD125 xxxx LP850 | Indoor Luminaires | High-Bay | High-Bay Luminaires for Commercial and Industrial Buildings | Standard | FALSE | [9 empty] | 42587 | Dimmable | Continuous Above 10 | NotYetVerified |  | 3 | 9533 | 95.33 | 100 | 5.23 | 0.99 | 5174 | 83.9
PC75RFME | Acuity Brands Lighting | Lithonia Lighting | IBL 60L WD xxxx LP750 | Indoor Luminaires | High-Bay | High-Bay Luminaires for Commercial and Industrial Buildings | Standard | FALSE | [9 empty] | 42587 | Dimmable | Continuous Above 10 | NotYetVerified |  | 3 | 66025 | 135.02 | 489 | 5.23 | 0.99 | 5042 | 73.3
PKKBYREE | Acuity Brands Lighting | Lithonia Lighting | IBL 60L ND xxxx LP750 | Indoor Luminaires | High-Bay | High-Bay Luminaires for Commercial and Industrial Buildings | Standard | FALSE | [9 empty] | 42587 | Dimmable | Continuous Above 10 | NotYetVerified |  | 3 | 63595 | 130.05 | 489 | 5.23 | 0.99 | 5042 | 73.3
PBEZX7N6 | Acuity Brands Lighting | Lithonia Lighting | IBL 60L WD SD125 xxxx LP750 | Indoor Luminaires | High-Bay | High-Bay Luminaires for Commercial and Industrial Buildings | Standard | FALSE | [9 empty] | 42587 | Dimmable | Continuous Above 10 | NotYetVerified |  | 3 | 57944 | 118.49 | 489 | 5.23 | 0.99 | 5042 | 73.3
PEPBXWS6 | Acuity Brands Lighting | Lithonia Lighting | IBL 60L ND SD125 xxxx LP750 | Indoor Luminaires | High-Bay | High-Bay Luminaires for Commercial and Industrial Buildings | Standard | FALSE | [9 empty] | 42587 | Dimmable | Continuous Above 10 | NotYetVerified |  | 3 | 55811 | 114.13 | 489 | 5.23 | 0.99 | 5042 | 73.3
PQDSM53X | Acuity Brands Lighting | Lithonia Lighting | IBL 48L WD xxxx LP750 | Indoor Luminaires | High-Bay | High-Bay Luminaires for Commercial and Industrial Buildings | Standard | FALSE | [9 empty] | 42587 | Dimmable | Continuous Above 10 | NotYetVerified |  | 3 | 51877 | 131.67 | 394 | 5.23 | 0.99 | 5042 | 73.3
PBXEW3BM | Acuity Brands Lighting | Lithonia Lighting | IBL 48L ND xxxx LP750 | Indoor Luminaires | High-Bay | High-Bay Luminaires for Commercial and Industrial Buildings | Standard | FALSE | [9 empty] | 42587 | Dimmable | Continuous Above 10 | NotYetVerified |  | 3 | 49967 | 126.82 | 394 | 5.23 | 0.99 | 5042 | 73.3
PVFGZ9AQ | Acuity Brands Lighting | Lithonia Lighting | IBL 48L WD SD125 xxxx LP750 | Indoor Luminaires | High-Bay | High-Bay Luminaires for Commercial and Industrial Buildings | Standard | FALSE | [9 empty] | 42587 | Dimmable | Continuous Above 10 | NotYetVerified |  | 3 | 45164 | 114.63 | 394 | 5.23 | 0.99 | 5042 | 73.3
PQDHKZQV | Acuity Brands Lighting | Lithonia Lighting | IBL 48L ND SD125 xxxx LP750 | Indoor Luminaires | High-Bay | High-Bay Luminaires for Commercial and Industrial Buildings | Standard | FALSE | [9 empty] | 42587 | Dimmable | Continuous Above 10 | NotYetVerified |  | 3 | 43851 | 111.3 | 394 | 5.23 | 0.99 | 5042 | 73.3
PK9HFSQW | Acuity Brands Lighting | Lithonia Lighting | IBL 30L WD xxxx LP750 | Indoor Luminaires | High-Bay | High-Bay Luminaires for Commercial and Industrial Buildings | Standard | FALSE | [9 empty] | 42587 | Dimmable | Continuous Above 10 | NotYetVerified |  | 3 | 33012 | 134.74 | 245 | 5.23 | 0.99 | 5042 | 73.3
P61CJQWD | Acuity Brands Lighting | Lithonia Lighting | IBL 30L ND xxxx LP750 | Indoor Luminaires | High-Bay | High-Bay Luminaires for Commercial and Industrial Buildings | Standard | FALSE | [9 empty] | 42587 | Dimmable | Continuous Above 10 | NotYetVerified |  | 3 | 31798 | 129.79 | 245 | 5.23 | 0.99 | 5042 | 73.3
P7ND9J6M | Acuity Brands Lighting | Lithonia Lighting | IBL 30L WD SD125 xxxx LP750 | Indoor Luminaires | High-Bay | High-Bay Luminaires for Commercial and Industrial Buildings | Standard | FALSE | [9 empty] | 42587 | Dimmable | Continuous Above 10 | NotYetVerified |  | 3 | 28741 | 117.31 | 245 | 5.23 | 0.99 | 5042 | 73.3
P4A59ZEY | Acuity Brands Lighting | Lithonia Lighting | IBL 30L ND SD125 xxxx LP750 | Indoor Luminaires | High-Bay | High-Bay Luminaires for Commercial and Industrial Buildings | Standard | FALSE | [9 empty] | 42587 | Dimmable | Continuous Above 10 | NotYetVerified |  | 3 | 27905 | 113.9 | 245 | 5.23 | 0.99 | 5042 | 73.3
P2D51ED7 | Acuity Brands Lighting | Lithonia Lighting | IBL 24L WD xxxx LP750 | Indoor Luminaires | High-Bay | High-Bay Luminaires for Commercial and Industrial Buildings | Standard | FALSE | [9 empty] | 42587 | Dimmable | Continuous Above 10 | NotYetVerified |  | 3 | 25938 | 131.66 | 197 | 5.23 | 0.99 | 5042 | 73.3
PEGPGR9J | Acuity Brands Lighting | Lithonia Lighting | IBL 24L ND xxxx LP750 | Indoor Luminaires | High-Bay | High-Bay Luminaires for Commercial and Industrial Buildings | Standard | FALSE | [9 empty] | 42587 | Dimmable | Continuous Above 10 | NotYetVerified |  | 3 | 24984 | 126.82 | 197 | 5.23 | 0.99 | 5042 | 73.3
PKWVU1K9 | Acuity Brands Lighting | Lithonia Lighting | IBL 24L WD SD125 xxxx LP750 | Indoor Luminaires | High-Bay | High-Bay Luminaires for Commercial and Industrial Buildings | Standard | FALSE | [9 empty] | 42587 | Dimmable | Continuous Above 10 | NotYetVerified |  | 3 | 22763 | 115.55 | 197 | 5.23 | 0.99 | 5042 | 73.3
P8H9W6FV | Acuity Brands Lighting | Lithonia Lighting | IBL 24L ND SD125 xxxx LP750 | Indoor Luminaires | High-Bay | High-Bay Luminaires for Commercial and Industrial Buildings | Standard | FALSE | [9 empty] | 42587 | Dimmable | Continuous Above 10 | NotYetVerified |  | 3 | 21926 | 111.3 | 197 | 5.23 | 0.99 | 5042 | 73.3
PMWWRN92 | Acuity Brands Lighting | Lithonia Lighting | IBL 15L WD xxxx LP750 | Indoor Luminaires | High-Bay | High-Bay Luminaires for Commercial and Industrial Buildings | Standard | FALSE | [9 empty] | 42587 | Dimmable | Continuous Above 10 | NotYetVerified |  | 3 | 16505 | 132.04 | 125 | 5.23 | 0.99 | 5042 | 73.3
PK7UJGVT | Acuity Brands Lighting | Lithonia Lighting | IBL 15L ND xxxx LP750 | Indoor Luminaires | High-Bay | High-Bay Luminaires for Commercial and Industrial Buildings | Standard | FALSE | [9 empty] | 42587 | Dimmable | Continuous Above 10 | NotYetVerified |  | 3 | 15898 | 127.18 | 125 | 5.23 | 0.99 | 5042 | 73.3
PA34FNDE | Acuity Brands Lighting | Lithonia Lighting | IBL 15L WD SD125 xxxx LP750 | Indoor Luminaires | High-Bay | High-Bay Luminaires for Commercial and Industrial Buildings | Standard | FALSE | [9 empty] | 42587 | Dimmable | Continuous Above 10 | NotYetVerified |  | 3 | 14486 | 115.89 | 125 | 5.23 | 0.99 | 5042 | 73.3
P8268GJA | Acuity Brands Lighting | Lithonia Lighting | IBL 15L ND SD125 xxxx LP750 | Indoor Luminaires | High-Bay | High-Bay Luminaires for Commercial and Industrial Buildings | Standard | FALSE | [9 empty] | 42587 | Dimmable | Continuous Above 10 | NotYetVerified |  | 3 | 13952 | 111.62 | 125 | 5.23 | 0.99 | 5042 | 73.3
PBHMBEQC | Acuity Brands Lighting | Lithonia Lighting | IBL 12L WD xxxx LP750 | Indoor Luminaires | High-Bay | High-Bay Luminaires for Commercial and Industrial Buildings | Standard | FALSE | [9 empty] | 42587 | Dimmable | Continuous Above 10 | NotYetVerified |  | 3 | 12968 | 129.68 | 100 | 5.23 | 0.99 | 5042 | 73.3
PQWV2UT9 | Acuity Brands Lighting | Lithonia Lighting | IBL 12L ND xxxx LP750 | Indoor Luminaires | High-Bay | High-Bay Luminaires for Commercial and Industrial Buildings | Standard | FALSE | [9 empty] | 42587 | Dimmable | Continuous Above 10 | NotYetVerified |  | 3 | 12492 | 124.92 | 100 | 5.23 | 0.99 | 5042 | 73.3
PMNA19DS | Acuity Brands Lighting | Lithonia Lighting | IBL 12L WD SD125 xxxx LP750 | Indoor Luminaires | High-Bay | High-Bay Luminaires for Commercial and Industrial Buildings | Standard | FALSE | [9 empty] | 42587 | Dimmable | Continuous Above 10 | NotYetVerified |  | 3 | 11381 | 113.81 | 100 | 5.23 | 0.99 | 5042 | 73.3
P71BCR96 | Acuity Brands Lighting | Lithonia Lighting | IBL 12L ND SD125 xxxx LP750 | Indoor Luminaires | High-Bay | High-Bay Luminaires for Commercial and Industrial Buildings | Standard | FALSE | [9 empty] | 42587 | Dimmable | Continuous Above 10 | NotYetVerified |  | 3 | 10963 | 109.63 | 100 | 5.23 | 0.99 | 5042 | 73.3
PYA18TJB | Acuity Brands Lighting | Lithonia Lighting | IBL 60L WD xxxx LP740 | Indoor Luminaires | High-Bay | High-Bay Luminaires for Commercial and Industrial Buildings | Standard | FALSE | [9 empty] | 42587 | Dimmable | Continuous Above 10 | NotYetVerified |  | 3 | 65615 | 134.18 | 489 | 5.23 | 0.99 | 3999 | 72.3
PPBWRYTD | Acuity Brands Lighting | Lithonia Lighting | IBL 60L ND xxxx LP740 | Indoor Luminaires | High-Bay | High-Bay Luminaires for Commercial and Industrial Buildings | Standard | FALSE | [9 empty] | 42587 | Dimmable | Continuous Above 10 | NotYetVerified |  | 3 | 63200 | 129.24 | 489 | 5.23 | 0.99 | 3999 | 72.3
PZ58XJ8T | Acuity Brands Lighting | Lithonia Lighting | IBL 60L WD SD125 xxxx LP740 | Indoor Luminaires | High-Bay | High-Bay Luminaires for Commercial and Industrial Buildings | Standard | FALSE | [9 empty] | 42587 | Dimmable | Continuous Above 10 | NotYetVerified |  | 3 | 57584 | 117.76 | 489 | 5.23 | 0.99 | 3999 | 72.3
PPG2D2UE | Acuity Brands Lighting | Lithonia Lighting | IBL 60L ND SD125 xxxx LP740 | Indoor Luminaires | High-Bay | High-Bay Luminaires for Commercial and Industrial Buildings | Standard | FALSE | [9 empty] | 42587 | Dimmable | Continuous Above 10 | NotYetVerified |  | 3 | 55465 | 113.43 | 489 | 5.23 | 0.99 | 3999 | 72.3
P3X66YHT | Acuity Brands Lighting | Lithonia Lighting | IBL 48L WD xxxx LP740 | Indoor Luminaires | High-Bay | High-Bay Luminaires for Commercial and Industrial Buildings | Standard | FALSE | [9 empty] | 42587 | Dimmable | Continuous Above 10 | NotYetVerified |  | 3 | 51555 | 130.85 | 394 | 5.23 | 0.99 | 3999 | 72.3
P7QBAMRT | Acuity Brands Lighting | Lithonia Lighting | IBL 48L ND xxxx LP740 | Indoor Luminaires | High-Bay | High-Bay Luminaires for Commercial and Industrial Buildings | Standard | FALSE | [9 empty] | 42587 | Dimmable | Continuous Above 10 | NotYetVerified |  | 3 | 49657 | 126.03 | 394 | 5.23 | 0.99 | 3999 | 72.3
PYWJ8HMS | Acuity Brands Lighting | Lithonia Lighting | IBL 48L WD SD125 xxxx LP740 | Indoor Luminaires | High-Bay | High-Bay Luminaires for Commercial and Industrial Buildings | Standard | FALSE | [9 empty] | 42587 | Dimmable | Continuous Above 10 | NotYetVerified |  | 3 | 44884 | 113.92 | 394 | 5.23 | 0.99 | 3999 | 72.3
PNHCFUJT | Acuity Brands Lighting | Lithonia Lighting | IBL 48L ND SD125 xxxx LP740 | Indoor Luminaires | High-Bay | High-Bay Luminaires for Commercial and Industrial Buildings | Standard | FALSE | [9 empty] | 42587 | Dimmable | Continuous Above 10 | NotYetVerified |  | 3 | 43579 | 110.61 | 394 | 5.23 | 0.99 | 3999 | 72.3
PY65KEPU | Acuity Brands Lighting | Lithonia Lighting | IBL 24L WD xxxx LP740 | Indoor Luminaires | High-Bay | High-Bay Luminaires for Commercial and Industrial Buildings | Standard | FALSE | [9 empty] | 42587 | Dimmable | Continuous Above 10 | NotYetVerified |  | 3 | 25777 | 130.85 | 197 | 5.23 | 0.99 | 3999 | 72.3
P82V2N1X | Acuity Brands Lighting | Lithonia Lighting | IBL 24L ND xxxx LP740 | Indoor Luminaires | High-Bay | High-Bay Luminaires for Commercial and Industrial Buildings | Standard | FALSE | [9 empty] | 42587 | Dimmable | Continuous Above 10 | NotYetVerified |  | 3 | 24828 | 126.03 | 197 | 5.23 | 0.99 | 3999 | 72.3
PQZP9WH6 | Acuity Brands Lighting | Lithonia Lighting | IBL 24L WD SD125 xxxx LP740 | Indoor Luminaires | High-Bay | High-Bay Luminaires for Commercial and Industrial Buildings | Standard | FALSE | [9 empty] | 42587 | Dimmable | Continuous Above 10 | NotYetVerified |  | 3 | 22622 | 114.83 | 197 | 5.23 | 0.99 | 3999 | 72.3
PGN3TCU9 | Acuity Brands Lighting | Lithonia Lighting | IBL 24L ND SD125 xxxx LP740 | Indoor Luminaires | High-Bay | High-Bay Luminaires for Commercial and Industrial Buildings | Standard | FALSE | [9 empty] | 42587 | Dimmable | Continuous Above 10 | NotYetVerified |  | 3 | 21789 | 110.6 | 197 | 5.23 | 0.99 | 3999 | 72.3
PECQ3XR8 | Acuity Brands Lighting | Lithonia Lighting | IBL 15L WD xxxx LP740 | Indoor Luminaires | High-Bay | High-Bay Luminaires for Commercial and Industrial Buildings | Standard | FALSE | [9 empty] | 42587 | Dimmable | Continuous Above 10 | NotYetVerified |  | 3 | 16403 | 131.22 | 125 | 5.23 | 0.99 | 3999 | 72.3
PZNDCJ4N | Acuity Brands Lighting | Lithonia Lighting | IBL 15L ND xxxx LP740 | Indoor Luminaires | High-Bay | High-Bay Luminaires for Commercial and Industrial Buildings | Standard | FALSE | [9 empty] | 42587 | Dimmable | Continuous Above 10 | NotYetVerified |  | 3 | 15799 | 126.39 | 125 | 5.23 | 0.99 | 3999 | 72.3
PFDQKJF1 | Acuity Brands Lighting | Lithonia Lighting | IBL 15L WD SD125 xxxx LP740 | Indoor Luminaires | High-Bay | High-Bay Luminaires for Commercial and Industrial Buildings | Standard | FALSE | [9 empty] | 42587 | Dimmable | Continuous Above 10 | NotYetVerified |  | 3 | 14396 | 115.17 | 125 | 5.23 | 0.99 | 3999 | 72.3
P22DBRWH | Acuity Brands Lighting | Lithonia Lighting | IBL 15L ND SD125 xxxx LP740 | Indoor Luminaires | High-Bay | High-Bay Luminaires for Commercial and Industrial Buildings | Standard | FALSE | [9 empty] | 42587 | Dimmable | Continuous Above 10 | NotYetVerified |  | 3 | 13866 | 110.93 | 125 | 5.23 | 0.99 | 3999 | 72.3
PKJY5KNZ | Acuity Brands Lighting | Lithonia Lighting | IBL 12L WD xxxx LP740 | Indoor Luminaires | High-Bay | High-Bay Luminaires for Commercial and Industrial Buildings | Standard | FALSE | [9 empty] | 42587 | Dimmable | Continuous Above 10 | NotYetVerified |  | 3 | 12888 | 128.88 | 100 | 5.23 | 0.99 | 3999 | 72.3
PEJ7GNN4 | Acuity Brands Lighting | Lithonia Lighting | IBL 12L ND xxxx LP740 | Indoor Luminaires | High-Bay | High-Bay Luminaires for Commercial and Industrial Buildings | Standard | FALSE | [9 empty] | 42587 | Dimmable | Continuous Above 10 | NotYetVerified |  | 3 | 12413 | 124.13 | 100 | 5.23 | 0.99 | 3999 | 72.3
PYEQ5VU9 | Acuity Brands Lighting | Lithonia Lighting | IBL 12L WD SD125 xxxx LP740 | Indoor Luminaires | High-Bay | High-Bay Luminaires for Commercial and Industrial Buildings | Standard | FALSE | [9 empty] | 42587 | Dimmable | Continuous Above 10 | NotYetVerified |  | 3 | 11311 | 113.11 | 100 | 5.23 | 0.99 | 3999 | 72.3
PYFAKRTE | Acuity Brands Lighting | Lithonia Lighting | IBL 12L ND SD125 xxxx LP740 | Indoor Luminaires | High-Bay | High-Bay Luminaires for Commercial and Industrial Buildings | Standard | FALSE | [9 empty] | 42587 | Dimmable | Continuous Above 10 | NotYetVerified |  | 3 | 10895 | 108.95 | 100 | 5.23 | 0.99 | 3999 | 72.3
P2MH272P | Acuity Brands Lighting | Lithonia Lighting | IBL 60L WD xxxx LP840 | Indoor Luminaires | High-Bay | High-Bay Luminaires for Commercial and Industrial Buildings | Standard | FALSE | [9 empty] | 42587 | Dimmable | Continuous Above 10 | NotYetVerified |  | 3 | 57823 | 118.25 | 489 | 5.23 | 0.99 | 3849 | 82.1
PT7JRD19 | Acuity Brands Lighting | Lithonia Lighting | IBL 60L ND xxxx LP840 | Indoor Luminaires | High-Bay | High-Bay Luminaires for Commercial and Industrial Buildings | Standard | FALSE | [9 empty] | 42587 | Dimmable | Continuous Above 10 | NotYetVerified |  | 3 | 55695 | 113.9 | 489 | 5.23 | 0.99 | 3849 | 82.1
PKX58RVH | Acuity Brands Lighting | Lithonia Lighting | IBL 60L WD SD125 xxxx LP840 | Indoor Luminaires | High-Bay | High-Bay Luminaires for Commercial and Industrial Buildings | Standard | FALSE | [9 empty] | 42587 | Dimmable | Continuous Above 10 | NotYetVerified |  | 3 | 50746 | 103.78 | 489 | 5.23 | 0.99 | 3849 | 82.1
PH9K6DAG | Acuity Brands Lighting | Lithonia Lighting | IBL 60L ND SD125 xxxx LP840 | Indoor Luminaires | High-Bay | High-Bay Luminaires for Commercial and Industrial Buildings | Standard | FALSE | [9 empty] | 42587 | Dimmable | Continuous Above 10 | NotYetVerified |  | 3 | 48878 | 99.96 | 489 | 5.23 | 0.99 | 3849 | 82.1
PNEZ6QVH | Acuity Brands Lighting | Lithonia Lighting | IBL 48L WD xxxx LP840 | Indoor Luminaires | High-Bay | High-Bay Luminaires for Commercial and Industrial Buildings | Standard | FALSE | [9 empty] | 42587 | Dimmable | Continuous Above 10 | NotYetVerified |  | 3 | 45433 | 115.31 | 394 | 5.23 | 0.99 | 3849 | 82.1
PN1KKKZ2 | Acuity Brands Lighting | Lithonia Lighting | IBL 48L ND xxxx LP840 | Indoor Luminaires | High-Bay | High-Bay Luminaires for Commercial and Industrial Buildings | Standard | FALSE | [9 empty] | 42587 | Dimmable | Continuous Above 10 | NotYetVerified |  | 3 | 43760 | 111.07 | 394 | 5.23 | 0.99 | 3849 | 82.1
PTHAPDZP | Acuity Brands Lighting | Lithonia Lighting | IBL 48L WD SD125 xxxx LP840 | Indoor Luminaires | High-Bay | High-Bay Luminaires for Commercial and Industrial Buildings | Standard | FALSE | [9 empty] | 42587 | Dimmable | Continuous Above 10 | NotYetVerified |  | 3 | 39554 | 100.39 | 394 | 5.23 | 0.99 | 3849 | 82.1
P1JQG8UH | Acuity Brands Lighting | Lithonia Lighting | IBL 48L ND SD125 xxxx LP840 | Indoor Luminaires | High-Bay | High-Bay Luminaires for Commercial and Industrial Buildings | Standard | FALSE | [9 empty] | 42587 | Dimmable | Continuous Above 10 | NotYetVerified |  | 3 | 38404 | 97.47 | 394 | 5.23 | 0.99 | 3849 | 82.1
P3JTBKH3 | Acuity Brands Lighting | Lithonia Lighting | IBL 30L WD xxxx LP840 | Indoor Luminaires | High-Bay | High-Bay Luminaires for Commercial and Industrial Buildings | Standard | FALSE | [9 empty] | 42587 | Dimmable | Continuous Above 10 | NotYetVerified |  | 3 | 28912 | 118.01 | 245 | 5.23 | 0.99 | 3849 | 82.1
PFM5H6WD | Acuity Brands Lighting | Lithonia Lighting | IBL 30L ND xxxx LP840 | Indoor Luminaires | High-Bay | High-Bay Luminaires for Commercial and Industrial Buildings | Standard | FALSE | [9 empty] | 42587 | Dimmable | Continuous Above 10 | NotYetVerified |  | 3 | 27848 | 113.67 | 245 | 5.23 | 0.99 | 3849 | 82.1
PZXG54UC | Acuity Brands Lighting | Lithonia Lighting | IBL 30L WD SD125 xxxx LP840 | Indoor Luminaires | High-Bay | High-Bay Luminaires for Commercial and Industrial Buildings | Standard | FALSE | [9 empty] | 42587 | Dimmable | Continuous Above 10 | NotYetVerified |  | 3 | 25170 | 102.73 | 245 | 5.23 | 0.99 | 3849 | 82.1
P27WJRYT | Acuity Brands Lighting | Lithonia Lighting | IBL 30L ND SD125 xxxx LP840 | Indoor Luminaires | High-Bay | High-Bay Luminaires for Commercial and Industrial Buildings | Standard | FALSE | [9 empty] | 42587 | Dimmable | Continuous Above 10 | NotYetVerified |  | 3 | 24440 | 99.76 | 245 | 5.23 | 0.99 | 3849 | 82.1
PZQS2RP8 | Acuity Brands Lighting | Lithonia Lighting | IBL 24L WD xxxx LP840 | Indoor Luminaires | High-Bay | High-Bay Luminaires for Commercial and Industrial Buildings | Standard | FALSE | [9 empty] | 42587 | Dimmable | Continuous Above 10 | NotYetVerified |  | 3 | 22716 | 115.31 | 197 | 5.23 | 0.99 | 3849 | 82.1
PPCFPBM3 | Acuity Brands Lighting | Lithonia Lighting | IBL 24L ND xxxx LP840 | Indoor Luminaires | High-Bay | High-Bay Luminaires for Commercial and Industrial Buildings | Standard | FALSE | [9 empty] | 42587 | Dimmable | Continuous Above 10 | NotYetVerified |  | 3 | 21879 | 111.06 | 197 | 5.23 | 0.99 | 3849 | 82.1
PWUCEPMJ | Acuity Brands Lighting | Lithonia Lighting | IBL 24L WD SD125 xxxx LP840 | Indoor Luminaires | High-Bay | High-Bay Luminaires for Commercial and Industrial Buildings | Standard | FALSE | [9 empty] | 42587 | Dimmable | Continuous Above 10 | NotYetVerified |  | 3 | 19936 | 101.2 | 197 | 5.23 | 0.99 | 3849 | 82.1
PJS1JYM5 | Acuity Brands Lighting | Lithonia Lighting | IBL 24L ND SD125 xxxx LP840 | Indoor Luminaires | High-Bay | High-Bay Luminaires for Commercial and Industrial Buildings | Standard | FALSE | [9 empty] | 42587 | Dimmable | Continuous Above 10 | NotYetVerified |  | 3 | 19202 | 97.47 | 197 | 5.23 | 0.99 | 3849 | 82.1
P9FCVAC1 | Acuity Brands Lighting | Lithonia Lighting | IBL 15L WD xxxx LP840 | Indoor Luminaires | High-Bay | High-Bay Luminaires for Commercial and Industrial Buildings | Standard | FALSE | [9 empty] | 42587 | Dimmable | Continuous Above 10 | NotYetVerified |  | 3 | 14456 | 115.65 | 125 | 5.23 | 0.99 | 3849 | 82.1
PZYNZBNH | Acuity Brands Lighting | Lithonia Lighting | IBL 15L ND xxxx LP840 | Indoor Luminaires | High-Bay | High-Bay Luminaires for Commercial and Industrial Buildings | Standard | FALSE | [9 empty] | 42587 | Dimmable | Continuous Above 10 | NotYetVerified |  | 3 | 13923 | 111.38 | 125 | 5.23 | 0.99 | 3849 | 82.1
P6A1HT6X | Acuity Brands Lighting | Lithonia Lighting | IBL 15L WD SD125 xxxx LP840 | Indoor Luminaires | High-Bay | High-Bay Luminaires for Commercial and Industrial Buildings | Standard | FALSE | [9 empty] | 42587 | Dimmable | Continuous Above 10 | NotYetVerified |  | 3 | 12687 | 101.5 | 125 | 5.23 | 0.99 | 3849 | 82.1
PAW7GYBW | Acuity Brands Lighting | Lithonia Lighting | IBL 15L ND SD125 xxxx LP840 | Indoor Luminaires | High-Bay | High-Bay Luminaires for Commercial and Industrial Buildings | Standard | FALSE | [9 empty] | 42587 | Dimmable | Continuous Above 10 | NotYetVerified |  | 3 | 12220 | 97.76 | 125 | 5.23 | 0.99 | 3849 | 82.1
P3VWQ8JN | Acuity Brands Lighting | Lithonia Lighting | IBL 12L WD xxxx LP840 | Indoor Luminaires | High-Bay | High-Bay Luminaires for Commercial and Industrial Buildings | Standard | FALSE | [9 empty] | 42587 | Dimmable | Continuous Above 10 | NotYetVerified |  | 3 | 11358 | 113.58 | 100 | 5.23 | 0.99 | 3849 | 82.1
PJBNZ1A8 | Acuity Brands Lighting | Lithonia Lighting | IBL 12L ND xxxx LP840 | Indoor Luminaires | High-Bay | High-Bay Luminaires for Commercial and Industrial Buildings | Standard | FALSE | [9 empty] | 42587 | Dimmable | Continuous Above 10 | NotYetVerified |  | 3 | 10939 | 109.39 | 100 | 5.23 | 0.99 | 3849 | 82.1
PF8GCC25 | Acuity Brands Lighting | Lithonia Lighting | IBL 12L WD SD125 xxxx LP840 | Indoor Luminaires | High-Bay | High-Bay Luminaires for Commercial and Industrial Buildings | Standard | FALSE | [9 empty] | 42587 | Dimmable | Continuous Above 10 | NotYetVerified |  | 3 | 9968 | 99.68 | 100 | 5.23 | 0.99 | 3849 | 82.1
PWKAHG1K | Acuity Brands Lighting | Lithonia Lighting | IBL 12L ND SD125 xxxx LP840 | Indoor Luminaires | High-Bay | High-Bay Luminaires for Commercial and Industrial Buildings | Standard | FALSE | [9 empty] | 42587 | Dimmable | Continuous Above 10 | NotYetVerified |  | 3 | 9601 | 96.01 | 100 | 5.23 | 0.99 | 3849 | 82.1
P1TNMF5X | Acuity Brands Lighting | Lithonia Lighting | IBL 60L WD xxxx LP735 | Indoor Luminaires | High-Bay | High-Bay Luminaires for Commercial and Industrial Buildings | Standard | FALSE | [9 empty] | 42587 | Dimmable | Continuous Above 10 | NotYetVerified |  | 3 | 62744 | 128.31 | 489 | 5.23 | 0.99 | 3544 | 73.7
PTQ8FJ17 | Acuity Brands Lighting | Lithonia Lighting | IBL 60L ND xxxx LP735 | Indoor Luminaires | High-Bay | High-Bay Luminaires for Commercial and Industrial Buildings | Standard | FALSE | [9 empty] | 42587 | Dimmable | Continuous Above 10 | NotYetVerified |  | 3 | 60435 | 123.59 | 489 | 5.23 | 0.99 | 3544 | 73.7
P9U7W2E3 | Acuity Brands Lighting | Lithonia Lighting | IBL 60L WD SD125 xxxx LP735 | Indoor Luminaires | High-Bay | High-Bay Luminaires for Commercial and Industrial Buildings | Standard | FALSE | [9 empty] | 42587 | Dimmable | Continuous Above 10 | NotYetVerified |  | 3 | 55065 | 112.61 | 489 | 5.23 | 0.99 | 3544 | 73.7
PFP7QGJ4 | Acuity Brands Lighting | Lithonia Lighting | IBL 60L ND SD125 xxxx LP735 | Indoor Luminaires | High-Bay | High-Bay Luminaires for Commercial and Industrial Buildings | Standard | FALSE | [9 empty] | 42587 | Dimmable | Continuous Above 10 | NotYetVerified |  | 3 | 53038 | 108.46 | 489 | 5.23 | 0.99 | 3544 | 73.7
PSHE2QJ8 | Acuity Brands Lighting | Lithonia Lighting | IBL 48L WD xxxx LP735 | Indoor Luminaires | High-Bay | High-Bay Luminaires for Commercial and Industrial Buildings | Standard | FALSE | [9 empty] | 42587 | Dimmable | Continuous Above 10 | NotYetVerified |  | 3 | 49300 | 125.13 | 394 | 5.23 | 0.99 | 3544 | 73.7
P8BZ49C5 | Acuity Brands Lighting | Lithonia Lighting | IBL 48L ND xxxx LP735 | Indoor Luminaires | High-Bay | High-Bay Luminaires for Commercial and Industrial Buildings | Standard | FALSE | [9 empty] | 42587 | Dimmable | Continuous Above 10 | NotYetVerified |  | 3 | 47485 | 120.52 | 394 | 5.23 | 0.99 | 3544 | 73.7
PWTKKK1B | Acuity Brands Lighting | Lithonia Lighting | IBL 48L WD SD125 xxxx LP735 | Indoor Luminaires | High-Bay | High-Bay Luminaires for Commercial and Industrial Buildings | Standard | FALSE | [9 empty] | 42587 | Dimmable | Continuous Above 10 | NotYetVerified |  | 3 | 42920 | 108.93 | 394 | 5.23 | 0.99 | 3544 | 73.7
PGE4SCVQ | Acuity Brands Lighting | Lithonia Lighting | IBL 48L ND SD125 xxxx LP735 | Indoor Luminaires | High-Bay | High-Bay Luminaires for Commercial and Industrial Buildings | Standard | FALSE | [9 empty] | 42587 | Dimmable | Continuous Above 10 | NotYetVerified |  | 3 | 41672 | 105.77 | 394 | 5.23 | 0.99 | 3544 | 73.7
P29FHEBM | Acuity Brands Lighting | Lithonia Lighting | IBL 30L WD xxxx LP735 | Indoor Luminaires | High-Bay | High-Bay Luminaires for Commercial and Industrial Buildings | Standard | FALSE | [9 empty] | 42587 | Dimmable | Continuous Above 10 | NotYetVerified |  | 3 | 31373 | 128.05 | 245 | 5.23 | 0.99 | 3544 | 73.7
P1C34FC2 | Acuity Brands Lighting | Lithonia Lighting | IBL 30L ND xxxx LP735 | Indoor Luminaires | High-Bay | High-Bay Luminaires for Commercial and Industrial Buildings | Standard | FALSE | [9 empty] | 42587 | Dimmable | Continuous Above 10 | NotYetVerified |  | 3 | 30218 | 123.34 | 245 | 5.23 | 0.99 | 3544 | 73.7
PBC4QQHR | Acuity Brands Lighting | Lithonia Lighting | IBL 30L WD SD125 xxxx LP735 | Indoor Luminaires | High-Bay | High-Bay Luminaires for Commercial and Industrial Buildings | Standard | FALSE | [9 empty] | 42587 | Dimmable | Continuous Above 10 | NotYetVerified |  | 3 | 27313 | 111.48 | 245 | 5.23 | 0.99 | 3544 | 73.7
PK153T81 | Acuity Brands Lighting | Lithonia Lighting | IBL 30L ND SD125 xxxx LP735 | Indoor Luminaires | High-Bay | High-Bay Luminaires for Commercial and Industrial Buildings | Standard | FALSE | [9 empty] | 42587 | Dimmable | Continuous Above 10 | NotYetVerified |  | 3 | 26519 | 108.24 | 245 | 5.23 | 0.99 | 3544 | 73.7
P1N59241 | Acuity Brands Lighting | Lithonia Lighting | IBL 24L WD xxxx LP735 | Indoor Luminaires | High-Bay | High-Bay Luminaires for Commercial and Industrial Buildings | Standard | FALSE | [9 empty] | 42587 | Dimmable | Continuous Above 10 | NotYetVerified |  | 3 | 24649 | 125.12 | 197 | 5.23 | 0.99 | 3544 | 73.7
PCXK17AS | Acuity Brands Lighting | Lithonia Lighting | IBL 24L ND xxxx LP735 | Indoor Luminaires | High-Bay | High-Bay Luminaires for Commercial and Industrial Buildings | Standard | FALSE | [9 empty] | 42587 | Dimmable | Continuous Above 10 | NotYetVerified |  | 3 | 23742 | 120.52 | 197 | 5.23 | 0.99 | 3544 | 73.7
PV69T8M3 | Acuity Brands Lighting | Lithonia Lighting | IBL 24L WD SD125 xxxx LP735 | Indoor Luminaires | High-Bay | High-Bay Luminaires for Commercial and Industrial Buildings | Standard | FALSE | [9 empty] | 42587 | Dimmable | Continuous Above 10 | NotYetVerified |  | 3 | 21632 | 109.81 | 197 | 5.23 | 0.99 | 3544 | 73.7
PHFSFE9V | Acuity Brands Lighting | Lithonia Lighting | IBL 24L ND SD125 xxxx LP735 | Indoor Luminaires | High-Bay | High-Bay Luminaires for Commercial and Industrial Buildings | Standard | FALSE | [9 empty] | 42587 | Dimmable | Continuous Above 10 | NotYetVerified |  | 3 | 20836 | 105.77 | 197 | 5.23 | 0.99 | 3544 | 73.7
P7HXW1A7 | Acuity Brands Lighting | Lithonia Lighting | IBL 15L WD xxxx LP735 | Indoor Luminaires | High-Bay | High-Bay Luminaires for Commercial and Industrial Buildings | Standard | FALSE | [9 empty] | 42587 | Dimmable | Continuous Above 10 | NotYetVerified |  | 3 | 15686 | 125.49 | 125 | 5.23 | 0.99 | 3544 | 73.7
PQFUP1N7 | Acuity Brands Lighting | Lithonia Lighting | IBL 15L ND xxxx LP735 | Indoor Luminaires | High-Bay | High-Bay Luminaires for Commercial and Industrial Buildings | Standard | FALSE | [9 empty] | 42587 | Dimmable | Continuous Above 10 | NotYetVerified |  | 3 | 15108 | 120.86 | 125 | 5.23 | 0.99 | 3544 | 73.7
PUSQBVX3 | Acuity Brands Lighting | Lithonia Lighting | IBL 15L WD SD125 xxxx LP735 | Indoor Luminaires | High-Bay | High-Bay Luminaires for Commercial and Industrial Buildings | Standard | FALSE | [9 empty] | 42587 | Dimmable | Continuous Above 10 | NotYetVerified |  | 3 | 13766 | 110.13 | 125 | 5.23 | 0.99 | 3544 | 73.7
PWDA37SP | Acuity Brands Lighting | Lithonia Lighting | IBL 15L ND SD125 xxxx LP735 | Indoor Luminaires | High-Bay | High-Bay Luminaires for Commercial and Industrial Buildings | Standard | FALSE | [9 empty] | 42587 | Dimmable | Continuous Above 10 | NotYetVerified |  | 3 | 13260 | 106.08 | 125 | 5.23 | 0.99 | 3544 | 73.7
P5MQJS4U | Acuity Brands Lighting | Lithonia Lighting | IBL 12L WD xxxx LP735 | Indoor Luminaires | High-Bay | High-Bay Luminaires for Commercial and Industrial Buildings | Standard | FALSE | [9 empty] | 42587 | Dimmable | Continuous Above 10 | NotYetVerified |  | 3 | 12324 | 123.24 | 100 | 5.23 | 0.99 | 3544 | 73.7
PNAQS8SN | Acuity Brands Lighting | Lithonia Lighting | IBL 12L ND xxxx LP735 | Indoor Luminaires | High-Bay | High-Bay Luminaires for Commercial and Industrial Buildings | Standard | FALSE | [9 empty] | 42587 | Dimmable | Continuous Above 10 | NotYetVerified |  | 3 | 11870 | 118.7 | 100 | 5.23 | 0.99 | 3544 | 73.7
PANN6NVQ | Acuity Brands Lighting | Lithonia Lighting | IBL 12L WD SD125 xxxx LP735 | Indoor Luminaires | High-Bay | High-Bay Luminaires for Commercial and Industrial Buildings | Standard | FALSE | [9 empty] | 42587 | Dimmable | Continuous Above 10 | NotYetVerified |  | 3 | 10816 | 108.16 | 100 | 5.23 | 0.99 | 3544 | 73.7
P8W18PAN | Acuity Brands Lighting | Lithonia Lighting | IBL 12L ND SD125 xxxx LP735 | Indoor Luminaires | High-Bay | High-Bay Luminaires for Commercial and Industrial Buildings | Standard | FALSE | [9 empty] | 42587 | Dimmable | Continuous Above 10 | NotYetVerified |  | 3 | 10418 | 104.18 | 100 | 5.23 | 0.99 | 3544 | 73.7
PGRGXU7K | Acuity Brands Lighting | Lithonia Lighting | IBL 60L WD xxxx LP835 | Indoor Luminaires | High-Bay | High-Bay Luminaires for Commercial and Industrial Buildings | Standard | FALSE | [9 empty] | 42587 | Dimmable | Continuous Above 10 | NotYetVerified |  | 3 | 57413 | 117.41 | 489 | 5.23 | 0.99 | 3475 | 82.4
PPJUEWDQ | Acuity Brands Lighting | Lithonia Lighting | IBL 60L ND xxxx LP835 | Indoor Luminaires | High-Bay | High-Bay Luminaires for Commercial and Industrial Buildings | Standard | FALSE | [9 empty] | 42587 | Dimmable | Continuous Above 10 | NotYetVerified |  | 3 | 55300 | 113.09 | 489 | 5.23 | 0.99 | 3475 | 82.4
PYSFWSYJ | Acuity Brands Lighting | Lithonia Lighting | IBL 60L WD SD125 xxxx LP835 | Indoor Luminaires | High-Bay | High-Bay Luminaires for Commercial and Industrial Buildings | Standard | FALSE | [9 empty] | 42587 | Dimmable | Continuous Above 10 | NotYetVerified |  | 3 | 50386 | 103.04 | 489 | 5.23 | 0.99 | 3475 | 82.4
PDMAV2DT | Acuity Brands Lighting | Lithonia Lighting | IBL 60L ND SD125 xxxx LP835 | Indoor Luminaires | High-Bay | High-Bay Luminaires for Commercial and Industrial Buildings | Standard | FALSE | [9 empty] | 42587 | Dimmable | Continuous Above 10 | NotYetVerified |  | 3 | 48532 | 99.25 | 489 | 5.23 | 0.99 | 3475 | 82.4
P9Y8V1J8 | Acuity Brands Lighting | Lithonia Lighting | IBL 48L WD xxxx LP835 | Indoor Luminaires | High-Bay | High-Bay Luminaires for Commercial and Industrial Buildings | Standard | FALSE | [9 empty] | 42587 | Dimmable | Continuous Above 10 | NotYetVerified |  | 3 | 45111 | 114.49 | 394 | 5.23 | 0.99 | 3475 | 82.4
PRXVVYPR | Acuity Brands Lighting | Lithonia Lighting | IBL 48L ND xxxx LP835 | Indoor Luminaires | High-Bay | High-Bay Luminaires for Commercial and Industrial Buildings | Standard | FALSE | [9 empty] | 42587 | Dimmable | Continuous Above 10 | NotYetVerified |  | 3 | 43450 | 110.28 | 394 | 5.23 | 0.99 | 3475 | 82.4
PTG9HXK7 | Acuity Brands Lighting | Lithonia Lighting | IBL 48L WD SD125 xxxx LP835 | Indoor Luminaires | High-Bay | High-Bay Luminaires for Commercial and Industrial Buildings | Standard | FALSE | [9 empty] | 42587 | Dimmable | Continuous Above 10 | NotYetVerified |  | 3 | 39273 | 99.68 | 394 | 5.23 | 0.99 | 3475 | 82.4
PZ11A11X | Acuity Brands Lighting | Lithonia Lighting | IBL 48L ND SD125 xxxx LP835 | Indoor Luminaires | High-Bay | High-Bay Luminaires for Commercial and Industrial Buildings | Standard | FALSE | [9 empty] | 42587 | Dimmable | Continuous Above 10 | NotYetVerified |  | 3 | 38131 | 96.78 | 394 | 5.23 | 0.99 | 3475 | 82.4
PYB6DHGU | Acuity Brands Lighting | Lithonia Lighting | IBL 30L WD xxxx LP835 | Indoor Luminaires | High-Bay | High-Bay Luminaires for Commercial and Industrial Buildings | Standard | FALSE | [9 empty] | 42587 | Dimmable | Continuous Above 10 | NotYetVerified |  | 3 | 28707 | 117.17 | 245 | 5.23 | 0.99 | 3475 | 82.4
PTS491C3 | Acuity Brands Lighting | Lithonia Lighting | IBL 30L ND xxxx LP835 | Indoor Luminaires | High-Bay | High-Bay Luminaires for Commercial and Industrial Buildings | Standard | FALSE | [9 empty] | 42587 | Dimmable | Continuous Above 10 | NotYetVerified |  | 3 | 27650 | 112.86 | 245 | 5.23 | 0.99 | 3475 | 82.4
P1RWYFY8 | Acuity Brands Lighting | Lithonia Lighting | IBL 30L WD SD125 xxxx LP835 | Indoor Luminaires | High-Bay | High-Bay Luminaires for Commercial and Industrial Buildings | Standard | FALSE | [9 empty] | 42587 | Dimmable | Continuous Above 10 | NotYetVerified |  | 3 | 24992 | 102.01 | 245 | 5.23 | 0.99 | 3475 | 82.4
P2BJBUSU | Acuity Brands Lighting | Lithonia Lighting | IBL 30L ND SD125 xxxx LP835 | Indoor Luminaires | High-Bay | High-Bay Luminaires for Commercial and Industrial Buildings | Standard | FALSE | [9 empty] | 42587 | Dimmable | Continuous Above 10 | NotYetVerified |  | 3 | 24266 | 99.04 | 245 | 5.23 | 0.99 | 3475 | 82.4
P5CHPGDQ | Acuity Brands Lighting | Lithonia Lighting | IBL 24L WD xxxx LP835 | Indoor Luminaires | High-Bay | High-Bay Luminaires for Commercial and Industrial Buildings | Standard | FALSE | [9 empty] | 42587 | Dimmable | Continuous Above 10 | NotYetVerified |  | 3 | 22555 | 114.49 | 197 | 5.23 | 0.99 | 3475 | 82.4
PDZB1KDK | Acuity Brands Lighting | Lithonia Lighting | IBL 24L ND xxxx LP835 | Indoor Luminaires | High-Bay | High-Bay Luminaires for Commercial and Industrial Buildings | Standard | FALSE | [9 empty] | 42587 | Dimmable | Continuous Above 10 | NotYetVerified |  | 3 | 21724 | 110.27 | 197 | 5.23 | 0.99 | 3475 | 82.4
PSNTZ9VZ | Acuity Brands Lighting | Lithonia Lighting | IBL 24L WD SD125 xxxx LP835 | Indoor Luminaires | High-Bay | High-Bay Luminaires for Commercial and Industrial Buildings | Standard | FALSE | [9 empty] | 42587 | Dimmable | Continuous Above 10 | NotYetVerified |  | 3 | 19794 | 100.48 | 197 | 5.23 | 0.99 | 3475 | 82.4
PZPNKQ4R | Acuity Brands Lighting | Lithonia Lighting | IBL 24L ND SD125 xxxx LP835 | Indoor Luminaires | High-Bay | High-Bay Luminaires for Commercial and Industrial Buildings | Standard | FALSE | [9 empty] | 42587 | Dimmable | Continuous Above 10 | NotYetVerified |  | 3 | 19066 | 96.78 | 197 | 5.23 | 0.99 | 3475 | 82.4
PFG52VX4 | Acuity Brands Lighting | Lithonia Lighting | IBL 15L WD xxxx LP835 | Indoor Luminaires | High-Bay | High-Bay Luminaires for Commercial and Industrial Buildings | Standard | FALSE | [9 empty] | 42587 | Dimmable | Continuous Above 10 | NotYetVerified |  | 3 | 14353 | 114.82 | 125 | 5.23 | 0.99 | 3475 | 82.4
PGG2T3EX | Acuity Brands Lighting | Lithonia Lighting | IBL 15L ND xxxx LP835 | Indoor Luminaires | High-Bay | High-Bay Luminaires for Commercial and Industrial Buildings | Standard | FALSE | [9 empty] | 42587 | Dimmable | Continuous Above 10 | NotYetVerified |  | 3 | 13824 | 110.59 | 125 | 5.23 | 0.99 | 3475 | 82.4
P6NGXPG3 | Acuity Brands Lighting | Lithonia Lighting | IBL 15L WD SD125 xxxx LP835 | Indoor Luminaires | High-Bay | High-Bay Luminaires for Commercial and Industrial Buildings | Standard | FALSE | [9 empty] | 42587 | Dimmable | Continuous Above 10 | NotYetVerified |  | 3 | 12597 | 100.78 | 125 | 5.23 | 0.99 | 3475 | 82.4
PY2PGSDP | Acuity Brands Lighting | Lithonia Lighting | IBL 15L ND SD125 xxxx LP835 | Indoor Luminaires | High-Bay | High-Bay Luminaires for Commercial and Industrial Buildings | Standard | FALSE | [9 empty] | 42587 | Dimmable | Continuous Above 10 | NotYetVerified |  | 3 | 12133 | 97.06 | 125 | 5.23 | 0.99 | 3475 | 82.4
P6ABH24R | Acuity Brands Lighting | Lithonia Lighting | IBL 12L WD xxxx LP835 | Indoor Luminaires | High-Bay | High-Bay Luminaires for Commercial and Industrial Buildings | Standard | FALSE | [9 empty] | 42587 | Dimmable | Continuous Above 10 | NotYetVerified |  | 3 | 11277 | 112.77 | 100 | 5.23 | 0.99 | 3475 | 82.4
PHCYQ6BP | Acuity Brands Lighting | Lithonia Lighting | IBL 12L ND xxxx LP835 | Indoor Luminaires | High-Bay | High-Bay Luminaires for Commercial and Industrial Buildings | Standard | FALSE | [9 empty] | 42587 | Dimmable | Continuous Above 10 | NotYetVerified |  | 3 | 10862 | 108.62 | 100 | 5.23 | 0.99 | 3475 | 82.4
PYCRMDN4 | Acuity Brands Lighting | Lithonia Lighting | IBL 12L WD SD125 xxxx LP835 | Indoor Luminaires | High-Bay | High-Bay Luminaires for Commercial and Industrial Buildings | Standard | FALSE | [9 empty] | 42587 | Dimmable | Continuous Above 10 | NotYetVerified |  | 3 | 9897 | 98.97 | 100 | 5.23 | 0.99 | 3475 | 82.4
PHUSXN67 | Acuity Brands Lighting | Lithonia Lighting | IBL 12L ND SD125 xxxx LP835 | Indoor Luminaires | High-Bay | High-Bay Luminaires for Commercial and Industrial Buildings | Standard | FALSE | [9 empty] | 42587 | Dimmable | Continuous Above 10 | NotYetVerified |  | 3 | 9533 | 95.33 | 100 | 5.23 | 0.99 | 3475 | 82.4
PEEUYVZK | 1st Source Lighting | 1st Source Lighting | DID-HEX24I-8365-50K-U-WC-C6 | Indoor Luminaires | High-Bay | Specialty: Indirect High-Bay | Standard | TRUE | 44285.95 | 126 | 350.9 | 5 | 0.98 | 5098 | 84 | 5 | 50000 | 42586 |  |  | Yes |  | 4 | 44285.95 | 126 | 350.9 | 3 | 0.99 | 5098 | 84
PZSEQ31D | Ningbo Better-Energy Technology Lighting Co.Ltd. | Better-Energy | BE-2FT/6L/160/DM/FL 4000K | Indoor Luminaires | High-Bay | High-Bay Luminaires for Commercial and Industrial Buildings | Premium | TRUE | 18520 | 116.7 | 158.7 | 8.8 | 0.972 | 4121 | 84 | 5 | 50000 | 42586 |  |  | No |  | 3.1 | 19246.2 | 120.3 | 160 | 8.8 | 0.972 | 4000 | 80
PKRQSJKT | Ningbo Better-Energy Technology Lighting Co.Ltd. | Better-Energy | BE-4FT/6L/320/DM/FL 4000K | Indoor Luminaires | High-Bay | High-Bay Luminaires for Commercial and Industrial Buildings | Premium | TRUE | 37301 | 116.8 | 319.2 | 8.6 | 0.971 | 4189 | 84 | 5 | 50000 | 42586 |  |  | No |  | 3.1 | 38558.4 | 120.5 | 320 | 8.6 | 0.971 | 4000 | 80
PSN5UZW8 | Ningbo Better-Energy Technology Lighting Co.Ltd. | Better-Energy | BE-4FT/4L/220/DM/FL 4000K | Indoor Luminaires | High-Bay | High-Bay Luminaires for Commercial and Industrial Buildings | Premium | TRUE | 25161 | 117.1 | 214.9 | 9.2 | 0.969 | 4197 | 84 | 5 | 50000 | 42586 |  |  | No |  | 3.1 | 26665.4 | 121.2 | 220 | 9.2 | 0.969 | 4000 | 80
PTCZRQ3G | Ningbo Better-Energy Technology Lighting Co.Ltd. | Better-Energy | BE-2FT/4L/110/DM/FL 4000K | Indoor Luminaires | High-Bay | High-Bay Luminaires for Commercial and Industrial Buildings | Premium | TRUE | 12282 | 115.2 | 106.6 | 15.2 | 0.963 | 4092 | 84 | 5 | 50000 | 42586 |  |  | No |  | 3.1 | 13061.6 | 118.7 | 110 | 15.2 | 0.963 | 4000 | 80
PN1XZKYK | Eway(HK) Globallighting Technology Co. Ltd | Eway | EW-HP-W100-3000K | Indoor Luminaires | High-Bay | High-Bay Luminaires for Commercial and Industrial Buildings | Standard | TRUE | 10608.5 | 104.81 | 101.4 | 13.69 | 0.9607 | 3100 | 81.3 | 5 | 50000 | 42586 |  |  | No |  | 4 | 10608.5 | 104.81 | 101.2 | 13.69 | 0.99 | 3100 | 81.3
PM3ZENUJ | Orion Energy Systems Inc | Apollo | VTOD14E1UNVFDXXBLFR850XXXXXXXXXXXXXX | Indoor Luminaires | High-Bay | High-Bay Luminaires for Commercial and Industrial Buildings | Premium | TRUE | 34104.3 | 145 | 235.16 | 11.932 | 0.96 | 5171 | 84 | 5 | 125000 | 42586 |  |  | Yes |  | 4 | 34104.3 | 145 | 235.16 | 11.93 | 0.96 | 5171 | 84
PY7WTEAX | Orion Energy Systems Inc | Apollo | VTON14B1UNVFDXXBLFR850XXXXXXXXXXXXXX | Indoor Luminaires | High-Bay | High-Bay Luminaires for Commercial and Industrial Buildings | Standard | TRUE | 9186.7 | 134.7 | 68.19 | 8.895 | 0.96 | 5178 | 84.3 | 5 | 125000 | 42586 |  |  | Yes |  | 4 | 9348.4 | 136.59 | 68.44 | 8.9 | 0.96 | 5178 | 84.3
PGUUF2PH | Eway(HK) Globallighting Technology Co. Ltd | Eway | EW-HP-W150-3000K | Indoor Luminaires | High-Bay | High-Bay Luminaires for Commercial and Industrial Buildings | Standard | TRUE | 15766.3 | 108.17 | 145.8 | 13.6 | 0.9493 | 3114 | 81.2 | 5 | 50000 | 42586 |  |  | No |  | 4 | 15766.3 | 108.17 | 145.8 | 13.6 | 1 | 3114 | 81.2
PWXJHPNX | Orion Energy Systems Inc | Apollo | VTOD14C1UNVFDXXBLFR850XXXXXXXXXXXXXX | Indoor Luminaires | High-Bay | High-Bay Luminaires for Commercial and Industrial Buildings | Standard | TRUE | 23612.4 | 148.1 | 158.14 | 12.597 | 0.935 | 5170 | 84.4 | 5 | 125000 | 42586 |  |  | Yes |  | 4 | 23651.7 | 148 | 159.57 | 12.6 | 0.94 | 5170 | 84.4
PD9ZNBDB | Shenzhen ShengYuanTai Electronic CO. LTD. | SYT | SYT-HB02-120W(4000K) | Indoor Luminaires | High-Bay | High-Bay Luminaires for Commercial and Industrial Buildings | Standard | TRUE | 12051.8 | 106.02 | 113.7 | 17.8 | 0.914 | 4073 | 73 | 5 | 50000 | 42586 |  |  | No |  | 4 | 12000 | 105 | 120 | 15 | 0.9 | 4000 | 75
PD6KG2K3 | Shenzhen ShengYuanTai Electronic CO. LTD. | SYT | SYT-HB02-100W(4000K) | Indoor Luminaires | High-Bay | High-Bay Luminaires for Commercial and Industrial Buildings | Standard | TRUE | 9966.23 | 105.78 | 94.21 | 20.4 | 0.89 | 4062 | 72.7 | 5 | 50000 | 42586 |  |  | No |  | 4 | 10000 | 105 | 100 | 15 | 0.9 | 4000 | 75
PAT1K8P8 | Eaton (formerly Cooper Lighting) | Metalux | 4ILEDKIT-LD4-14-W-UNV-L850-[All Emergency Options]-CD2-[All Options]-[All Packaging] | Indoor Retrofit Kit | High-Bay | Retrofit Kits for High-Bay Luminaires for Commercial and Industrial Buildings | Standard | FALSE | [9 empty] | 42586 |  |  | No | Designed to retrofit Metalux I5/I8 series fluroescent luminaires only. Housing plus kit is identically the same as ILED luminaire. | 3 | 14287 | 129.7 | 110.2 | 9.8 | 0.986 | 5000 | 82
PDT6Y28R | Eaton (formerly Cooper Lighting) | Metalux | 4ILEDKIT-LD4-14-N-UNV-L850-[All Emergency Options]-CD2-[All Options]-[All Packaging] | Indoor Retrofit Kit | High-Bay | Retrofit Kits for High-Bay Luminaires for Commercial and Industrial Buildings | Standard | FALSE | [9 empty] | 42586 |  |  | No | Designed to retrofit Metalux I5/I8 series fluroescent luminaires only. Housing plus kit is identically the same as ILED luminaire. | 3 | 12944 | 117.5 | 110.2 | 9.8 | 0.986 | 5000 | 82
PETM243Y | Eaton (formerly Cooper Lighting) | Metalux | 4ILEDKIT-LD4-5-W-UNV-L850-[All Emergency Options]-CD1-[All Options]-[All Packaging] | Indoor Retrofit Kit | High-Bay | Retrofit Kits for Low-Bay Luminaires for Commercial and Industrial Buildings | Standard | FALSE | [9 empty] | 42586 |  |  | No | Designed to retrofit Metalux I5/I8 series fluroescent luminaires only. Housing plus kit is identically the same as ILED luminaire. | 3 | 5272 | 140.8 | 37.5 | 9 | 0.988 | 5000 | 82
P15AAWB8 | Eaton (formerly Cooper Lighting) | Metalux | 4ILEDKIT-LD4-7-W-UNV-L850-[All Emergency Options]-CD1-[All Options]-[All Packaging] | Indoor Retrofit Kit | High-Bay | Retrofit Kits for Low-Bay Luminaires for Commercial and Industrial Buildings | Standard | FALSE | [9 empty] | 42586 |  |  | No | Designed to retrofit Metalux I5/I8 series fluroescent luminaires only. Housing plus kit is identically the same as ILED luminaire. | 3 | 7489 | 130.3 | 57.5 | 8.7 | 0.991 | 5000 | 82
PTBNEBPA | Eaton (formerly Cooper Lighting) | Metalux | 4ILEDKIT-LD4-7-N-UNV-L850-[All Emergency Options]-CD1-[All Options]-[All Packaging] | Indoor Retrofit Kit | High-Bay | Retrofit Kits for Low-Bay Luminaires for Commercial and Industrial Buildings | Standard | FALSE | [9 empty] | 42586 |  |  | No | Designed to retrofit Metalux I5/I8 series fluroescent luminaires only. Housing plus kit is identically the same as ILED luminaire. | 3 | 6784 | 117.2 | 57.9 | 8.7 | 0.991 | 5000 | 82
PQ99XY9Y | Eaton (formerly Cooper Lighting) | Metalux | 4ILEDKIT-LD4-16-W-UNV-L850-[All Emergency Options]-CD2-[All Options]-[All Packaging] | Indoor Retrofit Kit | High-Bay | Retrofit Kits for High-Bay Luminaires for Commercial and Industrial Buildings | Standard | FALSE | [9 empty] | 42586 |  |  | No | Designed to retrofit Metalux I5/I8 series fluroescent luminaires only. Housing plus kit is identically the same as ILED luminaire. | 3 | 16964 | 121.3 | 139.8 | 8.5 | 0.99 | 5000 | 82
P7CG592G | Eaton (formerly Cooper Lighting) | Metalux | 4ILEDKIT-LD4-16-N-UNV-L850-[All Emergency Options]-CD2-[All Options]-[All Packaging] | Indoor Retrofit Kit | High-Bay | Retrofit Kits for High-Bay Luminaires for Commercial and Industrial Buildings | Standard | FALSE | [9 empty] | 42586 |  |  | No | Designed to retrofit Metalux I5/I8 series fluroescent luminaires only. Housing plus kit is identically the same as ILED luminaire. | 3 | 15369 | 109.9 | 139.8 | 8.5 | 0.99 | 5000 | 82
PHJW5HG3 | Eaton (formerly Cooper Lighting) | Metalux | 4ILEDKIT-LD4-11-W-UNV-L850-[All Emergency Options]-CD-1-[All Options]-[All Packaging] | Indoor Retrofit Kit | High-Bay | Retrofit Kits for High-Bay Luminaires for Commercial and Industrial Buildings | Standard | FALSE | [9 empty] | 42586 |  |  | No | Designed to retrofit Metalux I5/I8 series fluroescent luminaires only. Housing plus kit is identically the same as ILED luminaire. | 3 | 11832 | 116.6 | 101.5 | 6.8 | 0.987 | 5000 | 82
PMZT6HUN | Eaton (formerly Cooper Lighting) | Metalux | 4ILEDKIT-LD4-11-N-UNV-L850-[All Emergency Options]-CD-1-[All Options]-[All Packaging] | Indoor Retrofit Kit | High-Bay | Retrofit Kits for High-Bay Luminaires for Commercial and Industrial Buildings | Standard | FALSE | [9 empty] | 42586 |  |  | No | Designed to retrofit Metalux I5/I8 series fluroescent luminaires only. Housing plus kit is identically the same as ILED luminaire. | 3 | 10719 | 105.7 | 101.5 | 6.8 | 0.987 | 5000 | 82
P2KB54VG | Eaton (formerly Cooper Lighting) | Metalux | 4ILEDKIT-LD4-9-W-UNV-L850-[All Emergency Options]-CD1-[All Options]-[All Packaging] | Indoor Retrofit Kit | High-Bay | Retrofit Kits for Low-Bay Luminaires for Commercial and Industrial Buildings | Standard | FALSE | [9 empty] | 42586 |  |  | No | Designed to retrofit Metalux I5/I8 series fluroescent luminaires only. Housing plus kit is identically the same as ILED luminaire. | 3 | 9397 | 129.9 | 72.3 | 5.1 | 0.996 | 5000 | 82
P3TMSZ3P | Eaton (formerly Cooper Lighting) | Metalux | 4ILEDKIT-LD4-9-N-UNV-L850-[All Emergency Options]-CD1-[All Options]-[All Packaging] | Indoor Retrofit Kit | High-Bay | Retrofit Kits for Low-Bay Luminaires for Commercial and Industrial Buildings | Standard | FALSE | [9 empty] | 42586 |  |  | No | Designed to retrofit Metalux I5/I8 series fluroescent luminaires only. Housing plus kit is identically the same as ILED luminaire. | 3 | 8513 | 117.7 | 72.3 | 5.1 | 0.996 | 5000 | 82
PQ6AANVG | Eaton (formerly Cooper Lighting) | Metalux | 4ILEDKIT-LD4-14-W-UNV-L840-[All Emergency Options]-CD2-[All Options]-[All Packaging] | Indoor Retrofit Kit | High-Bay | Retrofit Kits for High-Bay Luminaires for Commercial and Industrial Buildings | Standard | FALSE | [9 empty] | 42586 |  |  | No | Designed to retrofit Metalux I5/I8 series fluroescent luminaires only. Housing plus kit is identically the same as ILED luminaire. | 3 | 13824 | 125.5 | 110.2 | 9.8 | 0.986 | 4000 | 82
PXWTDTM4 | Eaton (formerly Cooper Lighting) | Metalux | 4ILEDKIT-LD4-14-N-UNV-L840-[All Emergency Options]-CD2-[All Options]-[All Packaging] | Indoor Retrofit Kit | High-Bay | Retrofit Kits for High-Bay Luminaires for Commercial and Industrial Buildings | Standard | FALSE | [9 empty] | 42586 |  |  | No | Designed to retrofit Metalux I5/I8 series fluroescent luminaires only. Housing plus kit is identically the same as ILED luminaire. | 3 | 12524 | 113.7 | 110.2 | 9.8 | 0.986 | 4000 | 82
PAF3HABX | Eaton (formerly Cooper Lighting) | Metalux | 4ILEDKIT-LD4-5-W-UNV-L840-[All Emergency Options]-CD1-[All Options]-[All Packaging] | Indoor Retrofit Kit | High-Bay | Retrofit Kits for Low-Bay Luminaires for Commercial and Industrial Buildings | Standard | FALSE | [9 empty] | 42586 |  |  | No | Designed to retrofit Metalux I5/I8 series fluroescent luminaires only. Housing plus kit is identically the same as ILED luminaire. | 3 | 5101 | 136.2 | 37.5 | 9 | 0.988 | 4000 | 82
PYBHQQKF | Eaton (formerly Cooper Lighting) | Metalux | 4ILEDKIT-LD4-7-W-UNV-L840-[All Emergency Options]-CD1-[All Options]-[All Packaging] | Indoor Retrofit Kit | High-Bay | Retrofit Kits for Low-Bay Luminaires for Commercial and Industrial Buildings | Standard | FALSE | [9 empty] | 42586 |  |  | No | Designed to retrofit Metalux I5/I8 series fluroescent luminaires only. Housing plus kit is identically the same as ILED luminaire. | 3 | 7246 | 126 | 57.5 | 8.7 | 0.991 | 4000 | 82
PC7UHRF3 | Eaton (formerly Cooper Lighting) | Metalux | 4ILEDKIT-LD4-7-N-UNV-L840-[All Emergency Options]-CD1-[All Options]-[All Packaging] | Indoor Retrofit Kit | High-Bay | Retrofit Kits for Low-Bay Luminaires for Commercial and Industrial Buildings | Standard | FALSE | [9 empty] | 42586 |  |  | No | Designed to retrofit Metalux I5/I8 series fluroescent luminaires only. Housing plus kit is identically the same as ILED luminaire. | 3 | 6565 | 113.4 | 57.9 | 8.7 | 0.991 | 4000 | 82
PAEP4USG | Eaton (formerly Cooper Lighting) | Metalux | 4ILEDKIT-LD4-16-W-UNV-L840-[All Emergency Options]-CD2-[All Options]-[All Packaging] | Indoor Retrofit Kit | High-Bay | Retrofit Kits for High-Bay Luminaires for Commercial and Industrial Buildings | Standard | FALSE | [9 empty] | 42586 |  |  | No | Designed to retrofit Metalux I5/I8 series fluroescent luminaires only. Housing plus kit is identically the same as ILED luminaire. | 3 | 16414 | 117.4 | 139.8 | 8.5 | 0.99 | 4000 | 82
P11GRHMW | Eaton (formerly Cooper Lighting) | Metalux | 4ILEDKIT-LD4-16-N-UNV-L840-[All Emergency Options]-CD2-[All Options]-[All Packaging] | Indoor Retrofit Kit | High-Bay | Retrofit Kits for High-Bay Luminaires for Commercial and Industrial Buildings | Standard | FALSE | [9 empty] | 42586 |  |  | No | Designed to retrofit Metalux I5/I8 series fluroescent luminaires only. Housing plus kit is identically the same as ILED luminaire. | 3 | 14870 | 106.3 | 139.8 | 8.5 | 0.99 | 4000 | 82
PWSNBVZB | Eaton (formerly Cooper Lighting) | Metalux | 4ILEDKIT-LD4-11-W-UNV-L840-[All Emergency Options]-CD-1-[All Options]-[All Packaging] | Indoor Retrofit Kit | High-Bay | Retrofit Kits for High-Bay Luminaires for Commercial and Industrial Buildings | Standard | FALSE | [9 empty] | 42586 |  |  | No | Designed to retrofit Metalux I5/I8 series fluroescent luminaires only. Housing plus kit is identically the same as ILED luminaire. | 3 | 11448 | 112.8 | 101.5 | 6.8 | 0.987 | 4000 | 82
PCVWAX17 | Eaton (formerly Cooper Lighting) | Metalux | 4ILEDKIT-LD4-11-N-UNV-L840-[All Emergency Options]-CD-1-[All Options]-[All Packaging] | Indoor Retrofit Kit | High-Bay | Retrofit Kits for High-Bay Luminaires for Commercial and Industrial Buildings | Standard | FALSE | [9 empty] | 42586 |  |  | No | Designed to retrofit Metalux I5/I8 series fluroescent luminaires only. Housing plus kit is identically the same as ILED luminaire. | 3 | 10371 | 102.2 | 101.5 | 6.8 | 0.987 | 4000 | 82
PGNEQMCZ | Eaton (formerly Cooper Lighting) | Metalux | 4ILEDKIT-LD4-9-W-UNV-L840-[All Emergency Options]-CD1-[All Options]-[All Packaging] | Indoor Retrofit Kit | High-Bay | Retrofit Kits for Low-Bay Luminaires for Commercial and Industrial Buildings | Standard | FALSE | [9 empty] | 42586 |  |  | No | Designed to retrofit Metalux I5/I8 series fluroescent luminaires only. Housing plus kit is identically the same as ILED luminaire. | 3 | 9092 | 125.7 | 72.3 | 5.1 | 0.996 | 4000 | 82
PR8X3PYQ | Eaton (formerly Cooper Lighting) | Metalux | 4ILEDKIT-LD4-9-N-UNV-L840-[All Emergency Options]-CD1-[All Options]-[All Packaging] | Indoor Retrofit Kit | High-Bay | Retrofit Kits for Low-Bay Luminaires for Commercial and Industrial Buildings | Standard | FALSE | [9 empty] | 42586 |  |  | No | Designed to retrofit Metalux I5/I8 series fluroescent luminaires only. Housing plus kit is identically the same as ILED luminaire. | 3 | 8237 | 113.9 | 72.3 | 5.1 | 0.996 | 4000 | 82
PDJ8BB6D | Eaton (formerly Cooper Lighting) | Metalux | 4ILEDKIT-LD4-14-W-UNV-L835-[All Emergency Options]-CD2-[All Options]-[All Packaging] | Indoor Retrofit Kit | High-Bay | Retrofit Kits for High-Bay Luminaires for Commercial and Industrial Buildings | Standard | FALSE | [9 empty] | 42586 |  |  | No | Designed to retrofit Metalux I5/I8 series fluroescent luminaires only. Housing plus kit is identically the same as ILED luminaire. | 3 | 12794 | 116.1 | 110.2 | 9.8 | 0.986 | 3500 | 82
P1GAH655 | Eaton (formerly Cooper Lighting) | Metalux | 4ILEDKIT-LD4-14-N-UNV-L835-[All Emergency Options]-CD2-[All Options]-[All Packaging] | Indoor Retrofit Kit | High-Bay | Retrofit Kits for High-Bay Luminaires for Commercial and Industrial Buildings | Standard | FALSE | [9 empty] | 42586 |  |  | No | Designed to retrofit Metalux I5/I8 series fluroescent luminaires only. Housing plus kit is identically the same as ILED luminaire. | 3 | 11591 | 105.2 | 110.2 | 9.8 | 0.986 | 3500 | 82
P8AKW1YF | Eaton (formerly Cooper Lighting) | Metalux | 4ILEDKIT-LD4-7-W-UNV-L835-[All Emergency Options]-CD1-[All Options]-[All Packaging] | Indoor Retrofit Kit | High-Bay | Retrofit Kits for Low-Bay Luminaires for Commercial and Industrial Buildings | Standard | FALSE | [9 empty] | 42586 |  |  | No | Designed to retrofit Metalux I5/I8 series fluroescent luminaires only. Housing plus kit is identically the same as ILED luminaire. | 3 | 6706 | 116.7 | 57.5 | 8.7 | 0.991 | 3500 | 82
PN348GN9 | Eaton (formerly Cooper Lighting) | Metalux | 4ILEDKIT-LD4-7-N-UNV-L835-[All Emergency Options]-CD1-[All Options]-[All Packaging] | Indoor Retrofit Kit | High-Bay | Retrofit Kits for Low-Bay Luminaires for Commercial and Industrial Buildings | Standard | FALSE | [9 empty] | 42586 |  |  | No | Designed to retrofit Metalux I5/I8 series fluroescent luminaires only. Housing plus kit is identically the same as ILED luminaire. | 3 | 6076 | 105 | 57.9 | 8.7 | 0.991 | 3500 | 82
P1SCF2WD | Eaton (formerly Cooper Lighting) | Metalux | 4ILEDKIT-LD4-16-W-UNV-L835-[All Emergency Options]-CD2-[All Options]-[All Packaging] | Indoor Retrofit Kit | High-Bay | Retrofit Kits for High-Bay Luminaires for Commercial and Industrial Buildings | Standard | FALSE | [9 empty] | 42586 |  |  | No | Designed to retrofit Metalux I5/I8 series fluroescent luminaires only. Housing plus kit is identically the same as ILED luminaire. | 3 | 15191 | 108.6 | 139.8 | 8.5 | 0.99 | 3500 | 82
P648CPGD | Eaton (formerly Cooper Lighting) | Metalux | 4ILEDKIT-LD4-16-N-UNV-L835-[All Emergency Options]-CD2-[All Options]-[All Packaging] | Indoor Retrofit Kit | High-Bay | Retrofit Kits for High-Bay Luminaires for Commercial and Industrial Buildings | Standard | FALSE | [9 empty] | 42586 |  |  | No | Designed to retrofit Metalux I5/I8 series fluroescent luminaires only. Housing plus kit is identically the same as ILED luminaire. | 3 | 13763 | 98.4 | 139.8 | 8.5 | 0.99 | 3500 | 82
P7GT9F3J | Eaton (formerly Cooper Lighting) | Metalux | 4ILEDKIT-LD4-11-W-UNV-L835-[All Emergency Options]-CD-1-[All Options]-[All Packaging] | Indoor Retrofit Kit | High-Bay | Retrofit Kits for High-Bay Luminaires for Commercial and Industrial Buildings | Standard | FALSE | [9 empty] | 42586 |  |  | No | Designed to retrofit Metalux I5/I8 series fluroescent luminaires only. Housing plus kit is identically the same as ILED luminaire. | 3 | 10595 | 104.4 | 101.5 | 6.8 | 0.987 | 3500 | 82
P6M4B6X3 | Eaton (formerly Cooper Lighting) | Metalux | 4ILEDKIT-LD4-9-W-UNV-L835-[All Emergency Options]-CD1-[All Options]-[All Packaging] | Indoor Retrofit Kit | High-Bay | Retrofit Kits for Low-Bay Luminaires for Commercial and Industrial Buildings | Standard | FALSE | [9 empty] | 42586 |  |  | No | Designed to retrofit Metalux I5/I8 series fluroescent luminaires only. Housing plus kit is identically the same as ILED luminaire. | 3 | 8415 | 116.3 | 72.3 | 5.1 | 0.996 | 3500 | 82
PHHAU54W | Eaton (formerly Cooper Lighting) | Metalux | 4ILEDKIT-LD4-9-N-UNV-L835-[All Emergency Options]-CD1-[All Options]-[All Packaging] | Indoor Retrofit Kit | High-Bay | Retrofit Kits for Low-Bay Luminaires for Commercial and Industrial Buildings | Standard | FALSE | [9 empty] | 42586 |  |  | No | Designed to retrofit Metalux I5/I8 series fluroescent luminaires only. Housing plus kit is identically the same as ILED luminaire. | 3 | 7623 | 105.4 | 72.3 | 5.1 | 0.996 | 3500 | 82
PHGY45YW | Orion Energy Systems Inc | Apollo | VTON18E1UNVFDXXBLFR850XXXXXXXXXXXXXX | Indoor Luminaires | High-Bay | High-Bay Luminaires for Commercial and Industrial Buildings | Premium | FALSE | [9 empty] | 42586 |  |  | Yes |  | 4 | 19115 | 150.73 | 126.82 | 10.73 | 0.96 | 5186 | 84.2
PNDQEE19 | Ningbo Better-Energy Technology Lighting Co.Ltd. | Better-Energy | BE-2FT/4L/110/DM/FL 5700K | Indoor Luminaires | High-Bay | High-Bay Luminaires for Commercial and Industrial Buildings | Premium | FALSE | [9 empty] | 42586 |  |  | No |  | 3.1 | 13949.4 | 126.8 | 110 | 15.2 | 0.963 | 5700 | 80
PWUBXBCU | Ningbo Better-Energy Technology Lighting Co.Ltd. | Better-Energy | BE-4FT/4L/220/DM/FL 5700K | Indoor Luminaires | High-Bay | High-Bay Luminaires for Commercial and Industrial Buildings | Premium | FALSE | [9 empty] | 42586 |  |  | No |  | 3.1 | 26938.6 | 122.4 | 220 | 9.2 | 0.969 | 5700 | 80
P4EKTWSW | Ningbo Better-Energy Technology Lighting Co.Ltd. | Better-Energy | BE-2FT/6L/160/DM/FL 5700K | Indoor Luminaires | High-Bay | High-Bay Luminaires for Commercial and Industrial Buildings | Premium | FALSE | [9 empty] | 42586 |  |  | No |  | 3.1 | 19458 | 121.6 | 160 | 8.8 | 0.972 | 5700 | 80
PEK5CEFH | Ningbo Better-Energy Technology Lighting Co.Ltd. | Better-Energy | BE-4FT/6L/320/DM/FL 5700K | Indoor Luminaires | High-Bay | High-Bay Luminaires for Commercial and Industrial Buildings | Premium | FALSE | [9 empty] | 42586 |  |  | No |  | 3.1 | 39675.4 | 124 | 320 | 8.6 | 0.971 | 5700 | 80
P82Y6MCR | Ningbo Better-Energy Technology Lighting Co.Ltd. | Better-Energy | BE-2FT/4L/110/DM/FL 5000K | Indoor Luminaires | High-Bay | High-Bay Luminaires for Commercial and Industrial Buildings | Premium | FALSE | [9 empty] | 42586 |  |  | No |  | 3.1 | 13750 | 125 | 110 | 15.2 | 0.963 | 5000 | 80
PFTKN1F4 | Ningbo Better-Energy Technology Lighting Co.Ltd. | Better-Energy | BE-4FT/4L/220/DM/FL 5000K | Indoor Luminaires | High-Bay | High-Bay Luminaires for Commercial and Industrial Buildings | Premium | FALSE | [9 empty] | 42586 |  |  | No |  | 3.1 | 26730 | 121.5 | 220 | 9.2 | 0.969 | 5000 | 80
PPRGS53E | Ningbo Better-Energy Technology Lighting Co.Ltd. | Better-Energy | BE-2FT/6L/160/DM/FL 5000K | Indoor Luminaires | High-Bay | High-Bay Luminaires for Commercial and Industrial Buildings | Premium | FALSE | [9 empty] | 42586 |  |  | No |  | 3.1 | 19280 | 120.5 | 160 | 8.8 | 0.972 | 5000 | 80
P9DWTJNG | Ningbo Better-Energy Technology Lighting Co.Ltd. | Better-Energy | BE-4FT/6L/320/DM/FL 5000K | Indoor Luminaires | High-Bay | High-Bay Luminaires for Commercial and Industrial Buildings | Premium | FALSE | [9 empty] | 42586 |  |  | No |  | 3.1 | 39360 | 123 | 320 | 8.6 | 0.971 | 5000 | 80
PR7TXAD6 | Shenzhen ShengYuanTai Electronic CO. LTD. | SYT | SYT-HB02-120W(5700K) | Indoor Luminaires | High-Bay | High-Bay Luminaires for Commercial and Industrial Buildings | Standard | FALSE | [9 empty] | 42586 |  |  | No |  | 4 | 13500 | 110 | 120 | 15 | 0.9 | 5700 | 75
PVAFHB71 | Shenzhen ShengYuanTai Electronic CO. LTD. | SYT | SYT-HB02-100W(5700K) | Indoor Luminaires | High-Bay | High-Bay Luminaires for Commercial and Industrial Buildings | Standard | FALSE | [9 empty] | 42586 |  |  | No |  | 4 | 11500 | 110 | 100 | 15 | 0.9 | 5700 | 75
PWNUQ8C6 | Shenzhen ShengYuanTai Electronic CO. LTD. | SYT | SYT-HB02-120W(5000K) | Indoor Luminaires | High-Bay | High-Bay Luminaires for Commercial and Industrial Buildings | Standard | FALSE | [9 empty] | 42586 |  |  | No |  | 4 | 13000 | 109 | 120 | 15 | 0.9 | 5000 | 75
PSA9E39P | Shenzhen ShengYuanTai Electronic CO. LTD. | SYT | SYT-HB02-100W(5000K) | Indoor Luminaires | High-Bay | High-Bay Luminaires for Commercial and Industrial Buildings | Standard | FALSE | [9 empty] | 42586 |  |  | No |  | 4 | 11000 | 109 | 100 | 15 | 0.9 | 5000 | 75
PNVJSW6W | Shenzhen ShengYuanTai Electronic CO. LTD. | SYT | SYT-HB02-120W(4500K) | Indoor Luminaires | High-Bay | High-Bay Luminaires for Commercial and Industrial Buildings | Standard | FALSE | [9 empty] | 42586 |  |  | No |  | 4 | 12500 | 107 | 120 | 15 | 0.9 | 4500 | 75
PYX37ESN | Shenzhen ShengYuanTai Electronic CO. LTD. | SYT | SYT-HB02-100W(4500K) | Indoor Luminaires | High-Bay | High-Bay Luminaires for Commercial and Industrial Buildings | Standard | FALSE | [9 empty] | 42586 |  |  | No |  | 4 | 10500 | 107 | 100 | 15 | 0.9 | 4500 | 75
PA4XS84U | Orion Energy Systems Inc | Apollo | VTON18G1UNVNDXXBLFR850XXXXXXXXXXXXXX | Indoor Luminaires | High-Bay | High-Bay Luminaires for Commercial and Industrial Buildings | Premium | FALSE | [9 empty] | 42586 |  |  | Yes |  | 4 | 27734.2 | 139.03 | 199.48 | 11.06 | 0.95 | 5189 | 84.4
PZ8ZJNB9 | Orion Energy Systems Inc | Apollo | VTON14D1UNVNDXXBLFR850XXXXXXXXXXXXXX | Indoor Luminaires | High-Bay | High-Bay Luminaires for Commercial and Industrial Buildings | Standard | FALSE | [9 empty] | 42586 |  |  | Yes |  | 4 | 15337.2 | 139.13 | 110.24 | 11.06 | 0.95 | 5189 | 84.4
PN1CAACM | Orion Energy Systems Inc | Apollo | VTON18G1UNVFDXXBLFR850XXXXXXXXXXXXXX | Indoor Luminaires | High-Bay | High-Bay Luminaires for Commercial and Industrial Buildings | Premium | FALSE | [9 empty] | 42586 |  |  | Yes |  | 4 | 27734.2 | 139.03 | 199.48 | 11.06 | 0.95 | 5189 | 84.4
PVDVJAXE | Orion Energy Systems Inc | Apollo | VTON14D1UNVFDXXBLFR850XXXXXXXXXXXXXX | Indoor Luminaires | High-Bay | High-Bay Luminaires for Commercial and Industrial Buildings | Standard | FALSE | [9 empty] | 42586 |  |  | Yes |  | 4 | 15337.2 | 139.13 | 110.24 | 11.06 | 0.95 | 5189 | 84.4
PQ6BRHNG | Orion Energy Systems Inc | Apollo | VTON18E1UNVNDXXBLFR850XXXXXXXXXXXXXX | Indoor Luminaires | High-Bay | High-Bay Luminaires for Commercial and Industrial Buildings | Premium | FALSE | [9 empty] | 42586 |  |  | Yes |  | 4 | 19115 | 150.73 | 126.82 | 10.73 | 0.96 | 5186 | 84.2
PFG4FPZ2 | Orion Energy Systems Inc | Apollo | VTON14B1UNVNDXXBLFR850XXXXXXXXXXXXXX | Indoor Luminaires | High-Bay | High-Bay Luminaires for Commercial and Industrial Buildings | Standard | FALSE | [9 empty] | 42586 |  |  | Yes |  | 4 | 9348.4 | 136.59 | 68.44 | 8.9 | 0.96 | 5178 | 84.3
PETMUQKZ | Orion Energy Systems Inc | Apollo | VTOD14E1UNVNDXXBLFR850XXXXXXXXXXXXXX | Indoor Luminaires | High-Bay | High-Bay Luminaires for Commercial and Industrial Buildings | Premium | FALSE | [9 empty] | 42586 |  |  | Yes |  | 4 | 34104.3 | 145 | 235.16 | 11.93 | 0.96 | 5171 | 84
PEC3PGR3 | Orion Energy Systems Inc | Apollo | VTOD14C1UNVNDXXBLFR850XXXXXXXXXXXXXX | Indoor Luminaires | High-Bay | High-Bay Luminaires for Commercial and Industrial Buildings | Standard | FALSE | [9 empty] | 42586 |  |  | Yes |  | 4 | 23651.7 | 148 | 159.57 | 12.6 | 0.94 | 5170 | 84.4
PA8MWKJ6 | Orion Energy Systems Inc | Apollo | VTOD14F1UNVNDXXBLFR850XXXXXXXXXXXXXX | Indoor Luminaires | High-Bay | High-Bay Luminaires for Commercial and Industrial Buildings | Standard | FALSE | [9 empty] | 42586 |  |  | Yes |  | 4 | 39176.1 | 151 | 259.69 | 14.23 | 0.94 | 5169 | 84.4
P1Y96NPZ | Orion Energy Systems Inc | Apollo | VTOD14F1UNVFDXXBLFR850XXXXXXXXXXXXXX | Indoor Luminaires | High-Bay | High-Bay Luminaires for Commercial and Industrial Buildings | Standard | FALSE | [9 empty] | 42586 |  |  | Yes |  | 4 | 39176.1 | 151 | 259.69 | 14.23 | 0.94 | 5169 | 84.4
PH3H49VW | Orion Energy Systems Inc | Apollo | VTOD14D1UNVNDXXBLFR850XXXXXXXXXXXXXX | Indoor Luminaires | High-Bay | High-Bay Luminaires for Commercial and Industrial Buildings | Premium | FALSE | [9 empty] | 42586 |  |  | Yes |  | 4 | 27340.6 | 151 | 181.04 | 13.11 | 0.94 | 5157 | 84.1
P2N1YBN2 | Orion Energy Systems Inc | Apollo | VTOD14D1UNVFDXXBLFR850XXXXXXXXXXXXXX | Indoor Luminaires | High-Bay | High-Bay Luminaires for Commercial and Industrial Buildings | Premium | FALSE | [9 empty] | 42586 |  |  | Yes |  | 4 | 27340.6 | 151 | 181.04 | 13.11 | 0.94 | 5157 | 84.1
PPSHAV3B | Orion Energy Systems Inc | Apollo | VTON18F1UNVNDXXBLFR850XXXXXXXXXXXXXX | Indoor Luminaires | High-Bay | High-Bay Luminaires for Commercial and Industrial Buildings | Standard | FALSE | [9 empty] | 42586 |  |  | Yes |  | 4 | 22192.6 | 140.89 | 157.52 | 12.16 | 0.94 | 5134 | 84
PYH79SFR | Orion Energy Systems Inc | Apollo | VTON14C1UNVNDXXBLFR850XXXXXXXXXXXXXX | Indoor Luminaires | High-Bay | High-Bay Luminaires for Commercial and Industrial Buildings | Standard | FALSE | [9 empty] | 42586 |  |  | Yes |  | 4 | 12566.4 | 140.78 | 89.26 | 12.16 | 0.94 | 5134 | 84
PG5VJZU4 | Orion Energy Systems Inc | Apollo | VTON18F1UNVFDXXBLFR850XXXXXXXXXXXXXX | Indoor Luminaires | High-Bay | High-Bay Luminaires for Commercial and Industrial Buildings | Standard | FALSE | [9 empty] | 42586 |  |  | Yes |  | 4 | 22192.6 | 140.89 | 157.52 | 12.16 | 0.94 | 5134 | 84
PFJSKF3F | Orion Energy Systems Inc | Apollo | VTON14C1UNVFDXXBLFR850XXXXXXXXXXXXXX | Indoor Luminaires | High-Bay | High-Bay Luminaires for Commercial and Industrial Buildings | Standard | FALSE | [9 empty] | 42586 |  |  | Yes |  | 4 | 12566.4 | 140.78 | 89.26 | 12.16 | 0.94 | 5134 | 84
PBRYNR47 | Eway(HK) Globallighting Technology Co. Ltd | Eway | EW-HP-W100-5700K | Indoor Luminaires | High-Bay | High-Bay Luminaires for Commercial and Industrial Buildings | Standard | FALSE | [9 empty] | 42586 | Not Dimmable | Not Dimmable | No |  | 4 | 10998 | 107.2 | 102.6 | 13.69 | 0.99 | 5327 | 84.9
P547SA9P | Eway(HK) Globallighting Technology Co. Ltd | Eway | EW-HP-W150-5000K | Indoor Luminaires | High-Bay | High-Bay Luminaires for Commercial and Industrial Buildings | Standard | FALSE | [9 empty] | 42586 | Not Dimmable | Not Dimmable | No |  | 4 | 17377 | 116.3 | 149.4 | 13.6 | 1 | 5144 | 81.4
PV5CHF83 | Eway(HK) Globallighting Technology Co. Ltd | Eway | EW-HP-W100-4000K | Indoor Luminaires | High-Bay | High-Bay Luminaires for Commercial and Industrial Buildings | Standard | FALSE | [9 empty] | 42586 | Not Dimmable | Not Dimmable | No |  | 4 | 10700.2 | 105.4 | 101.5 | 13.69 | 0.99 | 4000 | 82
PGY2SEXV | Eway(HK) Globallighting Technology Co. Ltd | Eway | EW-HP-W150-4000K | Indoor Luminaires | High-Bay | High-Bay Luminaires for Commercial and Industrial Buildings | Standard | FALSE | [9 empty] | 42586 | Not Dimmable | Not Dimmable | No |  | 4 | 17000.5 | 114.5 | 148.5 | 13.6 | 1 | 4000 | 81
PT7UVMDX | Luxor Lighting |  | LX-I52-5000K-120/277-S-L1 | Indoor Luminaires | High-Bay | High-Bay Luminaires for Commercial and Industrial Buildings | Standard | TRUE | 47941 | 122.5 | 391.39 | 6.41 | 0.997 | 5277 | 82.7 | 5 | 50000 | 42585 |  |  | No |  | 4 | 47941 | 122.5 | 391.39 | 6.39 | 1 | 5332 | 83
PXUQKS3Y | Luxor Lighting |  | LX-I72-5000K-120/277-S-L1 | Indoor Luminaires | High-Bay | High-Bay Luminaires for Commercial and Industrial Buildings | Standard | TRUE | 69454 | 124.2 | 548.3 | 12.41 | 0.964 | 5442 | 83.5 | 5 | 50000 | 42585 |  |  | No |  | 4 | 69454 | 124.2 | 559.1 | 6.37 | 1 | 5442 | 83.5
PV5CNVG4 | Best Lights Inc. | Dual SuperLume Series | DUAL SL-C | Indoor Luminaires | High-Bay | High-Bay Luminaires for Commercial and Industrial Buildings | Standard | TRUE | 59496 | 131.4 | 452.7 | 18.3 | 0.932 | 4997 | 81 | 5 | 50000 | 42585 |  |  | No |  | 4 | 59172 | 130.3 | 460 | 6 | 0.93 | 5000 | 81
PPXC4VYN | Best Lights Inc. | Dual SuperLume Series | DUAL SL-P-R | Indoor Luminaires | High-Bay | Specialty: Indirect High-Bay | Standard | TRUE | 54628 | 121 | 451.5 | 18.3 | 0.932 | 4997 | 81 | 5 | 50000 | 42585 |  |  | No |  | 4 | 54628 | 121 | 460 | 6 | 0.93 | 5000 | 81
PB3CT2YG | Fine Technix Co. Ltd | Fine Technix | HU150MA-S850(BX-75R) | Indoor Luminaires | High-Bay | High-Bay Luminaires for Commercial and Industrial Buildings | Premium | TRUE | 17026.7 | 117.2 | 145.3 | 12.85 | 0.932 | 4967 | 79.6 | 5 | 50000 | 42585 |  |  | No |  | 4 | 17026.7 | 117.18 | 145.3 | 10.74 | 0.99 | 4967 | 79.6
PBN6HX4U | Grandlite International Corp | Grandlite International | LED-467A-L5-4K | Indoor Luminaires | High-Bay | High-Bay Luminaires for Commercial and Industrial Buildings | Standard | TRUE | 18432.51 | 119 | 154.73 | 15 | 0.92 | 3995 | 74 | 5 | 50000 | 42585 |  |  | No |  | 4 | 18432.51 | 119 | 154.73 | 6 | 0.99 | 3995 | 74
P6XMRKY6 | Best Lights Inc. | Dual SuperLume Series | DUAL SL-C | Indoor Luminaires | High-Bay | Specialty: Indirect High-Bay | Standard | FALSE | [9 empty] | 42585 |  |  | No |  | 4 | 59172 | 130.3 | 460 | 6 | 0.93 | 5000 | 81
P28CPCVC | Best Lights Inc. | Dual SuperLume Series | DUAL SL-P | Indoor Luminaires | High-Bay | Specialty: Indirect High-Bay | Standard | FALSE | [9 empty] | 42585 |  |  | No |  | 4 | 59172 | 130.3 | 460 | 6 | 0.93 | 5000 | 81
PYAZVD68 | Best Lights Inc. | Dual SuperLume Series | DUAL SL-C-R | Indoor Luminaires | High-Bay | High-Bay Luminaires for Commercial and Industrial Buildings | Standard | FALSE | [9 empty] | 42585 |  |  | No |  | 4 | 54832 | 121.1 | 460 | 6 | 0.93 | 5000 | 81
PGSA6WX5 | Grandlite International Corp | Grandlite International | LED-467A-L5-5K | Indoor Luminaires | High-Bay | High-Bay Luminaires for Commercial and Industrial Buildings | Standard | FALSE | [9 empty] | 42585 |  |  | No |  | 4 | 18432.51 | 119 | 154.73 | 6 | 0.99 | 4865 | 73
PS4CAEXB | Luxor Lighting |  | LX-I72-5000K-347/480-S-L1 | Indoor Luminaires | High-Bay | High-Bay Luminaires for Commercial and Industrial Buildings | Standard | FALSE | [9 empty] | 42585 | Not Dimmable | Not Dimmable | No |  | 4 | 70217.47 | 126.42 | 555.42 | 8.96 | 0.99 | 5332 | 83
PJVYR9ZT | Luxor Lighting |  | LX-I52-5000K-347-S-L1 | Indoor Luminaires | High-Bay | High-Bay Luminaires for Commercial and Industrial Buildings | Standard | FALSE | [9 empty] | 42585 | Not Dimmable | Not Dimmable | No |  | 4 | 48467.99 | 124.66 | 388.81 | 8.96 | 0.99 | 5332 | 83
PMK5VYXF | SNC OPTO ELECTRONIC CO LTD. | SNC LED | SNC-H100SST1A1 4000K | Indoor Luminaires | High-Bay | High-Bay Luminaires for Commercial and Industrial Buildings | Standard | TRUE | 12933 | 131.7 | 98.2 | 11.56 | 0.9683 | 4062 | 75.5 | 5 | 50000 | 42584 |  |  | No |  | 4 | 12933 | 131.7 | 98.2 | 11.56 | 0.9693 | 4000 | 75.5
PX4DJ2TM | SNC OPTO ELECTRONIC CO LTD. | SNC LED | SNC-H240HLT1A1 4000K | Indoor Luminaires | High-Bay | High-Bay Luminaires for Commercial and Industrial Buildings | Standard | TRUE | 31395 | 129.68 | 242.1 | 10.02 | 0.9384 | 4112 | 75.8 | 5 | 50000 | 42584 |  |  | No |  | 4 | 31395 | 129.68 | 242.1 | 10.02 | 0.9384 | 4000 | 75.8
P31Q25BH | SNC OPTO ELECTRONIC CO LTD. | SNC LED | SNC-H50SST1A1 4000K | Indoor Luminaires | High-Bay | High-Bay Luminaires for Commercial and Industrial Buildings | Standard | TRUE | 6488.5 | 130.29 | 49.8 | 19.62 | 0.9012 | 4033 | 75.1 | 5 | 50000 | 42584 |  |  | No |  | 4 | 6545.1 | 131.96 | 49.6 | 19.62 | 0.9012 | 4000 | 75.1
PDZT7SC9 | SNC OPTO ELECTRONIC CO LTD. | SNC LED | SNC-H100SST1A1 5700K | Indoor Luminaires | High-Bay | High-Bay Luminaires for Commercial and Industrial Buildings | Standard | FALSE | [9 empty] | 42584 |  |  | No |  | 4 | 13605 | 136.16 | 99.92 | 11.09 | 0.969 | 5700 | 76
PQ5NJ6ZB | SNC OPTO ELECTRONIC CO LTD. | SNC LED | SNC-H50SST1A1 5700K | Indoor Luminaires | High-Bay | High-Bay Luminaires for Commercial and Industrial Buildings | Standard | FALSE | [9 empty] | 42584 |  |  | No |  | 4 | 6758 | 132.51 | 51 | 19.11 | 0.9025 | 5700 | 75.8
PQ1KN4QG | SNC OPTO ELECTRONIC CO LTD. | SNC LED | SNC-H240HLT1A1 5700K | Indoor Luminaires | High-Bay | High-Bay Luminaires for Commercial and Industrial Buildings | Standard | FALSE | [9 empty] | 42584 |  |  | No |  | 4 | 32904 | 132.41 | 248.5 | 9.65 | 0.9387 | 5700 | 76.3
PBSS8RP4 | SNC OPTO ELECTRONIC CO LTD. | SNC LED | SNC-H100SST1A1 5000K | Indoor Luminaires | High-Bay | High-Bay Luminaires for Commercial and Industrial Buildings | Standard | FALSE | [9 empty] | 42584 |  |  | No |  | 4 | 12933 | 131.7 | 98.2 | 11.56 | 0.9693 | 5000 | 75.5
PE7KCCJN | SNC OPTO ELECTRONIC CO LTD. | SNC LED | SNC-H50SST1A1 5000K | Indoor Luminaires | High-Bay | High-Bay Luminaires for Commercial and Industrial Buildings | Standard | FALSE | [9 empty] | 42584 |  |  | No |  | 4 | 6545.1 | 131.96 | 49.6 | 19.62 | 0.9012 | 5000 | 75.1
PENG5YR4 | SNC OPTO ELECTRONIC CO LTD. | SNC LED | SNC-H240HLT1A1 5000K | Indoor Luminaires | High-Bay | High-Bay Luminaires for Commercial and Industrial Buildings | Standard | FALSE | [9 empty] | 42584 |  |  | No |  | 4 | 31395 | 129.68 | 242.1 | 10.02 | 0.9384 | 5000 | 75.8
PV9F1TH6 | Lumisave Industrial LED Technologies Ltd. | Lumisave | LS-BL520-100W-MV-DG-RD-EE-FF-GG (120Vac Only) | Indoor Luminaires | High-Bay | High-Bay Luminaires for Commercial and Industrial Buildings | Standard | TRUE | 10469 | 106.9 | 97.97 | 9.32 | 0.986 | 4880 | 84.9 | 5 | 50000 | 42583 |  |  | No |  | 3.1 | 10050.61 | 102.38 | 98.17 | 9.49 | 0.99 | 4753 | 84.5
PM8EGWSJ | SHENZHEN ITSUWA LIGHT CO.LTD | ITSUWA | YSH-HB-G01-200(2700K) | Indoor Luminaires | High-Bay | High-Bay Luminaires for Commercial and Industrial Buildings | Standard | TRUE | 20692.54 | 102.73 | 201.42 | 17.92 | 0.982 | 2662 | 83.8 | 5 | 50000 | 42583 |  |  | No |  | 4 | 21811.25 | 104.46 | 208.8 | 17.92 | 0.99 | 2700 | 83.8
PTNZ28XC | SHENZHEN ITSUWA LIGHT CO.LTD | ITSUWA | YSH-HB-G01-150(2700K) | Indoor Luminaires | High-Bay | High-Bay Luminaires for Commercial and Industrial Buildings | Standard | TRUE | 15944.65 | 105.67 | 150.89 | 12.42 | 0.98 | 2646 | 83.8 | 5 | 50000 | 42583 |  |  | No |  | 4 | 16298.96 | 107.23 | 152 | 12.42 | 1 | 2700 | 83.8
PJ7X5XS8 | SHENZHEN ITSUWA LIGHT CO.LTD | ITSUWA | YSH-HB-G01-100(2700K) | Indoor Luminaires | High-Bay | High-Bay Luminaires for Commercial and Industrial Buildings | Standard | TRUE | 10783.73 | 107.09 | 100.7 | 11.48 | 0.978 | 2682 | 83.5 | 5 | 50000 | 42583 |  |  | No |  | 4 | 11212 | 109.71 | 102.2 | 11.48 | 1 | 2700 | 83.5
P8DE7RB1 | Shenzhen sunpzone lighting electronic co. ltd | Sunpzone | SPZT8F44(3000K) | Indoor Luminaires | High-Bay | Low-Bay Luminaires for Commercial and Industrial Buildings | Standard | TRUE | 4533.12 | 110.78 | 40.92 | 17.58 | 0.958 | 2935 | 83 | 5 | 50000 | 42583 |  |  | No |  | 4 | 5100 | 115.91 | 44 | 20 | 0.9 | 3000 | 80
PS9ABBHW | Morris Products Inc. | Morris | 71722 | Indoor Luminaires | High-Bay | High-Bay Luminaires for Commercial and Industrial Buildings | Standard | TRUE | 22907.28 | 125.19 | 182.98 | 16.26 | 0.935 | 5218 | 82.3 | 5 | 50000 | 42583 |  |  | No |  | 3.1 | 22903.13 | 125.215 | 182.91 | 16.26 | 0.996 | 5000 | 82.3
P1ZT577D | Lumisave Industrial LED Technologies Ltd. | Lumisave | LS-BL420-60W-HV-DF-RD-EE-FF-GG (347Vac Only) | Indoor Luminaires | High-Bay | Low-Bay Luminaires for Commercial and Industrial Buildings | Standard | TRUE | 5482.1 | 93 | 57.41 | 14.86 | 0.927 | 4888 | 72 | 5 | 50000 | 42583 |  |  | No |  | 3.1 | 5482.1 | 93 | 58.95 | 14.86 | 0.93 | 4888 | 72
PQA7Q53P | Lumisave Industrial LED Technologies Ltd. | Lumisave | LS-BL520-200W-MV-DGF-RD-EE-FF-GG | Indoor Luminaires | High-Bay | High-Bay Luminaires for Commercial and Industrial Buildings | Standard | TRUE | 15411.5 | 80.1 | 192.46 | 12.94 | 0.919 | 5029 | 73.4 | 5 | 50000 | 42583 |  |  | No |  | 3.1 | 15411.5 | 80.1 | 192.46 | 12.94 | 0.92 | 5029 | 73.4
PDPAH1PD | LEDRHYTHM Optronic Technology (Suzhou) Co.LTD | LEDRHYTHM | H1A-400(3000K) | Indoor Luminaires | High-Bay | High-Bay Luminaires for Commercial and Industrial Buildings | Standard | TRUE | 41082 | 101.72 | 404.6 | 19.1 | 0.9187 | 3005 | 82.3 | 5 | 50000 | 42583 |  |  | No |  | 3 | 41082 | 101.72 | 403.9 | 19.1 | 0.9187 | 3000 | 82.3
P7FESMEV | Morris Products Inc. | Morris | 71712 | Indoor Luminaires | High-Bay | High-Bay Luminaires for Commercial and Industrial Buildings | Standard | TRUE | 15198.188 | 125.129 | 122.02 | 16.48 | 0.915 | 5244 | 82.6 | 5 | 50000 | 42583 |  |  | No |  | 3.1 | 15198.188 | 125.129 | 122.02 | 16.48 | 0.996 | 5000 | 82.6
PAUGRGER | LEDRHYTHM Optronic Technology (Suzhou) Co.LTD | LEDRHYTHM | H1A-300(3000K) | Indoor Luminaires | High-Bay | High-Bay Luminaires for Commercial and Industrial Buildings | Standard | TRUE | 31839 | 109.3 | 302.6 | 16.9 | 0.9087 | 3006 | 82.2 | 5 | 50000 | 42583 |  |  | No |  | 3 | 31839 | 105.47 | 301.9 | 16.9 | 0.9087 | 3000 | 82.2
PHTQP56Z | Ecomax Lighting | ECOMAX LIGHTING | SUN-STR-52WLB-48FR5000MV | Indoor Luminaires | High-Bay | Low-Bay Luminaires for Commercial and Industrial Buildings | Standard | TRUE | 5217.64 | 103.76 | 50.33 | 22.74 | 0.873 | 5206 | 85.1 | 5 | 50000 | 42583 |  |  | No |  | 3.1 | 5460 | 105 | 52 | 25 | 0.9 | 5000 | 80
P3DF9BS8 | Lumisave Industrial LED Technologies Ltd. | Lumisave | LS-BL520-200W-MV-DG-RN-EE-FF-GG | Indoor Luminaires | High-Bay | High-Bay Luminaires for Commercial and Industrial Buildings | Standard | FALSE | [9 empty] | 42583 |  |  | No |  | 3.1 | 19279.79 | 100.18 | 192.46 | 12.94 | 0.92 | 5029 | 73.4
PRNWY4SA | Lumisave Industrial LED Technologies Ltd. | Lumisave | LS-BL520-200W-MV-DG-RS-EE-FF-GG | Indoor Luminaires | High-Bay | High-Bay Luminaires for Commercial and Industrial Buildings | Standard | FALSE | [9 empty] | 42583 |  |  | No |  | 3.1 | 19233.55 | 99.94 | 192.46 | 12.94 | 0.92 | 5029 | 73.4
PWGQC573 | Lumisave Industrial LED Technologies Ltd. | Lumisave | LS-BL520-200W-MV-DG-RA-EE-FF-GG | Indoor Luminaires | High-Bay | High-Bay Luminaires for Commercial and Industrial Buildings | Standard | FALSE | [9 empty] | 42583 |  |  | No |  | 3.1 | 18802.03 | 97.69 | 192.46 | 12.94 | 0.92 | 5029 | 73.4
P2AZMMA8 | Lumisave Industrial LED Technologies Ltd. | Lumisave | LS-BL520-200W-MV-DG-RD-EE-FF-GG | Indoor Luminaires | High-Bay | High-Bay Luminaires for Commercial and Industrial Buildings | Standard | FALSE | [9 empty] | 42583 |  |  | No |  | 3.1 | 18093.1 | 94.01 | 192.46 | 12.94 | 0.92 | 5029 | 73.4
PWV535RT | Lumisave Industrial LED Technologies Ltd. | Lumisave | LS-BL520-200W-MV-DGF-RN-EE-FF-GG | Indoor Luminaires | High-Bay | High-Bay Luminaires for Commercial and Industrial Buildings | Standard | FALSE | [9 empty] | 42583 |  |  | No |  | 3.1 | 16351.6 | 84.96 | 192.46 | 12.94 | 0.92 | 5029 | 73.4
PUJ6ZTSP | Lumisave Industrial LED Technologies Ltd. | Lumisave | LS-BL520-200W-MV-DGF-RS-EE-FF-GG | Indoor Luminaires | High-Bay | High-Bay Luminaires for Commercial and Industrial Buildings | Standard | FALSE | [9 empty] | 42583 |  |  | No |  | 3.1 | 16058.78 | 83.44 | 192.46 | 12.94 | 0.92 | 5029 | 73.4
PWEAWU1G | Lumisave Industrial LED Technologies Ltd. | Lumisave | LS-BL520-200W-MV-DGF-RA-EE-FF-GG | Indoor Luminaires | High-Bay | High-Bay Luminaires for Commercial and Industrial Buildings | Standard | FALSE | [9 empty] | 42583 |  |  | No |  | 3.1 | 15796.79 | 82.08 | 192.46 | 12.94 | 0.92 | 5029 | 73.4
PU1JVZXR | Lumisave Industrial LED Technologies Ltd. | Lumisave | LS-BL420-80W-MV-DC-RN-EE-FF-GG | Indoor Luminaires | High-Bay | Low-Bay Luminaires for Commercial and Industrial Buildings | Standard | FALSE | [9 empty] | 42583 |  |  | No |  | 3.1 | 8949.53 | 113.89 | 78.58 | 19.76 | 0.91 | 4924 | 72.4
PJH1C5W2 | Lumisave Industrial LED Technologies Ltd. | Lumisave | LS-BL420-80W-MV-DC-RS-EE-FF-GG | Indoor Luminaires | High-Bay | Low-Bay Luminaires for Commercial and Industrial Buildings | Standard | FALSE | [9 empty] | 42583 |  |  | No |  | 3.1 | 8927.51 | 113.61 | 78.58 | 19.76 | 0.91 | 4924 | 72.4
PSP3RE2B | Lumisave Industrial LED Technologies Ltd. | Lumisave | LS-BL420-80W-MV-DC-RA-EE-FF-GG | Indoor Luminaires | High-Bay | Low-Bay Luminaires for Commercial and Industrial Buildings | Standard | FALSE | [9 empty] | 42583 |  |  | No |  | 3.1 | 8670.55 | 110.34 | 78.58 | 19.76 | 0.91 | 4924 | 72.4
P6A3R63S | Lumisave Industrial LED Technologies Ltd. | Lumisave | LS-BL420-80W-MV-DC-RC-EE-FF-GG | Indoor Luminaires | High-Bay | Low-Bay Luminaires for Commercial and Industrial Buildings | Standard | FALSE | [9 empty] | 42583 |  |  | No |  | 3.1 | 8633.84 | 109.87 | 78.58 | 19.76 | 0.91 | 4924 | 72.4
PYZ9D67Q | Lumisave Industrial LED Technologies Ltd. | Lumisave | LS-BL420-80W-MV-DF-RN-EE-FF-GG | Indoor Luminaires | High-Bay | Low-Bay Luminaires for Commercial and Industrial Buildings | Standard | FALSE | [9 empty] | 42583 |  |  | No |  | 3.1 | 8244.73 | 104.92 | 78.58 | 19.76 | 0.91 | 4924 | 72.4
PKBH6N7Q | Lumisave Industrial LED Technologies Ltd. | Lumisave | LS-BL420-80W-MV-DC-RD-EE-FF-GG | Indoor Luminaires | High-Bay | Low-Bay Luminaires for Commercial and Industrial Buildings | Standard | FALSE | [9 empty] | 42583 |  |  | No |  | 3.1 | 8163.97 | 103.89 | 78.58 | 19.76 | 0.91 | 4924 | 72.4
P4AFAX19 | Lumisave Industrial LED Technologies Ltd. | Lumisave | LS-BL420-80W-MV-DF-RS-EE-FF-GG | Indoor Luminaires | High-Bay | Low-Bay Luminaires for Commercial and Industrial Buildings | Standard | FALSE | [9 empty] | 42583 |  |  | No |  | 3.1 | 7907.01 | 100.62 | 78.58 | 19.76 | 0.91 | 4924 | 72.4
P163TT9W | Lumisave Industrial LED Technologies Ltd. | Lumisave | LS-BL420-80W-MV-DF-RC-EE-FF-GG | Indoor Luminaires | High-Bay | Low-Bay Luminaires for Commercial and Industrial Buildings | Standard | FALSE | [9 empty] | 42583 |  |  | No |  | 3.1 | 7650.05 | 97.35 | 78.58 | 19.76 | 0.91 | 4924 | 72.4
PNJ8PCM5 | Lumisave Industrial LED Technologies Ltd. | Lumisave | LS-BL420-80W-MV-DF-RA-EE-FF-GG | Indoor Luminaires | High-Bay | Low-Bay Luminaires for Commercial and Industrial Buildings | Standard | FALSE | [9 empty] | 42583 |  |  | No |  | 3.1 | 7422.46 | 94.46 | 78.58 | 19.76 | 0.91 | 4924 | 72.4
PVG51QMT | Lumisave Industrial LED Technologies Ltd. | Lumisave | LS-BL420-80W-MV-DF-RD-EE-FF-GG | Indoor Luminaires | High-Bay | Low-Bay Luminaires for Commercial and Industrial Buildings | Standard | FALSE | [9 empty] | 42583 |  |  | No |  | 3.1 | 7341.7 | 93.4 | 78.58 | 19.76 | 0.91 | 4924 | 72.4
P331JVE9 | Lumisave Industrial LED Technologies Ltd. | Lumisave | LS-BL420-80W-HV-DC-RN-EE-FF-GG | Indoor Luminaires | High-Bay | Low-Bay Luminaires for Commercial and Industrial Buildings | Standard | FALSE | [9 empty] | 42583 |  |  | No |  | 3.1 | 8780.7 | 113.87 | 77.11 | 16.23 | 0.88 | 4919 | 72.3
P51VZ476 | Lumisave Industrial LED Technologies Ltd. | Lumisave | LS-BL420-80W-HV-DC-RS-EE-FF-GG | Indoor Luminaires | High-Bay | Low-Bay Luminaires for Commercial and Industrial Buildings | Standard | FALSE | [9 empty] | 42583 |  |  | No |  | 3.1 | 8759.09 | 113.59 | 77.11 | 16.23 | 0.88 | 4919 | 72.3
PS5JUFDT | Lumisave Industrial LED Technologies Ltd. | Lumisave | LS-BL420-80W-HV-DC-RA-EE-FF-GG | Indoor Luminaires | High-Bay | Low-Bay Luminaires for Commercial and Industrial Buildings | Standard | FALSE | [9 empty] | 42583 |  |  | No |  | 3.1 | 8506.98 | 110.32 | 77.11 | 16.23 | 0.88 | 4919 | 72.3
PJ3WFEPW | Lumisave Industrial LED Technologies Ltd. | Lumisave | LS-BL420-80W-HV-DC-RC-EE-FF-GG | Indoor Luminaires | High-Bay | Low-Bay Luminaires for Commercial and Industrial Buildings | Standard | FALSE | [9 empty] | 42583 |  |  | No |  | 3.1 | 8470.96 | 109.86 | 77.11 | 16.23 | 0.88 | 4919 | 72.3
PMDPEQJ4 | Lumisave Industrial LED Technologies Ltd. | Lumisave | LS-BL420-80W-HV-DF-RN-EE-FF-GG | Indoor Luminaires | High-Bay | Low-Bay Luminaires for Commercial and Industrial Buildings | Standard | FALSE | [9 empty] | 42583 |  |  | No |  | 3.1 | 8089.19 | 104.9 | 77.11 | 16.23 | 0.88 | 4919 | 72.3
PYW96M4H | Lumisave Industrial LED Technologies Ltd. | Lumisave | LS-BL420-80W-HV-DC-RD-EE-FF-GG | Indoor Luminaires | High-Bay | Low-Bay Luminaires for Commercial and Industrial Buildings | Standard | FALSE | [9 empty] | 42583 |  |  | No |  | 3.1 | 8009.96 | 103.88 | 77.11 | 16.23 | 0.88 | 4919 | 72.3
P8VHP9R8 | Lumisave Industrial LED Technologies Ltd. | Lumisave | LS-BL420-80W-HV-DF-RS-EE-FF-GG | Indoor Luminaires | High-Bay | Low-Bay Luminaires for Commercial and Industrial Buildings | Standard | FALSE | [9 empty] | 42583 |  |  | No |  | 3.1 | 7757.85 | 100.61 | 77.11 | 16.23 | 0.88 | 4919 | 72.3
PH44991D | Lumisave Industrial LED Technologies Ltd. | Lumisave | LS-BL420-80W-HV-DF-RC-EE-FF-GG | Indoor Luminaires | High-Bay | Low-Bay Luminaires for Commercial and Industrial Buildings | Standard | FALSE | [9 empty] | 42583 |  |  | No |  | 3.1 | 7505.73 | 97.34 | 77.11 | 16.23 | 0.88 | 4919 | 72.3
PSF7NDFP | Lumisave Industrial LED Technologies Ltd. | Lumisave | LS-BL420-80W-HV-DF-RA-EE-FF-GG | Indoor Luminaires | High-Bay | Low-Bay Luminaires for Commercial and Industrial Buildings | Standard | FALSE | [9 empty] | 42583 |  |  | No |  | 3.1 | 7282.44 | 94.44 | 77.11 | 16.23 | 0.88 | 4919 | 72.3
PN7VN9YZ | Lumisave Industrial LED Technologies Ltd. | Lumisave | LS-BL420-80W-HV-DF-RD-EE-FF-GG | Indoor Luminaires | High-Bay | Low-Bay Luminaires for Commercial and Industrial Buildings | Standard | FALSE | [9 empty] | 42583 |  |  | No |  | 3.1 | 7203.2 | 93.4 | 77.11 | 16.23 | 0.88 | 4919 | 72.3
PTA57R9J | Lumisave Industrial LED Technologies Ltd. | Lumisave | LS-BL420-60W-MV-DC-RN-EE-FF-GG (120Vac Only) | Indoor Luminaires | High-Bay | Low-Bay Luminaires for Commercial and Industrial Buildings | Standard | FALSE | [9 empty] | 42583 |  |  | No |  | 3.1 | 7035.09 | 118.14 | 59.55 | 24.34 | 0.99 | 4909 | 72
PCDTWTE4 | Lumisave Industrial LED Technologies Ltd. | Lumisave | LS-BL420-60W-MV-DC-RS-EE-FF-GG (120Vac Only) | Indoor Luminaires | High-Bay | Low-Bay Luminaires for Commercial and Industrial Buildings | Standard | FALSE | [9 empty] | 42583 |  |  | No |  | 3.1 | 7017.78 | 117.85 | 59.55 | 24.34 | 0.99 | 4909 | 72
PRYRFSFY | Lumisave Industrial LED Technologies Ltd. | Lumisave | LS-BL420-60W-MV-DC-RA-EE-FF-GG (120Vac Only) | Indoor Luminaires | High-Bay | Low-Bay Luminaires for Commercial and Industrial Buildings | Standard | FALSE | [9 empty] | 42583 |  |  | No |  | 3.1 | 6815.79 | 114.45 | 59.55 | 24.34 | 0.99 | 4909 | 72
PPJZ1R89 | Lumisave Industrial LED Technologies Ltd. | Lumisave | LS-BL420-60W-MV-DC-RC-EE-FF-GG (120Vac Only) | Indoor Luminaires | High-Bay | Low-Bay Luminaires for Commercial and Industrial Buildings | Standard | FALSE | [9 empty] | 42583 |  |  | No |  | 3.1 | 6786.93 | 113.97 | 59.55 | 24.34 | 0.99 | 4909 | 72
PC15Y3CE | Lumisave Industrial LED Technologies Ltd. | Lumisave | LS-BL420-60W-MV-DF-RN-EE-FF-GG (120Vac Only) | Indoor Luminaires | High-Bay | Low-Bay Luminaires for Commercial and Industrial Buildings | Standard | FALSE | [9 empty] | 42583 |  |  | No |  | 3.1 | 6481.06 | 108.83 | 59.55 | 24.34 | 0.99 | 4909 | 72
P149GQVJ | Lumisave Industrial LED Technologies Ltd. | Lumisave | LS-BL420-60W-MV-DC-RD-EE-FF-GG (120Vac Only) | Indoor Luminaires | High-Bay | Low-Bay Luminaires for Commercial and Industrial Buildings | Standard | FALSE | [9 empty] | 42583 |  |  | No |  | 3.1 | 6417.57 | 107.77 | 59.55 | 24.34 | 0.99 | 4909 | 72
P5KNWQY9 | Lumisave Industrial LED Technologies Ltd. | Lumisave | LS-BL420-60W-MV-DF-RS-EE-FF-GG (120Vac Only) | Indoor Luminaires | High-Bay | Low-Bay Luminaires for Commercial and Industrial Buildings | Standard | FALSE | [9 empty] | 42583 |  |  | No |  | 3.1 | 6215.58 | 104.38 | 59.55 | 24.34 | 0.99 | 4909 | 72
P9EWJR6V | Lumisave Industrial LED Technologies Ltd. | Lumisave | LS-BL420-60W-MV-DF-RC-EE-FF-GG (120Vac Only) | Indoor Luminaires | High-Bay | Low-Bay Luminaires for Commercial and Industrial Buildings | Standard | FALSE | [9 empty] | 42583 |  |  | No |  | 3.1 | 6013.59 | 100.98 | 59.55 | 24.34 | 0.99 | 4909 | 72
P1KJYF1X | Lumisave Industrial LED Technologies Ltd. | Lumisave | LS-BL420-60W-MV-DF-RA-EE-FF-GG (120Vac Only) | Indoor Luminaires | High-Bay | Low-Bay Luminaires for Commercial and Industrial Buildings | Standard | FALSE | [9 empty] | 42583 |  |  | No |  | 3.1 | 5834.68 | 97.98 | 59.55 | 24.34 | 0.99 | 4909 | 72
PJ4N7MBW | Lumisave Industrial LED Technologies Ltd. | Lumisave | LS-BL420-60W-MV-DF-RD-EE-FF-GG (120Vac Only) | Indoor Luminaires | High-Bay | Low-Bay Luminaires for Commercial and Industrial Buildings | Standard | FALSE | [9 empty] | 42583 |  |  | No |  | 3.1 | 5771.2 | 96.9 | 59.55 | 11.28 | 0.99 | 4909 | 72
PYQ3HPJ5 | Lumisave Industrial LED Technologies Ltd. | Lumisave | LS-BL520-200W-HV-DG-RN-EE-FF-GG (347Vac Only) | Indoor Luminaires | High-Bay | High-Bay Luminaires for Commercial and Industrial Buildings | Standard | FALSE | [9 empty] | 42583 |  |  | No |  | 3.1 | 16808.69 | 100.75 | 166.83 | 10.97 | 0.92 | 4893 | 71.9
PTR3UUR6 | Lumisave Industrial LED Technologies Ltd. | Lumisave | LS-BL520-200W-HV-DG-RS-EE-FF-GG (347Vac Only) | Indoor Luminaires | High-Bay | High-Bay Luminaires for Commercial and Industrial Buildings | Standard | FALSE | [9 empty] | 42583 |  |  | No |  | 3.1 | 16768.38 | 100.51 | 166.83 | 10.97 | 0.92 | 4893 | 71.9
P3YX9671 | Lumisave Industrial LED Technologies Ltd. | Lumisave | LS-BL520-200W-HV-DG-RA-EE-FF-GG (347Vac Only) | Indoor Luminaires | High-Bay | High-Bay Luminaires for Commercial and Industrial Buildings | Standard | FALSE | [9 empty] | 42583 |  |  | No |  | 3.1 | 16392.16 | 98.26 | 166.83 | 10.97 | 0.92 | 4893 | 71.9
PUFCG7MQ | Lumisave Industrial LED Technologies Ltd. | Lumisave | LS-BL520-200W-HV-DG-RD-EE-FF-GG (347Vac Only) | Indoor Luminaires | High-Bay | High-Bay Luminaires for Commercial and Industrial Buildings | Standard | FALSE | [9 empty] | 42583 |  |  | No |  | 3.1 | 15774.1 | 94.55 | 166.83 | 10.97 | 0.92 | 4893 | 71.9
P8X43VJE | Lumisave Industrial LED Technologies Ltd. | Lumisave | LS-BL520-200W-HV-DGF-RN-EE-FF-GG (347Vac Only) | Indoor Luminaires | High-Bay | High-Bay Luminaires for Commercial and Industrial Buildings | Standard | FALSE | [9 empty] | 42583 |  |  | No |  | 3.1 | 14255.81 | 85.45 | 166.83 | 10.97 | 0.92 | 4893 | 71.9
PG6US4BF | Lumisave Industrial LED Technologies Ltd. | Lumisave | LS-BL520-200W-HV-DGF-RS-EE-FF-GG (347Vac Only) | Indoor Luminaires | High-Bay | High-Bay Luminaires for Commercial and Industrial Buildings | Standard | FALSE | [9 empty] | 42583 |  |  | No |  | 3.1 | 14000.52 | 83.92 | 166.83 | 10.97 | 0.92 | 4893 | 71.9
P6UXPXE4 | Lumisave Industrial LED Technologies Ltd. | Lumisave | LS-BL520-200W-HV-DGF-RA-EE-FF-GG (347Vac Only) | Indoor Luminaires | High-Bay | High-Bay Luminaires for Commercial and Industrial Buildings | Standard | FALSE | [9 empty] | 42583 |  |  | No |  | 3.1 | 13772.11 | 82.55 | 166.83 | 10.97 | 0.92 | 4893 | 71.9
PU37SDXE | Lumisave Industrial LED Technologies Ltd. | Lumisave | LS-BL520-200W-HV-DGF-RD-EE-FF-GG (347Vac Only) | Indoor Luminaires | High-Bay | High-Bay Luminaires for Commercial and Industrial Buildings | Standard | FALSE | [9 empty] | 42583 |  |  | No |  | 3.1 | 13436.2 | 80.5 | 166.83 | 10.97 | 0.92 | 4893 | 71.9
PWS2V6GF | Lumisave Industrial LED Technologies Ltd. | Lumisave | LS-BL420-60W-HV-DC-RN-EE-FF-GG (347Vac Only) | Indoor Luminaires | High-Bay | Low-Bay Luminaires for Commercial and Industrial Buildings | Standard | FALSE | [9 empty] | 42583 |  |  | No |  | 3.1 | 6682.68 | 113.36 | 58.95 | 14.86 | 0.93 | 4888 | 72
P5HXAHVA | Lumisave Industrial LED Technologies Ltd. | Lumisave | LS-BL420-60W-HV-DC-RS-EE-FF-GG(347Vac Only) | Indoor Luminaires | High-Bay | Low-Bay Luminaires for Commercial and Industrial Buildings | Standard | FALSE | [9 empty] | 42583 |  |  | No |  | 3.1 | 6666.23 | 113.08 | 58.95 | 14.86 | 0.93 | 4888 | 72
P54ZEJF4 | Lumisave Industrial LED Technologies Ltd. | Lumisave | LS-BL420-60W-HV-DC-RA-EE-FF-GG (347Vac Only) | Indoor Luminaires | High-Bay | Low-Bay Luminaires for Commercial and Industrial Buildings | Standard | FALSE | [9 empty] | 42583 |  |  | No |  | 3.1 | 6474.36 | 109.83 | 58.95 | 14.86 | 0.93 | 4888 | 72
PZ2Y6EB9 | Lumisave Industrial LED Technologies Ltd. | Lumisave | LS-BL420-60W-HV-DC-RC-EE-FF-GG (347Vac Only) | Indoor Luminaires | High-Bay | Low-Bay Luminaires for Commercial and Industrial Buildings | Standard | FALSE | [9 empty] | 42583 |  |  | No |  | 3.1 | 6446.95 | 109.36 | 58.95 | 14.86 | 0.93 | 4888 | 72
P5E7V6S8 | Lumisave Industrial LED Technologies Ltd. | Lumisave | LS-BL420-60W-HV-DF-RN-EE-FF-GG (347Vac Only) | Indoor Luminaires | High-Bay | Low-Bay Luminaires for Commercial and Industrial Buildings | Standard | FALSE | [9 empty] | 42583 |  |  | No |  | 3.1 | 6156.4 | 104.43 | 58.95 | 14.86 | 0.93 | 4888 | 72
P1QR9ASS | Lumisave Industrial LED Technologies Ltd. | Lumisave | LS-BL420-60W-HV-DC-RD-EE-FF-GG (347Vac Only) | Indoor Luminaires | High-Bay | Low-Bay Luminaires for Commercial and Industrial Buildings | Standard | FALSE | [9 empty] | 42583 |  |  | No |  | 3.1 | 6096.1 | 103.41 | 58.95 | 14.86 | 0.93 | 4888 | 72
PYHYRUKB | Lumisave Industrial LED Technologies Ltd. | Lumisave | LS-BL420-60W-HV-DF-RS-EE-FF-GG (347Vac Only) | Indoor Luminaires | High-Bay | Low-Bay Luminaires for Commercial and Industrial Buildings | Standard | FALSE | [9 empty] | 42583 |  |  | No |  | 3.1 | 5904.22 | 100.16 | 58.95 | 14.86 | 0.93 | 4888 | 72
PY9SQ1ZW | Lumisave Industrial LED Technologies Ltd. | Lumisave | LS-BL420-60W-HV-DF-RC-EE-FF-GG (347Vac Only) | Indoor Luminaires | High-Bay | Low-Bay Luminaires for Commercial and Industrial Buildings | Standard | FALSE | [9 empty] | 42583 |  |  | No |  | 3.1 | 5712.35 | 96.9 | 58.95 | 14.86 | 0.93 | 4888 | 72
PYEVB2EM | Lumisave Industrial LED Technologies Ltd. | Lumisave | LS-BL420-60W-HV-DF-RA-EE-FF-GG (347Vac Only) | Indoor Luminaires | High-Bay | Low-Bay Luminaires for Commercial and Industrial Buildings | Standard | FALSE | [9 empty] | 42583 |  |  | No |  | 3.1 | 5542.4 | 94.02 | 58.95 | 14.86 | 0.93 | 4888 | 72
P6P9JW97 | Lumisave Industrial LED Technologies Ltd. | Lumisave | LS-BL520-150W-HV-DG-RN-EE-FF-GG | Indoor Luminaires | High-Bay | High-Bay Luminaires for Commercial and Industrial Buildings | Standard | FALSE | [9 empty] | 42583 |  |  | No |  | 3.1 | 14716.76 | 104.19 | 141.25 | 13.88 | 0.92 | 4823 | 83.2
PSH36FQN | Lumisave Industrial LED Technologies Ltd. | Lumisave | LS-BL520-150W-HV-DG-RS-EE-FF-GG | Indoor Luminaires | High-Bay | High-Bay Luminaires for Commercial and Industrial Buildings | Standard | FALSE | [9 empty] | 42583 |  |  | No |  | 3.1 | 14681.47 | 103.94 | 141.25 | 13.88 | 0.92 | 4823 | 83.2
PMQ1CRJB | Lumisave Industrial LED Technologies Ltd. | Lumisave | LS-BL520-150W-HV-DG-RA-EE-FF-GG | Indoor Luminaires | High-Bay | High-Bay Luminaires for Commercial and Industrial Buildings | Standard | FALSE | [9 empty] | 42583 |  |  | No |  | 3.1 | 14352.08 | 101.61 | 141.25 | 13.88 | 0.92 | 4823 | 83.2
PVH553PE | Lumisave Industrial LED Technologies Ltd. | Lumisave | LS-BL520-150W-HV-DG-RD-EE-FF-GG | Indoor Luminaires | High-Bay | High-Bay Luminaires for Commercial and Industrial Buildings | Standard | FALSE | [9 empty] | 42583 |  |  | No |  | 3.1 | 13810.94 | 97.78 | 141.25 | 13.88 | 0.92 | 4823 | 83.2
P3Z2SRE5 | Lumisave Industrial LED Technologies Ltd. | Lumisave | LS-BL520-150W-HV-DGF-RN-EE-FF-GG | Indoor Luminaires | High-Bay | High-Bay Luminaires for Commercial and Industrial Buildings | Standard | FALSE | [9 empty] | 42583 |  |  | No |  | 3.1 | 12481.6 | 88.37 | 141.25 | 13.88 | 0.92 | 4823 | 83.2
PMC8YGQE | Lumisave Industrial LED Technologies Ltd. | Lumisave | LS-BL520-150W-HV-DGF-RS-EE-FF-GG | Indoor Luminaires | High-Bay | High-Bay Luminaires for Commercial and Industrial Buildings | Standard | FALSE | [9 empty] | 42583 |  |  | No |  | 3.1 | 12258.09 | 86.78 | 141.25 | 13.88 | 0.92 | 4823 | 83.2
P7WMD529 | Lumisave Industrial LED Technologies Ltd. | Lumisave | LS-BL520-150W-HV-DGF-RA-EE-FF-GG | Indoor Luminaires | High-Bay | High-Bay Luminaires for Commercial and Industrial Buildings | Standard | FALSE | [9 empty] | 42583 |  |  | No |  | 3.1 | 12058.1 | 85.37 | 141.25 | 13.88 | 0.92 | 4823 | 83.2
P6X1WYT3 | Lumisave Industrial LED Technologies Ltd. | Lumisave | LS-BL520-150W-HV-DGF-RD-EE-FF-GG | Indoor Luminaires | High-Bay | High-Bay Luminaires for Commercial and Industrial Buildings | Standard | FALSE | [9 empty] | 42583 |  |  | No |  | 3.1 | 11764 | 83.2 | 141.25 | 13.88 | 0.92 | 4823 | 83.2
PS3QP3DS | Lumisave Industrial LED Technologies Ltd. | Lumisave | LS-BL520-150W-MV-DG-RN-EE-FF-GG | Indoor Luminaires | High-Bay | High-Bay Luminaires for Commercial and Industrial Buildings | Standard | FALSE | [9 empty] | 42583 |  |  | No |  | 3.1 | 15267.2 | 105.06 | 145.32 | 16.38 | 0.91 | 4794 | 84.1
PKZU9S65 | Lumisave Industrial LED Technologies Ltd. | Lumisave | LS-BL520-150W-MV-DG-RS-EE-FF-GG | Indoor Luminaires | High-Bay | High-Bay Luminaires for Commercial and Industrial Buildings | Standard | FALSE | [9 empty] | 42583 |  |  | No |  | 3.1 | 15230.59 | 104.81 | 145.32 | 16.38 | 0.91 | 4794 | 84.1
P73VB5ZK | Lumisave Industrial LED Technologies Ltd. | Lumisave | LS-BL520-150W-MV-DG-RA-EE-FF-GG | Indoor Luminaires | High-Bay | High-Bay Luminaires for Commercial and Industrial Buildings | Standard | FALSE | [9 empty] | 42583 |  |  | No |  | 3.1 | 14888.88 | 102.46 | 145.32 | 16.38 | 0.91 | 4794 | 84.1
PJ8FM37J | Lumisave Industrial LED Technologies Ltd. | Lumisave | LS-BL520-150W-MV-DG-RD-EE-FF-GG | Indoor Luminaires | High-Bay | High-Bay Luminaires for Commercial and Industrial Buildings | Standard | FALSE | [9 empty] | 42583 |  |  | No |  | 3.1 | 14327.5 | 98.59 | 145.32 | 16.38 | 0.91 | 4794 | 84.1
PX1DYYUV | Lumisave Industrial LED Technologies Ltd. | Lumisave | LS-BL520-150W-MV-DGF-RN-EE-FF-GG | Indoor Luminaires | High-Bay | High-Bay Luminaires for Commercial and Industrial Buildings | Standard | FALSE | [9 empty] | 42583 |  |  | No |  | 3.1 | 12948.44 | 89.1 | 145.32 | 16.38 | 0.91 | 4794 | 84.1
PF6BDZVC | Lumisave Industrial LED Technologies Ltd. | Lumisave | LS-BL520-150W-MV-DGF-RS-EE-FF-GG | Indoor Luminaires | High-Bay | High-Bay Luminaires for Commercial and Industrial Buildings | Standard | FALSE | [9 empty] | 42583 |  |  | No |  | 3.1 | 12716.57 | 87.51 | 145.32 | 16.38 | 0.91 | 4794 | 84.1
PZB6XQRB | Lumisave Industrial LED Technologies Ltd. | Lumisave | LS-BL520-150W-MV-DGF-RA-EE-FF-GG | Indoor Luminaires | High-Bay | High-Bay Luminaires for Commercial and Industrial Buildings | Standard | FALSE | [9 empty] | 42583 |  |  | No |  | 3.1 | 12509.1 | 86.08 | 145.32 | 16.38 | 0.91 | 4794 | 84.1
PTXETKHR | Lumisave Industrial LED Technologies Ltd. | Lumisave | LS-BL520-150W-MV-DGF-RD-EE-FF-GG | Indoor Luminaires | High-Bay | High-Bay Luminaires for Commercial and Industrial Buildings | Standard | FALSE | [9 empty] | 42583 |  |  | No |  | 3.1 | 12204 | 84 | 145.32 | 16.38 | 0.91 | 4794 | 84.1
PWJ5X879 | Lumisave Industrial LED Technologies Ltd. | Lumisave | LS-BL520-100W-MV-DG-RN-EE-FF-GG (120Vac Only) | Indoor Luminaires | High-Bay | High-Bay Luminaires for Commercial and Industrial Buildings | Standard | FALSE | [9 empty] | 42583 |  |  | No |  | 3.1 | 10709.81 | 109.09 | 98.17 | 9.49 | 0.99 | 4753 | 84.5
P92HE9SV | Lumisave Industrial LED Technologies Ltd. | Lumisave | LS-BL520-100W-MV-DG-RS-EE-FF-GG (120Vac Only) | Indoor Luminaires | High-Bay | High-Bay Luminaires for Commercial and Industrial Buildings | Standard | FALSE | [9 empty] | 42583 |  |  | No |  | 3.1 | 10684.13 | 108.83 | 98.17 | 9.49 | 0.99 | 4753 | 84.5
PQDKCXY9 | Lumisave Industrial LED Technologies Ltd. | Lumisave | LS-BL520-100W-MV-DG-RA-EE-FF-GG (120Vac Only) | Indoor Luminaires | High-Bay | High-Bay Luminaires for Commercial and Industrial Buildings | Standard | FALSE | [9 empty] | 42583 |  |  | No |  | 3.1 | 10444.42 | 106.39 | 98.17 | 9.49 | 0.99 | 4753 | 84.5
PKRZSRFP | Lumisave Industrial LED Technologies Ltd. | Lumisave | LS-BL520-100W-MV-DGF-RN-EE-FF-GG (120Vac Only) | Indoor Luminaires | High-Bay | Low-Bay Luminaires for Commercial and Industrial Buildings | Standard | FALSE | [9 empty] | 42583 |  |  | No |  | 3.1 | 9083.22 | 92.53 | 98.17 | 9.49 | 0.99 | 4753 | 84.5
PKQCJ24B | Lumisave Industrial LED Technologies Ltd. | Lumisave | LS-BL520-100W-MV-DGF-RS-EE-FF-GG (120Vac Only) | Indoor Luminaires | High-Bay | Low-Bay Luminaires for Commercial and Industrial Buildings | Standard | FALSE | [9 empty] | 42583 |  |  | No |  | 3.1 | 8920.56 | 90.87 | 98.17 | 9.49 | 0.99 | 4753 | 84.5
PZ5BGVBP | Lumisave Industrial LED Technologies Ltd. | Lumisave | LS-BL520-100W-MV-DGF-RA-EE-FF-GG (120Vac Only) | Indoor Luminaires | High-Bay | Low-Bay Luminaires for Commercial and Industrial Buildings | Standard | FALSE | [9 empty] | 42583 |  |  | No |  | 3.1 | 8775.03 | 89.39 | 98.17 | 9.49 | 0.99 | 4753 | 84.5
P87EJ3UA | Lumisave Industrial LED Technologies Ltd. | Lumisave | LS-BL520-100W-MV-DGF-RD-EE-FF-GG (120Vac Only) | Indoor Luminaires | High-Bay | Low-Bay Luminaires for Commercial and Industrial Buildings | Standard | FALSE | [9 empty] | 42583 |  |  | No |  | 3.1 | 8561 | 87.2 | 98.17 | 9.49 | 0.99 | 4753 | 84.5
P1M3SK8H | Lumisave Industrial LED Technologies Ltd. | Lumisave | LS-BL520-100W-HV-DG-RN-EE-FF-GG (347Vac Only) | Indoor Luminaires | High-Bay | High-Bay Luminaires for Commercial and Industrial Buildings | Standard | FALSE | [9 empty] | 42583 |  |  | No |  | 3.1 | 10587.21 | 109.52 | 96.67 | 9.26 | 0.95 | 4751 | 84.4
P2BVPQNE | Lumisave Industrial LED Technologies Ltd. | Lumisave | LS-BL520-100W-HV-DG-RS-EE-FF-GG (347Vac Only) | Indoor Luminaires | High-Bay | High-Bay Luminaires for Commercial and Industrial Buildings | Standard | FALSE | [9 empty] | 42583 |  |  | No |  | 3.1 | 10561.82 | 109.26 | 96.67 | 9.26 | 0.95 | 4751 | 84.4
PZ5QW4HS | Lumisave Industrial LED Technologies Ltd. | Lumisave | LS-BL520-100W-HV-DG-RA-EE-FF-GG (347Vac Only) | Indoor Luminaires | High-Bay | Low-Bay Luminaires for Commercial and Industrial Buildings | Standard | FALSE | [9 empty] | 42583 |  |  | No |  | 3.1 | 10324.86 | 106.81 | 96.67 | 9.26 | 0.95 | 4751 | 84.4
PQ973HMT | Lumisave Industrial LED Technologies Ltd. | Lumisave | LS-BL520-100W-HV-DG-RD-EE-FF-GG (347Vac Only) | Indoor Luminaires | High-Bay | Low-Bay Luminaires for Commercial and Industrial Buildings | Standard | FALSE | [9 empty] | 42583 |  |  | No |  | 3.1 | 9935.56 | 102.78 | 96.67 | 9.26 | 0.95 | 4751 | 84.4
P4988YGP | Lumisave Industrial LED Technologies Ltd. | Lumisave | LS-BL520-100W-HV-DGF-RN-EE-FF-GG (347Vac Only) | Indoor Luminaires | High-Bay | Low-Bay Luminaires for Commercial and Industrial Buildings | Standard | FALSE | [9 empty] | 42583 |  |  | No |  | 3.1 | 8979.24 | 92.89 | 96.67 | 9.26 | 0.95 | 4751 | 84.4
PRRDAMSZ | Lumisave Industrial LED Technologies Ltd. | Lumisave | LS-BL520-100W-HV-DGF-RS-EE-FF-GG (347Vac Only) | Indoor Luminaires | High-Bay | Low-Bay Luminaires for Commercial and Industrial Buildings | Standard | FALSE | [9 empty] | 42583 |  |  | No |  | 3.1 | 8818.45 | 91.22 | 96.67 | 9.26 | 0.95 | 4751 | 84.4
PJXZGU3F | Lumisave Industrial LED Technologies Ltd. | Lumisave | LS-BL520-100W-HV-DGF-RA-EE-FF-GG (347Vac Only) | Indoor Luminaires | High-Bay | Low-Bay Luminaires for Commercial and Industrial Buildings | Standard | FALSE | [9 empty] | 42583 |  |  | No |  | 3.1 | 8674.58 | 89.73 | 96.67 | 9.26 | 0.95 | 4751 | 84.4
P4X9M9DC | Lumisave Industrial LED Technologies Ltd. | Lumisave | LS-BL520-100W-HV-DGF-RD-EE-FF-GG (347Vac Only) | Indoor Luminaires | High-Bay | Low-Bay Luminaires for Commercial and Industrial Buildings | Standard | FALSE | [9 empty] | 42583 |  |  | No |  | 3.1 | 8463 | 87.3 | 96.67 | 9.26 | 0.95 | 4751 | 84.4
P56TX4GB | SHENZHEN ITSUWA LIGHT CO.LTD | ITSUWA | YSH-HB-G01-150(5000K) | Indoor Luminaires | High-Bay | High-Bay Luminaires for Commercial and Industrial Buildings | Standard | FALSE | [9 empty] | 42583 |  |  | No |  | 4 | 18361.35 | 117.25 | 156.6 | 10.09 | 1 | 5000 | 77.8
PTRP2X1Q | SHENZHEN ITSUWA LIGHT CO.LTD | ITSUWA | YSH-HB-G01-200(5000K) | Indoor Luminaires | High-Bay | High-Bay Luminaires for Commercial and Industrial Buildings | Standard | FALSE | [9 empty] | 42583 |  |  | No |  | 4 | 24333.78 | 115.82 | 210.1 | 15.44 | 0.99 | 5000 | 77.5
P85XGN9X | SHENZHEN ITSUWA LIGHT CO.LTD | ITSUWA | YSH-HB-G01-100(5000K) | Indoor Luminaires | High-Bay | High-Bay Luminaires for Commercial and Industrial Buildings | Standard | FALSE | [9 empty] | 42583 |  |  | No |  | 4 | 13146 | 126.81 | 103.7 | 10.02 | 1 | 5000 | 77
PAGVPQ6G | Shenzhen sunpzone lighting electronic co. ltd | Sunpzone | SPZT8F44(5700K) | Indoor Luminaires | High-Bay | Low-Bay Luminaires for Commercial and Industrial Buildings | Standard | FALSE | [9 empty] | 42583 | Not Dimmable | Not Dimmable | No |  | 4 | 5100 | 115.91 | 44 | 20 | 0.9 | 5700 | 80
PMRMEVV6 | Shenzhen sunpzone lighting electronic co. ltd | Sunpzone | SPZT8F44(5000K) | Indoor Luminaires | High-Bay | Low-Bay Luminaires for Commercial and Industrial Buildings | Standard | FALSE | [9 empty] | 42583 | Not Dimmable | Not Dimmable | No |  | 4 | 5100 | 115.91 | 44 | 20 | 0.9 | 5000 | 80
PJBET338 | Shenzhen sunpzone lighting electronic co. ltd | Sunpzone | SPZT8F44(4500K) | Indoor Luminaires | High-Bay | Low-Bay Luminaires for Commercial and Industrial Buildings | Standard | FALSE | [9 empty] | 42583 | Not Dimmable | Not Dimmable | No |  | 4 | 5100 | 115.91 | 44 | 20 | 0.9 | 4500 | 80
PJWV1PV4 | Shenzhen sunpzone lighting electronic co. ltd | Sunpzone | SPZT8F44(4000K) | Indoor Luminaires | High-Bay | Low-Bay Luminaires for Commercial and Industrial Buildings | Standard | FALSE | [9 empty] | 42583 | Not Dimmable | Not Dimmable | No |  | 4 | 5100 | 115.91 | 44 | 20 | 0.9 | 4000 | 80
PZTND3U6 | Shenzhen sunpzone lighting electronic co. ltd | Sunpzone | SPZT8F44(3500K) | Indoor Luminaires | High-Bay | Low-Bay Luminaires for Commercial and Industrial Buildings | Standard | FALSE | [9 empty] | 42583 | Not Dimmable | Not Dimmable | No |  | 4 | 5100 | 115.91 | 44 | 20 | 0.9 | 3500 | 80
PYZ5N6FJ | LEDRHYTHM Optronic Technology (Suzhou) Co.LTD | LEDRHYTHM | H1A-400(5000K) | Indoor Luminaires | High-Bay | High-Bay Luminaires for Commercial and Industrial Buildings | Standard | FALSE | [9 empty] | 42583 | Not Dimmable | Not Dimmable | No |  | 3 | 44949 | 109.47 | 410.6 | 19.6 | 0.9235 | 5000 | 74.9
P2VV4BZ8 | LEDRHYTHM Optronic Technology (Suzhou) Co.LTD | LEDRHYTHM | H1A-300(5000K) | Indoor Luminaires | High-Bay | High-Bay Luminaires for Commercial and Industrial Buildings | Standard | FALSE | [9 empty] | 42583 | Not Dimmable | Not Dimmable | No |  | 3 | 33102 | 109.6 | 302 | 17.1 | 0.9101 | 5000 | 74.8
P6JYFPF7 | LEDRHYTHM Optronic Technology (Suzhou) Co.LTD | LEDRHYTHM | H1A-400(4500K) | Indoor Luminaires | High-Bay | High-Bay Luminaires for Commercial and Industrial Buildings | Standard | FALSE | [9 empty] | 42583 | Not Dimmable | Not Dimmable | No |  | 3 | 41082 | 101.72 | 403.9 | 19.1 | 0.9187 | 4500 | 82.3
PMY83B2J | LEDRHYTHM Optronic Technology (Suzhou) Co.LTD | LEDRHYTHM | H1A-300(4500K) | Indoor Luminaires | High-Bay | High-Bay Luminaires for Commercial and Industrial Buildings | Standard | FALSE | [9 empty] | 42583 | Not Dimmable | Not Dimmable | No |  | 3 | 31839 | 105.47 | 301.9 | 16.9 | 0.9087 | 4500 | 82.2
PANGT8JY | LEDRHYTHM Optronic Technology (Suzhou) Co.LTD | LEDRHYTHM | H1A-400(4000K) | Indoor Luminaires | High-Bay | High-Bay Luminaires for Commercial and Industrial Buildings | Standard | FALSE | [9 empty] | 42583 | Not Dimmable | Not Dimmable | No |  | 3 | 41082 | 101.72 | 403.9 | 19.1 | 0.9187 | 4000 | 82.3
PPBRSRXE | LEDRHYTHM Optronic Technology (Suzhou) Co.LTD | LEDRHYTHM | H1A-300(4000K) | Indoor Luminaires | High-Bay | High-Bay Luminaires for Commercial and Industrial Buildings | Standard | FALSE | [9 empty] | 42583 | Not Dimmable | Not Dimmable | No |  | 3 | 31839 | 105.47 | 301.9 | 16.9 | 0.9087 | 4000 | 82.2
PNWP93M9 | LEDRHYTHM Optronic Technology (Suzhou) Co.LTD | LEDRHYTHM | H1A-400(3500K) | Indoor Luminaires | High-Bay | High-Bay Luminaires for Commercial and Industrial Buildings | Standard | FALSE | [9 empty] | 42583 | Not Dimmable | Not Dimmable | No |  | 3 | 41082 | 101.72 | 403.9 | 19.1 | 0.9187 | 3500 | 82.3
PZJJZQVE | LEDRHYTHM Optronic Technology (Suzhou) Co.LTD | LEDRHYTHM | H1A-300(3500K) | Indoor Luminaires | High-Bay | High-Bay Luminaires for Commercial and Industrial Buildings | Standard | FALSE | [9 empty] | 42583 | Not Dimmable | Not Dimmable | No |  | 3 | 31839 | 105.47 | 301.9 | 16.9 | 0.9087 | 3500 | 82.2
PHS2N2SK | Mobern Lighting Co | Mobern Lighting | LHBIP-LED110MV40K | Indoor Luminaires | High-Bay | High-Bay Luminaires for Commercial and Industrial Buildings | Premium | TRUE | 12990.16 | 124.15 | 104.63 | 7.6 | 0.977 | 3980 | 83.6 | 5 | 90000 | 42580 |  |  | No |  | 3.1 | 14300 | 130 | 110 | 20 | 0.9 | 4000 | 80
PNBYWBP5 | Duray Lighting | Duray Lighting | LEDHBFB-110W-40K | Indoor Luminaires | High-Bay | High-Bay Luminaires for Commercial and Industrial Buildings | Premium | TRUE | 13274.03 | 124.16 | 105.23 | 7.8 | 0.977 | 4022 | 83.5 | 5 | 90000 | 42580 |  |  | No |  | 3 | 14300 | 130 | 110 | 20 | 0.9 | 4000 | 80
P9ATTZY4 | Duray Lighting | Duray Lighting | LEDHBEF-110W-40K | Indoor Luminaires | High-Bay | High-Bay Luminaires for Commercial and Industrial Buildings | Premium | TRUE | 12990.16 | 124.15 | 105 | 7.6 | 0.977 | 3980 | 83.6 | 5 | 90000 | 42580 | Not Dimmable | Not Dimmable | No |  | 3 | 14300 | 130 | 110 | 20 | 0.9 | 4000 | 80
P2JAFSFV | Mobern Lighting Co | Mobern Lighting | LHBIP-LED230MV40K | Indoor Luminaires | High-Bay | High-Bay Luminaires for Commercial and Industrial Buildings | Premium | TRUE | 26036.27 | 124.76 | 208.69 | 8 | 0.976 | 4010 | 83.7 | 5 | 90000 | 42580 |  |  | No |  | 3.1 | 28600 | 130 | 220 | 20 | 0.9 | 4000 | 80
PB5RDT4Q | Duray Lighting | Duray Lighting | LEDHBEF-220W-40K | Indoor Luminaires | High-Bay | High-Bay Luminaires for Commercial and Industrial Buildings | Premium | TRUE | 26036.27 | 124.76 | 209.49 | 8 | 0.976 | 4010 | 83.7 | 5 | 90000 | 42580 | Not Dimmable | Not Dimmable | No |  | 3 | 28600 | 130 | 220 | 20 | 0.9 | 4000 | 80
PGR83U5Q | Duray Lighting | Duray Lighting | LEDHBFB-160W-40K | Indoor Luminaires | High-Bay | High-Bay Luminaires for Commercial and Industrial Buildings | Premium | TRUE | 19271.71 | 124.05 | 155.98 | 5 | 0.976 | 4039 | 83.6 | 5 | 90000 | 42580 |  |  | No |  | 3 | 21450 | 130 | 165 | 20 | 0.9 | 4000 | 80
PV5PXZ87 | Mobern Lighting Co | Mobern Lighting | LHBIP-LED170MV40K | Indoor Luminaires | High-Bay | High-Bay Luminaires for Commercial and Industrial Buildings | Premium | TRUE | 19446.51 | 124.87 | 155.74 | 7.69 | 0.975 | 4006 | 83.6 | 5 | 90000 | 42580 |  |  | No |  | 3.1 | 21450 | 130 | 165 | 20 | 0.9 | 4000 | 80
P742PBEX | Duray Lighting | Duray Lighting | LEDHBEF-160W-40K | Indoor Luminaires | High-Bay | High-Bay Luminaires for Commercial and Industrial Buildings | Premium | TRUE | 19446.51 | 124.87 | 155.74 | 7.69 | 0.975 | 4006 | 83.6 | 5 | 90000 | 42580 | Not Dimmable | Not Dimmable | No |  | 3 | 21450 | 130 | 165 | 20 | 0.9 | 4000 | 80
PKQNBX5P | Kobi Electric Inc. | KOBI ELECTRIC | HB22-160-40 | Indoor Luminaires | High-Bay | High-Bay Luminaires for Commercial and Industrial Buildings | Premium | TRUE | 18520 | 116.7 | 158.7 | 8.8 | 0.972 | 4121 | 84 | 5 | 50000 | 42580 |  |  | No |  | 3.1 | 19246.2 | 120.3 | 160 | 8.8 | 0.972 | 4000 | 80
P4YF15Z1 | Kobi Electric Inc. | KOBI ELECTRIC | HB14-220-40 | Indoor Luminaires | High-Bay | High-Bay Luminaires for Commercial and Industrial Buildings | Premium | TRUE | 25161 | 117.1 | 214.9 | 9.2 | 0.969 | 4197 | 84 | 5 | 50000 | 42580 |  |  | No |  | 3.1 | 26665.4 | 121.2 | 220 | 9.2 | 0.969 | 4000 | 80
PPRMBS3U | Kobi Electric Inc. | KOBI ELECTRIC | HB12-110-40 | Indoor Luminaires | High-Bay | High-Bay Luminaires for Commercial and Industrial Buildings | Premium | TRUE | 12282 | 115.2 | 106.6 | 15.2 | 0.963 | 4092 | 84 | 5 | 50000 | 42580 |  |  | No |  | 3.1 | 13061.6 | 118.7 | 110 | 15.2 | 0.963 | 4000 | 80
P94M3KUH | Shenzhen Yaorong Technology Co.Ltd | YAORONG | YR-HB350-W200-XY-C(3000K) | Indoor Luminaires | High-Bay | High-Bay Luminaires for Commercial and Industrial Buildings | Standard | TRUE | 23349 | 102.14 | 228.6 | 10.81 | 0.9466 | 3109 | 84 | 5 | 50000 | 42580 |  |  | Yes |  | 4 | 23349 | 102.14 | 228.6 | 10.81 | 0.95 | 3000 | 80
PNF1HFB2 | Shenzhen Cross Sun Lighting Technology Co. Ltd. | Cross Sun | CS-HBAL-250W4X [90Â° Beam Angle Only] | Indoor Luminaires | High-Bay | High-Bay Luminaires for Commercial and Industrial Buildings | Standard | TRUE | 25876 | 100.84 | 257.4 | 12.66 | 0.9456 | 3060 | 83.4 | 5 | 50000 | 42580 |  |  | No |  | 3.1 | 25956 | 100.84 | 257.4 | 12.66 | 0.9456 | 3000 | 83.4
P3UGK5DP | Shenzhen Cross Sun Lighting Technology Co. Ltd. | Cross Sun | CS-HBAL-120W4X [90Â° Beam Angle Only] | Indoor Luminaires | High-Bay | High-Bay Luminaires for Commercial and Industrial Buildings | Standard | TRUE | 13154 | 107.45 | 122.8 | 12.16 | 0.9365 | 3043 | 83.5 | 5 | 50000 | 42580 |  |  | No |  | 3.1 | 13195 | 107.45 | 122.8 | 12.16 | 0.9365 | 3000 | 83.5
PJ4J9UUR | Sustainable Development Concepts | SD Concepts | SW-H003-W150 | Indoor Luminaires | High-Bay | High-Bay Luminaires for Commercial and Industrial Buildings | Premium | TRUE | 18522 | 123.98 | 149.4 | 17.98 | 0.935 | 5132 | 81.6 | 5 | 50000 | 42580 |  |  | No |  | 3 | 18522 | 123.98 | 149.4 | 17.98 | 0.935 | 5132 | 81.6
PQ95QG35 | Shenzhen Cross Sun Lighting Technology Co. Ltd. | Cross Sun | CS-HBAL-100W4X [90Â° Beam Angle Only] | Indoor Luminaires | High-Bay | High-Bay Luminaires for Commercial and Industrial Buildings | Standard | TRUE | 11048 | 106.17 | 104.2 | 12.8 | 0.9328 | 3047 | 83.6 | 5 | 50000 | 42580 |  |  | No |  | 3.1 | 11063 | 106.17 | 104.2 | 12.8 | 0.9328 | 3000 | 83.6
P4AEE487 | Shenzhen Cross Sun Lighting Technology Co. Ltd. | Cross Sun | CS-HBAL-150W4X [90Â° Beam Angle Only] | Indoor Luminaires | High-Bay | High-Bay Luminaires for Commercial and Industrial Buildings | Standard | TRUE | 16865 | 110.07 | 153.4 | 13.44 | 0.9312 | 3073 | 84 | 5 | 50000 | 42580 |  |  | No |  | 3.1 | 16886 | 110.07 | 153.4 | 13.44 | 0.9312 | 3000 | 84
P29B96K7 | Shenzhen Cross Sun Lighting Technology Co. Ltd. | Cross Sun | CS-HBAL-200W4X [90Â° Beam Angle Only] | Indoor Luminaires | High-Bay | High-Bay Luminaires for Commercial and Industrial Buildings | Standard | TRUE | 21237 | 103.73 | 205.4 | 13.37 | 0.9211 | 3056 | 83.5 | 5 | 50000 | 42580 |  |  | No |  | 3.1 | 21306 | 103.73 | 205.4 | 13.37 | 0.9211 | 3000 | 83.5
PGRBPJGE | Shenzhen Yaorong Technology Co.Ltd | YAORONG | YR-HB350-W100-XY-A(5000K) | Indoor Luminaires | High-Bay | High-Bay Luminaires for Commercial and Industrial Buildings | Standard | TRUE | 12435 | 138.07 | 90.06 | 15.77 | 0.9163 | 4949 | 73.5 | 5 | 50000 | 42580 |  |  | Yes |  | 4 | 12435 | 138.07 | 90.06 | 15.69 | 0.92 | 5000 | 70
PZ9DR6AK | Sustainable Development Concepts | SD Concepts | SW-H003-W120 | Indoor Luminaires | High-Bay | High-Bay Luminaires for Commercial and Industrial Buildings | Premium | TRUE | 15395 | 127.97 | 120.3 | 15.23 | 0.9153 | 5135 | 81.8 | 5 | 50000 | 42580 |  |  | No |  | 3 | 15395 | 127.97 | 120.3 | 15.23 | 0.9153 | 5135 | 81.8
P9P3132R | Shenzhen Yaorong Technology Co.Ltd | YAORONG | YR-HB350-W100-XY-C(3000K) | Indoor Luminaires | High-Bay | High-Bay Luminaires for Commercial and Industrial Buildings | Standard | TRUE | 10573 | 116.1 | 91.2 | 13.05 | 0.9151 | 3109 | 84 | 5 | 50000 | 42580 |  |  | Yes |  | 4 | 10573 | 116.1 | 91.07 | 13.05 | 0.92 | 3000 | 80
PJ5TK6JC | Shenzhen Cross Sun Lighting Technology Co. Ltd. | Cross Sun | CS-HBAL-250C4X [90Â° Beam Angle Only] | Indoor Luminaires | High-Bay | High-Bay Luminaires for Commercial and Industrial Buildings | Standard | FALSE | [9 empty] | 42580 |  |  | No |  | 3.1 | 26605 | 104.21 | 255.3 | 12.7 | 0.9439 | 5700 | 85.2
PY3G7G1Z | Shenzhen Cross Sun Lighting Technology Co. Ltd. | Cross Sun | CS-HBAL-100C4X [90Â° Beam Angle Only] | Indoor Luminaires | High-Bay | High-Bay Luminaires for Commercial and Industrial Buildings | Standard | FALSE | [9 empty] | 42580 |  |  | No |  | 3.1 | 11327 | 109.34 | 103.6 | 12.32 | 0.9332 | 5700 | 85.2
PQQNP4EW | Shenzhen Cross Sun Lighting Technology Co. Ltd. | Cross Sun | CS-HBAL-150C4X [90Â° Beam Angle Only] | Indoor Luminaires | High-Bay | High-Bay Luminaires for Commercial and Industrial Buildings | Standard | FALSE | [9 empty] | 42580 |  |  | No |  | 3.1 | 17217 | 113.2 | 152.1 | 13.77 | 0.9326 | 5700 | 85.1
PZ13N7PD | Shenzhen Cross Sun Lighting Technology Co. Ltd. | Cross Sun | CS-HBAL-200C4X [90Â° Beam Angle Only] | Indoor Luminaires | High-Bay | High-Bay Luminaires for Commercial and Industrial Buildings | Standard | FALSE | [9 empty] | 42580 |  |  | No |  | 3.1 | 21799 | 107.28 | 203.2 | 13.74 | 0.9217 | 5700 | 84.9
PJ9XNWKE | Shenzhen Cross Sun Lighting Technology Co. Ltd. | Cross Sun | CS-HBAL-120C4X [90Â° Beam Angle Only] | Indoor Luminaires | High-Bay | High-Bay Luminaires for Commercial and Industrial Buildings | Standard | FALSE | [9 empty] | 42580 |  |  | No |  | 3.1 | 13623 | 110.31 | 123.5 | 12.25 | 0.9354 | 5700 | 84.9
PYMAMFP2 | Shenzhen Cross Sun Lighting Technology Co. Ltd. | Cross Sun | CS-HBAL-150D4X [90Â° Beam Angle Only] | Indoor Luminaires | High-Bay | High-Bay Luminaires for Commercial and Industrial Buildings | Standard | FALSE | [9 empty] | 42580 |  |  | No |  | 3.1 | 17150 | 112.24 | 152.8 | 13.44 | 0.9312 | 5000 | 84
PEBKX28K | Shenzhen Cross Sun Lighting Technology Co. Ltd. | Cross Sun | CS-HBAL-100D4X [90Â° Beam Angle Only] | Indoor Luminaires | High-Bay | High-Bay Luminaires for Commercial and Industrial Buildings | Standard | FALSE | [9 empty] | 42580 |  |  | No |  | 3.1 | 11275 | 108.52 | 103.9 | 12.8 | 0.9328 | 5000 | 83.6
PDC9D3TQ | Shenzhen Cross Sun Lighting Technology Co. Ltd. | Cross Sun | CS-HBAL-200D4X [90Â° Beam Angle Only] | Indoor Luminaires | High-Bay | High-Bay Luminaires for Commercial and Industrial Buildings | Standard | FALSE | [9 empty] | 42580 |  |  | No |  | 3.1 | 21698 | 106.21 | 204.3 | 13.37 | 0.9211 | 5000 | 83.5
PA4DUQ22 | Shenzhen Cross Sun Lighting Technology Co. Ltd. | Cross Sun | CS-HBAL-120D4X [90Â° Beam Angle Only] | Indoor Luminaires | High-Bay | High-Bay Luminaires for Commercial and Industrial Buildings | Standard | FALSE | [9 empty] | 42580 |  |  | No |  | 3.1 | 13535 | 109.86 | 123.2 | 12.16 | 0.9365 | 5000 | 83.5
PUCD2MNB | Shenzhen Cross Sun Lighting Technology Co. Ltd. | Cross Sun | CS-HBAL-250D4X [90Â° Beam Angle Only] | Indoor Luminaires | High-Bay | High-Bay Luminaires for Commercial and Industrial Buildings | Standard | FALSE | [9 empty] | 42580 |  |  | No |  | 3.1 | 26476 | 102.86 | 257.4 | 12.66 | 0.9456 | 5000 | 83.4
PYCD8ACQ | Shenzhen Cross Sun Lighting Technology Co. Ltd. | Cross Sun | CS-HBAL-150F4X [90Â° Beam Angle Only] | Indoor Luminaires | High-Bay | High-Bay Luminaires for Commercial and Industrial Buildings | Standard | FALSE | [9 empty] | 42580 |  |  | No |  | 3.1 | 17084 | 111.81 | 152.8 | 13.44 | 0.9312 | 4500 | 84
PA5TMS8E | Shenzhen Cross Sun Lighting Technology Co. Ltd. | Cross Sun | CS-HBAL-100F4X [90Â° Beam Angle Only] | Indoor Luminaires | High-Bay | High-Bay Luminaires for Commercial and Industrial Buildings | Standard | FALSE | [9 empty] | 42580 |  |  | No |  | 3.1 | 11222 | 108.01 | 103.9 | 12.8 | 0.9328 | 4500 | 83.6
PMJSEKS6 | Shenzhen Cross Sun Lighting Technology Co. Ltd. | Cross Sun | CS-HBAL-200F4X [90Â° Beam Angle Only] | Indoor Luminaires | High-Bay | High-Bay Luminaires for Commercial and Industrial Buildings | Standard | FALSE | [9 empty] | 42580 |  |  | No |  | 3.1 | 21600 | 105.73 | 204.3 | 13.37 | 0.9211 | 4500 | 83.5
PG2KKAE5 | Shenzhen Cross Sun Lighting Technology Co. Ltd. | Cross Sun | CS-HBAL-120F4X [90Â° Beam Angle Only] | Indoor Luminaires | High-Bay | High-Bay Luminaires for Commercial and Industrial Buildings | Standard | FALSE | [9 empty] | 42580 |  |  | No |  | 3.1 | 13450 | 109.17 | 123.2 | 12.16 | 0.9365 | 4500 | 83.5
P9FZD9BN | Shenzhen Cross Sun Lighting Technology Co. Ltd. | Cross Sun | CS-HBAL-250F4X [90Â° Beam Angle Only] | Indoor Luminaires | High-Bay | High-Bay Luminaires for Commercial and Industrial Buildings | Standard | FALSE | [9 empty] | 42580 |  |  | No |  | 3.1 | 26346 | 102.35 | 257.4 | 12.66 | 0.9456 | 4500 | 83.4
P81XVSGG | Shenzhen Cross Sun Lighting Technology Co. Ltd. | Cross Sun | CS-HBAL-150N4X [90Â° Beam Angle Only] | Indoor Luminaires | High-Bay | High-Bay Luminaires for Commercial and Industrial Buildings | Standard | FALSE | [9 empty] | 42580 |  |  | No |  | 3.1 | 17018 | 111.37 | 152.8 | 13.44 | 0.9312 | 4000 | 84
PFSGURFY | Shenzhen Cross Sun Lighting Technology Co. Ltd. | Cross Sun | CS-HBAL-100N4X [90Â° Beam Angle Only] | Indoor Luminaires | High-Bay | High-Bay Luminaires for Commercial and Industrial Buildings | Standard | FALSE | [9 empty] | 42580 |  |  | No |  | 3.1 | 11169 | 107.5 | 103.9 | 12.8 | 0.9328 | 4000 | 83.6
P7BF46SS | Shenzhen Cross Sun Lighting Technology Co. Ltd. | Cross Sun | CS-HBAL-200N4X [90Â° Beam Angle Only] | Indoor Luminaires | High-Bay | High-Bay Luminaires for Commercial and Industrial Buildings | Standard | FALSE | [9 empty] | 42580 |  |  | No |  | 3.1 | 21502 | 105.25 | 204.3 | 13.37 | 0.9211 | 4000 | 83.5
P68MHAUD | Shenzhen Cross Sun Lighting Technology Co. Ltd. | Cross Sun | CS-HBAL-120N4X [90Â° Beam Angle Only] | Indoor Luminaires | High-Bay | High-Bay Luminaires for Commercial and Industrial Buildings | Standard | FALSE | [9 empty] | 42580 |  |  | No |  | 3.1 | 13365 | 108.48 | 123.2 | 12.16 | 0.9365 | 4000 | 83.5
PDAZ7UJ3 | Shenzhen Cross Sun Lighting Technology Co. Ltd. | Cross Sun | CS-HBAL-250N4X [90Â° Beam Angle Only] | Indoor Luminaires | High-Bay | High-Bay Luminaires for Commercial and Industrial Buildings | Standard | FALSE | [9 empty] | 42580 |  |  | No |  | 3.1 | 26216 | 101.85 | 257.4 | 12.66 | 0.9456 | 4000 | 83.4
P2XK3KYH | Shenzhen Cross Sun Lighting Technology Co. Ltd. | Cross Sun | CS-HBAL-150T4X [90Â° Beam Angle Only] | Indoor Luminaires | High-Bay | High-Bay Luminaires for Commercial and Industrial Buildings | Standard | FALSE | [9 empty] | 42580 |  |  | No |  | 3.1 | 16952 | 110.94 | 152.8 | 13.44 | 0.9312 | 3500 | 84
P4PF6ZGH | Shenzhen Cross Sun Lighting Technology Co. Ltd. | Cross Sun | CS-HBAL-100T4X [90Â° Beam Angle Only] | Indoor Luminaires | High-Bay | High-Bay Luminaires for Commercial and Industrial Buildings | Standard | FALSE | [9 empty] | 42580 |  |  | No |  | 3.1 | 11116 | 106.98 | 103.9 | 12.8 | 0.9328 | 3500 | 83.6
PTPS4HAF | Shenzhen Cross Sun Lighting Technology Co. Ltd. | Cross Sun | CS-HBAL-200T4X [90Â° Beam Angle Only] | Indoor Luminaires | High-Bay | High-Bay Luminaires for Commercial and Industrial Buildings | Standard | FALSE | [9 empty] | 42580 |  |  | No |  | 3.1 | 21404 | 104.77 | 204.3 | 13.37 | 0.9211 | 3500 | 83.5
PFYS9CEX | Shenzhen Cross Sun Lighting Technology Co. Ltd. | Cross Sun | CS-HBAL-120T4X [90Â° Beam Angle Only] | Indoor Luminaires | High-Bay | High-Bay Luminaires for Commercial and Industrial Buildings | Standard | FALSE | [9 empty] | 42580 |  |  | No |  | 3.1 | 13280 | 107.79 | 123.2 | 12.16 | 0.9365 | 3500 | 83.5
PJHW863G | Shenzhen Cross Sun Lighting Technology Co. Ltd. | Cross Sun | CS-HBAL-250T4X [90Â° Beam Angle Only] | Indoor Luminaires | High-Bay | High-Bay Luminaires for Commercial and Industrial Buildings | Standard | FALSE | [9 empty] | 42580 |  |  | No |  | 3.1 | 26086 | 101.34 | 257.4 | 12.66 | 0.9456 | 3500 | 83.4
PB7ASP35 | Shenzhen Yaorong Technology Co.Ltd | YAORONG | YR-HB350-W100-XY-B(5000K) | Indoor Luminaires | High-Bay | High-Bay Luminaires for Commercial and Industrial Buildings | Standard | FALSE | [9 empty] | 42580 |  |  | Yes |  | 4 | 12457 | 138.57 | 89.9 | 16.54 | 0.92 | 5000 | 70
P77BDCJ2 | Shenzhen Yaorong Technology Co.Ltd | YAORONG | YR-HB350-W150-XY-B(5000K) | Indoor Luminaires | High-Bay | High-Bay Luminaires for Commercial and Industrial Buildings | Standard | FALSE | [9 empty] | 42580 |  |  | Yes |  | 4 | 19196 | 132.57 | 144.8 | 16.27 | 0.92 | 5000 | 70
P2TUYNRT | Shenzhen Yaorong Technology Co.Ltd | YAORONG | YR-HB350-W150-XY-A(5000K) | Indoor Luminaires | High-Bay | High-Bay Luminaires for Commercial and Industrial Buildings | Standard | FALSE | [9 empty] | 42580 |  |  | Yes |  | 4 | 18884 | 130.14 | 145.1 | 15.21 | 0.92 | 5000 | 70
P9CXPABX | Shenzhen Yaorong Technology Co.Ltd | YAORONG | YR-HB350-W200-XY-A(5000K) | Indoor Luminaires | High-Bay | High-Bay Luminaires for Commercial and Industrial Buildings | Standard | FALSE | [9 empty] | 42580 |  |  | Yes |  | 4 | 27315 | 122.54 | 222.9 | 15.17 | 0.93 | 5000 | 70
P97PERH5 | Shenzhen Yaorong Technology Co.Ltd | YAORONG | YR-HB350-W100-XY-C(5000K) | Indoor Luminaires | High-Bay | High-Bay Luminaires for Commercial and Industrial Buildings | Standard | FALSE | [9 empty] | 42580 |  |  | Yes |  | 4 | 12158.95 | 133.51 | 91.07 | 13.05 | 0.92 | 5000 | 70
PMZEKPSG | Shenzhen Yaorong Technology Co.Ltd | YAORONG | YR-HB350-W200-XY-B(5000K) | Indoor Luminaires | High-Bay | High-Bay Luminaires for Commercial and Industrial Buildings | Standard | FALSE | [9 empty] | 42580 |  |  | Yes |  | 4 | 27442 | 122.29 | 224.4 | 12.69 | 0.94 | 5000 | 70
P5KMSW1S | Shenzhen Yaorong Technology Co.Ltd | YAORONG | YR-HB350-W150-XY-C(5000K) | Indoor Luminaires | High-Bay | High-Bay Luminaires for Commercial and Industrial Buildings | Standard | FALSE | [9 empty] | 42580 |  |  | Yes |  | 4 | 18136.65 | 125.77 | 144.2 | 12.15 | 0.93 | 5000 | 70
P1YC65G9 | Shenzhen Yaorong Technology Co.Ltd | YAORONG | YR-HB350-W200-XY-C(5000K) | Indoor Luminaires | High-Bay | High-Bay Luminaires for Commercial and Industrial Buildings | Standard | FALSE | [9 empty] | 42580 |  |  | Yes |  | 4 | 26851.35 | 117.46 | 228.6 | 10.81 | 0.95 | 5000 | 70
PEFV2GMZ | Shenzhen Yaorong Technology Co.Ltd | YAORONG | YR-HB350-W100-XY-A(4500K) | Indoor Luminaires | High-Bay | High-Bay Luminaires for Commercial and Industrial Buildings | Standard | FALSE | [9 empty] | 42580 |  |  | Yes |  | 4 | 12024 | 133.39 | 90.14 | 15.77 | 0.92 | 4500 | 80
PWPME4C5 | Shenzhen Yaorong Technology Co.Ltd | YAORONG | YR-HB350-W100-XY-B(4500K) | Indoor Luminaires | High-Bay | High-Bay Luminaires for Commercial and Industrial Buildings | Standard | FALSE | [9 empty] | 42580 |  |  | Yes |  | 4 | 12038 | 133.27 | 90.33 | 15.71 | 0.92 | 4500 | 80
PHZ3RUB9 | Shenzhen Yaorong Technology Co.Ltd | YAORONG | YR-HB350-W150-XY-B(4500K) | Indoor Luminaires | High-Bay | High-Bay Luminaires for Commercial and Industrial Buildings | Standard | FALSE | [9 empty] | 42580 |  |  | Yes |  | 4 | 18348.75 | 129.31 | 141.9 | 15.22 | 0.92 | 4500 | 80
PUVX5Y5J | Shenzhen Yaorong Technology Co.Ltd | YAORONG | YR-HB350-W150-XY-A(4500K) | Indoor Luminaires | High-Bay | High-Bay Luminaires for Commercial and Industrial Buildings | Standard | FALSE | [9 empty] | 42580 |  |  | Yes |  | 4 | 18111.25 | 126.12 | 143.6 | 14.75 | 0.92 | 4500 | 80
PFCGKCZ7 | Shenzhen Yaorong Technology Co.Ltd | YAORONG | YR-HB350-W200-XY-A(4500K) | Indoor Luminaires | High-Bay | High-Bay Luminaires for Commercial and Industrial Buildings | Standard | FALSE | [9 empty] | 42580 |  |  | Yes |  | 4 | 26475 | 113 | 234.3 | 14.36 | 0.93 | 4500 | 80
PR4HC7CW | Shenzhen Yaorong Technology Co.Ltd | YAORONG | YR-HB350-W100-XY-C(4500K) | Indoor Luminaires | High-Bay | High-Bay Luminaires for Commercial and Industrial Buildings | Standard | FALSE | [9 empty] | 42580 |  |  | Yes |  | 4 | 11762.46 | 129.16 | 91.07 | 13.05 | 0.92 | 4500 | 80
PKM2NZ1R | Shenzhen Yaorong Technology Co.Ltd | YAORONG | YR-HB350-W150-XY-C(4500K) | Indoor Luminaires | High-Bay | High-Bay Luminaires for Commercial and Industrial Buildings | Standard | FALSE | [9 empty] | 42580 |  |  | Yes |  | 4 | 17545.24 | 121.67 | 144.2 | 12.15 | 0.93 | 4500 | 80
PEFFQPSQ | Shenzhen Yaorong Technology Co.Ltd | YAORONG | YR-HB350-W200-XY-B(4500K) | Indoor Luminaires | High-Bay | High-Bay Luminaires for Commercial and Industrial Buildings | Standard | FALSE | [9 empty] | 42580 |  |  | Yes |  | 4 | 26686.5 | 112.41 | 237.4 | 11.6 | 0.94 | 4500 | 80
PFHF4TRW | Shenzhen Yaorong Technology Co.Ltd | YAORONG | YR-HB350-W200-XY-C(4500K) | Indoor Luminaires | High-Bay | High-Bay Luminaires for Commercial and Industrial Buildings | Standard | FALSE | [9 empty] | 42580 |  |  | Yes |  | 4 | 25975.76 | 113.63 | 228.6 | 10.81 | 0.95 | 4500 | 80
PV5UEX3Z | Shenzhen Yaorong Technology Co.Ltd | YAORONG | YR-HB350-W100-XY-A(4000K) | Indoor Luminaires | High-Bay | High-Bay Luminaires for Commercial and Industrial Buildings | Standard | FALSE | [9 empty] | 42580 |  |  | Yes |  | 4 | 11613 | 128.83 | 90.14 | 15.77 | 0.92 | 4000 | 80
P5FVCR65 | Shenzhen Yaorong Technology Co.Ltd | YAORONG | YR-HB350-W100-XY-B(4000K) | Indoor Luminaires | High-Bay | High-Bay Luminaires for Commercial and Industrial Buildings | Standard | FALSE | [9 empty] | 42580 |  |  | Yes |  | 4 | 11619 | 128.63 | 90.33 | 15.71 | 0.92 | 4000 | 80
PGZC8SMH | Shenzhen Yaorong Technology Co.Ltd | YAORONG | YR-HB350-W150-XY-B(4000K) | Indoor Luminaires | High-Bay | High-Bay Luminaires for Commercial and Industrial Buildings | Standard | FALSE | [9 empty] | 42580 |  |  | Yes |  | 4 | 17501.5 | 123.34 | 141.9 | 15.22 | 0.92 | 4000 | 80
PRZYCS2U | Shenzhen Yaorong Technology Co.Ltd | YAORONG | YR-HB350-W150-XY-A(4000K) | Indoor Luminaires | High-Bay | High-Bay Luminaires for Commercial and Industrial Buildings | Standard | FALSE | [9 empty] | 42580 |  |  | Yes |  | 4 | 17338.5 | 120.74 | 143.6 | 14.75 | 0.92 | 4000 | 80
PRMH89MQ | Shenzhen Yaorong Technology Co.Ltd | YAORONG | YR-HB350-W200-XY-A(4000K) | Indoor Luminaires | High-Bay | High-Bay Luminaires for Commercial and Industrial Buildings | Standard | FALSE | [9 empty] | 42580 |  |  | Yes |  | 4 | 25635 | 109.41 | 234.3 | 14.36 | 0.93 | 4000 | 80
PKRM4MKD | Shenzhen Yaorong Technology Co.Ltd | YAORONG | YR-HB350-W100-XY-C(4000K) | Indoor Luminaires | High-Bay | High-Bay Luminaires for Commercial and Industrial Buildings | Standard | FALSE | [9 empty] | 42580 |  |  | Yes |  | 4 | 11365.98 | 124.8 | 91.07 | 13.05 | 0.92 | 4000 | 80
P3RZ6EJR | Shenzhen Yaorong Technology Co.Ltd | YAORONG | YR-HB350-W150-XY-C(4000K) | Indoor Luminaires | High-Bay | High-Bay Luminaires for Commercial and Industrial Buildings | Standard | FALSE | [9 empty] | 42580 |  |  | Yes |  | 4 | 16953.83 | 117.57 | 144.2 | 12.15 | 0.93 | 4000 | 80
P9DUWQC9 | Shenzhen Yaorong Technology Co.Ltd | YAORONG | YR-HB350-W200-XY-B(4000K) | Indoor Luminaires | High-Bay | High-Bay Luminaires for Commercial and Industrial Buildings | Standard | FALSE | [9 empty] | 42580 |  |  | Yes |  | 4 | 25931 | 109.23 | 237.4 | 11.6 | 0.94 | 4000 | 80
P9D2V9XD | Shenzhen Yaorong Technology Co.Ltd | YAORONG | YR-HB350-W200-XY-C(4000K) | Indoor Luminaires | High-Bay | High-Bay Luminaires for Commercial and Industrial Buildings | Standard | FALSE | [9 empty] | 42580 |  |  | Yes |  | 4 | 25100.18 | 109.8 | 228.6 | 10.81 | 0.95 | 4000 | 80
PBT9Q2W7 | Shenzhen Yaorong Technology Co.Ltd | YAORONG | YR-HB350-W100-XY-A(3500K) | Indoor Luminaires | High-Bay | High-Bay Luminaires for Commercial and Industrial Buildings | Standard | FALSE | [9 empty] | 42580 |  |  | Yes |  | 4 | 11202 | 124.27 | 90.14 | 15.77 | 0.92 | 3500 | 80
PY775UHD | Shenzhen Yaorong Technology Co.Ltd | YAORONG | YR-HB350-W100-XY-B(3500K) | Indoor Luminaires | High-Bay | High-Bay Luminaires for Commercial and Industrial Buildings | Standard | FALSE | [9 empty] | 42580 |  |  | Yes |  | 4 | 11200 | 123.99 | 90.33 | 15.71 | 0.92 | 3500 | 80
PP2NRU5T | Shenzhen Yaorong Technology Co.Ltd | YAORONG | YR-HB350-W150-XY-B(3500K) | Indoor Luminaires | High-Bay | High-Bay Luminaires for Commercial and Industrial Buildings | Standard | FALSE | [9 empty] | 42580 |  |  | Yes |  | 4 | 16654.25 | 117.37 | 141.9 | 15.22 | 0.92 | 3500 | 80
P1RR1SU2 | Shenzhen Yaorong Technology Co.Ltd | YAORONG | YR-HB350-W150-XY-A(3500K) | Indoor Luminaires | High-Bay | High-Bay Luminaires for Commercial and Industrial Buildings | Standard | FALSE | [9 empty] | 42580 |  |  | Yes |  | 4 | 16565.75 | 115.36 | 143.6 | 14.75 | 0.92 | 3500 | 80
PPPMUKRD | Shenzhen Yaorong Technology Co.Ltd | YAORONG | YR-HB350-W200-XY-A(3500K) | Indoor Luminaires | High-Bay | High-Bay Luminaires for Commercial and Industrial Buildings | Standard | FALSE | [9 empty] | 42580 |  |  | Yes |  | 4 | 24795 | 105.83 | 234.3 | 14.36 | 0.93 | 3500 | 80
PJY6YDWM | Shenzhen Yaorong Technology Co.Ltd | YAORONG | YR-HB350-W100-XY-C(3500K) | Indoor Luminaires | High-Bay | High-Bay Luminaires for Commercial and Industrial Buildings | Standard | FALSE | [9 empty] | 42580 |  |  | Yes |  | 4 | 10969.49 | 120.45 | 91.07 | 13.05 | 0.92 | 3500 | 80
P3KQD92U | Shenzhen Yaorong Technology Co.Ltd | YAORONG | YR-HB350-W150-XY-C(3500K) | Indoor Luminaires | High-Bay | High-Bay Luminaires for Commercial and Industrial Buildings | Standard | FALSE | [9 empty] | 42580 |  |  | Yes |  | 4 | 16362.41 | 113.47 | 144.2 | 12.15 | 0.93 | 3500 | 80
P7Q4PKNQ | Shenzhen Yaorong Technology Co.Ltd | YAORONG | YR-HB350-W200-XY-B(3500K) | Indoor Luminaires | High-Bay | High-Bay Luminaires for Commercial and Industrial Buildings | Standard | FALSE | [9 empty] | 42580 |  |  | Yes |  | 4 | 25175.5 | 106.05 | 237.4 | 11.6 | 0.94 | 3500 | 80
PXP73NTA | Shenzhen Yaorong Technology Co.Ltd | YAORONG | YR-HB350-W200-XY-C(3500K) | Indoor Luminaires | High-Bay | High-Bay Luminaires for Commercial and Industrial Buildings | Standard | FALSE | [9 empty] | 42580 |  |  | Yes |  | 4 | 24224.59 | 105.97 | 228.6 | 10.81 | 0.95 | 3500 | 80
P939DNE3 | Shenzhen Yaorong Technology Co.Ltd | YAORONG | YR-HB350-W100-XY-A(3000K) | Indoor Luminaires | High-Bay | High-Bay Luminaires for Commercial and Industrial Buildings | Standard | FALSE | [9 empty] | 42580 |  |  | Yes |  | 4 | 10791 | 119.71 | 90.14 | 15.77 | 0.92 | 3000 | 80
PZ5FN7A8 | Shenzhen Yaorong Technology Co.Ltd | YAORONG | YR-HB350-W100-XY-B(3000K) | Indoor Luminaires | High-Bay | High-Bay Luminaires for Commercial and Industrial Buildings | Standard | FALSE | [9 empty] | 42580 |  |  | Yes |  | 4 | 10781 | 119.35 | 90.33 | 15.71 | 0.92 | 3000 | 80
PY9EG72Z | Shenzhen Yaorong Technology Co.Ltd | YAORONG | YR-HB350-W150-XY-B(3000K) | Indoor Luminaires | High-Bay | High-Bay Luminaires for Commercial and Industrial Buildings | Standard | FALSE | [9 empty] | 42580 |  |  | Yes |  | 4 | 15807 | 111.4 | 141.9 | 15.22 | 0.92 | 3000 | 80
P33MYDPM | Shenzhen Yaorong Technology Co.Ltd | YAORONG | YR-HB350-W150-XY-A(3000K) | Indoor Luminaires | High-Bay | High-Bay Luminaires for Commercial and Industrial Buildings | Standard | FALSE | [9 empty] | 42580 |  |  | Yes |  | 4 | 15793 | 109.98 | 143.6 | 14.75 | 0.92 | 3000 | 80
PFHNSTCQ | Shenzhen Yaorong Technology Co.Ltd | YAORONG | YR-HB350-W200-XY-A(3000K) | Indoor Luminaires | High-Bay | High-Bay Luminaires for Commercial and Industrial Buildings | Standard | FALSE | [9 empty] | 42580 |  |  | Yes |  | 4 | 23955 | 102.24 | 234.3 | 14.36 | 0.93 | 3000 | 80
PZT5V94F | Shenzhen Yaorong Technology Co.Ltd | YAORONG | YR-HB350-W150-XY-C(3000K) | Indoor Luminaires | High-Bay | High-Bay Luminaires for Commercial and Industrial Buildings | Standard | FALSE | [9 empty] | 42580 |  |  | Yes |  | 4 | 15771 | 109.37 | 144.2 | 12.15 | 0.93 | 3000 | 80
PHNQWGA6 | Shenzhen Yaorong Technology Co.Ltd | YAORONG | YR-HB350-W200-XY-B(3000K) | Indoor Luminaires | High-Bay | High-Bay Luminaires for Commercial and Industrial Buildings | Standard | FALSE | [9 empty] | 42580 |  |  | Yes |  | 4 | 24420 | 102.86 | 237.4 | 11.6 | 0.94 | 3000 | 80
PVW19WAH | Mobern Lighting Co | Mobern Lighting | LHBIP-LED230MV50K | Indoor Luminaires | High-Bay | High-Bay Luminaires for Commercial and Industrial Buildings | Premium | FALSE | [9 empty] | 42580 |  |  | No |  | 3.1 | 29370 | 133.5 | 220 | 20 | 0.9 | 5000 | 80
P2ZWFDDE | Mobern Lighting Co | Mobern Lighting | LHBIP-LED170MV50K | Indoor Luminaires | High-Bay | High-Bay Luminaires for Commercial and Industrial Buildings | Premium | FALSE | [9 empty] | 42580 |  |  | No |  | 3.1 | 22020 | 133.5 | 165 | 20 | 0.9 | 5000 | 80
PUUT5NEH | Mobern Lighting Co | Mobern Lighting | LHBIP-LED110MV50K | Indoor Luminaires | High-Bay | High-Bay Luminaires for Commercial and Industrial Buildings | Premium | FALSE | [9 empty] | 42580 |  |  | No |  | 3.1 | 14680 | 133.5 | 110 | 20 | 0.9 | 5000 | 80
PC8BNAV8 | Kobi Electric Inc. | KOBI ELECTRIC | HB12-110-50 | Indoor Luminaires | High-Bay | High-Bay Luminaires for Commercial and Industrial Buildings | Premium | FALSE | [9 empty] | 42580 |  |  | No |  | 3.1 | 13750 | 125 | 110 | 15.2 | 0.963 | 5000 | 80
PKK83NVC | Kobi Electric Inc. | KOBI ELECTRIC | HB14-220-50 | Indoor Luminaires | High-Bay | High-Bay Luminaires for Commercial and Industrial Buildings | Premium | FALSE | [9 empty] | 42580 |  |  | No |  | 3.1 | 26730 | 121.5 | 220 | 9.2 | 0.969 | 5000 | 80
PQVWKAFG | Kobi Electric Inc. | KOBI ELECTRIC | HB22-160-50 | Indoor Luminaires | High-Bay | High-Bay Luminaires for Commercial and Industrial Buildings | Premium | FALSE | [9 empty] | 42580 |  |  | No |  | 3.1 | 19280 | 120.5 | 160 | 8.8 | 0.972 | 5000 | 80
PD463J6B | Duray Lighting | Duray Lighting | LEDHBEF-220W-50K | Indoor Luminaires | High-Bay | High-Bay Luminaires for Commercial and Industrial Buildings | Premium | FALSE | [9 empty] | 42580 | Not Dimmable | Not Dimmable | No |  | 3 | 29370 | 133.5 | 220 | 20 | 0.9 | 5000 | 80
PP4BV7E9 | Duray Lighting | Duray Lighting | LEDHBEF-160W-50K | Indoor Luminaires | High-Bay | High-Bay Luminaires for Commercial and Industrial Buildings | Premium | FALSE | [9 empty] | 42580 | Not Dimmable | Not Dimmable | No |  | 3 | 22020 | 133.5 | 165 | 20 | 0.9 | 5000 | 80
PJGS2FG4 | Duray Lighting | Duray Lighting | LEDHBFB-160W-50K | Indoor Luminaires | High-Bay | High-Bay Luminaires for Commercial and Industrial Buildings | Premium | FALSE | [9 empty] | 42580 | Not Dimmable | Not Dimmable | No |  | 3 | 22020 | 133.5 | 165 | 20 | 0.9 | 5000 | 80
PSDXWJ9X | Duray Lighting | Duray Lighting | LEDHBEF-110W-50K | Indoor Luminaires | High-Bay | High-Bay Luminaires for Commercial and Industrial Buildings | Premium | FALSE | [9 empty] | 42580 | Not Dimmable | Not Dimmable | No |  | 3 | 14680 | 133.5 | 110 | 20 | 0.9 | 5000 | 80
PAB8ST6W | Duray Lighting | Duray Lighting | LEDHBFB-110W-50K | Indoor Luminaires | High-Bay | High-Bay Luminaires for Commercial and Industrial Buildings | Premium | FALSE | [9 empty] | 42580 | Not Dimmable | Not Dimmable | No |  | 3 | 14680 | 133.5 | 110 | 20 | 0.9 | 5000 | 80
P5Z5FGFK | Elumen Lighting Networks Inc. | Elumen | HBX440CXXXXXXXIN | Indoor Luminaires | High-Bay | High-Bay Luminaires for Commercial and Industrial Buildings | Premium | TRUE | 49548 | 119.2 | 415.7 | 6.4 | 0.989 | 5114 | 77 | 5 | 50000 | 42579 |  |  | Yes | Updated on 8/8/2016 | 3.1 | 51432 | 123.8 | 415.6 | 10 | 0.99 | 5000 | 80
PQ12MN4E | Globalux Lighting | GlobaLux | LPHB-416-200-MVD-830 | Indoor Luminaires | High-Bay | High-Bay Luminaires for Commercial and Industrial Buildings | Standard | TRUE | 21300.86 | 109.45 | 194.61 | 8.97 | 0.964 | 3207 | 82.5 | 5 | 50000 | 42579 |  |  | No |  | 4 | 21000 | 105 | 200 | 25 | 0.9 | 3000 | 80
PTQQHKZN | Twice The Light Inc / DBA ENVLED | ENVLED? | ENV-187-LHB-UNV | Indoor Luminaires | High-Bay | High-Bay Luminaires for Commercial and Industrial Buildings | Standard | TRUE | 22430 | 120.9 | 185.6 | 21.6 | 0.951 | 5322 | 83.3 | 5 | 50000 | 42579 |  |  | No |  | 3.1 | 22430 | 120.8 | 185.6 | 21.6 | 0.95 | 5322 | 83.3
PAGFWKEW | Twice The Light Inc / DBA ENVLED | ENVLED? | ENV-136-LHB-UNV | Indoor Luminaires | High-Bay | High-Bay Luminaires for Commercial and Industrial Buildings | Standard | TRUE | 17050 | 126.8 | 134.5 | 22.9 | 0.931 | 5507 | 83.7 | 5 | 50000 | 42579 |  |  | No |  | 3.1 | 17170 | 127.65 | 134.5 | 22.9 | 0.93 | 5507 | 83.7
PV3MJXXX | NextLight LLC | NextLight | NextLight Parent | Indoor Luminaires | High-Bay | High-Bay Luminaires for Commercial and Industrial Buildings | Premium | TRUE | 18903 | 125.5 | 151 | 5 | 0.92 | 4270 | 86 | 5 | 100000 | 42579 |  |  | Yes |  | 3.1 | 18903 | 125.5 | 150.6 | 5 | 0.92 | 4270 | 86
PZU7TQAP | NextLight LLC | NextLight | NextLight Veg8 | Indoor Luminaires | High-Bay | High-Bay Luminaires for Commercial and Industrial Buildings | Premium | FALSE | [9 empty] | 42579 |  |  | Yes |  | 3.1 | 25176 | 130.29 | 193.2 | 11.5 | 0.92 | 4230 | 85
PHF6UWNS | NextLight LLC | NextLight | NextLight Mini | Indoor Luminaires | High-Bay | High-Bay Luminaires for Commercial and Industrial Buildings | Premium | FALSE | [9 empty] | 42579 |  |  | Yes |  | 3.1 | 19829.246 | 131.67 | 150.6 | 5 | 0.92 | 4230 | 85
P7G7NBXE | Shanghai Sheenly Lighting Co. Ltd. | SHEENLY | SL-BAY-100W-DW-WM-120-D-R2 | Indoor Luminaires | High-Bay | High-Bay Luminaires for Commercial and Industrial Buildings | Standard | FALSE | [9 empty] | 42579 |  |  | Yes |  | 3 | 11700 | 119.2 | 98.17 | 9.23 | 0.95 | 5000 | 81.8
PH2N3P7J | Shanghai Sheenly Lighting Co. Ltd. | SHEENLY | SL-BAY-230W-DW-WM-120-D-R2 | Indoor Luminaires | High-Bay | High-Bay Luminaires for Commercial and Industrial Buildings | Standard | FALSE | [9 empty] | 42579 |  |  | Yes |  | 3 | 24530 | 115 | 213.3 | 11.8 | 0.95 | 5000 | 81.3
PEDUQDJ5 | Shanghai Sheenly Lighting Co. Ltd. | SHEENLY | SL-BAY-120W-DW-WM-120-D-R2 | Indoor Luminaires | High-Bay | High-Bay Luminaires for Commercial and Industrial Buildings | Standard | FALSE | [9 empty] | 42579 |  |  | Yes |  | 3 | 12970.1 | 110 | 117.91 | 16 | 0.92 | 5000 | 80
PKHEAQ2R | Shanghai Sheenly Lighting Co. Ltd. | SHEENLY | SL-BAY-200W-DW-WM-120-D-R2 | Indoor Luminaires | High-Bay | High-Bay Luminaires for Commercial and Industrial Buildings | Standard | FALSE | [9 empty] | 42579 |  |  | Yes |  | 3 | 21463.6 | 115 | 186.64 | 13 | 0.92 | 5000 | 80
P15YNDM7 | Shanghai Sheenly Lighting Co. Ltd. | SHEENLY | SL-BAY-160W-DW-WM-120-D-R2 | Indoor Luminaires | High-Bay | High-Bay Luminaires for Commercial and Industrial Buildings | Standard | FALSE | [9 empty] | 42579 |  |  | Yes |  | 3 | 16670 | 110 | 151.6 | 8.53 | 0.92 | 5000 | 80
PTHVNU9S | LSI Industries | INTERIOR | SXS2 8 S LED HO 50 [UE 347/480] | Indoor Luminaires | High-Bay | High-Bay Luminaires for Commercial and Industrial Buildings | Standard | FALSE | [9 empty] | 42579 |  |  | Yes |  | 3.1 | 84230 | 108 | 783 | 7.31 | 0.997 | 4937 | 73
PZCS3DGD | LSI Industries | INTERIOR | SXS2 8 S LED HO 40 [UE 347/480] | Indoor Luminaires | High-Bay | High-Bay Luminaires for Commercial and Industrial Buildings | Standard | FALSE | [9 empty] | 42579 |  |  | Yes |  | 3.1 | 81487 | 104 | 781 | 7.31 | 0.997 | 4937 | 73
PDE4T4RJ | LSI Industries | INTERIOR | SXS2 6 S LED HO 50 [UE 347/480] | Indoor Luminaires | High-Bay | High-Bay Luminaires for Commercial and Industrial Buildings | Standard | FALSE | [9 empty] | 42579 |  |  | Yes |  | 3.1 | 64023 | 110 | 583 | 5.95 | 0.998 | 4134 | 85
PHAE6Z2E | LSI Industries | INTERIOR | SXS2 6 S LED HO 40 [UE 347/480] | Indoor Luminaires | High-Bay | High-Bay Luminaires for Commercial and Industrial Buildings | Standard | FALSE | [9 empty] | 42579 |  |  | Yes |  | 3.1 | 58891 | 97 | 605 | 5.95 | 0.998 | 4134 | 85
P2Y3HSPY | Globalux Lighting | GlobaLux | LPHB-416-200-MVD-850 | Indoor Luminaires | High-Bay | High-Bay Luminaires for Commercial and Industrial Buildings | Standard | FALSE | [9 empty] | 42579 |  |  | No |  | 4 | 21000 | 105 | 200 | 25 | 0.9 | 5000 | 80
P9ENXSZB | Globalux Lighting | GlobaLux | LPHB-416-200-MVD-845 | Indoor Luminaires | High-Bay | High-Bay Luminaires for Commercial and Industrial Buildings | Standard | FALSE | [9 empty] | 42579 |  |  | No |  | 4 | 21000 | 105 | 200 | 25 | 0.9 | 4500 | 80
PK8QEWX8 | Globalux Lighting | GlobaLux | LPHB-416-200-MVD-840 | Indoor Luminaires | High-Bay | High-Bay Luminaires for Commercial and Industrial Buildings | Standard | FALSE | [9 empty] | 42579 |  |  | No |  | 4 | 21000 | 105 | 200 | 25 | 0.9 | 4000 | 80
PH8TB6NH | Globalux Lighting | GlobaLux | LPHB-416-200-MVD-835 | Indoor Luminaires | High-Bay | High-Bay Luminaires for Commercial and Industrial Buildings | Standard | FALSE | [9 empty] | 42579 |  |  | No |  | 4 | 21000 | 105 | 200 | 25 | 0.9 | 3500 | 80
PY7Z71GU | Shenzhen DOME Industrial Lighting Technology Co.Ltd. | DOME | RR-HBL160-R1WWA220D10 | Indoor Luminaires | High-Bay | High-Bay Luminaires for Commercial and Industrial Buildings | Standard | TRUE | 19120 | 122.6 | 155.9 | 6.27 | 0.9963 | 3808 | 81.3 | 5 | 50000 | 42578 |  |  | NotYetVerified |  | 4 | 19120 | 122.6 | 155.9 | 12.88 | 0.93 | 4000 | 81.3
P92PF3AN | Shenzhen DOME Industrial Lighting Technology Co.Ltd. | DOME | RR-HBL100-R1WWA220D10 | Indoor Luminaires | High-Bay | High-Bay Luminaires for Commercial and Industrial Buildings | Standard | TRUE | 10998 | 109.94 | 100 | 8.53 | 0.9936 | 3840 | 80.9 | 5 | 50000 | 42578 |  |  | NotYetVerified |  | 4 | 10998 | 109.94 | 100 | 14.67 | 0.89 | 4000 | 80.9
PX6N93U8 | Shenzhen DOME Industrial Lighting Technology Co.Ltd. | DOME | RR-HBL240-R1WWA220D10 | Indoor Luminaires | High-Bay | High-Bay Luminaires for Commercial and Industrial Buildings | Standard | TRUE | 26019 | 105.4 | 246.9 | 5.98 | 0.9924 | 3832 | 81.1 | 5 | 50000 | 42578 |  |  | NotYetVerified |  | 4 | 26019 | 105.4 | 246.9 | 20.78 | 0.93 | 4000 | 81.1
P5R85R28 | Shenzhen DOME Industrial Lighting Technology Co.Ltd. | DOME | RR-HBL200-R1WWA220D00 | Indoor Luminaires | High-Bay | High-Bay Luminaires for Commercial and Industrial Buildings | Standard | TRUE | 22377 | 110.54 | 202.4 | 6.47 | 0.9919 | 3815 | 81.2 | 5 | 50000 | 42578 |  |  | NotYetVerified |  | 4 | 22377 | 110.54 | 202.4 | 22.16 | 0.91 | 4000 | 81.2
PWPJ41JU | Alphalite Inc. | Alphalite | RXL-4VH(50)/830 | Indoor Retrofit Kit | High-Bay | Retrofit Kits for Low-Bay Luminaires for Commercial and Industrial Buildings | Premium | TRUE | 4912.2 | 108.83 | 45.137 | 8.4 | 0.9732 | 3013 | 80.64 | 5 | 50000 | 42578 |  |  | No |  | 3.1 | 5400 | 108 | 50 | 20 | 0.9 | 3000 | 80
PHN1JCQS | Alphalite Inc. | Alphalite | RXL-8L/835 | Indoor Retrofit Kit | High-Bay | Retrofit Kits for Low-Bay Luminaires for Commercial and Industrial Buildings | Premium | TRUE | 4644.4 | 117.27 | 39.6 | 4.5 | 0.9696 | 3499 | 82.5 | 5 | 50000 | 42578 |  |  | No |  | 3.1 | 4633 | 115 | 40 | 20 | 0.9 | 3500 | 80
PWK2NDGB | Core Products Canada Ltd. | CORE | HB3-1004-1 | Indoor Luminaires | High-Bay | High-Bay Luminaires for Commercial and Industrial Buildings | Premium | TRUE | 13428 | 136.26 | 98.55 | 10.72 | 0.9688 | 3933 | 82 | 5 | 50000 | 42578 |  |  | No | Updated on 2/3/2017 | 3.1 | 13428 | 136.26 | 98.55 | 10.72 | 0.97 | 4000 | 82
PW7B3KBY | Alphalite Inc. | Alphalite | RXL-8H/835 | Indoor Retrofit Kit | High-Bay | Retrofit Kits for Low-Bay Luminaires for Commercial and Industrial Buildings | Premium | TRUE | 7526 | 118.27 | 63.63 | 11.3 | 0.9677 | 3554 | 83.5 | 5 | 50000 | 42578 |  |  | No |  | 3.1 | 7505 | 110 | 68 | 20 | 0.9 | 3500 | 80
P414Z6TH | Core Products Canada Ltd. | CORE | HB3-1504-1 | Indoor Luminaires | High-Bay | High-Bay Luminaires for Commercial and Industrial Buildings | Premium | TRUE | 20130 | 136.75 | 147.2 | 14.21 | 0.9363 | 3924 | 82.1 | 5 | 50000 | 42578 |  |  | No | Updated on 2/3/2017 | 3.1 | 20130 | 136.75 | 147.2 | 14.21 | 0.9363 | 4000 | 82.1
P4QZHBH7 | Core Products Canada Ltd. | CORE | HB3-2004-1 [120 Degree Beam Angle Only] | Indoor Luminaires | High-Bay | High-Bay Luminaires for Commercial and Industrial Buildings | Premium | TRUE | 21981.8 | 121.18 | 181.4 | 19.64 | 0.924 | 3997 | 82 | 5 | 50000 | 42578 |  |  | No |  | 3.1 | 21981.8 | 121.18 | 181.4 | 19.64 | 0.9954 | 3997 | 82
P74F3FFN | Core Products Canada Ltd. | CORE | HB3-2404-1 [120 Degree Beam Angle Only] | Indoor Luminaires | High-Bay | High-Bay Luminaires for Commercial and Industrial Buildings | Premium | TRUE | 27440.9 | 123.72 | 221.8 | 17.87 | 0.923 | 4021 | 82.3 | 5 | 50000 | 42578 |  |  | No |  | 3.1 | 27440.9 | 123.72 | 221.8 | 17.87 | 0.994 | 4021 | 82.3
PHQQKTTT | Alphalite Inc. | Alphalite | RXL-8H/840 | Indoor Retrofit Kit | High-Bay | Retrofit Kits for Low-Bay Luminaires for Commercial and Industrial Buildings | Premium | FALSE | [9 empty] | 42578 |  |  | No |  | 3.1 | 8014 | 118 | 68 | 20 | 0.9 | 5000 | 80
PEAR6GY9 | Alphalite Inc. | Alphalite | RXL-4VH(50)/850 | Indoor Retrofit Kit | High-Bay | Retrofit Kits for Low-Bay Luminaires for Commercial and Industrial Buildings | Premium | FALSE | [9 empty] | 42578 |  |  | No |  | 3.1 | 5978 | 120 | 50 | 20 | 0.9 | 5000 | 80
PMBJD14W | Alphalite Inc. | Alphalite | RXL-8L/850 | Indoor Retrofit Kit | High-Bay | Retrofit Kits for Low-Bay Luminaires for Commercial and Industrial Buildings | Premium | FALSE | [9 empty] | 42578 |  |  | No |  | 3.1 | 4831 | 120 | 40 | 20 | 0.9 | 5000 | 80
PNE2J7RK | Alphalite Inc. | Alphalite | RXL-8H/850 | Indoor Retrofit Kit | High-Bay | Retrofit Kits for Low-Bay Luminaires for Commercial and Industrial Buildings | Premium | FALSE | [9 empty] | 42578 |  |  | No |  | 3.1 | 7950 | 116 | 68 | 20 | 0.9 | 4000 | 80
PQYR3P4P | Alphalite Inc. | Alphalite | RXL-4VH(50)/840 | Indoor Retrofit Kit | High-Bay | Retrofit Kits for Low-Bay Luminaires for Commercial and Industrial Buildings | Premium | FALSE | [9 empty] | 42578 |  |  | No |  | 3.1 | 5880 | 118 | 50 | 20 | 0.9 | 4000 | 80
PWVR2Q1G | Alphalite Inc. | Alphalite | RXL-8L/840 | Indoor Retrofit Kit | High-Bay | Retrofit Kits for Low-Bay Luminaires for Commercial and Industrial Buildings | Premium | FALSE | [9 empty] | 42578 |  |  | No |  | 3.1 | 4752 | 118 | 40 | 20 | 0.9 | 4000 | 80
PSC8CDHW | Alphalite Inc. | Alphalite | RXL-4VH(50)/835 | Indoor Retrofit Kit | High-Bay | Retrofit Kits for Low-Bay Luminaires for Commercial and Industrial Buildings | Premium | FALSE | [9 empty] | 42578 |  |  | No |  | 3.1 | 5635 | 113 | 50 | 20 | 0.9 | 3500 | 80
PQQGBGQN | Core Products Canada Ltd. | CORE | HB3-2005-1 [120 Degree Beam Angle Only] | Indoor Luminaires | High-Bay | High-Bay Luminaires for Commercial and Industrial Buildings | Premium | FALSE | [9 empty] | 42578 |  |  | No |  | 3.1 | 23057.9 | 126.48 | 182.3 | 19.64 | 0.9953 | 5000 | 82
PHQTUYT5 | Core Products Canada Ltd. | CORE | HB3-2405-1 [120 Degree Beam Angle Only] | Indoor Luminaires | High-Bay | High-Bay Luminaires for Commercial and Industrial Buildings | Premium | FALSE | [9 empty] | 42578 |  |  | No |  | 3.1 | 28150 | 126.74 | 222.1 | 17.87 | 0.9941 | 5000 | 82
PJM28BWA | Core Products Canada Ltd. | CORE | HB3-1505-1 | Indoor Luminaires | High-Bay | High-Bay Luminaires for Commercial and Industrial Buildings | Premium | FALSE | [9 empty] | 42578 |  |  | No | Updated on 2/3/2017 | 3.1 | 20521 | 138.56 | 148.1 | 14.5 | 0.934 | 5000 | 84
PW3A8XMT | Core Products Canada Ltd. | CORE | HB3-1005-1 | Indoor Luminaires | High-Bay | High-Bay Luminaires for Commercial and Industrial Buildings | Premium | FALSE | [9 empty] | 42578 |  |  | No | Updated on 2/3/2017 | 3.1 | 13825 | 138.51 | 99.81 | 10.63 | 0.96 | 5000 | 84
PP9NH4JV | Shenzhen DOME Industrial Lighting Technology Co.Ltd. | DOME | RR-HBL100-R1NWA220D10 | Indoor Luminaires | High-Bay | High-Bay Luminaires for Commercial and Industrial Buildings | Standard | FALSE | [9 empty] | 42578 | Not Dimmable | Not Dimmable | NotYetVerified |  | 4 | 11161 | 111.51 | 100.1 | 14.08 | 0.9 | 5000 | 80.8
P15J565Z | Shenzhen DOME Industrial Lighting Technology Co.Ltd. | DOME | RR-HBL160-R1NWA220D10 | Indoor Luminaires | High-Bay | High-Bay Luminaires for Commercial and Industrial Buildings | Standard | FALSE | [9 empty] | 42578 | Not Dimmable | Not Dimmable | NotYetVerified |  | 4 | 20087 | 126.89 | 158.3 | 12.21 | 0.92 | 5000 | 80.7
PTY6127U | Shenzhen DOME Industrial Lighting Technology Co.Ltd. | DOME | RR-HBL240-R1NWA220D10 | Indoor Luminaires | High-Bay | High-Bay Luminaires for Commercial and Industrial Buildings | Standard | FALSE | [9 empty] | 42578 | Not Dimmable | Not Dimmable | NotYetVerified |  | 4 | 27311 | 108.75 | 251.1 | 21.54 | 0.93 | 5000 | 80.6
PE78TUPU | Shenzhen DOME Industrial Lighting Technology Co.Ltd. | DOME | RR-HBL200-R1NWA220D00 | Indoor Luminaires | High-Bay | High-Bay Luminaires for Commercial and Industrial Buildings | Standard | FALSE | [9 empty] | 42578 | Not Dimmable | Not Dimmable | NotYetVerified |  | 4 | 23305 | 115.66 | 201.5 | 18.59 | 0.91 | 5000 | 80.6
PNSKTYBR | Shenzhen DOME Industrial Lighting Technology Co.Ltd. | DOME | FM-HBL150-R1WWA220D10 | Indoor Luminaires | High-Bay | High-Bay Luminaires for Commercial and Industrial Buildings | Standard | TRUE | 16672 | 99.96 | 166.8 | 6.48 | 0.9964 | 3918 | 80.7 | 5 | 50000 | 42577 |  |  | NotYetVerified | Product updated on 2/17/2017. | 4 | 16672 | 99.96 | 166.8 | 12.52 | 0.93 | 4000 | 80.7
PACD7ZHY | Shenzhen DOME Industrial Lighting Technology Co.Ltd. | DOME | RR-HBL120-R1WWA220D10 | Indoor Luminaires | High-Bay | High-Bay Luminaires for Commercial and Industrial Buildings | Standard | TRUE | 12579 | 106.34 | 118.3 | 7.18 | 0.995 | 3838 | 80.8 | 5 | 50000 | 42577 |  |  | NotYetVerified |  | 4 | 12579 | 106.34 | 118.3 | 15.46 | 0.91 | 4000 | 80.8
P8ZK5EGU | LEDRADIANT LLC | LEDRADIANT | UHA-CN9-1E19E-30 | Indoor Luminaires | High-Bay | High-Bay Luminaires for Commercial and Industrial Buildings | Standard | TRUE | 19340 | 125.83 | 153.7 | 12.3 | 0.9396 | 3014 | 72.3 | 5 | 50000 | 42577 |  |  | No |  | 3.1 | 19340 | 125.83 | 153.7 | 12.3 | 0.9396 | 3000 | 72.3
P62PCTE2 | EcoLight LED Solutions | Ecolight LED Solutions | EL-HB-150W-LP-4K | Indoor Luminaires | High-Bay | High-Bay Luminaires for Commercial and Industrial Buildings | Standard | TRUE | 19984 | 132.03 | 151.4 | 14.29 | 0.9391 | 3978 | 73.6 | 5 | 50000 | 42577 |  |  | No |  | 3.1 | 19984 | 132.03 | 151.4 | 14.29 | 0.9391 | 4000 | 73.6
PUMUYC9X | EcoLight LED Solutions | Ecolight LED Solutions | EL-HB-135W-LP-4K | Indoor Luminaires | High-Bay | High-Bay Luminaires for Commercial and Industrial Buildings | Standard | TRUE | 17290 | 128.09 | 135 | 14.61 | 0.9288 | 3959 | 73.4 | 5 | 50000 | 42577 |  |  | No |  | 3.1 | 17290 | 128.09 | 135 | 14.61 | 0.9288 | 4000 | 73.4
PQPMY1G4 | EcoLight LED Solutions | Ecolight LED Solutions | EL-HB-180W-LP-4K | Indoor Luminaires | High-Bay | High-Bay Luminaires for Commercial and Industrial Buildings | Standard | TRUE | 23284 | 128.21 | 181.6 | 14.36 | 0.9112 | 3986 | 73.7 | 5 | 50000 | 42577 |  |  | No |  | 3.1 | 23284 | 128.21 | 181.6 | 14.36 | 0.9112 | 4000 | 73.7
PTYH4TJC | EcoLight LED Solutions | Ecolight LED Solutions | EL-HB-100W-LP-4K | Indoor Luminaires | High-Bay | High-Bay Luminaires for Commercial and Industrial Buildings | Standard | TRUE | 12783 | 126.24 | 101.3 | 14.78 | 0.9034 | 3966 | 73.5 | 5 | 50000 | 42577 |  |  | No |  | 3.1 | 12783 | 126.24 | 101.3 | 14.78 | 0.9034 | 4000 | 73.5
P2UH247J | LEDRADIANT LLC | LEDRADIANT | UHA-CN9-2J25J-30 | Indoor Luminaires | High-Bay | High-Bay Luminaires for Commercial and Industrial Buildings | Standard | TRUE | 23392 | 116.45 | 200.9 | 17.43 | 0.9028 | 3014 | 72.3 | 5 | 50000 | 42577 |  |  | No |  | 3.1 | 23392 | 116.45 | 200.9 | 17.43 | 0.9028 | 3000 | 72.3
P6MYRDT7 | LEDRADIANT LLC | LEDRADIANT | UHA-CN9-1J12H-30 | Indoor Luminaires | High-Bay | High-Bay Luminaires for Commercial and Industrial Buildings | Standard | TRUE | 12314 | 122.04 | 100.9 | 11.5 | 0.9027 | 3005 | 72.2 | 5 | 50000 | 42577 |  |  | No |  | 3.1 | 12314 | 122.04 | 100.9 | 11.5 | 0.9027 | 3000 | 72.2
PQVHV5D4 | LEDRADIANT LLC | LEDRADIANT | UHA-CN9-2J25J-57 | Indoor Luminaires | High-Bay | High-Bay Luminaires for Commercial and Industrial Buildings | Standard | FALSE | [9 empty] | 42577 |  |  | No |  | 3.1 | 25096 | 125.04 | 200.7 | 17.05 | 0.9032 | 5700 | 74.3
PJU18CU2 | LEDRADIANT LLC | LEDRADIANT | UHA-CN9-1E19E-57 | Indoor Luminaires | High-Bay | High-Bay Luminaires for Commercial and Industrial Buildings | Standard | FALSE | [9 empty] | 42577 |  |  | No |  | 3.1 | 19931 | 130.35 | 152.9 | 12.85 | 0.9318 | 5700 | 74
PXVEBJUS | LEDRADIANT LLC | LEDRADIANT | UHA-CN9-1J12H-57 | Indoor Luminaires | High-Bay | High-Bay Luminaires for Commercial and Industrial Buildings | Standard | FALSE | [9 empty] | 42577 |  |  | No |  | 3.1 | 13032 | 129.54 | 100.6 | 11.71 | 0.9029 | 5700 | 73.8
PJEAEKNP | LEDRADIANT LLC | LEDRADIANT | UHA-CN9-2J25J-50 | Indoor Luminaires | High-Bay | High-Bay Luminaires for Commercial and Industrial Buildings | Standard | FALSE | [9 empty] | 42577 |  |  | No |  | 3.1 | 24755 | 123.28 | 200.8 | 17.43 | 0.9028 | 5000 | 72.3
PVU9KR8Y | LEDRADIANT LLC | LEDRADIANT | UHA-CN9-1E19E-50 | Indoor Luminaires | High-Bay | High-Bay Luminaires for Commercial and Industrial Buildings | Standard | FALSE | [9 empty] | 42577 |  |  | No |  | 3.1 | 19813 | 129.24 | 153.3 | 12.3 | 0.9396 | 5000 | 72.3
P2CADSFG | LEDRADIANT LLC | LEDRADIANT | UHA-CN9-1J12H-50 | Indoor Luminaires | High-Bay | High-Bay Luminaires for Commercial and Industrial Buildings | Standard | FALSE | [9 empty] | 42577 |  |  | No |  | 3.1 | 12888 | 127.92 | 100.8 | 11.5 | 0.9027 | 5000 | 72.2
P2TVJNVD | LEDRADIANT LLC | LEDRADIANT | UHA-CN9-2J25J-45 | Indoor Luminaires | High-Bay | High-Bay Luminaires for Commercial and Industrial Buildings | Standard | FALSE | [9 empty] | 42577 |  |  | No |  | 3.1 | 24414 | 121.59 | 200.8 | 17.43 | 0.9028 | 4500 | 72.3
PE939Q2N | LEDRADIANT LLC | LEDRADIANT | UHA-CN9-1E19E-45 | Indoor Luminaires | High-Bay | High-Bay Luminaires for Commercial and Industrial Buildings | Standard | FALSE | [9 empty] | 42577 |  |  | No |  | 3.1 | 19695 | 128.47 | 153.3 | 12.3 | 0.9396 | 4500 | 72.3
PX85VDJC | LEDRADIANT LLC | LEDRADIANT | UHA-CN9-1J12H-45 | Indoor Luminaires | High-Bay | High-Bay Luminaires for Commercial and Industrial Buildings | Standard | FALSE | [9 empty] | 42577 |  |  | No |  | 3.1 | 12745 | 126.5 | 100.8 | 11.5 | 0.9027 | 4500 | 72.2
PZT51QGQ | LEDRADIANT LLC | LEDRADIANT | UHA-CN9-2J25J-40 | Indoor Luminaires | High-Bay | High-Bay Luminaires for Commercial and Industrial Buildings | Standard | FALSE | [9 empty] | 42577 |  |  | No |  | 3.1 | 24074 | 119.89 | 200.8 | 17.43 | 0.9028 | 4000 | 72.3
PN459H4D | LEDRADIANT LLC | LEDRADIANT | UHA-CN9-1E19E-40 | Indoor Luminaires | High-Bay | High-Bay Luminaires for Commercial and Industrial Buildings | Standard | FALSE | [9 empty] | 42577 |  |  | No |  | 3.1 | 19576 | 127.7 | 153.3 | 12.3 | 0.9396 | 4000 | 72.3
P9EZAU9Q | LEDRADIANT LLC | LEDRADIANT | UHA-CN9-1J12H-40 | Indoor Luminaires | High-Bay | High-Bay Luminaires for Commercial and Industrial Buildings | Standard | FALSE | [9 empty] | 42577 |  |  | No |  | 3.1 | 12601 | 125.07 | 100.8 | 11.5 | 0.9027 | 4000 | 72.2
P1JBAZN3 | LEDRADIANT LLC | LEDRADIANT | UHA-CN9-2J25J-35 | Indoor Luminaires | High-Bay | High-Bay Luminaires for Commercial and Industrial Buildings | Standard | FALSE | [9 empty] | 42577 |  |  | No |  | 3.1 | 23733 | 118.19 | 200.8 | 17.43 | 0.9028 | 3500 | 72.3
P9MS61MJ | LEDRADIANT LLC | LEDRADIANT | UHA-CN9-1E19E-35 | Indoor Luminaires | High-Bay | High-Bay Luminaires for Commercial and Industrial Buildings | Standard | FALSE | [9 empty] | 42577 |  |  | No |  | 3.1 | 19458 | 126.93 | 153.3 | 12.3 | 0.9396 | 3500 | 72.3
P5HA6RV8 | LEDRADIANT LLC | LEDRADIANT | UHA-CN9-1J12H-35 | Indoor Luminaires | High-Bay | High-Bay Luminaires for Commercial and Industrial Buildings | Standard | FALSE | [9 empty] | 42577 |  |  | No |  | 3.1 | 12458 | 123.65 | 100.8 | 11.5 | 0.9027 | 3500 | 72.2
P2FZWM1Y | EcoLight LED Solutions | Ecolight LED Solutions | EL-HB-180W-LP-5K | Indoor Luminaires | High-Bay | High-Bay Luminaires for Commercial and Industrial Buildings | Standard | FALSE | [9 empty] | 42577 |  |  | No |  | 3.1 | 23541 | 130.06 | 181 | 14.36 | 0.9112 | 5000 | 73.7
P791QDUU | EcoLight LED Solutions | Ecolight LED Solutions | EL-HB-150W-LP-5K | Indoor Luminaires | High-Bay | High-Bay Luminaires for Commercial and Industrial Buildings | Standard | FALSE | [9 empty] | 42577 |  |  | No |  | 3.1 | 20204 | 133.98 | 150.8 | 14.29 | 0.9391 | 5000 | 73.6
PPRE9RST | EcoLight LED Solutions | Ecolight LED Solutions | EL-HB-100W-LP-5K | Indoor Luminaires | High-Bay | High-Bay Luminaires for Commercial and Industrial Buildings | Standard | FALSE | [9 empty] | 42577 |  |  | No |  | 3.1 | 13005 | 127.63 | 101.9 | 14.78 | 0.9034 | 5000 | 73.5
PKSF9XMH | EcoLight LED Solutions | Ecolight LED Solutions | EL-HB-135W-LP-5K | Indoor Luminaires | High-Bay | High-Bay Luminaires for Commercial and Industrial Buildings | Standard | FALSE | [9 empty] | 42577 |  |  | No |  | 3.1 | 17476 | 129.84 | 134.6 | 14.61 | 0.9288 | 5000 | 73.4
PKARGXY7 | Shenzhen DOME Industrial Lighting Technology Co.Ltd. | DOME | FM-HBL150-R1NWA220D10 | Indoor Luminaires | High-Bay | High-Bay Luminaires for Commercial and Industrial Buildings | Standard | FALSE | [9 empty] | 42577 | Not Dimmable | Not Dimmable | NotYetVerified | Product updated on 2/17/2017. | 4 | 16758 | 99.18 | 169 | 15.49 | 0.89 | 5000 | 80.7
PH76KEVU | Shenzhen DOME Industrial Lighting Technology Co.Ltd. | DOME | RR-HBL120-R1NWA220D10 | Indoor Luminaires | High-Bay | High-Bay Luminaires for Commercial and Industrial Buildings | Standard | FALSE | [9 empty] | 42577 | Not Dimmable | Not Dimmable | NotYetVerified |  | 4 | 12927 | 107.56 | 120.2 | 15.49 | 0.89 | 5000 | 80.6
P4GTNP9V | J2 Light Inc. | J2 Light Inc. | V2W3H5C | Indoor Luminaires | High-Bay | High-Bay Luminaires for Commercial and Industrial Buildings | Premium | TRUE | 25535.3 | 127.04 | 201 | 10.14 | 0.997 | 5216 | 84.3 | 5 | 160000 | 42576 |  |  | Yes |  | 4 | 25500 | 126.9 | 201 | 25 | 0.95 | 5000 | 80
PDEXK29S | J2 Light Inc. | J2 Light Inc. | V2N2L51 | Indoor Luminaires | High-Bay | High-Bay Luminaires for Commercial and Industrial Buildings | Premium | TRUE | 13286.4 | 140.27 | 94.72 | 6.59 | 0.9764 | 5270 | 84.5 | 5 | 160000 | 42576 |  |  | Yes |  | 4 | 13000 | 136.84 | 95 | 15 | 0.95 | 5000 | 80
PFKSUV9V | Shat-R-Shield | Shat-R-Shield Inc. | 100LB50-PL-NC-VH-X-XX-XX-02 | Indoor Luminaires | High-Bay | Low-Bay Luminaires for Commercial and Industrial Buildings | Standard | TRUE | 12328 | 121.26 | 101.7 | 13.62 | 0.9482 | 4838 | 81.9 | 5 | 50000 | 42576 |  |  | No | Updated on 12/19/2016 | 3.1 | 12336.6 | 121.42 | 101.6 | 13.62 | 0.93 | 4838 | 81.9
P7DGXCMP | Shat-R-Shield | Shat-R-Shield Inc. | 100LB50-AL-NC-VH-X-XX-XX-02 | Indoor Luminaires | High-Bay | Low-Bay Luminaires for Commercial and Industrial Buildings | Standard | TRUE | 12517 | 123.05 | 101.7 | 11.58 | 0.9787 | 4843 | 82 | 5 | 50000 | 42576 |  |  | No |  | 3.1 | 12524.2 | 123.15 | 101.7 | 13.14 | 0.93 | 4843 | 82
PUBN4ZSW | Gielight Co. Ltd | Gielight | GL-UFO-F1-150(2700K) | Indoor Luminaires | High-Bay | High-Bay Luminaires for Commercial and Industrial Buildings | Standard | TRUE | 15832.6 | 104.64 | 151.3 | 14 | 0.915 | 2686 | 83.9 | 5 | 50000 | 42576 |  |  | No |  | 4 | 16093.6 | 104.9 | 153.4 | 13.9 | 0.92 | 2686 | 83.9
PNNWFXSR | Gielight Co. Ltd | Gielight | GL-UFO-Y1-150(2700K) | Indoor Luminaires | High-Bay | High-Bay Luminaires for Commercial and Industrial Buildings | Standard | TRUE | 16013.01 | 104.93 | 152.6 | 13.9 | 0.914 | 2688 | 83.9 | 5 | 50000 | 42576 |  |  | No |  | 4 | 16294.6 | 105.7 | 154.1 | 13.7 | 0.91 | 2688 | 83.9
PHM62H8D | Gielight Co. Ltd | Gielight | GL-UFO-F2-200(2700K) | Indoor Luminaires | High-Bay | High-Bay Luminaires for Commercial and Industrial Buildings | Standard | TRUE | 20611.91 | 102.57 | 200.95 | 13.8 | 0.911 | 2691 | 83.7 | 5 | 50000 | 42576 |  |  | No |  | 4 | 20968.1 | 102.5 | 204.4 | 13.7 | 0.91 | 2691 | 83.7
PF6QCGT7 | Gielight Co. Ltd | Gielight | GL-UFO-Y2-200(2700K) | Indoor Luminaires | High-Bay | High-Bay Luminaires for Commercial and Industrial Buildings | Standard | TRUE | 20679.71 | 102.22 | 202.3 | 13.8 | 0.91 | 2686 | 83.7 | 5 | 50000 | 42576 |  |  | No |  | 4 | 20679.7 | 102.2 | 202.3 | 13.5 | 0.91 | 2688 | 83.7
PRDE7AHB | UNIVERSELITE CO.LTD. | UNIVERSELITE CO.LTD. | LEDGC150W004B(3000K) | Indoor Luminaires | High-Bay | High-Bay Luminaires for Commercial and Industrial Buildings | Standard | TRUE | 17023 | 123.6 | 137.7 | 18.62 | 0.9013 | 3009 | 72.5 | 5 | 50000 | 42576 |  |  | No |  | 4 | 17023 | 123.6 | 137.7 | 18.62 | 0.9 | 3000 | 72.5
PC9CX8FC | UNIVERSELITE CO.LTD. | UNIVERSELITE CO.LTD. | LEDGC80W004B(3000K) | Indoor Luminaires | High-Bay | High-Bay Luminaires for Commercial and Industrial Buildings | Standard | TRUE | 9834.3 | 121 | 81.27 | 17.39 | 0.9011 | 2996 | 72.4 | 5 | 50000 | 42576 |  |  | No |  | 4 | 9898.5 | 121.94 | 81.17 | 17.39 | 0.9 | 3000 | 72.4
P2M87BDH | Nuwave LLC | ALSET | LB-8L-27K-UL | Indoor Luminaires | High-Bay | Low-Bay Luminaires for Commercial and Industrial Buildings | Standard | TRUE | 8646.9 | 118.52 | 72.96 | 11.51 | 0.9002 | 2833 | 84.4 | 7 | 50000 | 42576 |  |  | No |  | 4 | 8646.9 | 118.52 | 72.96 | 11.51 | 0.9 | 2700 | 84.4
PW1X74DX | J2 Light Inc. | J2 Light Inc. | V2W3H51 | Indoor Luminaires | High-Bay | High-Bay Luminaires for Commercial and Industrial Buildings | Premium | FALSE | [9 empty] | 42576 |  |  | Yes |  | 4 | 25500 | 132.8 | 192 | 15 | 0.95 | 5000 | 80
PVESU6BJ | J2 Light Inc. | J2 Light Inc. | V2N3H51 | Indoor Luminaires | High-Bay | High-Bay Luminaires for Commercial and Industrial Buildings | Premium | FALSE | [9 empty] | 42576 |  |  | Yes |  | 4 | 25500 | 132.8 | 192 | 15 | 0.95 | 5000 | 80
PAV31SSW | J2 Light Inc. | J2 Light Inc. | V2N3H5C | Indoor Luminaires | High-Bay | High-Bay Luminaires for Commercial and Industrial Buildings | Premium | FALSE | [9 empty] | 42576 |  |  | Yes |  | 4 | 25500 | 126.9 | 201 | 25 | 0.95 | 5000 | 80
PZQQT8SD | J2 Light Inc. | J2 Light Inc. | V2W3L51 | Indoor Luminaires | High-Bay | High-Bay Luminaires for Commercial and Industrial Buildings | Premium | FALSE | [9 empty] | 42576 |  |  | Yes |  | 4 | 19750 | 137.2 | 144 | 15 | 0.95 | 5000 | 80
PKX1JCZJ | J2 Light Inc. | J2 Light Inc. | V2N3L5C | Indoor Luminaires | High-Bay | High-Bay Luminaires for Commercial and Industrial Buildings | Premium | FALSE | [9 empty] | 42576 |  |  | Yes |  | 4 | 19750 | 127.4 | 155 | 25 | 0.95 | 5000 | 80
PF7NDW4A | J2 Light Inc. | J2 Light Inc. | V2W3L5C | Indoor Luminaires | High-Bay | High-Bay Luminaires for Commercial and Industrial Buildings | Premium | FALSE | [9 empty] | 42576 |  |  | Yes |  | 4 | 19750 | 127.4 | 155 | 25 | 0.95 | 5000 | 80
P1HAW5JN | J2 Light Inc. | J2 Light Inc. | V2N3L51 | Indoor Luminaires | High-Bay | High-Bay Luminaires for Commercial and Industrial Buildings | Premium | FALSE | [9 empty] | 42576 |  |  | Yes |  | 4 | 19750 | 137.2 | 144 | 15 | 0.95 | 5000 | 80
PN32U53D | J2 Light Inc. | J2 Light Inc. | V2N2H51 | Indoor Luminaires | High-Bay | High-Bay Luminaires for Commercial and Industrial Buildings | Premium | FALSE | [9 empty] | 42576 |  |  | Yes |  | 4 | 17000 | 132.81 | 128 | 15 | 0.95 | 5000 | 80
PMHXBK6C | J2 Light Inc. | J2 Light Inc. | V2W2H5C | Indoor Luminaires | High-Bay | High-Bay Luminaires for Commercial and Industrial Buildings | Premium | FALSE | [9 empty] | 42576 |  |  | Yes |  | 4 | 17000 | 126.87 | 134 | 25 | 0.95 | 5000 | 80
P9JVQV24 | J2 Light Inc. | J2 Light Inc. | V2N2H5C | Indoor Luminaires | High-Bay | High-Bay Luminaires for Commercial and Industrial Buildings | Premium | FALSE | [9 empty] | 42576 |  |  | Yes |  | 4 | 17000 | 126.87 | 134 | 25 | 0.95 | 5000 | 80
P7JS7AUP | J2 Light Inc. | J2 Light Inc. | V2W2H51 | Indoor Luminaires | High-Bay | High-Bay Luminaires for Commercial and Industrial Buildings | Premium | FALSE | [9 empty] | 42576 |  |  | Yes |  | 4 | 17000 | 132.81 | 128 | 15 | 0.95 | 5000 | 80
PJ8A5DZM | J2 Light Inc. | J2 Light Inc. | V2W2L51 | Indoor Luminaires | High-Bay | High-Bay Luminaires for Commercial and Industrial Buildings | Premium | FALSE | [9 empty] | 42576 |  |  | Yes |  | 4 | 13000 | 136.84 | 95 | 15 | 0.95 | 5000 | 80
PAQQJEEG | J2 Light Inc. | J2 Light Inc. | V2W2L5C | Indoor Luminaires | High-Bay | High-Bay Luminaires for Commercial and Industrial Buildings | Premium | FALSE | [9 empty] | 42576 |  |  | Yes |  | 4 | 13000 | 127.45 | 102 | 25 | 0.95 | 5000 | 80
P1DQKD53 | J2 Light Inc. | J2 Light Inc. | V2N2L5C | Indoor Luminaires | High-Bay | High-Bay Luminaires for Commercial and Industrial Buildings | Premium | FALSE | [9 empty] | 42576 |  |  | Yes |  | 4 | 13000 | 127.45 | 102 | 25 | 0.95 | 5000 | 80
P55N3KBM | Gielight Co. Ltd | Gielight | GL-UFO-Y2-200(H5700K) | Indoor Luminaires | High-Bay | High-Bay Luminaires for Commercial and Industrial Buildings | Standard | FALSE | [9 empty] | 42576 |  |  | No | Updated on 1/23/2017 | 4 | 28000 | 140 | 200 | 20 | 0.9 | 5700 | 80
PUZDD538 | Gielight Co. Ltd | Gielight | GL-UFO-Y1-150(5700K) | Indoor Luminaires | High-Bay | High-Bay Luminaires for Commercial and Industrial Buildings | Standard | FALSE | [9 empty] | 42576 |  |  | No |  | 4 | 16735.7 | 108.8 | 153.8 | 13.9 | 0.91 | 5736 | 75.8
PWYBSR3C | Gielight Co. Ltd | Gielight | GL-UFO-F2-200(5700K) | Indoor Luminaires | High-Bay | High-Bay Luminaires for Commercial and Industrial Buildings | Standard | FALSE | [9 empty] | 42576 |  |  | No |  | 4 | 21420.7 | 103.9 | 206 | 13.8 | 0.91 | 5702 | 75
PJ68N6Z5 | Gielight Co. Ltd | Gielight | GL-UFO-F1-150(5700K) | Indoor Luminaires | High-Bay | High-Bay Luminaires for Commercial and Industrial Buildings | Standard | FALSE | [9 empty] | 42576 |  |  | No |  | 4 | 16560.6 | 107.5 | 154 | 14 | 0.92 | 5680 | 75.3
PTXWA6TN | Gielight Co. Ltd | Gielight | GL-UFO-F1-150(5000K) | Indoor Luminaires | High-Bay | High-Bay Luminaires for Commercial and Industrial Buildings | Standard | FALSE | [9 empty] | 42576 |  |  | No |  | 4 | 16093.6 | 104.9 | 153.4 | 13.9 | 0.92 | 5000 | 83.9
PB6Y1GVH | Gielight Co. Ltd | Gielight | GL-UFO-Y1-150(5000K) | Indoor Luminaires | High-Bay | High-Bay Luminaires for Commercial and Industrial Buildings | Standard | FALSE | [9 empty] | 42576 |  |  | No |  | 4 | 16294.6 | 105.7 | 154.1 | 13.7 | 0.91 | 5000 | 83.9
PYCCGK3H | Gielight Co. Ltd | Gielight | GL-UFO-F2-200(5000K) | Indoor Luminaires | High-Bay | High-Bay Luminaires for Commercial and Industrial Buildings | Standard | FALSE | [9 empty] | 42576 |  |  | No |  | 4 | 20968.1 | 102.5 | 204.4 | 13.7 | 0.91 | 5000 | 83.7
PQSX2VUG | Gielight Co. Ltd | Gielight | GL-UFO-Y2-200(H5000K) | Indoor Luminaires | High-Bay | High-Bay Luminaires for Commercial and Industrial Buildings | Standard | FALSE | [9 empty] | 42576 |  |  | No | Updated on 1/23/2017 | 4 | 28000 | 140 | 200 | 20 | 0.9 | 5000 | 80
PHA95QJ6 | Gielight Co. Ltd | Gielight | GL-UFO-F1-150(4500K) | Indoor Luminaires | High-Bay | High-Bay Luminaires for Commercial and Industrial Buildings | Standard | FALSE | [9 empty] | 42576 |  |  | No |  | 4 | 16093.6 | 104.9 | 153.4 | 13.9 | 0.92 | 4500 | 83.9
PHM6Z9CS | Gielight Co. Ltd | Gielight | GL-UFO-Y1-150(4500K) | Indoor Luminaires | High-Bay | High-Bay Luminaires for Commercial and Industrial Buildings | Standard | FALSE | [9 empty] | 42576 |  |  | No |  | 4 | 16294.6 | 105.7 | 154.1 | 13.7 | 0.91 | 4500 | 83.9
P5PS5NYA | Gielight Co. Ltd | Gielight | GL-UFO-F2-200(4500K) | Indoor Luminaires | High-Bay | High-Bay Luminaires for Commercial and Industrial Buildings | Standard | FALSE | [9 empty] | 42576 |  |  | No |  | 4 | 20968.1 | 102.5 | 204.4 | 13.7 | 0.91 | 4500 | 83.7
P3RJQMHB | Gielight Co. Ltd | Gielight | GL-UFO-Y2-200(H4500K) | Indoor Luminaires | High-Bay | High-Bay Luminaires for Commercial and Industrial Buildings | Standard | FALSE | [9 empty] | 42576 |  |  | No | Updated on 1/23/2017 | 4 | 28000 | 140 | 200 | 20 | 0.9 | 4500 | 80
PR1M51BU | Gielight Co. Ltd | Gielight | GL-UFO-F1-150(4000K) | Indoor Luminaires | High-Bay | High-Bay Luminaires for Commercial and Industrial Buildings | Standard | FALSE | [9 empty] | 42576 |  |  | No |  | 4 | 16093.6 | 104.9 | 153.4 | 13.9 | 0.92 | 4000 | 83.9
PRTVPJDF | Gielight Co. Ltd | Gielight | GL-UFO-Y1-150(4000K) | Indoor Luminaires | High-Bay | High-Bay Luminaires for Commercial and Industrial Buildings | Standard | FALSE | [9 empty] | 42576 |  |  | No |  | 4 | 16294.6 | 105.7 | 154.1 | 13.7 | 0.91 | 4000 | 83.9
P37NPF2F | Gielight Co. Ltd | Gielight | GL-UFO-F2-200(4000K) | Indoor Luminaires | High-Bay | High-Bay Luminaires for Commercial and Industrial Buildings | Standard | FALSE | [9 empty] | 42576 |  |  | No |  | 4 | 20968.1 | 102.5 | 204.4 | 13.7 | 0.91 | 4000 | 83.7
PVSNGAM6 | Gielight Co. Ltd | Gielight | GL-UFO-Y2-200(H4000K) | Indoor Luminaires | High-Bay | High-Bay Luminaires for Commercial and Industrial Buildings | Standard | TRUE | 25739.53 | 126.99 | 202.69 | 17.86 | 0.924 | 4134 | 73.8 | 5 | 50000 | 42576 |  |  | No | Updated on 1/23/2017 | 4.1 | 28000 | 140 | 200 | 20 | 0.9 | 4000 | 80
P5QUPKYE | Gielight Co. Ltd | Gielight | GL-UFO-F1-150(3500K) | Indoor Luminaires | High-Bay | High-Bay Luminaires for Commercial and Industrial Buildings | Standard | FALSE | [9 empty] | 42576 |  |  | No |  | 4 | 16093.6 | 104.9 | 153.4 | 13.9 | 0.92 | 3500 | 83.9
PXSECPVU | Gielight Co. Ltd | Gielight | GL-UFO-Y1-150(3500K) | Indoor Luminaires | High-Bay | High-Bay Luminaires for Commercial and Industrial Buildings | Standard | FALSE | [9 empty] | 42576 |  |  | No |  | 4 | 16294.6 | 105.7 | 154.1 | 13.7 | 0.91 | 3500 | 83.9
PGTV2ZCN | Gielight Co. Ltd | Gielight | GL-UFO-F2-200(3500K) | Indoor Luminaires | High-Bay | High-Bay Luminaires for Commercial and Industrial Buildings | Standard | FALSE | [9 empty] | 42576 |  |  | No |  | 4 | 20968.1 | 102.5 | 204.4 | 13.7 | 0.91 | 3500 | 83.7
PGSPH58W | Gielight Co. Ltd | Gielight | GL-UFO-Y2-200(3500K) | Indoor Luminaires | High-Bay | High-Bay Luminaires for Commercial and Industrial Buildings | Standard | FALSE | [9 empty] | 42576 |  |  | No |  | 4 | 20679.7 | 102.2 | 202.3 | 13.5 | 0.91 | 3500 | 83.7
P4GTRG89 | Gielight Co. Ltd | Gielight | GL-UFO-F1-150(3000K) | Indoor Luminaires | High-Bay | High-Bay Luminaires for Commercial and Industrial Buildings | Standard | FALSE | [9 empty] | 42576 |  |  | No |  | 4 | 16093.6 | 104.9 | 153.4 | 13.9 | 0.92 | 3000 | 83.9
PQUPCG8Q | Gielight Co. Ltd | Gielight | GL-UFO-Y1-150(3000K) | Indoor Luminaires | High-Bay | High-Bay Luminaires for Commercial and Industrial Buildings | Standard | FALSE | [9 empty] | 42576 |  |  | No |  | 4 | 16294.6 | 105.7 | 154.1 | 13.7 | 0.91 | 3000 | 83.9
PKA89QCV | Gielight Co. Ltd | Gielight | GL-UFO-F2-200(3000K) | Indoor Luminaires | High-Bay | High-Bay Luminaires for Commercial and Industrial Buildings | Standard | FALSE | [9 empty] | 42576 |  |  | No |  | 4 | 20968.1 | 102.5 | 204.4 | 13.7 | 0.91 | 3000 | 83.7
P5B3NPJF | Gielight Co. Ltd | Gielight | GL-UFO-Y2-200(3000K) | Indoor Luminaires | High-Bay | High-Bay Luminaires for Commercial and Industrial Buildings | Standard | FALSE | [9 empty] | 42576 |  |  | No |  | 4 | 20679.7 | 102.2 | 202.3 | 13.5 | 0.91 | 3000 | 83.7
PGXA4FNU | UNIVERSELITE CO.LTD. | UNIVERSELITE CO.LTD. | LEDGC150W004B(5700K) | Indoor Luminaires | High-Bay | High-Bay Luminaires for Commercial and Industrial Buildings | Standard | FALSE | [9 empty] | 42576 | Not Dimmable | Not Dimmable | No |  | 4 | 18031 | 130.66 | 138 | 18.86 | 0.9 | 5700 | 73.9
PDB1MYVX | UNIVERSELITE CO.LTD. | UNIVERSELITE CO.LTD.Â | LEDGC80W004B(5700K) | Indoor Luminaires | High-Bay | High-Bay Luminaires for Commercial and Industrial Buildings | Standard | FALSE | [9 empty] | 42576 | Not Dimmable | Not Dimmable | No |  | 4 | 10214 | 125.9 | 81.13 | 17.28 | 0.9 | 5700 | 73.6
PHDQTAWA | UNIVERSELITE CO.LTD. | UNIVERSELITE CO.LTD. | LEDGC150W004B(5000K) | Indoor Luminaires | High-Bay | High-Bay Luminaires for Commercial and Industrial Buildings | Standard | FALSE | [9 empty] | 42576 | Not Dimmable | Not Dimmable | No |  | 4 | 17829 | 129.34 | 137.9 | 18.62 | 0.9 | 5000 | 72.5
P6EYRQV9 | UNIVERSELITE CO.LTD. | UNIVERSELITE CO.LTD.Â | LEDGC80W004B(5000K) | Indoor Luminaires | High-Bay | High-Bay Luminaires for Commercial and Industrial Buildings | Standard | FALSE | [9 empty] | 42576 | Not Dimmable | Not Dimmable | No |  | 4 | 10151 | 125.09 | 81.15 | 17.39 | 0.9 | 5000 | 72.4
PTGPVCM9 | UNIVERSELITE CO.LTD. | UNIVERSELITE CO.LTD. | LEDGC150W004B(4500K) | Indoor Luminaires | High-Bay | High-Bay Luminaires for Commercial and Industrial Buildings | Standard | FALSE | [9 empty] | 42576 | Not Dimmable | Not Dimmable | No |  | 4 | 17628 | 127.88 | 137.9 | 18.62 | 0.9 | 4500 | 72.5
PRM375QP | UNIVERSELITE CO.LTD. | UNIVERSELITE CO.LTD.Â | LEDGC80W004B(4500K) | Indoor Luminaires | High-Bay | High-Bay Luminaires for Commercial and Industrial Buildings | Standard | FALSE | [9 empty] | 42576 | Not Dimmable | Not Dimmable | No |  | 4 | 10088 | 124.31 | 81.15 | 17.39 | 0.9 | 4500 | 72.4
PXJ1D2YH | UNIVERSELITE CO.LTD. | UNIVERSELITE CO.LTD. | LEDGC150W004B(4000K) | Indoor Luminaires | High-Bay | High-Bay Luminaires for Commercial and Industrial Buildings | Standard | FALSE | [9 empty] | 42576 | Not Dimmable | Not Dimmable | No |  | 4 | 17426 | 126.41 | 137.9 | 18.62 | 0.9 | 4000 | 72.5
PDK51GVJ | UNIVERSELITE CO.LTD. | UNIVERSELITE CO.LTD.Â | LEDGC80W004B(4000K) | Indoor Luminaires | High-Bay | High-Bay Luminaires for Commercial and Industrial Buildings | Standard | FALSE | [9 empty] | 42576 | Not Dimmable | Not Dimmable | No |  | 4 | 10025 | 123.53 | 81.15 | 17.39 | 0.9 | 4000 | 72.4
PNNS2RXW | UNIVERSELITE CO.LTD. | UNIVERSELITE CO.LTD. | LEDGC150W004B(3500K) | Indoor Luminaires | High-Bay | High-Bay Luminaires for Commercial and Industrial Buildings | Standard | FALSE | [9 empty] | 42576 | Not Dimmable | Not Dimmable | No |  | 4 | 17225 | 124.95 | 137.9 | 18.62 | 0.9 | 3500 | 72.5
PDX649XM | UNIVERSELITE CO.LTD. | UNIVERSELITE CO.LTD.Â | LEDGC80W004B(3500K) | Indoor Luminaires | High-Bay | High-Bay Luminaires for Commercial and Industrial Buildings | Standard | FALSE | [9 empty] | 42576 | Not Dimmable | Not Dimmable | No |  | 4 | 9962 | 122.76 | 81.15 | 17.39 | 0.9 | 3500 | 72.4
P4JP5CEZ | Jiangsu Ever-Tie Lighting Co. Ltd | Ever-tie | ETLSRK-4FT/VH/50/DM 3000K(A1+B1) | Indoor Retrofit Kit | High-Bay | Retrofit Kits for Low-Bay Luminaires for Commercial and Industrial Buildings | Premium | TRUE | 4912.2 | 108.83 | 45.137 | 8.4 | 0.9732 | 3013 | 80.64 | 5 | 50000 | 42573 |  |  | No |  | 3.1 | 5400 | 108 | 50 | 20 | 0.9 | 3000 | 80
PZCAH2J1 | Jiangsu Ever-Tie Lighting Co. Ltd | Ever-tie | ETLSRK-8FT/LW/DM 3500K | Indoor Retrofit Kit | High-Bay | Retrofit Kits for Low-Bay Luminaires for Commercial and Industrial Buildings | Premium | TRUE | 4644.4 | 117.27 | 39.6 | 4.5 | 0.9696 | 3499 | 82.5 | 5 | 50000 | 42573 |  |  | No |  | 3.1 | 4633 | 115 | 40 | 20 | 0.9 | 3500 | 80
PFF3BDCR | Jiangsu Ever-Tie Lighting Co. Ltd | Ever-tie | ETLSRK-8FT/HL/DM 3500K | Indoor Retrofit Kit | High-Bay | Retrofit Kits for Low-Bay Luminaires for Commercial and Industrial Buildings | Premium | TRUE | 7526 | 118.27 | 63.63 | 11.3 | 0.9677 | 3554 | 83.5 | 5 | 50000 | 42573 |  |  | No |  | 3.1 | 7505 | 110 | 68 | 20 | 0.9 | 3500 | 80
PC3PBW73 | Dioluce LLC |  | DL-BAY-5035-5000K-002 | Indoor Luminaires | High-Bay | Low-Bay Luminaires for Commercial and Industrial Buildings | Standard | TRUE | 8779.6 | 106.3 | 82.58 | 19.57 | 0.96 | 5338 | 83.5 | 10 | 60000 | 42573 |  |  | Yes |  | 4 | 8837.8 | 106.9 | 82.69 | 19.57 | 0.96 | 5338 | 83.5
PQW1G949 | Dioluce LLC |  | DL-BAY-5035-4000K-002 | Indoor Luminaires | High-Bay | Low-Bay Luminaires for Commercial and Industrial Buildings | Standard | TRUE | 8810 | 107.7 | 81.79 | 20.7 | 0.957 | 4040 | 84.2 | 10 | 60000 | 42573 |  |  | Yes |  | 4 | 8810 | 107.7 | 81.79 | 20.7 | 0.957 | 4040 | 84.2
PZK8EJAS | PACLIGHTS LLC | PacLights | FHU100LV40-12 | Indoor Luminaires | High-Bay | High-Bay Luminaires for Commercial and Industrial Buildings | Premium | TRUE | 12980 | 136.87 | 94.84 | 10.43 | 0.9471 | 4041 | 74.7 | 5 | 50000 | 42573 |  |  | No |  | 3.1 | 12980 | 136.87 | 94.84 | 10.43 | 0.9471 | 4000 | 74.7
P8TGUA39 | Shenzhen Betop Electronics CoLtd | Betop | BT-IF100W-1200 (4000K) | Indoor Luminaires | High-Bay | High-Bay Luminaires for Commercial and Industrial Buildings | Standard | TRUE | 13106.79 | 126.31 | 103.77 | 8.97 | 0.941 | 4117 | 84.3 | 5 | 50000 | 42573 |  |  | No |  | 4 | 13106 | 126 | 104 | 8.8 | 0.94 | 4000 | 83
PQMHS6Q9 | Shenzhen Betop Electronics CoLtd | Bitco | BT-HV200W-M-224L 4000K | Indoor Luminaires | High-Bay | High-Bay Luminaires for Commercial and Industrial Buildings | Standard | TRUE | 21383.6 | 106.92 | 200 | 14.2 | 0.94 | 3983 | 81.8 | 5 | 50000 | 42573 |  |  | No |  | 3.1 | 20000 | 100 | 200 | 20 | 0.9 | 4000 | 80
PRF3EG31 | Shenzhen Betop Electronics CoLtd | Bitco | BT-HV200W-M-350L 4000K | Indoor Luminaires | High-Bay | High-Bay Luminaires for Commercial and Industrial Buildings | Premium | TRUE | 23064.39 | 115.73 | 199.3 | 13.8 | 0.94 | 3950 | 82.1 | 5 | 50000 | 42573 |  |  | No |  | 3.1 | 22000 | 110 | 200 | 20 | 0.9 | 4000 | 80
PGVRPKNH | PACLIGHTS LLC | PacLights | FHU150LV40-120 | Indoor Luminaires | High-Bay | High-Bay Luminaires for Commercial and Industrial Buildings | Premium | TRUE | 18765 | 129.86 | 144.5 | 14.12 | 0.9324 | 3885 | 71.5 | 5 | 50000 | 42573 |  |  | No |  | 3.1 | 18765 | 129.86 | 144.5 | 14.12 | 0.9324 | 4000 | 71.5
PZK7YTDH | PACLIGHTS LLC | PacLights | FHU240LV40-120 | Indoor Luminaires | High-Bay | High-Bay Luminaires for Commercial and Industrial Buildings | Premium | TRUE | 27477 | 120.72 | 227.6 | 14.21 | 0.9189 | 3893 | 71.4 | 5 | 50000 | 42573 |  |  | No |  | 3.1 | 27477 | 120.72 | 227.6 | 14.21 | 0.9189 | 4000 | 71.4
PU8RJXKM | PACLIGHTS LLC | PacLights | FHU150HV40-120 | Indoor Luminaires | High-Bay | High-Bay Luminaires for Commercial and Industrial Buildings | Premium | TRUE | 20145 | 136.06 | 148.1 | 14.62 | 0.9164 | 3960 | 70.6 | 5 | 50000 | 42573 |  |  | No |  | 3.1 | 20235 | 136.17 | 148.6 | 14.62 | 0.9164 | 4000 | 70.6
PRGA64XW | PACLIGHTS LLC | PacLights | FHU150HV40-60 | Indoor Luminaires | High-Bay | High-Bay Luminaires for Commercial and Industrial Buildings | Premium | TRUE | 19752 | 132.73 | 148.8 | 14.85 | 0.9138 | 3928 | 83.2 | 5 | 50000 | 42573 |  |  | No |  | 3.1 | 19610 | 132.77 | 147.7 | 14.85 | 0.9138 | 4000 | 83.2
P4MVB41X | PACLIGHTS LLC | PacLights | FHU240LV57-120 | Indoor Luminaires | High-Bay | High-Bay Luminaires for Commercial and Industrial Buildings | Premium | TRUE | 28318.4 | 124.31 | 227.8 | 14.77 | 0.9123 | 3856 | 71.9 | 5 | 50000 | 42573 |  |  | No |  | 3.1 | 28340 | 123.81 | 228.9 | 14.88 | 0.9176 | 5700 | 75.1
PJX9EU6J | PACLIGHTS LLC | PacLights | FHU240HV40-60 | Indoor Luminaires | High-Bay | High-Bay Luminaires for Commercial and Industrial Buildings | Premium | TRUE | 27238 | 119.41 | 228.1 | 12.7 | 0.9102 | 3866 | 72 | 5 | 50000 | 42573 |  |  | No |  | 3.1 | 18521 | 126.25 | 146.7 | 13.29 | 0.9044 | 5700 | 77
PZHMB5AS | Eaton (formerly Cooper Lighting) | Ephesus | All Field 750-NEMA 5-[All Controls]-4000 | Indoor Luminaires | High-Bay | High-Bay Luminaires for Commercial and Industrial Buildings | Standard | TRUE | 79693.4 | 104.6 | 762.1 | 21.25 | 0.8754 | 3712 | 72 | 10 | 150000 | 42573 |  |  | No | Qualified pointing down only | 4 | 80441 | 104.6 | 769 | 0.17 | 0.97 | 4000 | 71.2
PWR1M4XE | Eaton (formerly Cooper Lighting) | Ephesus | All Field 550-NEMA 5-[All Controls]-4000 | Indoor Luminaires | High-Bay | High-Bay Luminaires for Commercial and Industrial Buildings | Standard | TRUE | 60160 | 109 | 553 | 21.25 | 0.8754 | 3712 | 72 | 10 | 150000 | 42573 |  |  | No | Qualified pointing down only | 4 | 60031 | 108.56 | 553 | 0.19 | 0.95 | 4000 | 71.2
PWH1S83T | Jiangsu Ever-Tie Lighting Co. Ltd | Ever-tie | ETLSRK-8FT/HL/DM 5000K | Indoor Retrofit Kit | High-Bay | Retrofit Kits for Low-Bay Luminaires for Commercial and Industrial Buildings | Premium | FALSE | [9 empty] | 42573 |  |  | No |  | 3.1 | 8014 | 118 | 68 | 20 | 0.9 | 5000 | 80
P8R48QMT | Jiangsu Ever-Tie Lighting Co. Ltd | Ever-tie | ETLSRK-4FT/VH/50/DM 5000K(A1+B1) | Indoor Retrofit Kit | High-Bay | Retrofit Kits for Low-Bay Luminaires for Commercial and Industrial Buildings | Premium | FALSE | [9 empty] | 42573 |  |  | No |  | 3.1 | 5978 | 120 | 50 | 20 | 0.9 | 5000 | 80
PWQ2B716 | Jiangsu Ever-Tie Lighting Co. Ltd | Ever-tie | ETLSRK-8FT/LW/DM 5000K | Indoor Retrofit Kit | High-Bay | Retrofit Kits for Low-Bay Luminaires for Commercial and Industrial Buildings | Premium | FALSE | [9 empty] | 42573 |  |  | No |  | 3.1 | 4831 | 120 | 40 | 20 | 0.9 | 5000 | 80
P7P2XCMU | Jiangsu Ever-Tie Lighting Co. Ltd | Ever-tie | ETLSRK-8FT/HL/DM 4000K | Indoor Retrofit Kit | High-Bay | Retrofit Kits for Low-Bay Luminaires for Commercial and Industrial Buildings | Premium | FALSE | [9 empty] | 42573 |  |  | No |  | 3.1 | 7950 | 116 | 68 | 20 | 0.9 | 4000 | 80
P2U7WT63 | Jiangsu Ever-Tie Lighting Co. Ltd | Ever-tie | ETLSRK-4FT/VH/50/DM 4000K(A1+B1) | Indoor Retrofit Kit | High-Bay | Retrofit Kits for Low-Bay Luminaires for Commercial and Industrial Buildings | Premium | FALSE | [9 empty] | 42573 |  |  | No |  | 3.1 | 5880 | 118 | 50 | 20 | 0.9 | 4000 | 80
PW6HZY5V | Jiangsu Ever-Tie Lighting Co. Ltd | Ever-tie | ETLSRK-8FT/LW/DM 4000K | Indoor Retrofit Kit | High-Bay | Retrofit Kits for Low-Bay Luminaires for Commercial and Industrial Buildings | Premium | FALSE | [9 empty] | 42573 |  |  | No |  | 3.1 | 4752 | 118 | 40 | 20 | 0.9 | 4000 | 80
PN4TXB3B | Jiangsu Ever-Tie Lighting Co. Ltd | Ever-tie | ETLSRK-4FT/VH/50/DM 3500K(A1+B1) | Indoor Retrofit Kit | High-Bay | Retrofit Kits for Low-Bay Luminaires for Commercial and Industrial Buildings | Premium | FALSE | [9 empty] | 42573 |  |  | No |  | 3.1 | 5635 | 113 | 50 | 20 | 0.9 | 3500 | 80
PJJEMTAM | PACLIGHTS LLC | PacLights | FHU150HV57-120 | Indoor Luminaires | High-Bay | High-Bay Luminaires for Commercial and Industrial Buildings | Premium | FALSE | [9 empty] | 42573 |  |  | No |  | 3.1 | 20743 | 139.4 | 148.8 | 14.33 | 0.9114 | 5700 | 77
P9WFKGFJ | PACLIGHTS LLC | PacLights | FHU150HV57-60 | Indoor Luminaires | High-Bay | High-Bay Luminaires for Commercial and Industrial Buildings | Premium | FALSE | [9 empty] | 42573 |  |  | No |  | 3.1 | 20100 | 135.54 | 148.3 | 14.83 | 0.9117 | 5700 | 75.7
P6P723WQ | PACLIGHTS LLC | PacLights | FHU240HV57-60 | Indoor Luminaires | High-Bay | High-Bay Luminaires for Commercial and Industrial Buildings | Premium | FALSE | [9 empty] | 42573 |  |  | No |  | 3.1 | 28687.53 | 123.86 | 231.6 | 12.7 | 0.9102 | 5700 | 75.5
P3XHCCE7 | PACLIGHTS LLC | PacLights | FHU240LV57-60 | Indoor Luminaires | High-Bay | High-Bay Luminaires for Commercial and Industrial Buildings | Premium | FALSE | [9 empty] | 42573 |  |  | No |  | 3.1 | 29196.27 | 128.73 | 226.8 | 14.77 | 0.9123 | 5700 | 75.1
PHK8YRHN | PACLIGHTS LLC | PacLights | FHU240HV57-120 | Indoor Luminaires | High-Bay | High-Bay Luminaires for Commercial and Industrial Buildings | Premium | FALSE | [9 empty] | 42573 |  |  | No |  | 3.1 | 29146.53 | 125.84 | 231.6 | 12.7 | 0.9102 | 5700 | 75.1
PU3QDTAQ | PACLIGHTS LLC | PacLights | FHU150LV57-60 | Indoor Luminaires | High-Bay | High-Bay Luminaires for Commercial and Industrial Buildings | Premium | FALSE | [9 empty] | 42573 |  |  | No |  | 3.1 | 19927.11 | 137.9 | 144.5 | 14.12 | 0.9324 | 5700 | 71.5
PK63XC77 | PACLIGHTS LLC | PacLights | FHU150LV57-120 | Indoor Luminaires | High-Bay | High-Bay Luminaires for Commercial and Industrial Buildings | Premium | FALSE | [9 empty] | 42573 |  |  | No |  | 3.1 | 19346.71 | 133.88 | 144.5 | 14.12 | 0.9324 | 5700 | 71.5
PAS3PMJ7 | PACLIGHTS LLC | PacLights | FHU200LV57-60 | Indoor Luminaires | High-Bay | High-Bay Luminaires for Commercial and Industrial Buildings | Premium | FALSE | [9 empty] | 42573 |  |  | No |  | 3.1 | 25355.7 | 133.38 | 190.1 | 13.61 | 0.9153 | 5700 | 71.4
P28SM23E | PACLIGHTS LLC | PacLights | FHU200LV57-120 | Indoor Luminaires | High-Bay | High-Bay Luminaires for Commercial and Industrial Buildings | Premium | FALSE | [9 empty] | 42573 |  |  | No |  | 3.1 | 24617.18 | 129.49 | 190.1 | 13.61 | 0.9153 | 5700 | 71.4
PUDMRTBT | PACLIGHTS LLC | PacLights | FHU200HV57-120 | Indoor Luminaires | High-Bay | High-Bay Luminaires for Commercial and Industrial Buildings | Premium | FALSE | [9 empty] | 42573 |  |  | No |  | 3.1 | 25435.85 | 127.17 | 200 | 13.29 | 0.9044 | 5700 | 70
PRX8YFD6 | PACLIGHTS LLC | PacLights | FHU200HV57-60 | Indoor Luminaires | High-Bay | High-Bay Luminaires for Commercial and Industrial Buildings | Premium | FALSE | [9 empty] | 42573 |  |  | No |  | 3.1 | 25035.28 | 125.17 | 200 | 13.29 | 0.9044 | 5700 | 70
PP3G989M | PACLIGHTS LLC | PacLights | FHU150HV50-60 | Indoor Luminaires | High-Bay | High-Bay Luminaires for Commercial and Industrial Buildings | Premium | FALSE | [9 empty] | 42573 |  |  | No |  | 3.1 | 19977.5 | 135.25 | 147.7 | 14.85 | 0.9138 | 5000 | 83.2
PUQW4356 | PACLIGHTS LLC | PacLights | FHU100LV50-12 | Indoor Luminaires | High-Bay | High-Bay Luminaires for Commercial and Industrial Buildings | Premium | FALSE | [9 empty] | 42573 |  |  | No |  | 3.1 | 13450 | 139.31 | 96.55 | 10.63 | 0.9404 | 5000 | 75.3
PA6AS5WK | PACLIGHTS LLC | PacLights | FHU240HV50-60 | Indoor Luminaires | High-Bay | High-Bay Luminaires for Commercial and Industrial Buildings | Premium | FALSE | [9 empty] | 42573 |  |  | No |  | 3.1 | 28465.15 | 122.9 | 231.6 | 12.7 | 0.9102 | 5000 | 72
P9EE1Z8P | PACLIGHTS LLC | PacLights | FHU240LV50-60 | Indoor Luminaires | High-Bay | High-Bay Luminaires for Commercial and Industrial Buildings | Premium | FALSE | [9 empty] | 42573 |  |  | No |  | 3.1 | 28757.33 | 126.79 | 226.8 | 14.77 | 0.9123 | 5000 | 71.9
PPDZBF39 | PACLIGHTS LLC | PacLights | FHU150LV50-60 | Indoor Luminaires | High-Bay | High-Bay Luminaires for Commercial and Industrial Buildings | Premium | FALSE | [9 empty] | 42573 |  |  | No |  | 3.1 | 19627.53 | 135.83 | 144.5 | 14.12 | 0.9324 | 5000 | 71.5
PQ37MEYF | PACLIGHTS LLC | PacLights | FHU150LV50-120 | Indoor Luminaires | High-Bay | High-Bay Luminaires for Commercial and Industrial Buildings | Premium | FALSE | [9 empty] | 42573 |  |  | No |  | 3.1 | 19055.85 | 131.87 | 144.5 | 14.12 | 0.9324 | 5000 | 71.5
PTYSPNNT | PACLIGHTS LLC | PacLights | FHU240HV50-120 | Indoor Luminaires | High-Bay | High-Bay Luminaires for Commercial and Industrial Buildings | Premium | FALSE | [9 empty] | 42573 |  |  | No |  | 3.1 | 28920.59 | 124.87 | 231.6 | 12.7 | 0.9102 | 5000 | 71.5
PGGWEQ83 | PACLIGHTS LLC | PacLights | FHU240LV50-120 | Indoor Luminaires | High-Bay | High-Bay Luminaires for Commercial and Industrial Buildings | Premium | FALSE | [9 empty] | 42573 |  |  | No |  | 3.1 | 27908.5 | 122.62 | 227.6 | 14.21 | 0.9189 | 5000 | 71.4
PTE4F1FE | PACLIGHTS LLC | PacLights | FHU200LV50-60 | Indoor Luminaires | High-Bay | High-Bay Luminaires for Commercial and Industrial Buildings | Premium | FALSE | [9 empty] | 42573 |  |  | No |  | 3.1 | 24974.5 | 131.37 | 190.1 | 13.61 | 0.9153 | 5000 | 71.4
PXYEEHF3 | PACLIGHTS LLC | PacLights | FHU200LV50-120 | Indoor Luminaires | High-Bay | High-Bay Luminaires for Commercial and Industrial Buildings | Premium | FALSE | [9 empty] | 42573 |  |  | No |  | 3.1 | 24247.09 | 127.54 | 190.1 | 13.61 | 0.9153 | 5000 | 71.4
PYHSRD8E | PACLIGHTS LLC | PacLights | FHU150HV50-120 | Indoor Luminaires | High-Bay | High-Bay Luminaires for Commercial and Industrial Buildings | Premium | FALSE | [9 empty] | 42573 |  |  | No |  | 3.1 | 20616 | 138.73 | 148.6 | 14.62 | 0.9164 | 5000 | 70.6
PF1U2PMJ | PACLIGHTS LLC | PacLights | FHU200HV50-120 | Indoor Luminaires | High-Bay | High-Bay Luminaires for Commercial and Industrial Buildings | Premium | FALSE | [9 empty] | 42573 |  |  | No |  | 3.1 | 25238.67 | 126.19 | 200 | 13.29 | 0.9044 | 5000 | 70
PV3RZPHW | PACLIGHTS LLC | PacLights | FHU200HV50-60 | Indoor Luminaires | High-Bay | High-Bay Luminaires for Commercial and Industrial Buildings | Premium | FALSE | [9 empty] | 42573 |  |  | No |  | 3.1 | 24841.21 | 124.2 | 200 | 13.29 | 0.9044 | 5000 | 70
PNZC4KFK | PACLIGHTS LLC | PacLights | FHU150HV45-60 | Indoor Luminaires | High-Bay | High-Bay Luminaires for Commercial and Industrial Buildings | Premium | FALSE | [9 empty] | 42573 |  |  | No |  | 3.1 | 19855 | 134.42 | 147.7 | 14.85 | 0.9138 | 4500 | 83.2
PPJQV4RM | PACLIGHTS LLC | PacLights | FHU100LV45-12 | Indoor Luminaires | High-Bay | High-Bay Luminaires for Commercial and Industrial Buildings | Premium | FALSE | [9 empty] | 42573 |  |  | No |  | 3.1 | 12980 | 136.87 | 94.84 | 10.43 | 0.9471 | 4500 | 74.7
PYH5J986 | PACLIGHTS LLC | PacLights | FHU240HV45-60 | Indoor Luminaires | High-Bay | High-Bay Luminaires for Commercial and Industrial Buildings | Premium | FALSE | [9 empty] | 42573 |  |  | No |  | 3.1 | 28242.76 | 121.94 | 231.6 | 12.7 | 0.9102 | 4500 | 72
PSS8UD24 | PACLIGHTS LLC | PacLights | FHU240LV45-60 | Indoor Luminaires | High-Bay | High-Bay Luminaires for Commercial and Industrial Buildings | Premium | FALSE | [9 empty] | 42573 |  |  | No |  | 3.1 | 28537.86 | 125.82 | 226.8 | 14.77 | 0.9123 | 4500 | 71.9
PV4WXSMY | PACLIGHTS LLC | PacLights | FHU150LV45-60 | Indoor Luminaires | High-Bay | High-Bay Luminaires for Commercial and Industrial Buildings | Premium | FALSE | [9 empty] | 42573 |  |  | No |  | 3.1 | 19477.74 | 134.79 | 144.5 | 14.12 | 0.9324 | 4500 | 71.5
PPWVGAB4 | PACLIGHTS LLC | PacLights | FHU150LV45-120 | Indoor Luminaires | High-Bay | High-Bay Luminaires for Commercial and Industrial Buildings | Premium | FALSE | [9 empty] | 42573 |  |  | No |  | 3.1 | 18910.42 | 130.86 | 144.5 | 14.12 | 0.9324 | 4500 | 71.5
PEVUNS1S | PACLIGHTS LLC | PacLights | FHU240HV45-120 | Indoor Luminaires | High-Bay | High-Bay Luminaires for Commercial and Industrial Buildings | Premium | FALSE | [9 empty] | 42573 |  |  | No |  | 3.1 | 28694.65 | 123.89 | 231.6 | 12.7 | 0.9102 | 4500 | 71.5
PTUNJ9VE | PACLIGHTS LLC | PacLights | FHU240LV45-120 | Indoor Luminaires | High-Bay | High-Bay Luminaires for Commercial and Industrial Buildings | Premium | FALSE | [9 empty] | 42573 |  |  | No |  | 3.1 | 27692.75 | 121.67 | 227.6 | 14.21 | 0.9189 | 4500 | 71.4
PJFHG9QA | PACLIGHTS LLC | PacLights | FHU200LV45-60 | Indoor Luminaires | High-Bay | High-Bay Luminaires for Commercial and Industrial Buildings | Premium | FALSE | [9 empty] | 42573 |  |  | No |  | 3.1 | 24783.9 | 130.37 | 190.1 | 13.61 | 0.9153 | 4500 | 71.4
PZEZAARF | PACLIGHTS LLC | PacLights | FHU200LV45-120 | Indoor Luminaires | High-Bay | High-Bay Luminaires for Commercial and Industrial Buildings | Premium | FALSE | [9 empty] | 42573 |  |  | No |  | 3.1 | 24062.04 | 126.57 | 190.1 | 13.61 | 0.9153 | 4500 | 71.4
P8VJMPSC | PACLIGHTS LLC | PacLights | FHU150HV45-120 | Indoor Luminaires | High-Bay | High-Bay Luminaires for Commercial and Industrial Buildings | Premium | FALSE | [9 empty] | 42573 |  |  | No |  | 3.1 | 20489 | 137.88 | 148.6 | 14.62 | 0.9164 | 4500 | 70.6
PY2VY6P9 | PACLIGHTS LLC | PacLights | FHU200HV45-120 | Indoor Luminaires | High-Bay | High-Bay Luminaires for Commercial and Industrial Buildings | Premium | FALSE | [9 empty] | 42573 |  |  | No |  | 3.1 | 25041.49 | 125.2 | 200 | 13.29 | 0.9044 | 4500 | 70
PGA5VXVS | PACLIGHTS LLC | PacLights | FHU200HV45-60 | Indoor Luminaires | High-Bay | High-Bay Luminaires for Commercial and Industrial Buildings | Premium | FALSE | [9 empty] | 42573 |  |  | No |  | 3.1 | 24647.14 | 123.23 | 200 | 13.29 | 0.9044 | 4500 | 70
PRXEY2RV | PACLIGHTS LLC | PacLights | FHU240LV40-60 | Indoor Luminaires | High-Bay | High-Bay Luminaires for Commercial and Industrial Buildings | Premium | FALSE | [9 empty] | 42573 |  |  | No |  | 3.1 | 28318.4 | 124.31 | 226.8 | 14.77 | 0.9123 | 4000 | 71.9
PR7MUB9R | PACLIGHTS LLC | PacLights | FHU150LV40-60 | Indoor Luminaires | High-Bay | High-Bay Luminaires for Commercial and Industrial Buildings | Premium | FALSE | [9 empty] | 42573 |  |  | No |  | 3.1 | 19327.95 | 133.75 | 144.5 | 14.12 | 0.9324 | 4000 | 71.5
PGKJ5U9Q | PACLIGHTS LLC | PacLights | FHU240HV40-120 | Indoor Luminaires | High-Bay | High-Bay Luminaires for Commercial and Industrial Buildings | Premium | FALSE | [9 empty] | 42573 |  |  | No |  | 3.1 | 28242.76 | 121.94 | 231.6 | 12.7 | 0.9102 | 4000 | 71.5
PE7QT9AN | PACLIGHTS LLC | PacLights | FHU200LV40-60 | Indoor Luminaires | High-Bay | High-Bay Luminaires for Commercial and Industrial Buildings | Premium | FALSE | [9 empty] | 42573 |  |  | No |  | 3.1 | 24593.31 | 129.37 | 190.1 | 13.61 | 0.9153 | 4000 | 71.4
PYY2HQMH | PACLIGHTS LLC | PacLights | FHU200LV40-120 | Indoor Luminaires | High-Bay | High-Bay Luminaires for Commercial and Industrial Buildings | Premium | FALSE | [9 empty] | 42573 |  |  | No |  | 3.1 | 23877 | 125.63 | 190.1 | 13.61 | 0.9153 | 4000 | 71.4
P8MWZNVT | PACLIGHTS LLC | PacLights | FHU200HV40-120 | Indoor Luminaires | High-Bay | High-Bay Luminaires for Commercial and Industrial Buildings | Premium | FALSE | [9 empty] | 42573 |  |  | No |  | 3.1 | 24647.14 | 123.23 | 200 | 13.29 | 0.9044 | 4000 | 70
P96VYMY2 | PACLIGHTS LLC | PacLights | FHU200HV40-60 | Indoor Luminaires | High-Bay | High-Bay Luminaires for Commercial and Industrial Buildings | Premium | FALSE | [9 empty] | 42573 |  |  | No |  | 3.1 | 24259 | 121.29 | 200 | 13.29 | 0.9044 | 4000 | 70
PT8ATTAC | Eaton (formerly Cooper Lighting) | Ephesus | All Field 550-NEMA 4-[All Controls]-5700 | Indoor Luminaires | High-Bay | High-Bay Luminaires for Commercial and Industrial Buildings | Standard | FALSE | [9 empty] | 42573 |  |  | No | Qualified pointing down only | 3.1 | 63877 | 115.51 | 553 | 0.19 | 0.95 | 5700 | 71.2
P8NKYXBS | Eaton (formerly Cooper Lighting) | Ephesus | All Field 550-NEMA 5-[All Controls]-5700 | Indoor Luminaires | High-Bay | High-Bay Luminaires for Commercial and Industrial Buildings | Standard | FALSE | [9 empty] | 42573 |  |  | No | Qualified pointing down only | 3.1 | 61659 | 111.5 | 553 | 0.19 | 0.95 | 5700 | 71.2
P6AHTC1E | Eaton (formerly Cooper Lighting) | Ephesus | All Field 750-NEMA 4-[All Controls]-5700 | Indoor Luminaires | High-Bay | High-Bay Luminaires for Commercial and Industrial Buildings | Standard | FALSE | [9 empty] | 42573 |  |  | No | Qualified pointing down only | 3.1 | 85593 | 111.3 | 769 | 0.17 | 0.97 | 5700 | 71.2
PEFMCVZY | Eaton (formerly Cooper Lighting) | Ephesus | All Field 750-NEMA 5-[All Controls]-5700 | Indoor Luminaires | High-Bay | High-Bay Luminaires for Commercial and Industrial Buildings | Standard | FALSE | [9 empty] | 42573 |  |  | No | Qualified pointing down only | 3.1 | 82622 | 107.44 | 769 | 0.17 | 0.97 | 5700 | 71.2
PWQSWDTE | Eaton (formerly Cooper Lighting) | Ephesus | All Field 550-NEMA 4-[All Controls]-4000 | Indoor Luminaires | High-Bay | High-Bay Luminaires for Commercial and Industrial Buildings | Standard | FALSE | [9 empty] | 42573 |  |  | No | Qualified pointing down only | 3.1 | 62190 | 112.46 | 553 | 0.19 | 0.95 | 4000 | 71.2
P3JKVD55 | Eaton (formerly Cooper Lighting) | Ephesus | All Field 750-NEMA 4-[All Controls]-4000 | Indoor Luminaires | High-Bay | High-Bay Luminaires for Commercial and Industrial Buildings | Standard | FALSE | [9 empty] | 42573 |  |  | No | Qualified pointing down only | 3.1 | 83333 | 108.37 | 769 | 0.17 | 0.97 | 4000 | 71.2
PMQ4F2KE | Shenzhen Betop Electronics CoLtd | Betop | BT-IF300W-1200 (5700K) | Indoor Luminaires | High-Bay | High-Bay Luminaires for Commercial and Industrial Buildings | Standard | FALSE | [9 empty] | 42573 | Dimmable | Continuous Below 10 | No |  | 4 | 41351 | 132 | 312 | 8.8 | 0.94 | 5700 | 83
P2KTWNH2 | Shenzhen Betop Electronics CoLtd | Betop | BT-IF200W-1200 (5700K) | Indoor Luminaires | High-Bay | High-Bay Luminaires for Commercial and Industrial Buildings | Standard | FALSE | [9 empty] | 42573 | Dimmable | Continuous Below 10 | No |  | 4 | 27431 | 131 | 209 | 8.8 | 0.94 | 5700 | 83
P9KJY4BH | Shenzhen Betop Electronics CoLtd | Betop | BT-IF100W-1200 (5700K) | Indoor Luminaires | High-Bay | High-Bay Luminaires for Commercial and Industrial Buildings | Standard | FALSE | [9 empty] | 42573 | Dimmable | Continuous Below 10 | No |  | 4 | 13379 | 129 | 104 | 8.8 | 0.94 | 5700 | 83
P91NU6EV | Shenzhen Betop Electronics CoLtd | Bitco | BT-HV200W-M-350L 5700K | Indoor Luminaires | High-Bay | High-Bay Luminaires for Commercial and Industrial Buildings | Premium | FALSE | [9 empty] | 42573 | Dimmable | Continuous Below 10 | No |  | 3.1 | 22000 | 110 | 200 | 20 | 0.9 | 5700 | 80
P83CJF16 | Shenzhen Betop Electronics CoLtd | Bitco | BT-HV200W-M-224L 5700K | Indoor Luminaires | High-Bay | High-Bay Luminaires for Commercial and Industrial Buildings | Standard | FALSE | [9 empty] | 42573 | Dimmable | Continuous Below 10 | No |  | 3.1 | 20000 | 100 | 200 | 20 | 0.9 | 5700 | 80
PS4851RA | Shenzhen Betop Electronics CoLtd | Betop | BT-IF300W-1200 (5000K) | Indoor Luminaires | High-Bay | High-Bay Luminaires for Commercial and Industrial Buildings | Standard | FALSE | [9 empty] | 42573 | Dimmable | Continuous Below 10 | No |  | 4 | 40748 | 130 | 312 | 8.8 | 0.94 | 5000 | 83
PV9UTGEB | Shenzhen Betop Electronics CoLtd | Betop | BT-IF200W-1200 (5000K) | Indoor Luminaires | High-Bay | High-Bay Luminaires for Commercial and Industrial Buildings | Standard | FALSE | [9 empty] | 42573 | Dimmable | Continuous Below 10 | No |  | 4 | 27087 | 129 | 209 | 8.8 | 0.94 | 5000 | 83
PZ69JM5X | Shenzhen Betop Electronics CoLtd | Betop | BT-IF100W-1200 (5000K) | Indoor Luminaires | High-Bay | High-Bay Luminaires for Commercial and Industrial Buildings | Standard | FALSE | [9 empty] | 42573 | Dimmable | Continuous Below 10 | No |  | 4 | 13199 | 127 | 104 | 8.8 | 0.94 | 5000 | 83
P3MNG4S4 | Shenzhen Betop Electronics CoLtd | Bitco | BT-HV200W-M-350L 5000K | Indoor Luminaires | High-Bay | High-Bay Luminaires for Commercial and Industrial Buildings | Premium | FALSE | [9 empty] | 42573 | Dimmable | Continuous Below 10 | No |  | 3.1 | 22000 | 110 | 200 | 20 | 0.9 | 5000 | 80
PWXYEDFY | Shenzhen Betop Electronics CoLtd | Bitco | BT-HV200W-M-224L 5000K | Indoor Luminaires | High-Bay | High-Bay Luminaires for Commercial and Industrial Buildings | Standard | FALSE | [9 empty] | 42573 | Dimmable | Continuous Below 10 | No |  | 3.1 | 20000 | 100 | 200 | 20 | 0.9 | 5000 | 80
P94AYAX6 | Shenzhen Betop Electronics CoLtd | Betop | BT-IF300W-1200 (4000K) | Indoor Luminaires | High-Bay | High-Bay Luminaires for Commercial and Industrial Buildings | Standard | FALSE | [9 empty] | 42573 | Dimmable | Continuous Below 10 | No |  | 4 | 40401 | 129 | 312 | 8.8 | 0.94 | 4000 | 83
P8F2Z4AZ | Shenzhen Betop Electronics CoLtd | Betop | BT-IF200W-1200 (4000K) | Indoor Luminaires | High-Bay | High-Bay Luminaires for Commercial and Industrial Buildings | Standard | FALSE | [9 empty] | 42573 | Dimmable | Continuous Below 10 | No |  | 4 | 26805 | 128 | 209 | 8.8 | 0.94 | 4000 | 83
PFXS8VZR | Dioluce LLC |  | DL-BAY-5035-5000K-001 | Indoor Luminaires | High-Bay | Low-Bay Luminaires for Commercial and Industrial Buildings | Standard | FALSE | [9 empty] | 42573 | Dimmable | Continuous Above 10 | Yes |  | 4 | 9014.5 | 108.6 | 82.99 | 19.43 | 0.96 | 5383 | 83.8
P8KSETB8 | Dioluce LLC |  | DL-BAY-4035-5000K-001 | Indoor Luminaires | High-Bay | Low-Bay Luminaires for Commercial and Industrial Buildings | Standard | FALSE | [9 empty] | 42573 | Dimmable | Continuous Above 10 | Yes |  | 4 | 9012.2 | 115.45 | 78.07 | 5.99 | 0.996 | 5379 | 83.8
PRQQRP9Y | Dioluce LLC |  | DL-BAY-4035-5000K-002 | Indoor Luminaires | High-Bay | Low-Bay Luminaires for Commercial and Industrial Buildings | Standard | FALSE | [9 empty] | 42573 | Dimmable | Continuous Above 10 | Yes |  | 4 | 8842.2 | 113.3 | 78.04 | 5.99 | 0.996 | 5367 | 83.8
PY4QETHU | Dioluce LLC |  | DL-BAY-5035-4000K-001 | Indoor Luminaires | High-Bay | Low-Bay Luminaires for Commercial and Industrial Buildings | Standard | FALSE | [9 empty] | 42573 | Dimmable | Continuous Above 10 | Yes |  | 4 | 9575 | 116.7 | 82.06 | 19.5 | 0.959 | 4040 | 83.8
PHU67Z88 | Dioluce LLC |  | DL-BAY-4035-4000K-001 | Indoor Luminaires | High-Bay | Low-Bay Luminaires for Commercial and Industrial Buildings | Standard | FALSE | [9 empty] | 42573 | Dimmable | Continuous Above 10 | Yes |  | 4 | 9570.9 | 122.6 | 78.06 | 5.99 | 0.996 | 4040 | 83.8
P2ZRYHV1 | Dioluce LLC |  | DL-BAY-4035-4000K-002 | Indoor Luminaires | High-Bay | Low-Bay Luminaires for Commercial and Industrial Buildings | Standard | FALSE | [9 empty] | 42573 | Dimmable | Continuous Above 10 | Yes |  | 4 | 9390.4 | 120.3 | 78.06 | 5.99 | 0.996 | 4040 | 83.8
PGZ2GADJ | DuraComm Corporation | DuraBay | DBL-4-5K-120-CA-[CRMMBRPEN]-[120-277]-60 | Indoor Luminaires | High-Bay | High-Bay Luminaires for Commercial and Industrial Buildings | Premium | FALSE | [9 empty] | 42572 |  |  | Yes | Updated on 3/30/2017 | 4.1 | 9038 | 133.84 | 67.53 | 13.95 | 0.94 | 5000 | 70
PVTB15SP | Luxor Lighting |  | LX-D52-5000K-120/277-S-L1 | Indoor Luminaires | High-Bay | High-Bay Luminaires for Commercial and Industrial Buildings | Standard | TRUE | 49970.4 | 126.6 | 394.6 | 8.47 | 0.976 | 5277 | 82.7 | 5 | 50000 | 42572 |  |  | No |  | 4 | 49970.4 | 126.6 | 394.6 | 6.41 | 1 | 5277 | 82.7
PSXXK37H | TechBrite LLC | TechBrite | EB2204SS1B3G90XX | Indoor Luminaires | High-Bay | High-Bay Luminaires for Commercial and Industrial Buildings | Standard | TRUE | 23140 | 124 | 186.6 | 12 | 0.968 | 3141 | 83.5 | 5 | 50000 | 42572 |  |  | No |  | 4 | 21806.62 | 116.86 | 186.6 | 12.3 | 0.97 | 3000 | 81.9
PQFHGB4T | Luxor Lighting |  | LX-D72-5000K-347/480-S-L1 | Indoor Luminaires | High-Bay | High-Bay Luminaires for Commercial and Industrial Buildings | Standard | TRUE | 68104.6 | 120.2 | 566.7 | 15.01 | 0.961 | 5411 | 83.3 | 5 | 50000 | 42572 |  |  | No |  | 4 | 68104.6 | 120.2 | 566.7 | 11.06 | 0.98 | 5411 | 83.3
P5EUGPHU | Orion Energy Systems Inc | ISON | HBIF2J1AAUNVFDXX840XXXXXXXXXX | Indoor Luminaires | High-Bay | High-Bay Aisle Luminaires | Premium | TRUE | 63002.8 | 154.1 | 408.8 | 13.5 | 0.957 | 4016 | 82.8 | 10 | 150000 | 42572 |  |  | Yes |  | 4 | 63002.8 | 154.12 | 408.8 | 13.5 | 0.96 | 4016 | 82.8
PZW9VEV9 | Orion Energy Systems Inc | ISON | HBIF2J1AAUNVFDXX850XXXXXXXXXX | Indoor Luminaires | High-Bay | High-Bay Aisle Luminaires | Premium | TRUE | 63115.7 | 154.7 | 407.9 | 13.465 | 0.957 | 5135 | 83.7 | 10 | 150000 | 42572 |  |  | Yes |  | 4 | 63115.7 | 154.73 | 407.9 | 13.47 | 0.96 | 5135 | 83.7
PJ78VHU8 | Nexus Electrical (Jiaxing) LTD | Luceco | LHBC66M2030NYY-US | Indoor Luminaires | High-Bay | High-Bay Luminaires for Commercial and Industrial Buildings | Standard | TRUE | 19340 | 125.83 | 153.7 | 12.3 | 0.9396 | 3014 | 72.3 | 5 | 50000 | 42572 |  |  | No |  | 3.1 | 19340 | 125.83 | 153.7 | 12.3 | 0.9396 | 3000 | 72.3
P7JDF91T | Nexus Electrical (Jiaxing) LTD | Luceco | LHBS110S905030-US | Indoor Luminaires | High-Bay | High-Bay Luminaires for Commercial and Industrial Buildings | Standard | TRUE | 13166.6 | 121.31 | 108.54 | 14.9 | 0.9318 | 2996 | 81.9 | 5 | 50000 | 42572 |  |  | No |  | 3.1 | 14400 | 120 | 120 | 14.9 | 0.9 | 3000 | 80
PEEV4X7E | Singbee | Singbee | SP-2030-100W-3B-40K-17-MV-N | Indoor Luminaires | High-Bay | High-Bay Luminaires for Commercial and Industrial Buildings | Standard | TRUE | 10391 | 107.3 | 96.84 | 16.42 | 0.9307 | 4190 | 75.6 | 5 | 50000 | 42572 |  |  | Yes |  | 4 | 10391.4 | 107.31 | 96.84 | 6.52 | 0.9943 | 4190 | 75.6
PY6AFSPS | DuraComm Corporation | DuraBay | DBL-4-4K-60-CA-[CRMMBRPEN]-[120-277]-40 | Indoor Luminaires | High-Bay | Low-Bay Luminaires for Commercial and Industrial Buildings | Standard | FALSE | [9 empty] | 42572 |  |  | Yes | Updated on 3/30/2017 | 4.1 | 4965.37 | 113.5 | 43.75 | 13.6 | 0.93 | 4000 | 70
P2H8D6J8 | Neutex Lighting | Neutex Lighting | NTX-HBY120XSY(5000K 120) | Indoor Luminaires | High-Bay | High-Bay Luminaires for Commercial and Industrial Buildings | Standard | TRUE | 10813.38 | 91.26 | 118.49 | 14.9 | 0.927 | 4985 | 74.9 | 5 | 35000 | 42572 |  |  | NotYetVerified |  | 3 |  | 85 | 120 |  | 0.95 | 5000 | 75
PQH7VPAZ | DuraComm Corporation | DuraBay | DBL-4-4K-60-CA-[CRMMBRPEN]-[120-277]-60 | Indoor Luminaires | High-Bay | Low-Bay Luminaires for Commercial and Industrial Buildings | Standard | FALSE | [9 empty] | 42572 |  |  | Yes | Updated on 3/30/2017 | 4.1 | 6938 | 102.74 | 67.53 | 13.95 | 0.94 | 4000 | 70
PVJX14Y9 | Orion Energy Systems Inc | ISON | HBIF2E1AAUNVFDXX840XXXXXXXXXX | Indoor Luminaires | High-Bay | High-Bay Aisle Luminaires | Premium | TRUE | 30920.7 | 164.1 | 188.4 | 16.968 | 0.92 | 3973 | 82.9 | 10 | 150000 | 42572 |  |  | Yes |  | 4 | 30920.7 | 164.12 | 188.4 | 16.97 | 0.92 | 3973 | 82.9
P1RY2PDY | Nexus Electrical (Jiaxing) LTD | Luceco | LHBC66M2430NYY-US | Indoor Luminaires | High-Bay | High-Bay Luminaires for Commercial and Industrial Buildings | Standard | TRUE | 23392 | 116.45 | 200.9 | 17.43 | 0.9028 | 3014 | 72.3 | 5 | 50000 | 42572 |  |  | No |  | 3.1 | 23392 | 116.45 | 200.9 | 17.43 | 0.9028 | 3000 | 72.3
PQ39S9C6 | Nexus Electrical (Jiaxing) LTD | Luceco | LHBC66M1230NYY-US | Indoor Luminaires | High-Bay | High-Bay Luminaires for Commercial and Industrial Buildings | Standard | TRUE | 12314 | 122.04 | 100.9 | 11.5 | 0.9027 | 3005 | 72.2 | 5 | 50000 | 42572 |  |  | No |  | 3.1 | 12314 | 122.04 | 100.9 | 11.5 | 0.9027 | 3000 | 72.2
P3Q3XJ5K | TechBrite LLC | TechBrite | EB2204SS1B3C90XX | Indoor Luminaires | High-Bay | High-Bay Luminaires for Commercial and Industrial Buildings | Standard | TRUE | 9591 | 122.2 | 78.51 | 20.2 | 0.88 | 3105 | 83.9 | 5 | 50000 | 42572 |  |  | No |  | 4 | 9876.5 | 126.87 | 77.85 | 23.4 | 0.87 | 3000 | 81.9
PXCC9RYE | TechBrite LLC | TechBrite | EB2204SS2B5CF0XX | Indoor Luminaires | High-Bay | High-Bay Luminaires for Commercial and Industrial Buildings | Premium | TRUE | 10980 | 134.7 | 81.51 | 14 | 0.87 | 5084 | 84.4 | 5 | 50000 | 42572 |  |  | No |  | 4 | 10980 | 134.72 | 81.5 | 14 | 0.87 | 5000 | 84.4
PYVPYM92 | TechBrite LLC | TechBrite | EB2204SS1B5C0SXX | Indoor Luminaires | High-Bay | High-Bay Luminaires for Commercial and Industrial Buildings | Premium | FALSE | [9 empty] | 42572 |  |  | No |  | 4 | 13028.39 | 166.26 | 78.36 | 23.4 | 0.87 | 5000 | 84.4
PTKDAYXV | TechBrite LLC | TechBrite | EB2204SS1B5CFSXX | Indoor Luminaires | High-Bay | High-Bay Luminaires for Commercial and Industrial Buildings | Premium | FALSE | [9 empty] | 42572 |  |  | No |  | 4 | 11173.57 | 142.59 | 78.36 | 23.4 | 0.87 | 5000 | 84.4
P4AZ4YX6 | TechBrite LLC | TechBrite | EB2204SS1B5C9SXX | Indoor Luminaires | High-Bay | High-Bay Luminaires for Commercial and Industrial Buildings | Premium | FALSE | [9 empty] | 42572 |  |  | No |  | 4 | 10672.71 | 136.2 | 78.36 | 23.4 | 0.87 | 5000 | 84.4
PRWU9S7D | TechBrite LLC | TechBrite | EB2204SS1B5D0SXX | Indoor Luminaires | High-Bay | High-Bay Luminaires for Commercial and Industrial Buildings | Premium | FALSE | [9 empty] | 42572 |  |  | No |  | 4 | 15738.14 | 162.25 | 97 | 21.5 | 0.89 | 5000 | 84.4
PK98C66D | TechBrite LLC | TechBrite | EB2204SS1B5DFSXX | Indoor Luminaires | High-Bay | High-Bay Luminaires for Commercial and Industrial Buildings | Premium | FALSE | [9 empty] | 42572 |  |  | No |  | 4 | 13497.55 | 139.15 | 97 | 21.5 | 0.89 | 5000 | 84.4
P8W7YDRX | TechBrite LLC | TechBrite | EB2204SS1B5D9SXX | Indoor Luminaires | High-Bay | High-Bay Luminaires for Commercial and Industrial Buildings | Standard | FALSE | [9 empty] | 42572 |  |  | No |  | 4 | 12892.51 | 132.91 | 97 | 21.5 | 0.89 | 5000 | 84.4
P2TCKQU8 | TechBrite LLC | TechBrite | EB2204SS1B5E0SXX | Indoor Luminaires | High-Bay | High-Bay Luminaires for Commercial and Industrial Buildings | Premium | FALSE | [9 empty] | 42572 |  |  | No |  | 4 | 20104.42 | 158.18 | 127.1 | 18.4 | 0.91 | 5000 | 84.4
P86FXGT9 | TechBrite LLC | TechBrite | EB2204SS1B5EFSXX | Indoor Luminaires | High-Bay | High-Bay Luminaires for Commercial and Industrial Buildings | Premium | FALSE | [9 empty] | 42572 |  |  | No |  | 4 | 17242.21 | 135.66 | 127.1 | 18.4 | 0.91 | 5000 | 84.4
P2DPG7MH | TechBrite LLC | TechBrite | EB2204SS1B5E9SXX | Indoor Luminaires | High-Bay | High-Bay Luminaires for Commercial and Industrial Buildings | Standard | FALSE | [9 empty] | 42572 |  |  | No |  | 4 | 16469.31 | 129.58 | 127.1 | 18.4 | 0.91 | 5000 | 84.4
PYXYKFPN | TechBrite LLC | TechBrite | EB2204SS1B5F0SXX | Indoor Luminaires | High-Bay | High-Bay Luminaires for Commercial and Industrial Buildings | Premium | FALSE | [9 empty] | 42572 |  |  | No |  | 4 | 25369.95 | 154.69 | 164 | 14.7 | 0.95 | 5000 | 84.4
PGF6DWAK | TechBrite LLC | TechBrite | EB2204SS1B5FFSXX | Indoor Luminaires | High-Bay | High-Bay Luminaires for Commercial and Industrial Buildings | Standard | FALSE | [9 empty] | 42572 |  |  | No |  | 4 | 21758.1 | 132.67 | 164 | 14.7 | 0.95 | 5000 | 84.4
P8258BB6 | TechBrite LLC | TechBrite | EB2204SS1B5F9SXX | Indoor Luminaires | High-Bay | High-Bay Luminaires for Commercial and Industrial Buildings | Standard | FALSE | [9 empty] | 42572 |  |  | No |  | 4 | 20782.77 | 126.72 | 164 | 14.7 | 0.95 | 5000 | 84.4
P28Z4PB5 | TechBrite LLC | TechBrite | EB2204SS2B5C0SXX | Indoor Luminaires | High-Bay | High-Bay Luminaires for Commercial and Industrial Buildings | Premium | FALSE | [9 empty] | 42572 |  |  | No |  | 4 | 12570 | 154.03 | 81.61 | 14 | 0.87 | 5000 | 84.4
PHH6FQ1S | TechBrite LLC | TechBrite | EB2204SS2B5CFSXX | Indoor Luminaires | High-Bay | High-Bay Luminaires for Commercial and Industrial Buildings | Premium | FALSE | [9 empty] | 42572 |  |  | No |  | 4 | 10980 | 134.72 | 81.5 | 14 | 0.87 | 5000 | 84.4
PMJ564BA | TechBrite LLC | TechBrite | EB2204SS2B5E0SXX | Indoor Luminaires | High-Bay | High-Bay Luminaires for Commercial and Industrial Buildings | Premium | FALSE | [9 empty] | 42572 |  |  | No |  | 4 | 21274.81 | 161.33 | 131.87 | 13.9 | 0.91 | 5000 | 84.4
PQ2X5UH4 | TechBrite LLC | TechBrite | EB2204SS2B5D0SXX | Indoor Luminaires | High-Bay | High-Bay Luminaires for Commercial and Industrial Buildings | Premium | FALSE | [9 empty] | 42572 |  |  | No |  | 4 | 16478 | 163.47 | 100.8 | 13.9 | 0.88 | 5000 | 84.4
P8WGSPRC | TechBrite LLC | TechBrite | EB2204SS2B5DFSXX | Indoor Luminaires | High-Bay | High-Bay Luminaires for Commercial and Industrial Buildings | Premium | FALSE | [9 empty] | 42572 |  |  | No |  | 4 | 14132.07 | 140.2 | 100.8 | 13.9 | 0.88 | 5000 | 84.4
P12A67XN | TechBrite LLC | TechBrite | EB2204SS2B5EFSXX | Indoor Luminaires | High-Bay | High-Bay Luminaires for Commercial and Industrial Buildings | Premium | FALSE | [9 empty] | 42572 |  |  | No |  | 4 | 18245.98 | 138.36 | 131.87 | 13.8 | 0.91 | 5000 | 84.4
PJ33MCAH | TechBrite LLC | TechBrite | EB2204SS2B5F0SXX | Indoor Luminaires | High-Bay | High-Bay Luminaires for Commercial and Industrial Buildings | Premium | FALSE | [9 empty] | 42572 |  |  | No |  | 4 | 27059.56 | 159.83 | 169.3 | 13.6 | 0.94 | 5000 | 84.4
P5GM5SS5 | TechBrite LLC | TechBrite | EB2204SS2B5FFSXX | Indoor Luminaires | High-Bay | High-Bay Luminaires for Commercial and Industrial Buildings | Premium | FALSE | [9 empty] | 42572 |  |  | No |  | 4 | 23207.17 | 137.08 | 169.3 | 13.6 | 0.94 | 5000 | 84.4
PUH6YM4D | TechBrite LLC | TechBrite | EB2204SS2B5G0SXX | Indoor Luminaires | High-Bay | High-Bay Luminaires for Commercial and Industrial Buildings | Premium | FALSE | [9 empty] | 42572 |  |  | No |  | 4 | 30790.39 | 159.12 | 193.5 | 13.5 | 0.96 | 5000 | 84.4
PDJK97MA | TechBrite LLC | TechBrite | EB2204SS2B5GFSXX | Indoor Luminaires | High-Bay | High-Bay Luminaires for Commercial and Industrial Buildings | Premium | FALSE | [9 empty] | 42572 |  |  | No |  | 4 | 26406.85 | 136.47 | 193.5 | 13.5 | 0.96 | 5000 | 84.4
P6HTX1E6 | TechBrite LLC | TechBrite | EB2204SS1B5G0SXX | Indoor Luminaires | High-Bay | High-Bay Luminaires for Commercial and Industrial Buildings | Premium | FALSE | [9 empty] | 42572 |  |  | No |  | 4 | 28765.77 | 153.17 | 187.8 | 12.3 | 0.97 | 5000 | 84.4
PBAJWQB1 | TechBrite LLC | TechBrite | EB2204SS1B5GFSXX | Indoor Luminaires | High-Bay | High-Bay Luminaires for Commercial and Industrial Buildings | Standard | FALSE | [9 empty] | 42572 |  |  | No |  | 4 | 24670.47 | 131.37 | 187.8 | 12.3 | 0.97 | 5000 | 84.4
PWGEDHVX | TechBrite LLC | TechBrite | EB2204SS1B5G9SXX | Indoor Luminaires | High-Bay | High-Bay Luminaires for Commercial and Industrial Buildings | Standard | FALSE | [9 empty] | 42572 |  |  | No |  | 4 | 23564.59 | 125.48 | 187.8 | 12.3 | 0.97 | 5000 | 84.4
PNKB64W8 | TechBrite LLC | TechBrite | EB2204SS1B5C00XX | Indoor Luminaires | High-Bay | High-Bay Luminaires for Commercial and Industrial Buildings | Premium | FALSE | [9 empty] | 42572 |  |  | No |  | 4 | 13028.39 | 166.26 | 78.36 | 23.4 | 0.87 | 5000 | 84.4
P95K2NT5 | TechBrite LLC | TechBrite | EB2204SS1B5CF0XX | Indoor Luminaires | High-Bay | High-Bay Luminaires for Commercial and Industrial Buildings | Premium | FALSE | [9 empty] | 42572 |  |  | No |  | 4 | 11173.57 | 142.59 | 78.36 | 23.4 | 0.87 | 5000 | 84.4
PCBWZSWU | TechBrite LLC | TechBrite | EB2204SS1B5C90XX | Indoor Luminaires | High-Bay | High-Bay Luminaires for Commercial and Industrial Buildings | Premium | FALSE | [9 empty] | 42572 |  |  | No |  | 4 | 10672.71 | 136.2 | 78.36 | 23.4 | 0.87 | 5000 | 84.4
PKA8CBV2 | TechBrite LLC | TechBrite | EB2204SS1B5D00XX | Indoor Luminaires | High-Bay | High-Bay Luminaires for Commercial and Industrial Buildings | Premium | FALSE | [9 empty] | 42572 |  |  | No |  | 4 | 15738.14 | 162.25 | 97 | 21.5 | 0.89 | 5000 | 84.4
PXKJHKW8 | TechBrite LLC | TechBrite | EB2204SS1B5DF0XX | Indoor Luminaires | High-Bay | High-Bay Luminaires for Commercial and Industrial Buildings | Premium | FALSE | [9 empty] | 42572 |  |  | No |  | 4 | 13497.55 | 139.15 | 97 | 21.5 | 0.89 | 5000 | 84.4
P3XG9ZD3 | TechBrite LLC | TechBrite | EB2204SS1B5D90XX | Indoor Luminaires | High-Bay | High-Bay Luminaires for Commercial and Industrial Buildings | Standard | FALSE | [9 empty] | 42572 |  |  | No |  | 4 | 12892.51 | 132.91 | 97 | 21.5 | 0.89 | 5000 | 84.4
P42DHPBR | TechBrite LLC | TechBrite | EB2204SS1B5E00XX | Indoor Luminaires | High-Bay | High-Bay Luminaires for Commercial and Industrial Buildings | Premium | FALSE | [9 empty] | 42572 |  |  | No |  | 4 | 20104.42 | 158.18 | 127.1 | 18.4 | 0.91 | 5000 | 84.4
P224NGDH | TechBrite LLC | TechBrite | EB2204SS1B5EF0XX | Indoor Luminaires | High-Bay | High-Bay Luminaires for Commercial and Industrial Buildings | Premium | FALSE | [9 empty] | 42572 |  |  | No |  | 4 | 17242.21 | 135.66 | 127.1 | 18.4 | 0.91 | 5000 | 84.4
PJ1USMK7 | TechBrite LLC | TechBrite | EB2204SS1B5E90XX | Indoor Luminaires | High-Bay | High-Bay Luminaires for Commercial and Industrial Buildings | Standard | FALSE | [9 empty] | 42572 |  |  | No |  | 4 | 16469.31 | 129.58 | 127.1 | 18.4 | 0.91 | 5000 | 84.4
PU4DXHY1 | TechBrite LLC | TechBrite | EB2204SS1B5F00XX | Indoor Luminaires | High-Bay | High-Bay Luminaires for Commercial and Industrial Buildings | Premium | FALSE | [9 empty] | 42572 |  |  | No |  | 4 | 25369.95 | 154.69 | 164 | 14.7 | 0.95 | 5000 | 84.4
PMFER9PY | TechBrite LLC | TechBrite | EB2204SS1B5FF0XX | Indoor Luminaires | High-Bay | High-Bay Luminaires for Commercial and Industrial Buildings | Standard | FALSE | [9 empty] | 42572 |  |  | No |  | 4 | 21758.1 | 132.67 | 164 | 14.7 | 0.95 | 5000 | 84.4
P5JYG7KB | TechBrite LLC | TechBrite | EB2204SS1B5F90XX | Indoor Luminaires | High-Bay | High-Bay Luminaires for Commercial and Industrial Buildings | Standard | FALSE | [9 empty] | 42572 |  |  | No |  | 4 | 20782.77 | 126.72 | 164 | 14.7 | 0.95 | 5000 | 84.4
PKCDGSDB | TechBrite LLC | TechBrite | EB2204SS2B5C00XX | Indoor Luminaires | High-Bay | High-Bay Luminaires for Commercial and Industrial Buildings | Premium | FALSE | [9 empty] | 42572 |  |  | No |  | 4 | 12570 | 154.03 | 81.61 | 14 | 0.87 | 5000 | 84.4
PUDSCYK9 | TechBrite LLC | TechBrite | EB2204SS2B5D00XX | Indoor Luminaires | High-Bay | High-Bay Luminaires for Commercial and Industrial Buildings | Premium | FALSE | [9 empty] | 42572 |  |  | No |  | 4 | 16478 | 163.47 | 100.8 | 13.9 | 0.88 | 5000 | 84.4
PZVGY1JK | TechBrite LLC | TechBrite | EB2204SS2B5DF0XX | Indoor Luminaires | High-Bay | High-Bay Luminaires for Commercial and Industrial Buildings | Premium | FALSE | [9 empty] | 42572 |  |  | No |  | 4 | 14132.07 | 140.2 | 100.8 | 13.9 | 0.88 | 5000 | 84.4
P47ACUMR | TechBrite LLC | TechBrite | EB2204SS2B5E00XX | Indoor Luminaires | High-Bay | High-Bay Luminaires for Commercial and Industrial Buildings | Premium | FALSE | [9 empty] | 42572 |  |  | No |  | 4 | 21274.81 | 161.33 | 131.87 | 13.8 | 0.91 | 5000 | 84.4
P6PXTAVN | TechBrite LLC | TechBrite | EB2204SS2B5EF0XX | Indoor Luminaires | High-Bay | High-Bay Luminaires for Commercial and Industrial Buildings | Premium | FALSE | [9 empty] | 42572 |  |  | No |  | 4 | 18245.98 | 138.36 | 131.87 | 13.8 | 0.91 | 5000 | 84.4
PJZND63X | TechBrite LLC | TechBrite | EB2204SS2B5F00XX | Indoor Luminaires | High-Bay | High-Bay Luminaires for Commercial and Industrial Buildings | Premium | FALSE | [9 empty] | 42572 |  |  | No |  | 4 | 27059.56 | 159.83 | 169.3 | 13.6 | 0.94 | 5000 | 84.4
PSJSJSTB | TechBrite LLC | TechBrite | EB2204SS2B5FF0XX | Indoor Luminaires | High-Bay | High-Bay Luminaires for Commercial and Industrial Buildings | Premium | FALSE | [9 empty] | 42572 |  |  | No |  | 4 | 23207.17 | 137.08 | 169.3 | 13.6 | 0.94 | 5000 | 84.4
P3JAEF9Q | TechBrite LLC | TechBrite | EB2204SS2B5G00XX | Indoor Luminaires | High-Bay | High-Bay Luminaires for Commercial and Industrial Buildings | Premium | FALSE | [9 empty] | 42572 |  |  | No |  | 4 | 30790.39 | 159.12 | 193.5 | 13.5 | 0.96 | 5000 | 84.4
PYPS3275 | TechBrite LLC | TechBrite | EB2204SS2B5GF0XX | Indoor Luminaires | High-Bay | High-Bay Luminaires for Commercial and Industrial Buildings | Premium | FALSE | [9 empty] | 42572 |  |  | No |  | 4 | 26406.85 | 136.47 | 193.5 | 13.5 | 0.96 | 5000 | 84.4
PZM3VV94 | TechBrite LLC | TechBrite | EB2204SS1B5G00XX | Indoor Luminaires | High-Bay | High-Bay Luminaires for Commercial and Industrial Buildings | Premium | FALSE | [9 empty] | 42572 |  |  | No |  | 4 | 28765.77 | 153.17 | 187.8 | 12.3 | 0.97 | 5000 | 84.4
P7GAZU3Q | TechBrite LLC | TechBrite | EB2204SS1B5GF0XX | Indoor Luminaires | High-Bay | High-Bay Luminaires for Commercial and Industrial Buildings | Standard | FALSE | [9 empty] | 42572 |  |  | No |  | 4 | 24670.47 | 131.37 | 187.8 | 12.3 | 0.97 | 5000 | 84.4
PB2AVPKE | TechBrite LLC | TechBrite | EB2204SS1B5G90XX | Indoor Luminaires | High-Bay | High-Bay Luminaires for Commercial and Industrial Buildings | Standard | FALSE | [9 empty] | 42572 |  |  | No |  | 4 | 23564.59 | 125.48 | 187.8 | 12.3 | 0.97 | 5000 | 84.4
P9PHCPTK | TechBrite LLC | TechBrite | EB2204SS1B4C0SXX | Indoor Luminaires | High-Bay | High-Bay Luminaires for Commercial and Industrial Buildings | Premium | FALSE | [9 empty] | 42572 |  |  | No |  | 4 | 12542.41 | 160.06 | 78.36 | 23.4 | 0.87 | 4000 | 83.15
P8NZEXW9 | TechBrite LLC | TechBrite | EB2204SS1B4CFSXX | Indoor Luminaires | High-Bay | High-Bay Luminaires for Commercial and Industrial Buildings | Premium | FALSE | [9 empty] | 42572 |  |  | No |  | 4 | 10756.79 | 137.27 | 78.36 | 23.4 | 0.87 | 4000 | 83.15
PYE3JJH3 | TechBrite LLC | TechBrite | EB2204SS1B4C9SXX | Indoor Luminaires | High-Bay | High-Bay Luminaires for Commercial and Industrial Buildings | Standard | FALSE | [9 empty] | 42572 |  |  | No |  | 4 | 10274.6 | 131.12 | 78.36 | 23.4 | 0.87 | 4000 | 83.15
PDRNZ2NH | TechBrite LLC | TechBrite | EB2204SS1B4D0SXX | Indoor Luminaires | High-Bay | High-Bay Luminaires for Commercial and Industrial Buildings | Premium | FALSE | [9 empty] | 42572 |  |  | No |  | 4 | 15151.09 | 156.2 | 97 | 21.5 | 0.89 | 4000 | 83.15
PGKZ31U3 | TechBrite LLC | TechBrite | EB2204SS1B4DFSXX | Indoor Luminaires | High-Bay | High-Bay Luminaires for Commercial and Industrial Buildings | Standard | FALSE | [9 empty] | 42572 |  |  | No |  | 4 | 12994.07 | 133.96 | 97 | 21.5 | 0.89 | 4000 | 83.15
PT7DP5QW | TechBrite LLC | TechBrite | EB2204SS1B4D9SXX | Indoor Luminaires | High-Bay | High-Bay Luminaires for Commercial and Industrial Buildings | Standard | FALSE | [9 empty] | 42572 |  |  | No |  | 4 | 12411.6 | 127.95 | 97 | 21.5 | 0.89 | 4000 | 83.15
PMN4QMTC | TechBrite LLC | TechBrite | EB2204SS1B4E0SXX | Indoor Luminaires | High-Bay | High-Bay Luminaires for Commercial and Industrial Buildings | Premium | FALSE | [9 empty] | 42572 |  |  | No |  | 4 | 19354.5 | 152.28 | 127.1 | 18.4 | 0.91 | 4000 | 83.15
PX8Q5J3Y | TechBrite LLC | TechBrite | EB2204SS1B4EFSXX | Indoor Luminaires | High-Bay | High-Bay Luminaires for Commercial and Industrial Buildings | Standard | FALSE | [9 empty] | 42572 |  |  | No |  | 4 | 16599.05 | 130.6 | 127.1 | 18.4 | 0.91 | 4000 | 83.15
PAZPXH87 | TechBrite LLC | TechBrite | EB2204SS1B4E9SXX | Indoor Luminaires | High-Bay | High-Bay Luminaires for Commercial and Industrial Buildings | Standard | FALSE | [9 empty] | 42572 |  |  | No |  | 4 | 15854.98 | 124.74 | 127.1 | 18.4 | 0.91 | 4000 | 83.15
PQFTNPWR | TechBrite LLC | TechBrite | EB2204SS1B4F0SXX | Indoor Luminaires | High-Bay | High-Bay Luminaires for Commercial and Industrial Buildings | Premium | FALSE | [9 empty] | 42572 |  |  | No |  | 4 | 24423.62 | 148.92 | 164 | 14.7 | 0.95 | 4000 | 83.15
P1CXP23C | TechBrite LLC | TechBrite | EB2204SS1B4FFSXX | Indoor Luminaires | High-Bay | High-Bay Luminaires for Commercial and Industrial Buildings | Standard | FALSE | [9 empty] | 42572 |  |  | No |  | 4 | 20946.5 | 127.72 | 164 | 14.7 | 0.95 | 4000 | 83.15
PRUVVD87 | TechBrite LLC | TechBrite | EB2204SS1B4F9SXX | Indoor Luminaires | High-Bay | High-Bay Luminaires for Commercial and Industrial Buildings | Standard | FALSE | [9 empty] | 42572 |  |  | No |  | 4 | 20007.55 | 122 | 164 | 14.7 | 0.95 | 4000 | 83.15
P7XBUJ25 | TechBrite LLC | TechBrite | EB2204SS2B4C0SXX | Indoor Luminaires | High-Bay | High-Bay Luminaires for Commercial and Industrial Buildings | Premium | FALSE | [9 empty] | 42572 |  |  | No |  | 4 | 12493.89 | 153.26 | 81.52 | 14 | 0.87 | 4000 | 83.15
P41G8CN8 | TechBrite LLC | TechBrite | EB2204SS2B4CFSXX | Indoor Luminaires | High-Bay | High-Bay Luminaires for Commercial and Industrial Buildings | Standard | FALSE | [9 empty] | 42572 |  |  | No |  | 4 | 10715.17 | 131.44 | 81.52 | 14 | 0.87 | 4000 | 83.15
PEPVXUGP | TechBrite LLC | TechBrite | EB2204SS2B4D0SXX | Indoor Luminaires | High-Bay | High-Bay Luminaires for Commercial and Industrial Buildings | Premium | FALSE | [9 empty] | 42572 |  |  | No |  | 4 | 15248.7 | 151.28 | 100.8 | 13.9 | 0.88 | 4000 | 83.15
PYGVKH3J | TechBrite LLC | TechBrite | EB2204SS2B4DFSXX | Indoor Luminaires | High-Bay | High-Bay Luminaires for Commercial and Industrial Buildings | Standard | FALSE | [9 empty] | 42572 |  |  | No |  | 4 | 13077.79 | 129.74 | 100.8 | 13.9 | 0.88 | 4000 | 83.15
PGBSDWZS | TechBrite LLC | TechBrite | EB2204SS2B4E0SXX | Indoor Luminaires | High-Bay | High-Bay Luminaires for Commercial and Industrial Buildings | Premium | FALSE | [9 empty] | 42572 |  |  | No |  | 4 | 19687.66 | 149.3 | 131.87 | 13.8 | 0.91 | 4000 | 83.15
PXQ2GMPK | TechBrite LLC | TechBrite | EB2204SS2B4EFSXX | Indoor Luminaires | High-Bay | High-Bay Luminaires for Commercial and Industrial Buildings | Standard | FALSE | [9 empty] | 42572 |  |  | No |  | 4 | 16884.79 | 128.04 | 131.87 | 13.8 | 0.91 | 4000 | 83.15
PCZ2W9UQ | TechBrite LLC | TechBrite | EB2204SS2B4F0SXX | Indoor Luminaires | High-Bay | High-Bay Luminaires for Commercial and Industrial Buildings | Premium | FALSE | [9 empty] | 42572 |  |  | No |  | 4 | 25040.86 | 147.91 | 169.3 | 13.6 | 0.94 | 4000 | 83.15
P2UB41YQ | TechBrite LLC | TechBrite | EB2204SS2B4FFSXX | Indoor Luminaires | High-Bay | High-Bay Luminaires for Commercial and Industrial Buildings | Standard | FALSE | [9 empty] | 42572 |  |  | No |  | 4 | 21475.86 | 126.85 | 169.3 | 13.6 | 0.94 | 4000 | 83.15
PSADQQ57 | TechBrite LLC | TechBrite | EB2204SS2B4G0SXX | Indoor Luminaires | High-Bay | High-Bay Luminaires for Commercial and Industrial Buildings | Premium | FALSE | [9 empty] | 42572 |  |  | No |  | 4 | 28493.36 | 147.25 | 193.5 | 13.5 | 0.96 | 4000 | 83.15
PVPK1HNJ | TechBrite LLC | TechBrite | EB2204SS2B4GFSXX | Indoor Luminaires | High-Bay | High-Bay Luminaires for Commercial and Industrial Buildings | Standard | FALSE | [9 empty] | 42572 |  |  | No |  | 4 | 24436.84 | 126.29 | 193.5 | 13.5 | 0.96 | 4000 | 83.15
PC8DFF8J | TechBrite LLC | TechBrite | EB2204SS1B4G0SXX | Indoor Luminaires | High-Bay | High-Bay Luminaires for Commercial and Industrial Buildings | Premium | FALSE | [9 empty] | 42572 |  |  | No |  | 4 | 27692.78 | 147.46 | 187.8 | 12.3 | 0.97 | 4000 | 83.15
PN5AP3U6 | TechBrite LLC | TechBrite | EB2204SS1B4GFSXX | Indoor Luminaires | High-Bay | High-Bay Luminaires for Commercial and Industrial Buildings | Standard | FALSE | [9 empty] | 42572 |  |  | No |  | 4 | 23750.24 | 126.47 | 187.8 | 12.3 | 0.97 | 4000 | 83.15
PD6ZCYAC | TechBrite LLC | TechBrite | EB2204SS1B4G9SXX | Indoor Luminaires | High-Bay | High-Bay Luminaires for Commercial and Industrial Buildings | Standard | FALSE | [9 empty] | 42572 |  |  | No |  | 4 | 22685.61 | 120.8 | 187.8 | 12.3 | 0.97 | 4000 | 83.15
P5U5VKC3 | TechBrite LLC | TechBrite | EB2204SS1B4C00XX | Indoor Luminaires | High-Bay | High-Bay Luminaires for Commercial and Industrial Buildings | Premium | FALSE | [9 empty] | 42572 |  |  | No |  | 4 | 12542.41 | 160.06 | 78.36 | 23.4 | 0.87 | 4000 | 83.15
PB6DQYYA | TechBrite LLC | TechBrite | EB2204SS1B4CF0XX | Indoor Luminaires | High-Bay | High-Bay Luminaires for Commercial and Industrial Buildings | Premium | FALSE | [9 empty] | 42572 |  |  | No |  | 4 | 10756.79 | 137.27 | 78.36 | 23.4 | 0.87 | 4000 | 83.15
PR87KNV3 | TechBrite LLC | TechBrite | EB2204SS1B4C90XX | Indoor Luminaires | High-Bay | High-Bay Luminaires for Commercial and Industrial Buildings | Standard | FALSE | [9 empty] | 42572 |  |  | No |  | 4 | 10274.6 | 131.12 | 78.36 | 23.4 | 0.87 | 4000 | 83.15
PHCYE3WH | TechBrite LLC | TechBrite | EB2204SS1B4D00XX | Indoor Luminaires | High-Bay | High-Bay Luminaires for Commercial and Industrial Buildings | Premium | FALSE | [9 empty] | 42572 |  |  | No |  | 4 | 15151.09 | 156.2 | 97 | 21.5 | 0.89 | 4000 | 83.15
PRY68Z7F | TechBrite LLC | TechBrite | EB2204SS1B4DF0XX | Indoor Luminaires | High-Bay | High-Bay Luminaires for Commercial and Industrial Buildings | Standard | FALSE | [9 empty] | 42572 |  |  | No |  | 4 | 12994.07 | 133.96 | 97 | 21.5 | 0.89 | 4000 | 83.15
PYD5C433 | TechBrite LLC | TechBrite | EB2204SS1B4D90XX | Indoor Luminaires | High-Bay | High-Bay Luminaires for Commercial and Industrial Buildings | Standard | FALSE | [9 empty] | 42572 |  |  | No |  | 4 | 12411.6 | 127.95 | 97 | 21.5 | 0.89 | 4000 | 83.15
PR15FAMV | TechBrite LLC | TechBrite | EB2204SS1B4E00XX | Indoor Luminaires | High-Bay | High-Bay Luminaires for Commercial and Industrial Buildings | Premium | FALSE | [9 empty] | 42572 |  |  | No |  | 4 | 19354.5 | 152.28 | 127.1 | 18.4 | 0.91 | 4000 | 83.15
PT8YUTNN | TechBrite LLC | TechBrite | EB2204SS1B4EF0XX | Indoor Luminaires | High-Bay | High-Bay Luminaires for Commercial and Industrial Buildings | Standard | FALSE | [9 empty] | 42572 |  |  | No |  | 4 | 16599.05 | 130.6 | 127.1 | 18.4 | 0.91 | 4000 | 83.15
P4RD5KUQ | TechBrite LLC | TechBrite | EB2204SS1B4E90XX | Indoor Luminaires | High-Bay | High-Bay Luminaires for Commercial and Industrial Buildings | Standard | FALSE | [9 empty] | 42572 |  |  | No |  | 4 | 15854.98 | 124.74 | 127.1 | 18.4 | 0.91 | 4000 | 83.15
PA4TYJ48 | TechBrite LLC | TechBrite | EB2204SS1B4F00XX | Indoor Luminaires | High-Bay | High-Bay Luminaires for Commercial and Industrial Buildings | Premium | FALSE | [9 empty] | 42572 |  |  | No |  | 4 | 24423.62 | 148.92 | 164 | 14.7 | 0.95 | 4000 | 83.15
P8UATM2T | TechBrite LLC | TechBrite | EB2204SS1B4FF0XX | Indoor Luminaires | High-Bay | High-Bay Luminaires for Commercial and Industrial Buildings | Standard | FALSE | [9 empty] | 42572 |  |  | No |  | 4 | 20946.5 | 127.72 | 164 | 14.7 | 0.95 | 4000 | 83.15
PM9EBUFW | TechBrite LLC | TechBrite | EB2204SS1B4F90XX | Indoor Luminaires | High-Bay | High-Bay Luminaires for Commercial and Industrial Buildings | Standard | FALSE | [9 empty] | 42572 |  |  | No |  | 4 | 20007.55 | 122 | 164 | 14.7 | 0.95 | 4000 | 83.15
PFZYS483 | TechBrite LLC | TechBrite | EB2204SS2B4C00XX | Indoor Luminaires | High-Bay | High-Bay Luminaires for Commercial and Industrial Buildings | Premium | FALSE | [9 empty] | 42572 |  |  | No |  | 4 | 12493.89 | 153.26 | 81.52 | 14 | 0.87 | 4000 | 83.15
PNMVST6Z | TechBrite LLC | TechBrite | EB2204SS2B4CF0XX | Indoor Luminaires | High-Bay | High-Bay Luminaires for Commercial and Industrial Buildings | Standard | FALSE | [9 empty] | 42572 |  |  | No |  | 4 | 10715.17 | 131.44 | 81.52 | 14 | 0.87 | 4000 | 83.15
PQTRVCN5 | TechBrite LLC | TechBrite | EB2204SS2B4D00XX | Indoor Luminaires | High-Bay | High-Bay Luminaires for Commercial and Industrial Buildings | Premium | FALSE | [9 empty] | 42572 |  |  | No |  | 4 | 15248.7 | 151.28 | 100.8 | 13.9 | 0.88 | 4000 | 83.15
PZYZVTTM | TechBrite LLC | TechBrite | EB2204SS2B4DF0XX | Indoor Luminaires | High-Bay | High-Bay Luminaires for Commercial and Industrial Buildings | Standard | FALSE | [9 empty] | 42572 |  |  | No |  | 4 | 13077.79 | 129.74 | 100.8 | 13.9 | 0.88 | 4000 | 83.15
PSKYKYVH | TechBrite LLC | TechBrite | EB2204SS2B4E00XX | Indoor Luminaires | High-Bay | High-Bay Luminaires for Commercial and Industrial Buildings | Premium | FALSE | [9 empty] | 42572 |  |  | No |  | 4 | 19687.66 | 149.3 | 131.87 | 13.8 | 0.91 | 4000 | 83.15
PQ9519T1 | TechBrite LLC | TechBrite | EB2204SS2B4EF0XX | Indoor Luminaires | High-Bay | High-Bay Luminaires for Commercial and Industrial Buildings | Standard | FALSE | [9 empty] | 42572 |  |  | No |  | 4 | 16884.79 | 128.04 | 131.87 | 13.8 | 0.91 | 4000 | 83.15
PHV347XV | TechBrite LLC | TechBrite | EB2204SS2B4F00XX | Indoor Luminaires | High-Bay | High-Bay Luminaires for Commercial and Industrial Buildings | Premium | FALSE | [9 empty] | 42572 |  |  | No |  | 4 | 25040.86 | 147.91 | 169.3 | 13.6 | 0.94 | 4000 | 83.15
PAW42NME | TechBrite LLC | TechBrite | EB2204SS2B4FF0XX | Indoor Luminaires | High-Bay | High-Bay Luminaires for Commercial and Industrial Buildings | Standard | FALSE | [9 empty] | 42572 |  |  | No |  | 4 | 21475.86 | 126.85 | 169.3 | 13.6 | 0.94 | 4000 | 83.15
PDBTZDY6 | TechBrite LLC | TechBrite | EB2204SS2B4G00XX | Indoor Luminaires | High-Bay | High-Bay Luminaires for Commercial and Industrial Buildings | Premium | FALSE | [9 empty] | 42572 |  |  | No |  | 4 | 28493.36 | 147.25 | 193.5 | 13.5 | 0.96 | 4000 | 83.15
PYYYCYKU | TechBrite LLC | TechBrite | EB2204SS2B4GF0XX | Indoor Luminaires | High-Bay | High-Bay Luminaires for Commercial and Industrial Buildings | Standard | FALSE | [9 empty] | 42572 |  |  | No |  | 4 | 24436.84 | 126.29 | 193.5 | 13.5 | 0.96 | 4000 | 83.15
PKSP8FPF | TechBrite LLC | TechBrite | EB2204SS1B4G00XX | Indoor Luminaires | High-Bay | High-Bay Luminaires for Commercial and Industrial Buildings | Premium | FALSE | [9 empty] | 42572 |  |  | No |  | 4 | 27692.78 | 147.46 | 187.8 | 12.3 | 0.97 | 4000 | 83.15
PSYUG2GW | TechBrite LLC | TechBrite | EB2204SS1B4GF0XX | Indoor Luminaires | High-Bay | High-Bay Luminaires for Commercial and Industrial Buildings | Standard | FALSE | [9 empty] | 42572 |  |  | No |  | 4 | 23750.24 | 126.47 | 187.8 | 12.3 | 0.97 | 4000 | 83.15
P2ATJR29 | TechBrite LLC | TechBrite | EB2204SS1B4G90XX | Indoor Luminaires | High-Bay | High-Bay Luminaires for Commercial and Industrial Buildings | Standard | FALSE | [9 empty] | 42572 |  |  | No |  | 4 | 22685.61 | 120.8 | 187.8 | 12.3 | 0.97 | 4000 | 83.15
PP3WUYFJ | TechBrite LLC | TechBrite | EB2204SS1B3C0SXX | Indoor Luminaires | High-Bay | High-Bay Luminaires for Commercial and Industrial Buildings | Premium | FALSE | [9 empty] | 42572 |  |  | No |  | 4 | 12056.44 | 153.86 | 78.36 | 23.4 | 0.87 | 3000 | 81.9
PCGH6VPC | TechBrite LLC | TechBrite | EB2204SS1B3CFSXX | Indoor Luminaires | High-Bay | High-Bay Luminaires for Commercial and Industrial Buildings | Standard | FALSE | [9 empty] | 42572 |  |  | No |  | 4 | 10340 | 132.82 | 77.85 | 23.4 | 0.87 | 3000 | 81.9
PMC79WXU | TechBrite LLC | TechBrite | EB2204SS1B3C9SXX | Indoor Luminaires | High-Bay | High-Bay Luminaires for Commercial and Industrial Buildings | Standard | FALSE | [9 empty] | 42572 |  |  | No |  | 4 | 9876.5 | 126.87 | 77.85 | 23.4 | 0.87 | 3000 | 81.9
PHM99Q6H | TechBrite LLC | TechBrite | EB2204SS1B3D0SXX | Indoor Luminaires | High-Bay | High-Bay Luminaires for Commercial and Industrial Buildings | Premium | FALSE | [9 empty] | 42572 |  |  | No |  | 4 | 14564.04 | 150.14 | 97 | 21.5 | 0.89 | 3000 | 81.9
P7AWDEPB | TechBrite LLC | TechBrite | EB2204SS1B3DFSXX | Indoor Luminaires | High-Bay | High-Bay Luminaires for Commercial and Industrial Buildings | Standard | FALSE | [9 empty] | 42572 |  |  | No |  | 4 | 12490.6 | 128.77 | 97 | 21.5 | 0.89 | 3000 | 81.9
P4CHXW2S | TechBrite LLC | TechBrite | EB2204SS1B3D9SXX | Indoor Luminaires | High-Bay | High-Bay Luminaires for Commercial and Industrial Buildings | Standard | FALSE | [9 empty] | 42572 |  |  | No |  | 4 | 11930.69 | 123 | 97 | 21.5 | 0.89 | 3000 | 81.9
PMDS13TR | TechBrite LLC | TechBrite | EB2204SS1B3E0SXX | Indoor Luminaires | High-Bay | High-Bay Luminaires for Commercial and Industrial Buildings | Premium | FALSE | [9 empty] | 42572 |  |  | No |  | 4 | 18604.58 | 146.38 | 127.1 | 18.4 | 0.91 | 3000 | 81.9
PRN8SGQK | TechBrite LLC | TechBrite | EB2204SS1B3EFSXX | Indoor Luminaires | High-Bay | High-Bay Luminaires for Commercial and Industrial Buildings | Standard | FALSE | [9 empty] | 42572 |  |  | No |  | 4 | 15955.9 | 125.54 | 127.1 | 18.4 | 0.91 | 3000 | 81.9
PAMNYVQ9 | TechBrite LLC | TechBrite | EB2204SS1B3E9SXX | Indoor Luminaires | High-Bay | High-Bay Luminaires for Commercial and Industrial Buildings | Standard | FALSE | [9 empty] | 42572 |  |  | No |  | 4 | 15240.66 | 119.91 | 127.1 | 18.4 | 0.91 | 3000 | 81.9
P1TXJF6B | TechBrite LLC | TechBrite | EB2204SS1B3F0SXX | Indoor Luminaires | High-Bay | High-Bay Luminaires for Commercial and Industrial Buildings | Premium | FALSE | [9 empty] | 42572 |  |  | No |  | 4 | 23477.29 | 143.15 | 164 | 14.7 | 0.95 | 3000 | 81.9
PWG9XSA3 | TechBrite LLC | TechBrite | EB2204SS1B3FFSXX | Indoor Luminaires | High-Bay | High-Bay Luminaires for Commercial and Industrial Buildings | Standard | FALSE | [9 empty] | 42572 |  |  | No |  | 4 | 20134.9 | 122.77 | 164 | 14.7 | 0.95 | 3000 | 81.9
PUVC5FZ2 | TechBrite LLC | TechBrite | EB2204SS1B3F9SXX | Indoor Luminaires | High-Bay | High-Bay Luminaires for Commercial and Industrial Buildings | Standard | FALSE | [9 empty] | 42572 |  |  | No |  | 4 | 19232.33 | 117.27 | 164 | 14.7 | 0.95 | 3000 | 81.9
PTB25AMV | TechBrite LLC | TechBrite | EB2204SS2B3C0SXX | Indoor Luminaires | High-Bay | High-Bay Luminaires for Commercial and Industrial Buildings | Premium | FALSE | [9 empty] | 42572 |  |  | No |  | 4 | 12009.8 | 147.32 | 81.52 | 14 | 0.87 | 3000 | 81.9
PCSCR544 | TechBrite LLC | TechBrite | EB2204SS2B3CFSXX | Indoor Luminaires | High-Bay | High-Bay Luminaires for Commercial and Industrial Buildings | Standard | FALSE | [9 empty] | 42572 |  |  | No |  | 4 | 10300 | 126.46 | 81.45 | 14 | 0.87 | 3000 | 81.9
P9JC591R | TechBrite LLC | TechBrite | EB2204SS2B3D0SXX | Indoor Luminaires | High-Bay | High-Bay Luminaires for Commercial and Industrial Buildings | Premium | FALSE | [9 empty] | 42572 |  |  | No |  | 4 | 14657.87 | 145.42 | 100.8 | 13.9 | 0.88 | 3000 | 81.9
PMETUBF9 | TechBrite LLC | TechBrite | EB2204SS2B3DFSXX | Indoor Luminaires | High-Bay | High-Bay Luminaires for Commercial and Industrial Buildings | Standard | FALSE | [9 empty] | 42572 |  |  | No |  | 4 | 12571.07 | 124.71 | 100.8 | 13.9 | 0.88 | 3000 | 81.9
P7GE6TSW | TechBrite LLC | TechBrite | EB2204SS2B3E0SXX | Indoor Luminaires | High-Bay | High-Bay Luminaires for Commercial and Industrial Buildings | Premium | FALSE | [9 empty] | 42572 |  |  | No |  | 4 | 18924.83 | 143.51 | 131.87 | 13.8 | 0.91 | 3000 | 81.9
PSF69FWY | TechBrite LLC | TechBrite | EB2204SS2B3EFSXX | Indoor Luminaires | High-Bay | High-Bay Luminaires for Commercial and Industrial Buildings | Standard | FALSE | [9 empty] | 42572 |  |  | No |  | 4 | 16230.56 | 123.08 | 131.87 | 13.8 | 0.91 | 3000 | 81.9
PYAZAB7N | TechBrite LLC | TechBrite | EB2204SS2B3F0SXX | Indoor Luminaires | High-Bay | High-Bay Luminaires for Commercial and Industrial Buildings | Premium | FALSE | [9 empty] | 42572 |  |  | No |  | 4 | 24070.61 | 142.18 | 169.3 | 13.6 | 0.94 | 3000 | 81.9
PU4G2WHN | TechBrite LLC | TechBrite | EB2204SS2B3FFSXX | Indoor Luminaires | High-Bay | High-Bay Luminaires for Commercial and Industrial Buildings | Standard | FALSE | [9 empty] | 42572 |  |  | No |  | 4 | 20643.75 | 121.94 | 169.3 | 13.6 | 0.94 | 3000 | 81.9
PY431AE5 | TechBrite LLC | TechBrite | EB2204SS2B3G0SXX | Indoor Luminaires | High-Bay | High-Bay Luminaires for Commercial and Industrial Buildings | Premium | FALSE | [9 empty] | 42572 |  |  | No |  | 4 | 27389.34 | 141.55 | 193.5 | 13.5 | 0.96 | 3000 | 81.9
P229XUD9 | TechBrite LLC | TechBrite | EB2204SS2B3GFSXX | Indoor Luminaires | High-Bay | High-Bay Luminaires for Commercial and Industrial Buildings | Standard | FALSE | [9 empty] | 42572 |  |  | No |  | 4 | 23490 | 121.4 | 193.5 | 13.5 | 0.96 | 3000 | 81.9
PHN2WV1A | TechBrite LLC | TechBrite | EB2204SS1B3G0SXX | Indoor Luminaires | High-Bay | High-Bay Luminaires for Commercial and Industrial Buildings | Premium | FALSE | [9 empty] | 42572 |  |  | No |  | 4 | 26619.78 | 142.66 | 186.6 | 12.3 | 0.97 | 3000 | 81.9
P32KJ65A | TechBrite LLC | TechBrite | EB2204SS1B3GFSXX | Indoor Luminaires | High-Bay | High-Bay Luminaires for Commercial and Industrial Buildings | Standard | FALSE | [9 empty] | 42572 |  |  | No |  | 4 | 22830 | 122.35 | 186.6 | 12.3 | 0.97 | 3000 | 81.9
PHHYD8Y8 | TechBrite LLC | TechBrite | EB2204SS1B3G9SXX | Indoor Luminaires | High-Bay | High-Bay Luminaires for Commercial and Industrial Buildings | Standard | FALSE | [9 empty] | 42572 |  |  | No |  | 4 | 21806.62 | 116.86 | 186.6 | 12.3 | 0.97 | 3000 | 81.9
PA7WF6EV | TechBrite LLC | TechBrite | EB2204SS1B3C00XX | Indoor Luminaires | High-Bay | High-Bay Luminaires for Commercial and Industrial Buildings | Premium | FALSE | [9 empty] | 42572 |  |  | No |  | 4 | 12056.44 | 153.86 | 78.36 | 23.4 | 0.87 | 3000 | 81.9
PZE8D5M3 | TechBrite LLC | TechBrite | EB2204SS1B3CF0XX | Indoor Luminaires | High-Bay | High-Bay Luminaires for Commercial and Industrial Buildings | Standard | FALSE | [9 empty] | 42572 |  |  | No |  | 4 | 10340 | 132.82 | 77.85 | 23.4 | 0.87 | 3000 | 81.9
PQV6H12Q | TechBrite LLC | TechBrite | EB2204SS1B3D00XX | Indoor Luminaires | High-Bay | High-Bay Luminaires for Commercial and Industrial Buildings | Premium | FALSE | [9 empty] | 42572 |  |  | No |  | 4 | 14564.04 | 150.14 | 97 | 21.5 | 0.89 | 3000 | 81.9
PFX3TWGZ | TechBrite LLC | TechBrite | EB2204SS1B3DF0XX | Indoor Luminaires | High-Bay | High-Bay Luminaires for Commercial and Industrial Buildings | Standard | FALSE | [9 empty] | 42572 |  |  | No |  | 4 | 12490.6 | 128.77 | 97 | 21.5 | 0.89 | 3000 | 81.9
PG83PTMW | TechBrite LLC | TechBrite | EB2204SS1B3D90XX | Indoor Luminaires | High-Bay | High-Bay Luminaires for Commercial and Industrial Buildings | Standard | FALSE | [9 empty] | 42572 |  |  | No |  | 4 | 11930.69 | 123 | 97 | 21.5 | 0.89 | 3000 | 81.9
P167P1RT | TechBrite LLC | TechBrite | EB2204SS1B3E00XX | Indoor Luminaires | High-Bay | High-Bay Luminaires for Commercial and Industrial Buildings | Premium | FALSE | [9 empty] | 42572 |  |  | No |  | 4 | 18604.58 | 146.38 | 127.1 | 18.4 | 0.91 | 3000 | 81.9
PANXB5AQ | TechBrite LLC | TechBrite | EB2204SS1B3EF0XX | Indoor Luminaires | High-Bay | High-Bay Luminaires for Commercial and Industrial Buildings | Standard | FALSE | [9 empty] | 42572 |  |  | No |  | 4 | 15955.9 | 125.54 | 127.1 | 18.4 | 0.91 | 3000 | 81.9
PW4PYAHF | TechBrite LLC | TechBrite | EB2204SS1B3E90XX | Indoor Luminaires | High-Bay | High-Bay Luminaires for Commercial and Industrial Buildings | Standard | FALSE | [9 empty] | 42572 |  |  | No |  | 4 | 15240.66 | 119.91 | 127.1 | 18.4 | 0.91 | 3000 | 81.9
PK717QZN | TechBrite LLC | TechBrite | EB2204SS1B3F00XX | Indoor Luminaires | High-Bay | High-Bay Luminaires for Commercial and Industrial Buildings | Premium | FALSE | [9 empty] | 42572 |  |  | No |  | 4 | 23477.29 | 143.15 | 164 | 14.7 | 0.95 | 3000 | 81.9
PWDANFHZ | TechBrite LLC | TechBrite | EB2204SS1B3FF0XX | Indoor Luminaires | High-Bay | High-Bay Luminaires for Commercial and Industrial Buildings | Standard | FALSE | [9 empty] | 42572 |  |  | No |  | 4 | 20134.9 | 122.77 | 164 | 14.7 | 0.95 | 3000 | 81.9
PSMN48YV | TechBrite LLC | TechBrite | EB2204SS1B3F90XX | Indoor Luminaires | High-Bay | High-Bay Luminaires for Commercial and Industrial Buildings | Standard | FALSE | [9 empty] | 42572 |  |  | No |  | 4 | 19232.33 | 117.27 | 164 | 14.7 | 0.95 | 3000 | 81.9
PVU5S4Q7 | TechBrite LLC | TechBrite | EB2204SS2B3C00XX | Indoor Luminaires | High-Bay | High-Bay Luminaires for Commercial and Industrial Buildings | Premium | FALSE | [9 empty] | 42572 |  |  | No |  | 4 | 12009.8 | 147.32 | 81.52 | 14 | 0.87 | 3000 | 81.9
P13RU68N | TechBrite LLC | TechBrite | EB2204SS2B3CF0XX | Indoor Luminaires | High-Bay | High-Bay Luminaires for Commercial and Industrial Buildings | Standard | FALSE | [9 empty] | 42572 |  |  | No |  | 4 | 10300 | 126.46 | 81.45 | 14 | 0.87 | 3000 | 81.9
P39RPCFZ | TechBrite LLC | TechBrite | EB2204SS2B3D00XX | Indoor Luminaires | High-Bay | High-Bay Luminaires for Commercial and Industrial Buildings | Premium | FALSE | [9 empty] | 42572 |  |  | No |  | 4 | 14657.87 | 145.42 | 100.8 | 13.9 | 0.88 | 3000 | 81.9
PBPH6WN1 | TechBrite LLC | TechBrite | EB2204SS2B3DF0XX | Indoor Luminaires | High-Bay | High-Bay Luminaires for Commercial and Industrial Buildings | Standard | FALSE | [9 empty] | 42572 |  |  | No |  | 4 | 12571.07 | 124.71 | 100.8 | 13.9 | 0.88 | 3000 | 81.9
PBU4PPMR | TechBrite LLC | TechBrite | EB2204SS2B3E00XX | Indoor Luminaires | High-Bay | High-Bay Luminaires for Commercial and Industrial Buildings | Premium | FALSE | [9 empty] | 42572 |  |  | No |  | 4 | 18924.83 | 143.51 | 131.87 | 13.8 | 0.91 | 3000 | 81.9
PXWKJWGQ | TechBrite LLC | TechBrite | EB2204SS2B3EF0XX | Indoor Luminaires | High-Bay | High-Bay Luminaires for Commercial and Industrial Buildings | Standard | FALSE | [9 empty] | 42572 |  |  | No |  | 4 | 16230.56 | 123.08 | 131.87 | 13.8 | 0.91 | 3000 | 81.9
PFSK37U3 | TechBrite LLC | TechBrite | EB2204SS2B3F00XX | Indoor Luminaires | High-Bay | High-Bay Luminaires for Commercial and Industrial Buildings | Premium | FALSE | [9 empty] | 42572 |  |  | No |  | 4 | 24070.61 | 142.18 | 169.3 | 13.6 | 0.94 | 3000 | 81.9
PAF2N1X9 | TechBrite LLC | TechBrite | EB2204SS2B3FF0XX | Indoor Luminaires | High-Bay | High-Bay Luminaires for Commercial and Industrial Buildings | Standard | FALSE | [9 empty] | 42572 |  |  | No |  | 4 | 20643.75 | 121.94 | 169.3 | 13.6 | 0.94 | 3000 | 81.9
PTMCZWFA | TechBrite LLC | TechBrite | EB2204SS2B3G00XX | Indoor Luminaires | High-Bay | High-Bay Luminaires for Commercial and Industrial Buildings | Premium | FALSE | [9 empty] | 42572 |  |  | No |  | 4 | 27389.34 | 141.55 | 193.5 | 13.5 | 0.96 | 3000 | 81.9
P3EQAUFJ | TechBrite LLC | TechBrite | EB2204SS2B3GF0XX | Indoor Luminaires | High-Bay | High-Bay Luminaires for Commercial and Industrial Buildings | Standard | FALSE | [9 empty] | 42572 |  |  | No |  | 4 | 23490 | 121.4 | 193.5 | 13.5 | 0.96 | 3000 | 81.9
P9HBF7CN | TechBrite LLC | TechBrite | EB2204SS1B3G00XX | Indoor Luminaires | High-Bay | High-Bay Luminaires for Commercial and Industrial Buildings | Premium | FALSE | [9 empty] | 42572 |  |  | No |  | 4 | 26619.78 | 142.66 | 186.6 | 12.3 | 0.97 | 3000 | 81.9
PBK87Y51 | TechBrite LLC | TechBrite | EB2204SS1B3GF0XX | Indoor Luminaires | High-Bay | High-Bay Luminaires for Commercial and Industrial Buildings | Standard | FALSE | [9 empty] | 42572 |  |  | No |  | 4 | 22830 | 122.35 | 186.6 | 12.3 | 0.97 | 3000 | 81.9
PJBU1F22 | Orion Energy Systems Inc | ISON | HBIF2J1AAUNVNDXX850XXXXXXXXXX | Indoor Luminaires | High-Bay | High-Bay Aisle Luminaires | Premium | FALSE | [9 empty] | 42572 |  |  | Yes |  | 4 | 63115.7 | 154.73 | 407.9 | 13.47 | 0.96 | 5135 | 83.7
PWBGGBYX | Orion Energy Systems Inc | ISON | HBIF2H1AAUNVNDXX850XXXXXXXXXX | Indoor Luminaires | High-Bay | High-Bay Aisle Luminaires | Premium | FALSE | [9 empty] | 42572 |  |  | Yes |  | 4 | 47300 | 159.15 | 297.2 | 13.96 | 0.95 | 5117 | 83.7
PGUKVXQ6 | Orion Energy Systems Inc | ISON | HBIF2H1AAUNVFDXX850XXXXXXXXXX | Indoor Luminaires | High-Bay | High-Bay Aisle Luminaires | Premium | FALSE | [9 empty] | 42572 |  |  | Yes |  | 4 | 47300 | 159.15 | 297.2 | 13.96 | 0.95 | 5117 | 83.7
PUE5VG1S | Orion Energy Systems Inc | ISON | HBIF2H1OAUNVNDXX850XXXXXXXXXX | Indoor Luminaires | High-Bay | High-Bay Luminaires for Commercial and Industrial Buildings | Premium | FALSE | [9 empty] | 42572 |  |  | Yes |  | 4 | 49397.3 | 166.15 | 297.3 | 13.96 | 0.95 | 5104 | 83.8
PQ9JH6DP | Orion Energy Systems Inc | ISON | HBIF2H1OAUNVFDXX850XXXXXXXXXX | Indoor Luminaires | High-Bay | High-Bay Luminaires for Commercial and Industrial Buildings | Premium | FALSE | [9 empty] | 42572 |  |  | Yes |  | 4 | 49397.3 | 166.15 | 297.3 | 13.96 | 0.95 | 5104 | 83.8
P3BB6BBV | Orion Energy Systems Inc | ISON | HBIF2I1AAUNVNDXX850XXXXXXXXXX | Indoor Luminaires | High-Bay | High-Bay Aisle Luminaires | Premium | FALSE | [9 empty] | 42572 |  |  | Yes |  | 4 | 54211 | 162.5 | 333.6 | 14.83 | 0.94 | 5097 | 83.7
PZQPRR3R | Orion Energy Systems Inc | ISON | HBIF2I1AAUNVFDXX850XXXXXXXXXX | Indoor Luminaires | High-Bay | High-Bay Aisle Luminaires | Premium | FALSE | [9 empty] | 42572 |  |  | Yes |  | 4 | 54211 | 162.5 | 333.6 | 14.83 | 0.94 | 5097 | 83.7
P9SZ4QHM | Orion Energy Systems Inc | ISON | HBIF2J1OAUNVNDXX850XXXXXXXXXX | Indoor Luminaires | High-Bay | High-Bay Luminaires for Commercial and Industrial Buildings | Premium | FALSE | [9 empty] | 42572 |  |  | Yes |  | 4 | 68122 | 170.09 | 400.5 | 13.42 | 0.96 | 5093 | 83.8
PYA19GFE | Orion Energy Systems Inc | ISON | HBIF2J1OAUNVFDXX850XXXXXXXXXX | Indoor Luminaires | High-Bay | High-Bay Luminaires for Commercial and Industrial Buildings | Premium | FALSE | [9 empty] | 42572 |  |  | Yes |  | 4 | 68122 | 170.09 | 400.5 | 13.42 | 0.96 | 5093 | 83.8
P4BWSRK7 | Orion Energy Systems Inc | ISON | HBIF2G1AAUNVNDXX850XXXXXXXXXX | Indoor Luminaires | High-Bay | High-Bay Aisle Luminaires | Premium | FALSE | [9 empty] | 42572 |  |  | Yes |  | 4 | 39208.9 | 163.57 | 239.7 | 15.34 | 0.94 | 5077 | 83.6
PR54P9BX | Orion Energy Systems Inc | ISON | HBIF2G1AAUNVFDXX850XXXXXXXXXX | Indoor Luminaires | High-Bay | High-Bay Aisle Luminaires | Premium | FALSE | [9 empty] | 42572 |  |  | Yes |  | 4 | 39208.9 | 163.57 | 239.7 | 15.34 | 0.94 | 5077 | 83.6
P81CZ9ER | Orion Energy Systems Inc | ISON | HBIF2F1AAUNVNDXX850XXXXXXXXXX | Indoor Luminaires | High-Bay | High-Bay Aisle Luminaires | Premium | FALSE | [9 empty] | 42572 |  |  | Yes |  | 4 | 35326.4 | 165.7 | 213.2 | 16.13 | 0.93 | 5066 | 83.7
P67CKJBT | Orion Energy Systems Inc | ISON | HBIF2F1AAUNVFDXX850XXXXXXXXXX | Indoor Luminaires | High-Bay | High-Bay Aisle Luminaires | Premium | FALSE | [9 empty] | 42572 |  |  | Yes |  | 4 | 35326.4 | 165.7 | 213.2 | 16.13 | 0.93 | 5066 | 83.7
PFU19XDX | Orion Energy Systems Inc | ISON | HBIF2I1OAUNVNDXX850XXXXXXXXXX | Indoor Luminaires | High-Bay | High-Bay Luminaires for Commercial and Industrial Buildings | Premium | FALSE | [9 empty] | 42572 |  |  | Yes |  | 4 | 57445.7 | 171.38 | 335.2 | 14.78 | 0.94 | 5065 | 83.8
P7BMDMV5 | Orion Energy Systems Inc | ISON | HBIF2I1OAUNVFDXX850XXXXXXXXXX | Indoor Luminaires | High-Bay | High-Bay Luminaires for Commercial and Industrial Buildings | Premium | FALSE | [9 empty] | 42572 |  |  | Yes |  | 4 | 57445.7 | 171.38 | 335.2 | 14.78 | 0.94 | 5065 | 83.8
PKYUD811 | Orion Energy Systems Inc | ISON | HBIF2G1OAUNVNDXX850XXXXXXXXXX | Indoor Luminaires | High-Bay | High-Bay Luminaires for Commercial and Industrial Buildings | Premium | FALSE | [9 empty] | 42572 |  |  | Yes |  | 4 | 41291.9 | 171.98 | 240.1 | 15.31 | 0.94 | 5061 | 83.8
PX3GBVJF | Orion Energy Systems Inc | ISON | HBIF2G1OAUNVFDXX850XXXXXXXXXX | Indoor Luminaires | High-Bay | High-Bay Luminaires for Commercial and Industrial Buildings | Premium | FALSE | [9 empty] | 42572 |  |  | Yes |  | 4 | 41291.9 | 171.98 | 240.1 | 15.31 | 0.94 | 5061 | 83.8
P8MXJD2V | Orion Energy Systems Inc | ISON | HBIF2E1AAUNVNDXX850XXXXXXXXXX | Indoor Luminaires | High-Bay | High-Bay Aisle Luminaires | Premium | FALSE | [9 empty] | 42572 |  |  | Yes |  | 4 | 31402.1 | 167.48 | 187.5 | 17.02 | 0.92 | 5053 | 83.7
PD6DFWRJ | Orion Energy Systems Inc | ISON | HBIF2E1AAUNVFDXX850XXXXXXXXXX | Indoor Luminaires | High-Bay | High-Bay Aisle Luminaires | Premium | FALSE | [9 empty] | 42572 |  |  | Yes |  | 4 | 31402.1 | 167.48 | 187.5 | 17.02 | 0.92 | 5053 | 83.7
P1JV1EG9 | Orion Energy Systems Inc | ISON | HBIF2F1OAUNVNDXX850XXXXXXXXXX | Indoor Luminaires | High-Bay | High-Bay Luminaires for Commercial and Industrial Buildings | Premium | FALSE | [9 empty] | 42572 |  |  | Yes |  | 4 | 37200 | 174.32 | 213.4 | 16.1 | 0.93 | 5049 | 83.8
P8UHZ7JY | Orion Energy Systems Inc | ISON | HBIF2F1OAUNVFDXX850XXXXXXXXXX | Indoor Luminaires | High-Bay | High-Bay Luminaires for Commercial and Industrial Buildings | Premium | FALSE | [9 empty] | 42572 |  |  | Yes |  | 4 | 37200 | 174.32 | 213.4 | 16.1 | 0.93 | 5049 | 83.8
PHT7W786 | Orion Energy Systems Inc | ISON | HBIF2E1OAUNVNDXX850XXXXXXXXXX | Indoor Luminaires | High-Bay | High-Bay Luminaires for Commercial and Industrial Buildings | Premium | FALSE | [9 empty] | 42572 |  |  | Yes |  | 4 | 33038.6 | 175.64 | 188.1 | 16.99 | 0.92 | 5038 | 83.8
PY64YZK5 | Orion Energy Systems Inc | ISON | HBIF2E1OAUNVFDXX850XXXXXXXXXX | Indoor Luminaires | High-Bay | High-Bay Luminaires for Commercial and Industrial Buildings | Premium | FALSE | [9 empty] | 42572 |  |  | Yes |  | 4 | 33038.6 | 175.64 | 188.1 | 16.99 | 0.92 | 5038 | 83.8
PGRS9DYN | Orion Energy Systems Inc | ISON | HBIF2J1AAUNVNDXX840XXXXXXXXXX | Indoor Luminaires | High-Bay | High-Bay Aisle Luminaires | Premium | FALSE | [9 empty] | 42572 |  |  | Yes |  | 4 | 63002.8 | 154.12 | 408.8 | 13.5 | 0.96 | 4016 | 82.8
PWRBFJ8Z | Orion Energy Systems Inc | ISON | HBIF2H1AAUNVNDXX840XXXXXXXXXX | Indoor Luminaires | High-Bay | High-Bay Aisle Luminaires | Premium | FALSE | [9 empty] | 42572 |  |  | Yes |  | 4 | 46873.9 | 157.35 | 297.9 | 13.92 | 0.95 | 4005 | 82.8
PQD5SPB3 | Orion Energy Systems Inc | ISON | HBIF2H1AAUNVFDXX840XXXXXXXXXX | Indoor Luminaires | High-Bay | High-Bay Aisle Luminaires | Premium | FALSE | [9 empty] | 42572 |  |  | Yes |  | 4 | 46873.9 | 157.35 | 297.9 | 13.92 | 0.95 | 4005 | 82.8
PYEZFPP1 | Orion Energy Systems Inc | ISON | HBIF2J1OAUNVNDXX840XXXXXXXXXX | Indoor Luminaires | High-Bay | High-Bay Luminaires for Commercial and Industrial Buildings | Premium | FALSE | [9 empty] | 42572 |  |  | Yes |  | 4 | 66753.3 | 162.77 | 410.1 | 13.41 | 0.96 | 4002 | 83
PRPAFB5Q | Orion Energy Systems Inc | ISON | HBIF2J1OAUNVFDXX840XXXXXXXXXX | Indoor Luminaires | High-Bay | High-Bay Luminaires for Commercial and Industrial Buildings | Premium | FALSE | [9 empty] | 42572 |  |  | Yes |  | 4 | 66753.3 | 162.77 | 410.1 | 13.41 | 0.96 | 4002 | 83
PQ9CB3KV | Orion Energy Systems Inc | ISON | HBIF2I1AAUNVNDXX840XXXXXXXXXX | Indoor Luminaires | High-Bay | High-Bay Aisle Luminaires | Premium | FALSE | [9 empty] | 42572 |  |  | Yes |  | 4 | 53377.3 | 159.81 | 334 | 14.78 | 0.94 | 4000 | 82.9
P1S9R2CV | Orion Energy Systems Inc | ISON | HBIF2I1AAUNVFDXX840XXXXXXXXXX | Indoor Luminaires | High-Bay | High-Bay Aisle Luminaires | Premium | FALSE | [9 empty] | 42572 |  |  | Yes |  | 4 | 53377.3 | 159.81 | 334 | 14.78 | 0.94 | 4000 | 82.9
PAKCAK21 | Orion Energy Systems Inc | ISON | HBIF2H1OAUNVNDXX840XXXXXXXXXX | Indoor Luminaires | High-Bay | High-Bay Luminaires for Commercial and Industrial Buildings | Premium | FALSE | [9 empty] | 42572 |  |  | Yes |  | 4 | 49313.4 | 165.23 | 298.45 | 13.91 | 0.95 | 3989 | 82.9
PCUQX9M3 | Orion Energy Systems Inc | ISON | HBIF2H1OAUNVFDXX840XXXXXXXXXX | Indoor Luminaires | High-Bay | High-Bay Luminaires for Commercial and Industrial Buildings | Premium | FALSE | [9 empty] | 42572 |  |  | Yes |  | 4 | 49313.4 | 165.23 | 298.45 | 13.91 | 0.95 | 3989 | 82.9
PPTVGH1T | Orion Energy Systems Inc | ISON | HBIF2G1AAUNVNDXX840XXXXXXXXXX | Indoor Luminaires | High-Bay | High-Bay Aisle Luminaires | Premium | FALSE | [9 empty] | 42572 |  |  | Yes |  | 4 | 38603.4 | 160.85 | 240 | 15.32 | 0.94 | 3988 | 82.8
PNH8PC22 | Orion Energy Systems Inc | ISON | HBIF2G1AAUNVFDXX840XXXXXXXXXX | Indoor Luminaires | High-Bay | High-Bay Aisle Luminaires | Premium | FALSE | [9 empty] | 42572 |  |  | Yes |  | 4 | 38603.4 | 160.85 | 240 | 15.32 | 0.94 | 3988 | 82.8
PU2FKKBM | Orion Energy Systems Inc | ISON | HBIF2I1OAUNVNDXX840XXXXXXXXXX | Indoor Luminaires | High-Bay | High-Bay Luminaires for Commercial and Industrial Buildings | Premium | FALSE | [9 empty] | 42572 |  |  | Yes |  | 4 | 56549.3 | 168.7 | 335.2 | 14.74 | 0.94 | 3985 | 83
PW1H8AKF | Orion Energy Systems Inc | ISON | HBIF2I1OAUNVFDXX840XXXXXXXXXX | Indoor Luminaires | High-Bay | High-Bay Luminaires for Commercial and Industrial Buildings | Premium | FALSE | [9 empty] | 42572 |  |  | Yes |  | 4 | 56549.3 | 168.7 | 335.2 | 14.74 | 0.94 | 3985 | 83
PQJC8QPV | Orion Energy Systems Inc | ISON | HBIF2F1AAUNVNDXX840XXXXXXXXXX | Indoor Luminaires | High-Bay | High-Bay Aisle Luminaires | Premium | FALSE | [9 empty] | 42572 |  |  | Yes |  | 4 | 34757.9 | 164.26 | 211.6 | 16.09 | 0.93 | 3982 | 82.8
PE9EPTPC | Orion Energy Systems Inc | ISON | HBIF2F1AAUNVFDXX840XXXXXXXXXX | Indoor Luminaires | High-Bay | High-Bay Aisle Luminaires | Premium | FALSE | [9 empty] | 42572 |  |  | Yes |  | 4 | 34757.9 | 164.26 | 211.6 | 16.09 | 0.93 | 3982 | 82.8
P6NP68M3 | Orion Energy Systems Inc | ISON | HBIF2G1OAUNVNDXX840XXXXXXXXXX | Indoor Luminaires | High-Bay | High-Bay Luminaires for Commercial and Industrial Buildings | Premium | FALSE | [9 empty] | 42572 |  |  | Yes |  | 4 | 40756.4 | 169.18 | 240.9 | 15.27 | 0.94 | 3975 | 82.9
P7TMXU3N | Orion Energy Systems Inc | ISON | HBIF2G1OAUNVFDXX840XXXXXXXXXX | Indoor Luminaires | High-Bay | High-Bay Luminaires for Commercial and Industrial Buildings | Premium | FALSE | [9 empty] | 42572 |  |  | Yes |  | 4 | 40756.4 | 169.18 | 240.9 | 15.27 | 0.94 | 3975 | 82.9
PWFC3B82 | Orion Energy Systems Inc | ISON | HBIF2E1AAUNVNDXX840XXXXXXXXXX | Indoor Luminaires | High-Bay | High-Bay Aisle Luminaires | Premium | FALSE | [9 empty] | 42572 |  |  | Yes |  | 4 | 30920.7 | 164.12 | 188.4 | 16.97 | 0.92 | 3973 | 82.9
P7MZ3EDD | Orion Energy Systems Inc | ISON | HBIF2F1OAUNVNDXX840XXXXXXXXXX | Indoor Luminaires | High-Bay | High-Bay Luminaires for Commercial and Industrial Buildings | Premium | FALSE | [9 empty] | 42572 |  |  | Yes |  | 4 | 36629.4 | 171.49 | 213.6 | 16.1 | 0.93 | 3971 | 83
PCKTKYP5 | Orion Energy Systems Inc | ISON | HBIF2F1OAUNVFDXX840XXXXXXXXXX | Indoor Luminaires | High-Bay | High-Bay Luminaires for Commercial and Industrial Buildings | Premium | FALSE | [9 empty] | 42572 |  |  | Yes |  | 4 | 36629.4 | 171.49 | 213.6 | 16.1 | 0.93 | 3971 | 83
PH3N6QSA | Orion Energy Systems Inc | ISON | HBIF2E1OAUNVNDXX840XXXXXXXXXX | Indoor Luminaires | High-Bay | High-Bay Luminaires for Commercial and Industrial Buildings | Premium | FALSE | [9 empty] | 42572 |  |  | Yes |  | 4 | 32602.8 | 173.14 | 188.3 | 17.01 | 0.92 | 3965 | 83
PADAQTR1 | Orion Energy Systems Inc | ISON | HBIF2E1OAUNVFDXX840XXXXXXXXXX | Indoor Luminaires | High-Bay | High-Bay Luminaires for Commercial and Industrial Buildings | Premium | FALSE | [9 empty] | 42572 |  |  | Yes |  | 4 | 32602.8 | 173.14 | 188.3 | 17.01 | 0.92 | 3965 | 83
PDWUHADX | Neutex Lighting | Neutex Lighting | NTX-HBY150XSY(5000K 120) | Indoor Luminaires | High-Bay | High-Bay Luminaires for Commercial and Industrial Buildings | Standard | FALSE | [9 empty] | 42572 |  |  | NotYetVerified |  | 3 | 12750 | 85 | 150 | 14.9 | 0.95 | 5000 | 70
PZ6BEQGN | Luxor Lighting |  | LX-D72-5000K-120/277-S-L1 | Indoor Luminaires | High-Bay | High-Bay Luminaires for Commercial and Industrial Buildings | Standard | FALSE | [9 empty] | 42572 | Not Dimmable | Not Dimmable | No |  | 4 | 68336.25 | 122.55 | 557.72 | 6.41 | 1 | 5382 | 83.2
PX7RXCWU | Luxor Lighting |  | LX-D72-5000K-120/277-S-G1 | Indoor Luminaires | High-Bay | High-Bay Luminaires for Commercial and Industrial Buildings | Standard | FALSE | [9 empty] | 42572 | Not Dimmable | Not Dimmable | No |  | 4 | 75586.33 | 135.11 | 559.46 | 8.21 | 1 | 5336.75 | 83
PBEX2N6E | Luxor Lighting |  | LX-D72-5000K-347/480-S-G1 | Indoor Luminaires | High-Bay | High-Bay Luminaires for Commercial and Industrial Buildings | Standard | FALSE | [9 empty] | 42572 | Not Dimmable | Not Dimmable | No |  | 4 | 75330.1 | 132.5 | 568.47 | 8.21 | 0.99 | 5336.75 | 83
PPKBKUCQ | Luxor Lighting |  | LX-D52-5000K-347-S-G1 | Indoor Luminaires | High-Bay | High-Bay Luminaires for Commercial and Industrial Buildings | Standard | FALSE | [9 empty] | 42572 | Not Dimmable | Not Dimmable | No |  | 4 | 55879.54 | 142.11 | 393.22 | 8.21 | 0.98 | 5336.75 | 83
PP2ZCMFF | Luxor Lighting |  | LX-D52-5000K-120/277-S-G1 | Indoor Luminaires | High-Bay | High-Bay Luminaires for Commercial and Industrial Buildings | Standard | FALSE | [9 empty] | 42572 | Not Dimmable | Not Dimmable | No |  | 4 | 55271.97 | 139.63 | 395.83 | 8.21 | 1 | 5336.75 | 83
P6PE3HE5 | Luxor Lighting |  | LX-D52-5000K-347-S-L1 | Indoor Luminaires | High-Bay | High-Bay Luminaires for Commercial and Industrial Buildings | Standard | FALSE | [9 empty] | 42572 | Not Dimmable | Not Dimmable | No |  | 4 | 50519.7 | 128.9 | 392 | 8.96 | 0.99 | 5277 | 82.8
PEMG5XD5 | DuraComm Corporation | DuraBay | DBL-4-5K-120-CA-[CRMMBRPEN]-[120-277]-40 | Indoor Luminaires | High-Bay | Low-Bay Luminaires for Commercial and Industrial Buildings | Premium | FALSE | [9 empty] | 42572 | Dimmable | Continuous Below 10 | Yes | Updated on 3/30/2017 | 4.1 | 6673 | 152.53 | 43.75 | 13.6 | 0.93 | 5000 | 70
PGVFX5Y4 | DuraComm Corporation | DuraBay | DBL-4-5K-60-CA-[CRMMBRPEN]-[120-277]-40 | Indoor Luminaires | High-Bay | Low-Bay Luminaires for Commercial and Industrial Buildings | Standard | FALSE | [9 empty] | 42572 | Dimmable | Continuous Below 10 | Yes | Updated on 3/30/2017 | 4.1 | 4965.37 | 113.5 | 43.75 | 13.6 | 0.93 | 5000 | 70
PPYX6MU1 | DuraComm Corporation | DuraBay | DBL-4-5K-60-CA-[CRMMBRPEN]-[120-277]-60 | Indoor Luminaires | High-Bay | Low-Bay Luminaires for Commercial and Industrial Buildings | Standard | FALSE | [9 empty] | 42572 | Dimmable | Continuous Below 10 | Yes | Updated on 3/30/2017 | 4.1 | 6938.16 | 102.74 | 67.53 | 13.95 | 0.94 | 5000 | 70
PFN4HGHA | DuraComm Corporation | DuraBay | DBM-2x4-5K-120-CA-[CRMMBRPEN]-[120-277]-60 | Indoor Luminaires | High-Bay | High-Bay Luminaires for Commercial and Industrial Buildings | Premium | FALSE | [9 empty] | 42572 | Dimmable | Continuous Below 10 | Yes | Updated on 3/30/2017 | 4.1 | 72302.15 | 133.84 | 540.22 | 13.95 | 0.94 | 5000 | 70
PDSRNJMW | DuraComm Corporation | DuraBay | DBL-4-4K-120-CA-[CRMMBRPEN]-[120-277]-40 | Indoor Luminaires | High-Bay | Low-Bay Luminaires for Commercial and Industrial Buildings | Premium | FALSE | [9 empty] | 42572 | Dimmable | Continuous Below 10 | Yes | Updated on 3/30/2017 | 4.1 | 6673 | 152.53 | 43.75 | 13.6 | 0.93 | 4000 | 70
PA42WJ3P | DuraComm Corporation | DuraBay | DBL-4-4K-120-CA-[CRMMBRPEN]-[120-277]-60 | Indoor Luminaires | High-Bay | High-Bay Luminaires for Commercial and Industrial Buildings | Premium | FALSE | [9 empty] | 42572 | Dimmable | Continuous Below 10 | Yes | Updated on 3/30/2017 | 4.1 | 9038 | 133.84 | 67.53 | 13.95 | 0.94 | 4000 | 70
P7BJU7DT | Singbee | Singbee | SP-2030-100W-3B-57K-17-MV-N | Indoor Luminaires | High-Bay | High-Bay Luminaires for Commercial and Industrial Buildings | Standard | FALSE | [9 empty] | 42572 | Not Dimmable | Not Dimmable | Yes |  | 4 | 10617 | 108.57 | 97.79 | 6.46 | 0.9928 | 5979 | 79.8
PZBJFBWB | Singbee | Singbee | SP-2030-120W-4B-57K-17-MV-N | Indoor Luminaires | High-Bay | High-Bay Luminaires for Commercial and Industrial Buildings | Standard | FALSE | [9 empty] | 42572 | Not Dimmable | Not Dimmable | Yes |  | 4 | 13649.7 | 114.8 | 118.9 | 6.51 | 0.9937 | 5832 | 79.3
PCVM4ANZ | Singbee | Singbee | SP-2030-100W-3B-57K-80-MV-N | Indoor Luminaires | High-Bay | High-Bay Luminaires for Commercial and Industrial Buildings | Standard | FALSE | [9 empty] | 42572 | Not Dimmable | Not Dimmable | Yes |  | 4 | 10958.1 | 110.8 | 98.9 | 6.54 | 0.9945 | 5810 | 79.2
PYDUVPX6 | Singbee | Singbee | SP-2030-150W-5B-57K-17-MV-N | Indoor Luminaires | High-Bay | High-Bay Luminaires for Commercial and Industrial Buildings | Standard | FALSE | [9 empty] | 42572 | Not Dimmable | Not Dimmable | Yes |  | 4 | 16779.2 | 114.3 | 146.8 | 6.28 | 0.9932 | 5796 | 78.6
PURW75VB | Singbee | Singbee | SP-2030-120W-4B-57K-80-MV-N | Indoor Luminaires | High-Bay | High-Bay Luminaires for Commercial and Industrial Buildings | Standard | FALSE | [9 empty] | 42572 | Not Dimmable | Not Dimmable | Yes |  | 4 | 13981.9 | 117.2 | 119.3 | 6.52 | 0.9943 | 5793 | 78.6
PFEFSANP | Singbee | Singbee | SP-2030-150W-5B-57K-80-MV-N | Indoor Luminaires | High-Bay | High-Bay Luminaires for Commercial and Industrial Buildings | Standard | FALSE | [9 empty] | 42572 | Not Dimmable | Not Dimmable | Yes |  | 4 | 17073.2 | 116.7 | 146.3 | 6.29 | 0.9931 | 5783 | 78.5
PYPGYUNM | Singbee | Singbee | SP-2030-120W-4B-40K-80-MV-N | Indoor Luminaires | High-Bay | High-Bay Luminaires for Commercial and Industrial Buildings | Standard | FALSE | [9 empty] | 42572 | Not Dimmable | Not Dimmable | Yes |  | 4 | 13745.7 | 115.9 | 118.6 | 6.53 | 0.9944 | 4100 | 75.4
PV72TFKR | Singbee | Singbee | SP-2030-100W-3B-40K-80-MV-N | Indoor Luminaires | High-Bay | High-Bay Luminaires for Commercial and Industrial Buildings | Standard | FALSE | [9 empty] | 42572 | Not Dimmable | Not Dimmable | Yes |  | 4 | 10906.2 | 109.5 | 99.6 | 6.55 | 0.9946 | 4088 | 75.3
P8NEAMZ6 | Singbee | Singbee | SP-2030-120W-4B-40K-17-MV-N | Indoor Luminaires | High-Bay | High-Bay Luminaires for Commercial and Industrial Buildings | Standard | FALSE | [9 empty] | 42572 | Not Dimmable | Not Dimmable | Yes |  | 4 | 13575.2 | 113.6 | 119.5 | 6.48 | 0.9939 | 4079 | 75.5
P5SNDZQP | Singbee | Singbee | SP-2030-150W-5B-40K-80-MV-N | Indoor Luminaires | High-Bay | High-Bay Luminaires for Commercial and Industrial Buildings | Standard | FALSE | [9 empty] | 42572 | Not Dimmable | Not Dimmable | Yes |  | 4 | 16836.9 | 115.4 | 145.9 | 6.31 | 0.9934 | 4062 | 75.5
PVH9WUR9 | Singbee | Singbee | SP-2030-150W-5B-40K-17-MV-N | Indoor Luminaires | High-Bay | High-Bay Luminaires for Commercial and Industrial Buildings | Standard | FALSE | [9 empty] | 42572 | Not Dimmable | Not Dimmable | Yes |  | 4 | 16331 | 113.1 | 144.4 | 6.32 | 0.9935 | 4038 | 75.4
PGPZFFGF | Nexus Electrical (Jiaxing) LTD | Luceco | LHBS110S905057-US | Indoor Luminaires | High-Bay | High-Bay Luminaires for Commercial and Industrial Buildings | Standard | FALSE | [9 empty] | 42572 | Not Dimmable | Not Dimmable | No |  | 3.1 | 14400 | 120 | 120 | 14.9 | 0.9 | 5700 | 82
P3KZZF86 | Nexus Electrical (Jiaxing) LTD | Luceco | LHBC66M2457NYY-US | Indoor Luminaires | High-Bay | High-Bay Luminaires for Commercial and Industrial Buildings | Standard | FALSE | [9 empty] | 42572 | Not Dimmable | Not Dimmable | No |  | 3.1 | 25096 | 125.04 | 200.7 | 17.05 | 0.9032 | 5700 | 74.3
PDMEZT6C | Nexus Electrical (Jiaxing) LTD | Luceco | LHBC66M2057NYY-US | Indoor Luminaires | High-Bay | High-Bay Luminaires for Commercial and Industrial Buildings | Standard | FALSE | [9 empty] | 42572 | Not Dimmable | Not Dimmable | No |  | 3.1 | 19931 | 130.35 | 152.9 | 12.85 | 0.9318 | 5700 | 74
PQUJ747B | Nexus Electrical (Jiaxing) LTD | Luceco | LHBC66M1257NYY-US | Indoor Luminaires | High-Bay | High-Bay Luminaires for Commercial and Industrial Buildings | Standard | FALSE | [9 empty] | 42572 | Not Dimmable | Not Dimmable | No |  | 3.1 | 13032 | 129.54 | 100.6 | 11.71 | 0.9029 | 5700 | 73.8
P3UGG4TP | Nexus Electrical (Jiaxing) LTD | Luceco | LHBS110S905050-US | Indoor Luminaires | High-Bay | High-Bay Luminaires for Commercial and Industrial Buildings | Standard | FALSE | [9 empty] | 42572 | Not Dimmable | Not Dimmable | No |  | 3.1 | 14400 | 120 | 120 | 14.9 | 0.9 | 5000 | 81
PNYMRDNZ | Nexus Electrical (Jiaxing) LTD | Luceco | LHBC66M2450NYY-US | Indoor Luminaires | High-Bay | High-Bay Luminaires for Commercial and Industrial Buildings | Standard | FALSE | [9 empty] | 42572 | Not Dimmable | Not Dimmable | No |  | 3.1 | 24755 | 123.28 | 200.8 | 17.43 | 0.9028 | 5000 | 72.3
P1VXYUH8 | Nexus Electrical (Jiaxing) LTD | Luceco | LHBC66M2050NYY-US | Indoor Luminaires | High-Bay | High-Bay Luminaires for Commercial and Industrial Buildings | Standard | FALSE | [9 empty] | 42572 | Not Dimmable | Not Dimmable | No |  | 3.1 | 19813 | 129.24 | 153.3 | 12.3 | 0.9396 | 5000 | 72.3
P914BPVK | Nexus Electrical (Jiaxing) LTD | Luceco | LHBC66M1250NYY-US | Indoor Luminaires | High-Bay | High-Bay Luminaires for Commercial and Industrial Buildings | Standard | FALSE | [9 empty] | 42572 | Not Dimmable | Not Dimmable | No |  | 3.1 | 12888 | 127.92 | 100.8 | 11.5 | 0.9027 | 5000 | 72.2
PS9PUAWV | Nexus Electrical (Jiaxing) LTD | Luceco | LHBS110S905045-US | Indoor Luminaires | High-Bay | High-Bay Luminaires for Commercial and Industrial Buildings | Standard | FALSE | [9 empty] | 42572 | Not Dimmable | Not Dimmable | No |  | 3.1 | 14400 | 120 | 120 | 14.9 | 0.9 | 4500 | 80
PR1ZC7HW | Nexus Electrical (Jiaxing) LTD | Luceco | LHBC66M2445NYY-US | Indoor Luminaires | High-Bay | High-Bay Luminaires for Commercial and Industrial Buildings | Standard | FALSE | [9 empty] | 42572 | Not Dimmable | Not Dimmable | No |  | 3.1 | 24414 | 121.59 | 200.8 | 17.43 | 0.9028 | 4500 | 72.3
PQJ8SDJW | Nexus Electrical (Jiaxing) LTD | Luceco | LHBC66M2045NYY-US | Indoor Luminaires | High-Bay | High-Bay Luminaires for Commercial and Industrial Buildings | Standard | FALSE | [9 empty] | 42572 | Not Dimmable | Not Dimmable | No |  | 3.1 | 19695 | 128.47 | 153.3 | 12.3 | 0.9396 | 4500 | 72.3
PHBKZ8C5 | Nexus Electrical (Jiaxing) LTD | Luceco | LHBC66M1245NYY-US | Indoor Luminaires | High-Bay | High-Bay Luminaires for Commercial and Industrial Buildings | Standard | FALSE | [9 empty] | 42572 | Not Dimmable | Not Dimmable | No |  | 3.1 | 12745 | 126.5 | 100.8 | 11.5 | 0.9027 | 4500 | 72.2
PGGAX6F9 | Nexus Electrical (Jiaxing) LTD | Luceco | LHBS110S905040-US | Indoor Luminaires | High-Bay | High-Bay Luminaires for Commercial and Industrial Buildings | Standard | FALSE | [9 empty] | 42572 | Not Dimmable | Not Dimmable | No |  | 3.1 | 14400 | 120 | 120 | 14.9 | 0.9 | 4000 | 80
PY9CEKME | Nexus Electrical (Jiaxing) LTD | Luceco | LHBC66M2440NYY-US | Indoor Luminaires | High-Bay | High-Bay Luminaires for Commercial and Industrial Buildings | Standard | FALSE | [9 empty] | 42572 | Not Dimmable | Not Dimmable | No |  | 3.1 | 24074 | 119.89 | 200.8 | 17.43 | 0.9028 | 4000 | 72.3
P1Z3B9AR | Nexus Electrical (Jiaxing) LTD | Luceco | LHBC66M2040NYY-US | Indoor Luminaires | High-Bay | High-Bay Luminaires for Commercial and Industrial Buildings | Standard | FALSE | [9 empty] | 42572 | Not Dimmable | Not Dimmable | No |  | 3.1 | 19576 | 127.7 | 153.3 | 12.3 | 0.9396 | 4000 | 72.3
PBK4USRK | Nexus Electrical (Jiaxing) LTD | Luceco | LHBC66M1240NYY-US | Indoor Luminaires | High-Bay | High-Bay Luminaires for Commercial and Industrial Buildings | Standard | FALSE | [9 empty] | 42572 | Not Dimmable | Not Dimmable | No |  | 3.1 | 12601 | 125.07 | 100.8 | 11.5 | 0.9027 | 4000 | 72.2
P32Z1M3G | Nexus Electrical (Jiaxing) LTD | Luceco | LHBS110S905035-US | Indoor Luminaires | High-Bay | High-Bay Luminaires for Commercial and Industrial Buildings | Standard | FALSE | [9 empty] | 42572 | Not Dimmable | Not Dimmable | No |  | 3.1 | 14400 | 120 | 120 | 14.9 | 0.9 | 3500 | 80
P5R546W4 | Nexus Electrical (Jiaxing) LTD | Luceco | LHBC66M2435NYY-US | Indoor Luminaires | High-Bay | High-Bay Luminaires for Commercial and Industrial Buildings | Standard | FALSE | [9 empty] | 42572 | Not Dimmable | Not Dimmable | No |  | 3.1 | 23733 | 118.19 | 200.8 | 17.43 | 0.9028 | 3500 | 72.3
P6ANPWFG | Nexus Electrical (Jiaxing) LTD | Luceco | LHBC66M2035NYY-US | Indoor Luminaires | High-Bay | High-Bay Luminaires for Commercial and Industrial Buildings | Standard | FALSE | [9 empty] | 42572 | Not Dimmable | Not Dimmable | No |  | 3.1 | 19458 | 126.93 | 153.3 | 12.3 | 0.9396 | 3500 | 72.3
PQFCA5YV | Nexus Electrical (Jiaxing) LTD | Luceco | LHBC66M1235NYY-US | Indoor Luminaires | High-Bay | High-Bay Luminaires for Commercial and Industrial Buildings | Standard | FALSE | [9 empty] | 42572 | Not Dimmable | Not Dimmable | No |  | 3.1 | 12458 | 123.65 | 100.8 | 11.5 | 0.9027 | 3500 | 72.2
P6BM3EKH | Howard Lighting | Howard Lighting | HLA1-HE-1240-PMV | Indoor Luminaires | High-Bay | High-Bay Luminaires for Commercial and Industrial Buildings | Premium | TRUE | 24570 | 111.6 | 211.9 | 9.24 | 0.966 | 4054 | 82.2 | 5 | 50000 | 42571 |  |  | No |  | 3.1 | 24840 | 113.22 | 219.4 | 9.24 | 0.97 | 4054 | 82.2
PNWVKKPC | FOSHAN INNOVATIVE LIGHTING | Innovative | LHB-2204808(3000K) | Indoor Luminaires | High-Bay | High-Bay Luminaires for Commercial and Industrial Buildings | Standard | TRUE | 21300.86 | 109.45 | 194.61 | 8.97 | 0.964 | 3207 | 82.5 | 5 | 50000 | 42571 |  |  | No |  | 4 | 21000 | 105 | 200 | 25 | 0.9 | 3000 | 80
PASBRPAC | Stanpro Lighting Systems Inc. | Stanpro | L1RBH-LS1-H/40K | Indoor Luminaires | High-Bay | High-Bay Luminaires for Commercial and Industrial Buildings | Premium | TRUE | 21446.27 | 111.92 | 191.63 | 13.6 | 0.954 | 3972 | 82.1 | 5 | 50000 | 42571 |  |  | No |  | 3.1 | 22000 | 110 | 200 | 20 | 0.9 | 4000 | 80
PUUBZ1JB | Industrial Lighting Products | Industrial Lighting Products | PHB-84WLED-UNIV-40-XXXXX (Excluded SD480**) | Indoor Luminaires | High-Bay | High-Bay Luminaires for Commercial and Industrial Buildings | Premium | TRUE | 11910 | 139.3 | 85.51 | 14.9 | 0.947 | 3985 | 84.2 | 5 | 50000 | 42571 |  |  | No |  | 4 | 13836 | 162.18 | 85.3 | 14.9 | 0.947 | 4000 | 80
PJUCXHG4 | Industrial Lighting Products | Industrial Lighting Products | PHB-50WLED-UNIV-40-XXXXX (Excluded SD480**) | Indoor Luminaires | High-Bay | Low-Bay Luminaires for Commercial and Industrial Buildings | Premium | TRUE | 6406 | 125.8 | 50.91 | 14.9 | 0.947 | 4032 | 84 | 5 | 50000 | 42571 |  |  | No |  | 3.1 | 7405 | 145.99 | 50.7 | 14.9 | 0.947 | 4000 | 80
P8DGPPD7 | Stanpro Lighting Systems Inc. | Stanpro | L1RBH-LS0-W/40K | Indoor Luminaires | High-Bay | High-Bay Luminaires for Commercial and Industrial Buildings | Premium | TRUE | 10196 | 112 | 90.98 | 12.6 | 0.943 | 4037 | 81.6 | 5 | 50000 | 42571 |  |  | No |  | 3.1 | 10196 | 112 | 91 | 15.4 | 0.92 | 4000 | 81
P7D9BNRQ | Aimlite Lighting Products | AimLite | R2H-LA0-2/40K | Indoor Luminaires | High-Bay | High-Bay Luminaires for Commercial and Industrial Buildings | Premium | TRUE | 10196 | 112 | 90.98 | 12.6 | 0.943 | 4037 | 81.6 | 5 | 50000 | 42571 |  |  | No |  | 3.1 | 10196 | 112 | 91 | 15.4 | 0.92 | 4000 | 81
PNY2U5MF | Howard Lighting | Howard Lighting | HLA2-HE-0650-PMV | Indoor Luminaires | High-Bay | High-Bay Luminaires for Commercial and Industrial Buildings | Premium | TRUE | 11960 | 118.8 | 100.7 | 14.3 | 0.938 | 5133 | 83.8 | 5 | 50000 | 42571 |  |  | No |  | 3.1 | 11960 | 118.77 | 100.7 | 7.02 | 0.99 | 5133 | 83.8
PQVENED6 | Nexus Electrical (Jiaxing) LTD | Luceco | LHBS200S905030-US | Indoor Luminaires | High-Bay | High-Bay Luminaires for Commercial and Industrial Buildings | Standard | TRUE | 25840.5 | 121.77 | 212.21 | 11.41 | 0.9011 | 3031 | 82.8 | 5 | 50000 | 42571 |  |  | No |  | 3.1 | 24000 | 120 | 200 | 11.41 | 0.9 | 3000 | 80
PB8SC4V3 | Stanpro Lighting Systems Inc. | Stanpro | L1RBH-LS1-W/40K | Indoor Luminaires | High-Bay | High-Bay Luminaires for Commercial and Industrial Buildings | Premium | FALSE | [9 empty] | 42571 |  |  | No |  | 3.1 | 21238 | 114 | 186 | 15.4 | 0.92 | 4000 | 81
PSV8TD5T | Industrial Lighting Products | Industrial Lighting Products | PHB-76WLED-UNIV-50-XXXXX (Excluded SD480**) | Indoor Luminaires | High-Bay | High-Bay Luminaires for Commercial and Industrial Buildings | Premium | FALSE | [9 empty] | 42571 |  |  | No |  | 3.1 | 11900 | 153.55 | 77.5 | 15.6 | 0.94 | 5000 | 80
PJHKVZUS | Industrial Lighting Products | Industrial Lighting Products | PHB-76WLED-UNIV-50-FRL-XXXXX (Excluded SD480**) | Indoor Luminaires | High-Bay | High-Bay Luminaires for Commercial and Industrial Buildings | Premium | FALSE | [9 empty] | 42571 |  |  | No |  | 3.1 | 10211 | 131.75 | 77.5 | 15.6 | 0.94 | 5000 | 80
PQZ7KRSN | Industrial Lighting Products | Industrial Lighting Products | PHB-336WLED-UNIV-50-XXXXX (Excluded SD480**) | Indoor Luminaires | High-Bay | High-Bay Luminaires for Commercial and Industrial Buildings | Premium | FALSE | [9 empty] | 42571 |  |  | No |  | 3.1 | 55505 | 164.22 | 338 | 14.9 | 0.947 | 5000 | 80
PEWDAR48 | Industrial Lighting Products | Industrial Lighting Products | PHB-336WLED-UNIV-50-FRL-XXXXX (Excluded SD480**) | Indoor Luminaires | High-Bay | High-Bay Luminaires for Commercial and Industrial Buildings | Premium | FALSE | [9 empty] | 42571 |  |  | No |  | 3.1 | 47171 | 140.01 | 336.9 | 14.9 | 0.947 | 5000 | 80
PA8RMDTX | Industrial Lighting Products | Industrial Lighting Products | PHB-252WLED-UNIV-50-XXXXX (Excluded SD480**) | Indoor Luminaires | High-Bay | High-Bay Luminaires for Commercial and Industrial Buildings | Premium | FALSE | [9 empty] | 42571 |  |  | No |  | 3.1 | 40820 | 162.24 | 251.6 | 14.9 | 0.947 | 5000 | 80
PN7CRDPJ | Industrial Lighting Products | Industrial Lighting Products | PHB-252WLED-UNIV-50-FRL-XXXXX (Excluded SD480**) | Indoor Luminaires | High-Bay | High-Bay Luminaires for Commercial and Industrial Buildings | Premium | FALSE | [9 empty] | 42571 |  |  | No |  | 3.1 | 35342 | 140.47 | 251.6 | 14.9 | 0.947 | 5000 | 80
PR59PBSN | Industrial Lighting Products | Industrial Lighting Products | PHB-168WLED-UNIV-50-XXXXX (Excluded SD480**) | Indoor Luminaires | High-Bay | High-Bay Luminaires for Commercial and Industrial Buildings | Premium | FALSE | [9 empty] | 42571 |  |  | No |  | 3.1 | 27730 | 162.35 | 170.8 | 14.9 | 0.947 | 5000 | 80
PK8YEXB9 | Industrial Lighting Products | Industrial Lighting Products | PHB-157WLED-UNIV-50-XXXXX (Excluded SD480**) | Indoor Luminaires | High-Bay | High-Bay Luminaires for Commercial and Industrial Buildings | Premium | FALSE | [9 empty] | 42571 |  |  | No |  | 3.1 | 25179 | 160.58 | 156.8 | 14.9 | 0.947 | 5000 | 80
PFMDN9BB | Industrial Lighting Products | Industrial Lighting Products | PHB-168WLED-UNIV-50-FRL-XXXXX (Excluded SD480**) | Indoor Luminaires | High-Bay | High-Bay Luminaires for Commercial and Industrial Buildings | Premium | FALSE | [9 empty] | 42571 |  |  | No |  | 3.1 | 23560 | 138.43 | 170.2 | 14.9 | 0.947 | 5000 | 80
PWEAK1EZ | Industrial Lighting Products | Industrial Lighting Products | PHB-157WLED-UNIV-50-FRL-XXXXX (Excluded SD480**) | Indoor Luminaires | High-Bay | High-Bay Luminaires for Commercial and Industrial Buildings | Premium | FALSE | [9 empty] | 42571 |  |  | No |  | 3.1 | 21495 | 136.91 | 157 | 14.9 | 0.947 | 5000 | 80
PD7KVW7G | Industrial Lighting Products | Industrial Lighting Products | PHB-126WLED-UNIV-50-XXXXX (Excluded SD480**) | Indoor Luminaires | High-Bay | High-Bay Luminaires for Commercial and Industrial Buildings | Premium | FALSE | [9 empty] | 42571 |  |  | No |  | 3.1 | 20444 | 161.1 | 126.9 | 14.9 | 0.947 | 5000 | 80
PQTSAXQ9 | Industrial Lighting Products | Industrial Lighting Products | PHB-126WLED-UNIV-50-FRL-XXXXX (Excluded SD480**) | Indoor Luminaires | High-Bay | High-Bay Luminaires for Commercial and Industrial Buildings | Premium | FALSE | [9 empty] | 42571 |  |  | No |  | 3.1 | 17444 | 137.36 | 127 | 14.9 | 0.947 | 5000 | 80
P5HPPSP8 | Industrial Lighting Products | Industrial Lighting Products | PHB-84WLED-UNIV-50-XXXXX (Excluded SD480**) | Indoor Luminaires | High-Bay | High-Bay Luminaires for Commercial and Industrial Buildings | Premium | FALSE | [9 empty] | 42571 |  |  | No |  | 3.1 | 14035 | 164.52 | 85.31 | 14.9 | 0.947 | 5000 | 80
PV7WJEBE | Industrial Lighting Products | Industrial Lighting Products | PHB-84WLED-UNIV-50-FRL-XXXXX (Excluded SD480**) | Indoor Luminaires | High-Bay | High-Bay Luminaires for Commercial and Industrial Buildings | Premium | FALSE | [9 empty] | 42571 |  |  | No |  | 3.1 | 11993 | 140.27 | 85.5 | 14.9 | 0.947 | 5000 | 80
PRY8AK59 | Industrial Lighting Products | Industrial Lighting Products | PHB-50WLED-UNIV-50-XXXXX (Excluded SD480**) | Indoor Luminaires | High-Bay | Low-Bay Luminaires for Commercial and Industrial Buildings | Premium | FALSE | [9 empty] | 42571 |  |  | No |  | 3.1 | 7511 | 148.1 | 50.7 | 14.9 | 0.947 | 5000 | 80
PDQEHT5D | Industrial Lighting Products | Industrial Lighting Products | PHB-50WLED-UNIV-50-FRL-XXXXX (Excluded SD480**) | Indoor Luminaires | High-Bay | Low-Bay Luminaires for Commercial and Industrial Buildings | Premium | FALSE | [9 empty] | 42571 |  |  | No |  | 3.1 | 6498 | 127.64 | 50.91 | 14.9 | 0.947 | 5000 | 80
PTGAXXWP | Industrial Lighting Products | Industrial Lighting Products | PHB-76WLED-UNIV-40-XXXXX (Excluded SD480**) | Indoor Luminaires | High-Bay | High-Bay Luminaires for Commercial and Industrial Buildings | Premium | FALSE | [9 empty] | 42571 |  |  | No |  | 3.1 | 11892 | 153.45 | 77.5 | 15.6 | 0.94 | 4000 | 80
PNCBHCSC | Industrial Lighting Products | Industrial Lighting Products | PHB-76WLED-UNIV-40-FRL-XXXXX (Excluded SD480**) | Indoor Luminaires | High-Bay | High-Bay Luminaires for Commercial and Industrial Buildings | Premium | FALSE | [9 empty] | 42571 |  |  | No |  | 3.1 | 10170 | 131.67 | 77.2 | 15.6 | 0.94 | 4000 | 80
PWWNK6QE | Industrial Lighting Products | Industrial Lighting Products | PHB-336WLED-UNIV-40-XXXXX (Excluded SD480**) | Indoor Luminaires | High-Bay | High-Bay Luminaires for Commercial and Industrial Buildings | Premium | FALSE | [9 empty] | 42571 |  |  | No |  | 3.1 | 54717 | 161.88 | 338 | 14.9 | 0.947 | 4000 | 80
P5X5ETYZ | Industrial Lighting Products | Industrial Lighting Products | PHB-336WLED-UNIV-40-FRL-XXXXX (Excluded SD480**) | Indoor Luminaires | High-Bay | High-Bay Luminaires for Commercial and Industrial Buildings | Premium | FALSE | [9 empty] | 42571 |  |  | No |  | 3.1 | 46190 | 137.8 | 335.2 | 14.9 | 0.947 | 4000 | 80
PKRKS2A5 | Industrial Lighting Products | Industrial Lighting Products | PHB-252WLED-UNIV-40-XXXXX (Excluded SD480**) | Indoor Luminaires | High-Bay | High-Bay Luminaires for Commercial and Industrial Buildings | Premium | FALSE | [9 empty] | 42571 |  |  | No |  | 3.1 | 40240 | 159.94 | 251.6 | 14.9 | 0.947 | 4000 | 80
PSFSH8VH | Industrial Lighting Products | Industrial Lighting Products | PHB-252WLED-UNIV-40-FRL-XXXXX (Excluded SD480**) | Indoor Luminaires | High-Bay | High-Bay Luminaires for Commercial and Industrial Buildings | Premium | FALSE | [9 empty] | 42571 |  |  | No |  | 3.1 | 34840 | 138.47 | 251.6 | 14.9 | 0.947 | 4000 | 80
PQ7ZZK7S | Industrial Lighting Products | Industrial Lighting Products | PHB-168WLED-UNIV-40-XXXXX (Excluded SD480**) | Indoor Luminaires | High-Bay | High-Bay Luminaires for Commercial and Industrial Buildings | Premium | FALSE | [9 empty] | 42571 |  |  | No |  | 3.1 | 27240 | 160.05 | 170.2 | 14.9 | 0.947 | 4000 | 80
PXRRVG61 | Industrial Lighting Products | Industrial Lighting Products | PHB-157WLED-UNIV-40-XXXXX (Excluded SD480**) | Indoor Luminaires | High-Bay | High-Bay Luminaires for Commercial and Industrial Buildings | Premium | FALSE | [9 empty] | 42571 |  |  | No |  | 3.1 | 24821 | 158.3 | 156.8 | 14.9 | 0.947 | 4000 | 80
PN3CGJBM | Industrial Lighting Products | Industrial Lighting Products | PHB-168WLED-UNIV-40-FRL-XXXXX (Excluded SD480**) | Indoor Luminaires | High-Bay | High-Bay Luminaires for Commercial and Industrial Buildings | Premium | FALSE | [9 empty] | 42571 |  |  | No |  | 3.1 | 23225 | 136.46 | 170.2 | 14.9 | 0.947 | 4000 | 80
PDMF6KR8 | Industrial Lighting Products | Industrial Lighting Products | PHB-157WLED-UNIV-40-FRL-XXXXX (Excluded SD480**) | Indoor Luminaires | High-Bay | High-Bay Luminaires for Commercial and Industrial Buildings | Premium | FALSE | [9 empty] | 42571 |  |  | No |  | 3.1 | 21210 | 135.1 | 157 | 14.9 | 0.947 | 4000 | 80
PE8Q1M16 | Industrial Lighting Products | Industrial Lighting Products | PHB-126WLED-UNIV-40-XXXXX (Excluded SD480**) | Indoor Luminaires | High-Bay | High-Bay Luminaires for Commercial and Industrial Buildings | Premium | FALSE | [9 empty] | 42571 |  |  | No |  | 3.1 | 20153 | 158.81 | 126.9 | 14.9 | 0.947 | 4000 | 80
PXMRH5MA | Industrial Lighting Products | Industrial Lighting Products | PHB-126WLED-UNIV-40-FRL-XXXXX (Excluded SD480**) | Indoor Luminaires | High-Bay | High-Bay Luminaires for Commercial and Industrial Buildings | Premium | FALSE | [9 empty] | 42571 |  |  | No |  | 3.1 | 17320 | 136.38 | 127 | 14.9 | 0.947 | 4000 | 80
PDAX1SHY | Industrial Lighting Products | Industrial Lighting Products | PHB-84WLED-UNIV-40-FRL-XXXXX (Excluded SD480**) | Indoor Luminaires | High-Bay | High-Bay Luminaires for Commercial and Industrial Buildings | Premium | FALSE | [9 empty] | 42571 |  |  | No |  | 3.1 | 11910 | 139.28 | 85.5 | 14.9 | 0.947 | 4000 | 80
PC6Z41HJ | Industrial Lighting Products | Industrial Lighting Products | PHB-50WLED-UNIV-40-FRL-XXXXX (Excluded SD480**) | Indoor Luminaires | High-Bay | Low-Bay Luminaires for Commercial and Industrial Buildings | Premium | FALSE | [9 empty] | 42571 |  |  | No |  | 3.1 | 6406 | 125.83 | 50.91 | 14.9 | 0.947 | 4000 | 80
P3778GTP | Howard Lighting | Howard Lighting | HLA1-HE-1250-XMV | Indoor Luminaires | High-Bay | High-Bay Luminaires for Commercial and Industrial Buildings | Premium | FALSE | [9 empty] | 42571 |  |  | No |  | 3.1 | 28960 | 132.48 | 218.6 | 9.24 | 0.97 | 5088 | 83.6
PVM7YEP7 | Howard Lighting | Howard Lighting | HLA1-HE-1250-CMV | Indoor Luminaires | High-Bay | High-Bay Luminaires for Commercial and Industrial Buildings | Premium | FALSE | [9 empty] | 42571 |  |  | No |  | 3.1 | 26608.39 | 121.16 | 219.62 | 9.24 | 0.97 | 5000 | 83
PACKH8CT | Howard Lighting | Howard Lighting | HLA1-HE-1250-FMV | Indoor Luminaires | High-Bay | High-Bay Luminaires for Commercial and Industrial Buildings | Premium | FALSE | [9 empty] | 42571 |  |  | No |  | 3.1 | 25998.66 | 118.38 | 219.62 | 9.24 | 0.97 | 5000 | 83
PY438YCN | Howard Lighting | Howard Lighting | HLA1-HE-1250-PMV | Indoor Luminaires | High-Bay | High-Bay Luminaires for Commercial and Industrial Buildings | Premium | FALSE | [9 empty] | 42571 |  |  | No |  | 3.1 | 24840.48 | 113.11 | 219.62 | 9.24 | 0.97 | 5000 | 83
PDE9TRAK | Howard Lighting | Howard Lighting | HLA1-HE-0850-XMV | Indoor Luminaires | High-Bay | High-Bay Luminaires for Commercial and Industrial Buildings | Premium | FALSE | [9 empty] | 42571 |  |  | No |  | 3.1 | 19396.75 | 132.48 | 146.41 | 9.24 | 0.97 | 5000 | 83
P2B5VU89 | Howard Lighting | Howard Lighting | HLA2-HE-0850-XMV | Indoor Luminaires | High-Bay | High-Bay Luminaires for Commercial and Industrial Buildings | Premium | FALSE | [9 empty] | 42571 |  |  | No |  | 3.1 | 19396.75 | 132.48 | 146.41 | 9.24 | 0.97 | 5000 | 83
PXYE5TJV | Howard Lighting | Howard Lighting | HLA1-HE-0850-CMV | Indoor Luminaires | High-Bay | High-Bay Luminaires for Commercial and Industrial Buildings | Premium | FALSE | [9 empty] | 42571 |  |  | No |  | 3.1 | 17738.93 | 121.16 | 146.41 | 9.24 | 0.97 | 5000 | 83
P944M1JB | Howard Lighting | Howard Lighting | HLA2-HE-0850-CMV | Indoor Luminaires | High-Bay | High-Bay Luminaires for Commercial and Industrial Buildings | Premium | FALSE | [9 empty] | 42571 |  |  | No |  | 3.1 | 17738.93 | 121.16 | 146.41 | 9.24 | 0.97 | 5000 | 83
PTBQCMJG | Howard Lighting | Howard Lighting | HLA1-HE-0850-FMV | Indoor Luminaires | High-Bay | High-Bay Luminaires for Commercial and Industrial Buildings | Premium | FALSE | [9 empty] | 42571 |  |  | No |  | 3.1 | 17332.44 | 118.38 | 146.41 | 9.24 | 0.97 | 5000 | 83
P3EYVKNZ | Howard Lighting | Howard Lighting | HLA2-HE-0850-FMV | Indoor Luminaires | High-Bay | High-Bay Luminaires for Commercial and Industrial Buildings | Premium | FALSE | [9 empty] | 42571 |  |  | No |  | 3.1 | 17332.44 | 118.38 | 146.41 | 9.24 | 0.97 | 5000 | 83
PQN8Y6RM | Howard Lighting | Howard Lighting | HLA1-HE-0850-PMV | Indoor Luminaires | High-Bay | High-Bay Luminaires for Commercial and Industrial Buildings | Premium | FALSE | [9 empty] | 42571 |  |  | No |  | 3.1 | 16560.32 | 113.11 | 146.41 | 9.24 | 0.97 | 5000 | 83
PD4F8F7Y | Howard Lighting | Howard Lighting | HLA2-HE-0850-PMV | Indoor Luminaires | High-Bay | High-Bay Luminaires for Commercial and Industrial Buildings | Premium | FALSE | [9 empty] | 42571 |  |  | No |  | 3.1 | 16560.32 | 113.11 | 146.41 | 9.24 | 0.97 | 5000 | 83
P23VCXBA | Howard Lighting | Howard Lighting | HLA2-HL-0650-XMV | Indoor Luminaires | High-Bay | High-Bay Luminaires for Commercial and Industrial Buildings | Premium | FALSE | [9 empty] | 42571 |  |  | No |  | 3.1 | 14547.56 | 132.48 | 109.81 | 9.24 | 0.97 | 5000 | 83
P1G29VK3 | Howard Lighting | Howard Lighting | HLA2-HL-0650-CMV | Indoor Luminaires | High-Bay | High-Bay Luminaires for Commercial and Industrial Buildings | Premium | FALSE | [9 empty] | 42571 |  |  | No |  | 3.1 | 13304.19 | 121.16 | 109.81 | 9.24 | 0.97 | 5000 | 83
PWWDNAWJ | Howard Lighting | Howard Lighting | HLA2-HL-0650-FMV | Indoor Luminaires | High-Bay | High-Bay Luminaires for Commercial and Industrial Buildings | Premium | FALSE | [9 empty] | 42571 |  |  | No |  | 3.1 | 12999.33 | 118.38 | 109.81 | 9.24 | 0.97 | 5000 | 83
PV66C99Z | Howard Lighting | Howard Lighting | HLA2-HL-0650-PMV | Indoor Luminaires | High-Bay | High-Bay Luminaires for Commercial and Industrial Buildings | Premium | FALSE | [9 empty] | 42571 |  |  | No |  | 3.1 | 12420.24 | 113.11 | 109.81 | 9.24 | 0.97 | 5000 | 83
P14JT445 | Howard Lighting | Howard Lighting | HLA2-HE-0650-XMV | Indoor Luminaires | High-Bay | High-Bay Luminaires for Commercial and Industrial Buildings | Premium | FALSE | [9 empty] | 42571 |  |  | No |  | 3.1 | 14008.49 | 139.11 | 100.7 | 7.02 | 0.99 | 5000 | 83
P69AAMV9 | Howard Lighting | Howard Lighting | HLA2-HE-0650-CMV | Indoor Luminaires | High-Bay | High-Bay Luminaires for Commercial and Industrial Buildings | Premium | FALSE | [9 empty] | 42571 |  |  | No |  | 3.1 | 12811.2 | 127.22 | 100.7 | 7.02 | 0.99 | 5000 | 83
PYXJ6Y56 | Howard Lighting | Howard Lighting | HLA2-HE-0650-FMV | Indoor Luminaires | High-Bay | High-Bay Luminaires for Commercial and Industrial Buildings | Premium | FALSE | [9 empty] | 42571 |  |  | No |  | 3.1 | 12517.63 | 124.31 | 100.7 | 7.02 | 0.99 | 5000 | 83
P43KDEPD | Howard Lighting | Howard Lighting | HLA1-HE-1240-FMV | Indoor Luminaires | High-Bay | High-Bay Luminaires for Commercial and Industrial Buildings | Premium | FALSE | [9 empty] | 42571 |  |  | No |  | 3.1 | 26010 | 118.5 | 219.5 | 9.24 | 0.97 | 4039 | 82.2
PRNSGAPE | Howard Lighting | Howard Lighting | HLA1-HE-1240-CMV | Indoor Luminaires | High-Bay | High-Bay Luminaires for Commercial and Industrial Buildings | Premium | FALSE | [9 empty] | 42571 |  |  | No |  | 3.1 | 26620 | 121.28 | 219.5 | 9.24 | 0.97 | 4037 | 82.1
PHMABYVD | Howard Lighting | Howard Lighting | HLA1-HE-1240-XMV | Indoor Luminaires | High-Bay | High-Bay Luminaires for Commercial and Industrial Buildings | Premium | FALSE | [9 empty] | 42571 |  |  | No |  | 3.1 | 29320 | 132.61 | 221.1 | 9.24 | 0.97 | 4015 | 82.1
PXYMBFUK | Howard Lighting | Howard Lighting | HLA2-HE-0840-XMV | Indoor Luminaires | High-Bay | High-Bay Luminaires for Commercial and Industrial Buildings | Premium | FALSE | [9 empty] | 42571 |  |  | No |  | 3.1 | 19415.83 | 132.61 | 146.41 | 9.24 | 0.97 | 4000 | 82
PKYHTJ6Y | Howard Lighting | Howard Lighting | HLA1-HE-0840-XMV | Indoor Luminaires | High-Bay | High-Bay Luminaires for Commercial and Industrial Buildings | Premium | FALSE | [9 empty] | 42571 |  |  | No |  | 3.1 | 19415.83 | 132.61 | 146.41 | 9.24 | 0.97 | 4000 | 82
PRJKP195 | Howard Lighting | Howard Lighting | HLA2-HE-0840-CMV | Indoor Luminaires | High-Bay | High-Bay Luminaires for Commercial and Industrial Buildings | Premium | FALSE | [9 empty] | 42571 |  |  | No |  | 3.1 | 17756.37 | 121.28 | 146.41 | 9.24 | 0.97 | 4000 | 82
PQVH352J | Howard Lighting | Howard Lighting | HLA1-HE-0840-CMV | Indoor Luminaires | High-Bay | High-Bay Luminaires for Commercial and Industrial Buildings | Premium | FALSE | [9 empty] | 42571 |  |  | No |  | 3.1 | 17756.37 | 121.28 | 146.41 | 9.24 | 0.97 | 4000 | 82
PZJET7KQ | Howard Lighting | Howard Lighting | HLA2-HE-0840-FMV | Indoor Luminaires | High-Bay | High-Bay Luminaires for Commercial and Industrial Buildings | Premium | FALSE | [9 empty] | 42571 |  |  | No |  | 3.1 | 17349.48 | 118.5 | 146.41 | 9.24 | 0.97 | 4000 | 82
PSPQAAF6 | Howard Lighting | Howard Lighting | HLA1-HE-0840-FMV | Indoor Luminaires | High-Bay | High-Bay Luminaires for Commercial and Industrial Buildings | Premium | FALSE | [9 empty] | 42571 |  |  | No |  | 3.1 | 17349.48 | 118.5 | 146.41 | 9.24 | 0.97 | 4000 | 82
P9DD7R7Z | Howard Lighting | Howard Lighting | HLA2-HE-0840-PMV | Indoor Luminaires | High-Bay | High-Bay Luminaires for Commercial and Industrial Buildings | Premium | FALSE | [9 empty] | 42571 |  |  | No |  | 3.1 | 16576.61 | 113.22 | 146.41 | 9.24 | 0.97 | 4000 | 82
P8AUGHZD | Howard Lighting | Howard Lighting | HLA1-HE-0840-PMV | Indoor Luminaires | High-Bay | High-Bay Luminaires for Commercial and Industrial Buildings | Premium | FALSE | [9 empty] | 42571 |  |  | No |  | 3.1 | 16576.61 | 113.22 | 146.41 | 9.24 | 0.97 | 4000 | 82
PVGD1XWZ | Howard Lighting | Howard Lighting | HLA2-HL-0640-XMV | Indoor Luminaires | High-Bay | High-Bay Luminaires for Commercial and Industrial Buildings | Premium | FALSE | [9 empty] | 42571 |  |  | No |  | 3.1 | 14561.87 | 132.61 | 109.81 | 9.24 | 0.97 | 4000 | 82
PHQ4FA51 | Howard Lighting | Howard Lighting | HLA2-HL-0640-CMV | Indoor Luminaires | High-Bay | High-Bay Luminaires for Commercial and Industrial Buildings | Premium | FALSE | [9 empty] | 42571 |  |  | No |  | 3.1 | 13317.28 | 121.28 | 109.81 | 9.24 | 0.97 | 4000 | 82
PQKGGANF | Howard Lighting | Howard Lighting | HLA2-HL-0640-FMV | Indoor Luminaires | High-Bay | High-Bay Luminaires for Commercial and Industrial Buildings | Premium | FALSE | [9 empty] | 42571 |  |  | No |  | 3.1 | 13012.11 | 118.5 | 109.81 | 9.24 | 0.97 | 4000 | 82
P9RMEV9X | Howard Lighting | Howard Lighting | HLA2-HL-0640-PMV | Indoor Luminaires | High-Bay | High-Bay Luminaires for Commercial and Industrial Buildings | Premium | FALSE | [9 empty] | 42571 |  |  | No |  | 3.1 | 12432.45 | 113.22 | 109.81 | 9.24 | 0.97 | 4000 | 82
PHZWPBKQ | Howard Lighting | Howard Lighting | HLA2-HE-0640-XMV | Indoor Luminaires | High-Bay | High-Bay Luminaires for Commercial and Industrial Buildings | Premium | FALSE | [9 empty] | 42571 |  |  | No |  | 3.1 | 14022.27 | 139.25 | 100.7 | 7.02 | 0.99 | 4000 | 82
PXZVCYNV | Howard Lighting | Howard Lighting | HLA2-HE-0640-CMV | Indoor Luminaires | High-Bay | High-Bay Luminaires for Commercial and Industrial Buildings | Premium | FALSE | [9 empty] | 42571 |  |  | No |  | 3.1 | 12823.79 | 127.35 | 100.7 | 7.02 | 0.99 | 4000 | 82
PZ5QJS9Y | Howard Lighting | Howard Lighting | HLA2-HE-0640-FMV | Indoor Luminaires | High-Bay | High-Bay Luminaires for Commercial and Industrial Buildings | Premium | FALSE | [9 empty] | 42571 |  |  | No |  | 3.1 | 12529.94 | 124.43 | 100.7 | 7.02 | 0.99 | 4000 | 82
PT82EUSV | Howard Lighting | Howard Lighting | HLA2-HE-0640-PMV | Indoor Luminaires | High-Bay | High-Bay Luminaires for Commercial and Industrial Buildings | Premium | FALSE | [9 empty] | 42571 |  |  | No |  | 3.1 | 11971.76 | 118.89 | 100.7 | 7.02 | 0.99 | 4000 | 82
PDCAV3WG | Aimlite Lighting Products | AimLite | R2H-LA1-2/40K | Indoor Luminaires | High-Bay | High-Bay Luminaires for Commercial and Industrial Buildings | Premium | FALSE | [9 empty] | 42571 | Dimmable | Continuous Below 10 | No |  | 3.1 | 21238 | 114 | 186 | 15.4 | 0.92 | 4000 | 81
PYK1HQZT | FOSHAN INNOVATIVE LIGHTING | Innovative | LHB-2204808(5700K) | Indoor Luminaires | High-Bay | High-Bay Luminaires for Commercial and Industrial Buildings | Standard | FALSE | [9 empty] | 42571 | Dimmable | Continuous Below 10 | No |  | 4 | 21000 | 105 | 200 | 25 | 0.9 | 5700 | 80
PTDA5EVF | FOSHAN INNOVATIVE LIGHTING | Innovative | LHB-2204808(5000K) | Indoor Luminaires | High-Bay | High-Bay Luminaires for Commercial and Industrial Buildings | Standard | FALSE | [9 empty] | 42571 | Dimmable | Continuous Below 10 | No |  | 4 | 21000 | 105 | 200 | 25 | 0.9 | 5000 | 80
P8DAPFQB | FOSHAN INNOVATIVE LIGHTING | Innovative | LHB-2204808(4500K) | Indoor Luminaires | High-Bay | High-Bay Luminaires for Commercial and Industrial Buildings | Standard | FALSE | [9 empty] | 42571 | Dimmable | Continuous Below 10 | No |  | 4 | 21000 | 105 | 200 | 25 | 0.9 | 4500 | 80
PG18VSZ8 | FOSHAN INNOVATIVE LIGHTING | Innovative | LHB-2204808(4000K) | Indoor Luminaires | High-Bay | High-Bay Luminaires for Commercial and Industrial Buildings | Standard | FALSE | [9 empty] | 42571 | Dimmable | Continuous Below 10 | No |  | 4 | 21000 | 105 | 200 | 25 | 0.9 | 4000 | 80
P6VRBCGU | FOSHAN INNOVATIVE LIGHTING | Innovative | LHB-2204808(3500K) | Indoor Luminaires | High-Bay | High-Bay Luminaires for Commercial and Industrial Buildings | Standard | FALSE | [9 empty] | 42571 | Dimmable | Continuous Below 10 | No |  | 4 | 21000 | 105 | 200 | 25 | 0.9 | 3500 | 80
PT3YYAKS | Nexus Electrical (Jiaxing) LTD | Luceco | LHBS200S905057-US | Indoor Luminaires | High-Bay | High-Bay Luminaires for Commercial and Industrial Buildings | Standard | FALSE | [9 empty] | 42571 | Not Dimmable | Not Dimmable | No |  | 3.1 | 24000 | 120 | 200 | 11.41 | 0.9 | 5700 | 82
P3U2QF21 | Nexus Electrical (Jiaxing) LTD | Luceco | LHBS200S905050-US | Indoor Luminaires | High-Bay | High-Bay Luminaires for Commercial and Industrial Buildings | Standard | FALSE | [9 empty] | 42571 | Not Dimmable | Not Dimmable | No |  | 3.1 | 24000 | 120 | 200 | 11.41 | 0.9 | 5000 | 81
PB4ZS6N2 | Nexus Electrical (Jiaxing) LTD | Luceco | LHBS200S905045-US | Indoor Luminaires | High-Bay | High-Bay Luminaires for Commercial and Industrial Buildings | Standard | FALSE | [9 empty] | 42571 | Not Dimmable | Not Dimmable | No |  | 3.1 | 24000 | 120 | 200 | 11.41 | 0.9 | 4500 | 80
PF3X9UU4 | Nexus Electrical (Jiaxing) LTD | Luceco | LHBS200S905040-US | Indoor Luminaires | High-Bay | High-Bay Luminaires for Commercial and Industrial Buildings | Standard | FALSE | [9 empty] | 42571 | Not Dimmable | Not Dimmable | No |  | 3.1 | 24000 | 120 | 200 | 11.41 | 0.9 | 4000 | 80
PW4R5K4T | Nexus Electrical (Jiaxing) LTD | Luceco | LHBS200S905035-US | Indoor Luminaires | High-Bay | High-Bay Luminaires for Commercial and Industrial Buildings | Standard | FALSE | [9 empty] | 42571 | Not Dimmable | Not Dimmable | No |  | 3.1 | 24000 | 120 | 200 | 11.41 | 0.9 | 3500 | 80
P8C7JJJS | Thomas & Betts Limited | HAZLUX | DL010EUN0-TG[Blank]-[A* C* HV2 or blank]-E[T G]U [120V ONLY] | Indoor Luminaires | High-Bay | High-Bay Luminaires for Commercial and Industrial Buildings | Standard | TRUE | 10519 | 118.3 | 88.92 | 5.44 | 0.995 | 5223 | 74 | 5 | 50000 | 42570 |  |  | No | Updated on 10/6/2016 | 4 | 10402 | 117.1 | 88.83 | 5 | 0.99 | 5223 | 74
PWTM471S | XtraLight Manufacturing Ltd. | XtraLight | LHA6-21000L-50K-UNV | Indoor Luminaires | High-Bay | High-Bay Aisle Luminaires | Premium | TRUE | 21183 | 114.4 | 185.18 | 10.91 | 0.968 | 4939 | 74.19 | 5 | 50000 | 42570 |  |  | Yes |  | 3.1 | 21183 | 114.4 | 185.18 | 5.15 | 1 | 4939 | 74.19
PMDASNFV | XtraLight Manufacturing Ltd. | XtraLight | LHA6-21000L-40K-DIM | Indoor Luminaires | High-Bay | High-Bay Aisle Luminaires | Premium | TRUE | 20742 | 109.5 | 189.4 | 8.35 | 0.967 | 3984 | 73.08 | 5 | 50000 | 42570 |  |  | Yes |  | 3.1 | 20742 | 109.5 | 189.4 | 6.38 | 1 | 3984 | 73.08
PSRQ15WJ | XtraLight Manufacturing Ltd. | XtraLight | LHA6-17000L-40K-UNV | Indoor Luminaires | High-Bay | High-Bay Aisle Luminaires | Premium | TRUE | 16282 | 118.4 | 136.23 | 8.24 | 0.944 | 3913 | 73.04 | 5 | 50000 | 42570 |  |  | Yes |  | 3.1 | 16282 | 118.4 | 137.52 | 6.53 | 1 | 3913 | 73.04
PD16R9T3 | Fine Technix Co. Ltd | Fine Technix | HU160L2-L850(BX-75R) | Indoor Luminaires | High-Bay | High-Bay Luminaires for Commercial and Industrial Buildings | Standard | TRUE | 20357.3 | 123.1 | 165.4 | 18.32 | 0.943 | 5040 | 82.4 | 5 | 50000 | 42570 |  |  | No |  | 4 | 20357.3 | 123.08 | 165.4 | 11.86 | 0.99 | 5040 | 82.43
PCC8ZGP6 | EverWatt | EverWatt | EWUHB150WLC 4000K | Indoor Luminaires | High-Bay | High-Bay Luminaires for Commercial and Industrial Buildings | Standard | TRUE | 19984 | 132.03 | 151.4 | 14.29 | 0.9391 | 3978 | 73.6 | 5 | 50000 | 42570 |  |  | No |  | 3.1 | 19984 | 132.03 | 151.4 | 14.29 | 0.9391 | 4000 | 73.6
P6Z695EB | Fine Technix Co. Ltd | Fine Technix | HU150L2-L850(BX-75R) | Indoor Luminaires | High-Bay | High-Bay Luminaires for Commercial and Industrial Buildings | Standard | TRUE | 16453.89 | 112.93 | 145.7 | 19.47 | 0.934 | 5275.6 | 85.8 | 5 | 50000 | 42570 |  |  | No |  | 4 | 16453.89 | 112.93 | 145.7 | 13.32 | 0.99 | 5273.6 | 85.8
PNEWC3TT | ming feng lighting co.ltd | MF | MF-GS150-30K | Indoor Luminaires | High-Bay | High-Bay Luminaires for Commercial and Industrial Buildings | Standard | TRUE | 15734 | 107.8 | 147.9 | 12.1 | 0.9295 | 2955 | 82.7 | 5 | 50000 | 42570 |  |  | No |  | 3 | 15734 | 106.67 | 147.5 | 12.1 | 0.9295 | 3000 | 82.7
PBCH57XN | EverWatt | EverWatt | EWUHB135WLC 4000K | Indoor Luminaires | High-Bay | High-Bay Luminaires for Commercial and Industrial Buildings | Standard | TRUE | 17290 | 128.09 | 135 | 14.61 | 0.9288 | 3959 | 73.4 | 5 | 50000 | 42570 |  |  | No |  | 3.1 | 17290 | 128.09 | 135 | 14.61 | 0.9288 | 4000 | 73.4
PS798563 | Thomas & Betts Limited | HAZLUX | DL005EUN0-TG[Blank]-[A* C* HV2 or blank]-E[T G]U | Indoor Luminaires | High-Bay | Low-Bay Luminaires for Commercial and Industrial Buildings | Standard | TRUE | 5713 | 135.1 | 42.3 | 18.46 | 0.919 | 5032 | 73 | 5 | 50000 | 42570 |  |  | No | Updated on 10/6/2016 | 4 | 5753 | 134.5 | 42.79 | 18.5 | 0.92 | 5032 | 73
P2DHU1FH | EverWatt | EverWatt | EWUHB180WLC 4000K | Indoor Luminaires | High-Bay | High-Bay Luminaires for Commercial and Industrial Buildings | Standard | TRUE | 23284 | 128.21 | 181.6 | 14.36 | 0.9112 | 3986 | 73.7 | 5 | 50000 | 42570 |  |  | No |  | 3.1 | 23284 | 128.21 | 181.6 | 14.36 | 0.9112 | 4000 | 73.7
PA69F4J2 | ming feng lighting co.ltd | MF | MF-GS050-30K | Indoor Luminaires | High-Bay | Low-Bay Luminaires for Commercial and Industrial Buildings | Standard | TRUE | 5268.2 | 104.1 | 50.61 | 6 | 0.9105 | 2964 | 82.8 | 5 | 50000 | 42570 |  |  | No |  | 3 | 5280 | 106.45 | 49.6 | 6 | 0.9105 | 3000 | 82.8
PCXV9FCR | ming feng lighting co.ltd | MF | MF-GS100-30K | Indoor Luminaires | High-Bay | High-Bay Luminaires for Commercial and Industrial Buildings | Standard | TRUE | 10498 | 102.8 | 99.98 | 11.9 | 0.9092 | 2945 | 82.5 | 5 | 50000 | 42570 |  |  | No |  | 3 | 10498 | 105.19 | 99.81 | 11.9 | 0.9092 | 3000 | 82.5
PNRZFJ6P | Fine Technix Co. Ltd | Fine Technix | HU160F2-L850(BX-75R) | Indoor Luminaires | High-Bay | High-Bay Luminaires for Commercial and Industrial Buildings | Standard | TRUE | 19915.6 | 123.85 | 160.8 | 11.31 | 0.908 | 5058 | 82.7 | 5 | 50000 | 42570 |  |  | No |  | 4 | 19915.6 | 123.85 | 160.8 | 5.29 | 0.99 | 5058 | 82.7
PQ6ZXXC7 | EverWatt | EverWatt | EWUHB100WLC 4000K | Indoor Luminaires | High-Bay | High-Bay Luminaires for Commercial and Industrial Buildings | Standard | TRUE | 12783 | 126.24 | 101.3 | 14.78 | 0.9034 | 3966 | 73.5 | 5 | 50000 | 42570 |  |  | No |  | 3.1 | 12783 | 126.24 | 101.3 | 14.78 | 0.9034 | 4000 | 73.5
PZYBGNTW | Axlen Inc. | Axlen Lighting | AXHB-PL2-200W40K-* | Indoor Luminaires | High-Bay | High-Bay Luminaires for Commercial and Industrial Buildings | Premium | TRUE | 21978.2 | 111.22 | 195.7 | 11.38 | 0.8968 | 3889 | 82.3 | 5 | 50000 | 42570 |  |  | Yes |  | 3.1 | 21967 | 112.25 | 195.7 | 11.38 | 0.9 | 4000 | 82.3
P7QSYMZA | Thomas & Betts Limited | HAZLUX | DL010EUN20-TG[Blank]-[A* C* HV2 or blank]-E[T G]U | Indoor Luminaires | High-Bay | Low-Bay Luminaires for Commercial and Industrial Buildings | Standard | FALSE | [9 empty] | 42570 |  |  | No | Updated on 10/6/2016 | 4 | 10123 | 118.9 | 85.2 | 9.5 | 0.93 | 5269 | 74
P46U9BV1 | Thomas & Betts Limited | HAZLUX | DL007EUN0-TG[Blank]-[A* C* HV2 or blank]-E[T G]U | Indoor Luminaires | High-Bay | Low-Bay Luminaires for Commercial and Industrial Buildings | Standard | FALSE | [9 empty] | 42570 |  |  | No | Updated on 10/6/2016 | 4 | 7202 | 123 | 58.55 | 19.1 | 0.93 | 5032 | 72
P2WVHFBR | Thomas & Betts Limited | HAZLUX | DL007EUN20-TG[Blank]-[A* C* HV2 or blank]-E[T G]U | Indoor Luminaires | High-Bay | Low-Bay Luminaires for Commercial and Industrial Buildings | Standard | FALSE | [9 empty] | 42570 |  |  | No | Updated on 10/6/2016 | 4 | 7277 | 124.8 | 58.3 | 22.8 | 0.95 | 5014 | 72
P1EEFJ1T | Thomas & Betts Limited | HAZLUX | DL005EUN20-TG[Blank]-[A* C* HV2 or blank]-E[T G]U | Indoor Luminaires | High-Bay | Low-Bay Luminaires for Commercial and Industrial Buildings | Standard | FALSE | [9 empty] | 42570 |  |  | No | Updated on 10/6/2016 | 4 | 5724 | 135.3 | 42.3 | 18 | 0.88 | 5007 | 73
P31JGA85 | Thomas & Betts Limited | HAZLUX | DL015EUN0-TG[Blank]-[A* C* HV2 or blank]-E[T G]U [120V ONLY] | Indoor Luminaires | High-Bay | High-Bay Luminaires for Commercial and Industrial Buildings | Standard | FALSE | [9 empty] | 42570 |  |  | No | Updated on 10/6/2016 | 4 | 15215 | 126.8 | 120.03 | 14 | 0.88 | 4971 | 72
PGGMB6PZ | Thomas & Betts Limited | HAZLUX | DL015EUN20-TG[Blank]-[A* C* HV2 or blank]-E[T G]U | Indoor Luminaires | High-Bay | High-Bay Luminaires for Commercial and Industrial Buildings | Standard | FALSE | [9 empty] | 42570 |  |  | No | Updated on 10/6/2016 | 4 | 15880 | 129.4 | 122.7 | 10.3 | 0.97 | 4970 | 72
P6EC26P2 | XtraLight Manufacturing Ltd. | XtraLight | LHA6-21000L-50K-DIM | Indoor Luminaires | High-Bay | High-Bay Aisle Luminaires | Premium | FALSE | [9 empty] | 42570 |  |  | Yes |  | 3.1 | 21713 | 114.6 | 189.4 | 6.38 | 1 | 4925 | 74.14
PK6N29GD | XtraLight Manufacturing Ltd. | XtraLight | LHA6-17000L-50K-UNV | Indoor Luminaires | High-Bay | High-Bay Aisle Luminaires | Premium | FALSE | [9 empty] | 42570 |  |  | Yes |  | 3.1 | 17122 | 124.3 | 137.71 | 6.54 | 1 | 4893 | 73.28
PBJGWW9G | XtraLight Manufacturing Ltd. | XtraLight | LHA6-17000L-50K-DIM | Indoor Luminaires | High-Bay | High-Bay Aisle Luminaires | Premium | FALSE | [9 empty] | 42570 |  |  | Yes |  | 3.1 | 17084 | 123.7 | 138.07 | 6.98 | 1 | 4862 | 73.96
PPUTVQXZ | XtraLight Manufacturing Ltd. | XtraLight | LHA6-21000L-40K-UNV | Indoor Luminaires | High-Bay | High-Bay Aisle Luminaires | Premium | FALSE | [9 empty] | 42570 |  |  | Yes |  | 3.1 | 20238 | 109.6 | 184.65 | 5.2 | 1 | 3975 | 72.37
PN547BC5 | XtraLight Manufacturing Ltd. | XtraLight | LHA6-17000L-40K-DIM | Indoor Luminaires | High-Bay | High-Bay Aisle Luminaires | Premium | FALSE | [9 empty] | 42570 |  |  | Yes |  | 3.1 | 16336 | 118.4 | 138.01 | 6.9 | 1 | 3914 | 73.06
P8C6853Y | Axlen Inc. | Axlen Lighting | AXHB-PL2-200W50K-* | Indoor Luminaires | High-Bay | High-Bay Luminaires for Commercial and Industrial Buildings | Premium | FALSE | [9 empty] | 42570 | Dimmable | Continuous Above 10 | Yes |  | 3.1 | 23354 | 118.37 | 197.3 | 10.65 | 0.9 | 5000 | 82.7
PJZA7FX6 | Axlen Inc. | Axlen Lighting | AXHB-PL2-200W45K-* | Indoor Luminaires | High-Bay | High-Bay Luminaires for Commercial and Industrial Buildings | Premium | FALSE | [9 empty] | 42570 | Dimmable | Continuous Above 10 | Yes |  | 3.1 | 22661 | 115.32 | 196.5 | 11.38 | 0.9 | 4500 | 82.3
PQH3CQ8R | EverWatt | EverWatt | EWUHB135WLC 5700K | Indoor Luminaires | High-Bay | High-Bay Luminaires for Commercial and Industrial Buildings | Standard | FALSE | [9 empty] | 42570 | Not Dimmable | Not Dimmable | No |  | 3.1 | 17663 | 131.62 | 134.2 | 14.17 | 0.9239 | 5700 | 75.3
PUNXTAS2 | EverWatt | EverWatt | EWUHB100WLC 5700K | Indoor Luminaires | High-Bay | High-Bay Luminaires for Commercial and Industrial Buildings | Standard | FALSE | [9 empty] | 42570 | Not Dimmable | Not Dimmable | No |  | 3.1 | 13227 | 129.04 | 102.5 | 14.89 | 0.9042 | 5700 | 75.2
PAKEZHS7 | EverWatt | EverWatt | EWUHB180WLC 5700K | Indoor Luminaires | High-Bay | High-Bay Luminaires for Commercial and Industrial Buildings | Standard | FALSE | [9 empty] | 42570 | Not Dimmable | Not Dimmable | No |  | 3.1 | 23798 | 131.92 | 180.4 | 14.53 | 0.9129 | 5700 | 75.2
PPH9XAVZ | EverWatt | EverWatt | EWUHB150WLC 5700K | Indoor Luminaires | High-Bay | High-Bay Luminaires for Commercial and Industrial Buildings | Standard | FALSE | [9 empty] | 42570 | Not Dimmable | Not Dimmable | No |  | 3.1 | 20423 | 135.97 | 150.2 | 14.37 | 0.9365 | 5700 | 75.2
PYWZ492F | EverWatt | EverWatt | EWUHB100WLCDIM 5700K | Indoor Luminaires | High-Bay | High-Bay Luminaires for Commercial and Industrial Buildings | Standard | FALSE | [9 empty] | 42570 | Dimmable | Continuous Above 10 | No |  | 3.1 | 13227 | 129.04 | 102.5 | 14.89 | 0.9042 | 5700 | 75.2
PN71V4Z9 | EverWatt | EverWatt | EWUHB180WLC 5000K | Indoor Luminaires | High-Bay | High-Bay Luminaires for Commercial and Industrial Buildings | Standard | FALSE | [9 empty] | 42570 | Not Dimmable | Not Dimmable | No |  | 3.1 | 23541 | 130.06 | 181 | 14.36 | 0.9112 | 5000 | 73.7
P18ZAZVJ | EverWatt | EverWatt | EWUHB150WLC 5000K | Indoor Luminaires | High-Bay | High-Bay Luminaires for Commercial and Industrial Buildings | Standard | FALSE | [9 empty] | 42570 | Not Dimmable | Not Dimmable | No |  | 3.1 | 20204 | 133.98 | 150.8 | 14.29 | 0.9391 | 5000 | 73.6
P4YDCYDY | EverWatt | EverWatt | EWUHB100WLC 5000K | Indoor Luminaires | High-Bay | High-Bay Luminaires for Commercial and Industrial Buildings | Standard | FALSE | [9 empty] | 42570 | Not Dimmable | Not Dimmable | No |  | 3.1 | 13005 | 127.63 | 101.9 | 14.78 | 0.9034 | 5000 | 73.5
PY466QED | EverWatt | EverWatt | EWUHB135WLC 5000K | Indoor Luminaires | High-Bay | High-Bay Luminaires for Commercial and Industrial Buildings | Standard | FALSE | [9 empty] | 42570 | Not Dimmable | Not Dimmable | No |  | 3.1 | 17476 | 129.84 | 134.6 | 14.61 | 0.9288 | 5000 | 73.4
PNWAD96K | EverWatt | EverWatt | EWUHB100WLCDIM 5000K | Indoor Luminaires | High-Bay | High-Bay Luminaires for Commercial and Industrial Buildings | Standard | FALSE | [9 empty] | 42570 | Dimmable | Continuous Above 10 | No |  | 3.1 | 13005 | 127.63 | 101.9 | 14.78 | 0.9034 | 5000 | 73.5
PMSS4UY8 | EverWatt | EverWatt | EWUHB100WLCDIM 4000K | Indoor Luminaires | High-Bay | High-Bay Luminaires for Commercial and Industrial Buildings | Standard | FALSE | [9 empty] | 42570 | Dimmable | Continuous Above 10 | No |  | 3.1 | 12783 | 126.24 | 101.3 | 14.78 | 0.9034 | 4000 | 73.5
P5Y19DPJ | ming feng lighting co.ltd | MF | MF-GS050-50K | Indoor Luminaires | High-Bay | Low-Bay Luminaires for Commercial and Industrial Buildings | Standard | FALSE | [9 empty] | 42570 | Not Dimmable | Not Dimmable | No |  | 3 | 5576 | 110.88 | 50.29 | 6.1 | 0.9231 | 5000 | 76.4
PM7YEC8F | ming feng lighting co.ltd | MF | MF-GS100-50K | Indoor Luminaires | High-Bay | High-Bay Luminaires for Commercial and Industrial Buildings | Standard | FALSE | [9 empty] | 42570 | Not Dimmable | Not Dimmable | No |  | 3 | 11414 | 112.64 | 101.3 | 9.5 | 0.9211 | 5000 | 75.4
PEDBQN3Q | ming feng lighting co.ltd | MF | MF-GS150-50K | Indoor Luminaires | High-Bay | High-Bay Luminaires for Commercial and Industrial Buildings | Standard | FALSE | [9 empty] | 42570 | Not Dimmable | Not Dimmable | No |  | 3 | 17175 | 111.37 | 154.2 | 13.6 | 0.9223 | 5000 | 75.1
PN9W23Q5 | ming feng lighting co.ltd | MF | MF-GS050-45K | Indoor Luminaires | High-Bay | Low-Bay Luminaires for Commercial and Industrial Buildings | Standard | FALSE | [9 empty] | 42570 | Not Dimmable | Not Dimmable | No |  | 3 | 5280 | 106.45 | 49.6 | 6 | 0.9105 | 4500 | 82.8
PF8VAHBN | ming feng lighting co.ltd | MF | MF-GS150-45K | Indoor Luminaires | High-Bay | High-Bay Luminaires for Commercial and Industrial Buildings | Standard | FALSE | [9 empty] | 42570 | Not Dimmable | Not Dimmable | No |  | 3 | 15734 | 106.67 | 147.5 | 12.1 | 0.9295 | 4500 | 82.7
PC91WH68 | ming feng lighting co.ltd | MF | MF-GS100-45K | Indoor Luminaires | High-Bay | High-Bay Luminaires for Commercial and Industrial Buildings | Standard | FALSE | [9 empty] | 42570 | Not Dimmable | Not Dimmable | No |  | 3 | 10498 | 105.19 | 99.81 | 11.9 | 0.9092 | 4500 | 82.5
P3B2GTM9 | ming feng lighting co.ltd | MF | MF-GS050-40K | Indoor Luminaires | High-Bay | Low-Bay Luminaires for Commercial and Industrial Buildings | Standard | FALSE | [9 empty] | 42570 | Not Dimmable | Not Dimmable | No |  | 3 | 5280 | 106.45 | 49.6 | 6 | 0.9105 | 4000 | 82.8
PT1A48Q5 | ming feng lighting co.ltd | MF | MF-GS150-40K | Indoor Luminaires | High-Bay | High-Bay Luminaires for Commercial and Industrial Buildings | Standard | FALSE | [9 empty] | 42570 | Not Dimmable | Not Dimmable | No |  | 3 | 15734 | 106.67 | 147.5 | 12.1 | 0.9295 | 4000 | 82.7
PYPHF9KN | ming feng lighting co.ltd | MF | MF-GS100-40K | Indoor Luminaires | High-Bay | High-Bay Luminaires for Commercial and Industrial Buildings | Standard | FALSE | [9 empty] | 42570 | Not Dimmable | Not Dimmable | No |  | 3 | 10498 | 105.19 | 99.81 | 11.9 | 0.9092 | 4000 | 82.5
PTFZGHD9 | ming feng lighting co.ltd | MF | MF-GS050-35K | Indoor Luminaires | High-Bay | Low-Bay Luminaires for Commercial and Industrial Buildings | Standard | FALSE | [9 empty] | 42570 | Not Dimmable | Not Dimmable | No |  | 3 | 5280 | 106.45 | 49.6 | 6 | 0.9105 | 3500 | 82.8
P65J3Z49 | ming feng lighting co.ltd | MF | MF-GS150-35K | Indoor Luminaires | High-Bay | High-Bay Luminaires for Commercial and Industrial Buildings | Standard | FALSE | [9 empty] | 42570 | Not Dimmable | Not Dimmable | No |  | 3 | 15734 | 106.67 | 147.5 | 12.1 | 0.9295 | 3500 | 82.7
PSA35JJN | ming feng lighting co.ltd | MF | MF-GS100-35K | Indoor Luminaires | High-Bay | High-Bay Luminaires for Commercial and Industrial Buildings | Standard | FALSE | [9 empty] | 42570 | Not Dimmable | Not Dimmable | No |  | 3 | 10498 | 105.19 | 99.81 | 11.9 | 0.9092 | 3500 | 82.5
P2R7MN78 | Solas Ray Lighting | High Bay Slimline | HS19-152-50-U | Indoor Luminaires | High-Bay | High-Bay Luminaires for Commercial and Industrial Buildings | Standard | TRUE | 19195 | 126.02 | 152.32 | 7.124 | 0.9958 | 5055 | 76.3 | 5 | 50000 | 42569 |  |  | No |  | 3.1 | 19100 | 119 | 160 | 20 | 0.9 | 5000 | 70
PJ2YTAJ6 | Solas Ray Lighting | High Bay Slimline | HS17-135-50-U | Indoor Luminaires | High-Bay | High-Bay Luminaires for Commercial and Industrial Buildings | Standard | TRUE | 16687 | 123.54 | 135.08 | 7.746 | 0.9951 | 5062 | 76.3 | 5 | 50000 | 42569 |  |  | No |  | 3.1 | 16600 | 119 | 140 | 20 | 0.9 | 5000 | 70
PYQFEQBV | Tamlite Lighting | Tamlite Lighting | IBLED2-10800D1L830-XXX | Indoor Luminaires | High-Bay | High-Bay Luminaires for Commercial and Industrial Buildings | Standard | TRUE | 9892 | 112.7 | 87.74 | 10.3 | 0.983 | 3173 | 83.5 | 5 | 50000 | 42569 |  |  | No |  | 3.1 | 9892 | 112.7 | 85.95 | 10.3 | 0.96 | 3173 | 83.5
PTSSS4V1 | Guangzhou Ledia Lighting Technology Company Limited | LEDIA | LD-HB-L160-35F-D | Indoor Luminaires | High-Bay | High-Bay Luminaires for Commercial and Industrial Buildings | Standard | TRUE | 17277.14 | 116.23 | 148.64 | 8.89 | 0.962 | 3463 | 84.6 | 5 | 50000 | 42569 |  |  | NotYetVerified |  | 4 | 19200 | 120 | 160 | 10 | 0.9 | 3500 | 80
P5ZWRMN5 | Facility Solutions Group | FSG | ENV-187-LED-LHB-PS-UNV | Indoor Luminaires | High-Bay | High-Bay Luminaires for Commercial and Industrial Buildings | Standard | TRUE | 24128 | 121.9 | 198 | 4.7 | 0.96 | 5500 | 86 | 5 |  | 42569 |  |  | No |  | 3
P2ZBK67K | Guangzhou Ledia Lighting Technology Company Limited | LEDIA | LD-HB-L140-35F-S | Indoor Luminaires | High-Bay | High-Bay Luminaires for Commercial and Industrial Buildings | Standard | TRUE | 15359.12 | 118.44 | 129.68 | 9.31 | 0.952 | 3458 | 84.7 | 5 | 50000 | 42569 |  |  | NotYetVerified |  | 4 | 16800 | 120 | 140 | 10 | 0.9 | 3500 | 80
PT42BHKR | ELEDLIGHTS | ELEDLIGHTS.COM | HD090BB300UD30L | Indoor Luminaires | High-Bay | High-Bay Luminaires for Commercial and Industrial Buildings | Premium | TRUE | 38682 | 126.54 | 305.7 | 7.85 | 0.9475 | 3014 | 72.3 | 5 | 50000 | 42569 |  |  | No |  | 3.1 | 38682 | 126.54 | 305.7 | 7.85 | 0.9475 | 3000 | 72.1
PR2EXFR3 | Axlen Inc. | Axlen Lighting | AXHB-PL4-300W**K-*(4000K) | Indoor Luminaires | High-Bay | High-Bay Luminaires for Commercial and Industrial Buildings | Premium | TRUE | 35472 | 114.94 | 308.6 | 12.45 | 0.9453 | 3965 | 83 | 5 | 50000 | 42569 |  |  | Yes |  | 3.1 | 35472 | 114.94 | 308.6 | 12.45 | 0.95 | 4000 | 83
PFZ6D7T9 | Solas Ray Lighting | High Bay Slimline | HS21-160-50-U | Indoor Luminaires | High-Bay | High-Bay Luminaires for Commercial and Industrial Buildings | Standard | TRUE | 21624 | 135.63 | 159.4 | 12.58 | 0.9451 | 4840 | 73.5 | 5 | 50000 | 42569 |  |  | No |  | 3 | 21624 | 135.63 | 159.4 | 12.3 | 0.9451 | 4840 | 73.5
PF7VERRD | ELEDLIGHTS | ELEDLIGHTS.COM | HB050BB120UD30L | Indoor Luminaires | High-Bay | High-Bay Luminaires for Commercial and Industrial Buildings | Standard | TRUE | 13613.418 | 110.391 | 123.32 | 13.24 | 0.9243 | 3051 | 73 | 5 | 50000 | 42569 |  |  | No |  | 3 | 13200 | 110 | 120 | 15 | 0.93 | 3000 | 70
P74AT2HF | Shenzhen Green Works Lighting Co. Ltd | Green Works Lighting | GL-EHB-100W-40K | Indoor Luminaires | High-Bay | High-Bay Luminaires for Commercial and Industrial Buildings | Premium | TRUE | 12469 | 128.56 | 96.99 | 13.24 | 0.9211 | 3928 | 70.7 | 5 | 50000 | 42569 |  |  | No |  | 3.1 | 12469 | 128.56 | 96.99 | 13.24 | 0.9211 | 4000 | 70.7
PXZ4PAVT | ELEDLIGHTS | ELEDLIGHTS.COM | LINHB090DIMUD30 | Indoor Luminaires | High-Bay | High-Bay Luminaires for Commercial and Industrial Buildings | Standard | TRUE | 9700.914 | 100.113 | 96.9 | 13.36 | 0.9202 | 3037 | 71.8 | 5 | 50000 | 42569 |  |  | NotYetVerified |  | 3 | 9700.914 | 100.113 | 96.9 | 13.36 | 0.994 | 3037 | 71.8
P7WMNTGZ | Facility Solutions Group | FSG | ENV-136-LED-LHB-PS-UNV | Indoor Luminaires | High-Bay | High-Bay Luminaires for Commercial and Industrial Buildings | Standard | TRUE | 17507 | 133.5 | 131.1 | 10 | 0.92 | 5450 | 86 | 5 |  | 42569 |  |  | No |  | 3
PQUD662U | Shenzhen Green Works Lighting Co. Ltd | Green Works Lighting | GL-EHBPF-240W-40K-120 | Indoor Luminaires | High-Bay | High-Bay Luminaires for Commercial and Industrial Buildings | Premium | TRUE | 27477 | 120.72 | 227.6 | 14.21 | 0.9189 | 3893 | 71.4 | 5 | 50000 | 42569 |  |  | No |  | 3.1 | 27477 | 120.72 | 227.6 | 14.21 | 0.9189 | 4000 | 71.4
P32MCQ6F | Shenzhen Green Works Lighting Co. Ltd | Green Works Lighting | GL-EHBPF-240W-57K-120 | Indoor Luminaires | High-Bay | High-Bay Luminaires for Commercial and Industrial Buildings | Premium | TRUE | 28318.4 | 124.31 | 227.8 | 14.77 | 0.9123 | 3856 | 71.9 | 5 | 50000 | 42569 |  |  | No |  | 3.1 | 28340 | 123.81 | 228.9 | 14.88 | 0.9176 | 5700 | 75.1
PE142JGY | Enpac Industries Inc DBA VM5 Lighting Solutions | VM5 Lighting Solutions. | MVT-27-48-F | Indoor Luminaires | High-Bay | Low-Bay Luminaires for Commercial and Industrial Buildings | Standard | TRUE | 4609 | 98.38 | 47.39 | 15.36 | 0.9121 | 2811 | 84.7 | 5 |  | 42569 |  |  | NotYetVerified |  | 3 | 4600 | 90 | 48 |  |  | 2700 | 80
P4YGVXAZ | ELEDLIGHTS | ELEDLIGHTS.COM | HD090BB090UD30L | Indoor Luminaires | High-Bay | High-Bay Luminaires for Commercial and Industrial Buildings | Premium | TRUE | 9962.6 | 106.99 | 93.12 | 13.71 | 0.9043 | 3031 | 72.9 | 5 | 50000 | 42569 |  |  | No |  | 3.1 | 9962.6 | 106.99 | 93.12 | 13.71 | 0.9043 | 3000 | 72.9
PF7AWSQ5 | Solas Ray Lighting | High Bay Slimline | HS26-200-50-U | Indoor Luminaires | High-Bay | High-Bay Luminaires for Commercial and Industrial Buildings | Standard | TRUE | 25586 | 127.38 | 200.9 | 22.31 | 0.891 | 4840 | 73.6 | 5 | 50000 | 42569 |  |  | No |  | 3 | 25586 | 127.38 | 200.9 | 12.3 | 0.9451 | 4840 | 73.6
PGQZP1H6 | Shenzhen Betop Electronics CoLtd | Betop | BT-IF50W-600 (4000K) | Indoor Luminaires | High-Bay | Low-Bay Luminaires for Commercial and Industrial Buildings | Standard | TRUE | 6611.02 | 122.95 | 54 | 11.928 | 0.883 | 4211 | 82.1 | 5 | 50000 | 42569 |  |  | No |  | 4 | 6611 | 122 | 54 | 9 | 0.94 | 4000 | 82
PBQWEKWJ | Enpac Industries Inc DBA VM5 Lighting Solutions | VM5 Lighting Solutions. | MVT-30-48-C | Indoor Luminaires | High-Bay | Low-Bay Luminaires for Commercial and Industrial Buildings | Standard | TRUE | 4597.5 | 99.7 | 46.48 | 21.5 | 0.88 | 3166 | 82.1 | 5 | 50000 | 42569 |  |  | NotYetVerified |  | 3 | 4880 | 100 | 48 |  | 0.98 | 3000 | 80
PXR1R6HS | Enpac Industries Inc DBA VM5 Lighting Solutions | VM5 Lighting Solutions. | MVT-50-48-C | Indoor Luminaires | High-Bay | Low-Bay Luminaires for Commercial and Industrial Buildings | Standard | FALSE | [9 empty] | 42569 |  |  | NotYetVerified |  | 3 | 4880 | 100 | 48 |  | 0.98 | 5000 | 80
PZJJDEVM | Enpac Industries Inc DBA VM5 Lighting Solutions | VM5 Lighting Solutions. | MVT-40-48-C | Indoor Luminaires | High-Bay | Low-Bay Luminaires for Commercial and Industrial Buildings | Standard | FALSE | [9 empty] | 42569 |  |  | NotYetVerified |  | 3 | 4880 | 100 | 48 |  | 0.98 | 4000 | 80
PQBH6SYX | Shenzhen Green Works Lighting Co. Ltd | Green Works Lighting | GL-EHB-100W-57K | Indoor Luminaires | High-Bay | High-Bay Luminaires for Commercial and Industrial Buildings | Premium | FALSE | [9 empty] | 42569 |  |  | No |  | 3.1 | 12782 | 131.25 | 97.39 | 13.38 | 0.9223 | 5700 | 74.1
PQX3BRXZ | Shenzhen Green Works Lighting Co. Ltd | Green Works Lighting | GL-EHBPF-200W-57K-120 | Indoor Luminaires | High-Bay | High-Bay Luminaires for Commercial and Industrial Buildings | Premium | FALSE | [9 empty] | 42569 |  |  | No |  | 3.1 | 24617.18 | 129.49 | 190.1 | 13.61 | 0.9153 | 5700 | 71.4
PYDNHPYH | Shenzhen Green Works Lighting Co. Ltd | Green Works Lighting | GL-EHBPF-240W-50K-120 | Indoor Luminaires | High-Bay | High-Bay Luminaires for Commercial and Industrial Buildings | Premium | FALSE | [9 empty] | 42569 |  |  | No |  | 3.1 | 27908.5 | 122.62 | 227.6 | 14.21 | 0.9189 | 5000 | 71.4
P6B2FTD3 | Shenzhen Green Works Lighting Co. Ltd | Green Works Lighting | GL-EHBPF-200W-50K-120 | Indoor Luminaires | High-Bay | High-Bay Luminaires for Commercial and Industrial Buildings | Premium | FALSE | [9 empty] | 42569 |  |  | No |  | 3.1 | 24247.09 | 127.54 | 190.1 | 13.61 | 0.9153 | 5000 | 71.4
PCMMEB28 | Shenzhen Green Works Lighting Co. Ltd | Green Works Lighting | GL-EHB-100W-50K | Indoor Luminaires | High-Bay | High-Bay Luminaires for Commercial and Industrial Buildings | Premium | FALSE | [9 empty] | 42569 |  |  | No |  | 3.1 | 12469 | 128.56 | 96.99 | 13.24 | 0.9211 | 5000 | 70.7
PYAHFZ4K | Shenzhen Green Works Lighting Co. Ltd | Green Works Lighting | GL-EHBPF-200W-40K-120 | Indoor Luminaires | High-Bay | High-Bay Luminaires for Commercial and Industrial Buildings | Premium | FALSE | [9 empty] | 42569 |  |  | No |  | 3.1 | 23877 | 125.63 | 190.1 | 13.61 | 0.9153 | 4000 | 71.4
P3GNEWHC | Tamlite Lighting | Tamlite Lighting | IBLED6-24000D2L850-XXX | Indoor Luminaires | High-Bay | High-Bay Luminaires for Commercial and Industrial Buildings | Standard | FALSE | [9 empty] | 42569 |  |  | No |  | 3 | 22200 | 120 | 185 | 10.2 | 0.98 | 5100 | 83
P828V1Q1 | Tamlite Lighting | Tamlite Lighting | IBLED3-16200D2L850-XXX | Indoor Luminaires | High-Bay | High-Bay Luminaires for Commercial and Industrial Buildings | Standard | FALSE | [9 empty] | 42569 |  |  | No |  | 3 | 15100 | 116 | 130 | 10.2 | 0.98 | 5100 | 83
PA8PQDYT | Tamlite Lighting | Tamlite Lighting | IBLED3-12000D1L850-XXX | Indoor Luminaires | High-Bay | High-Bay Luminaires for Commercial and Industrial Buildings | Standard | FALSE | [9 empty] | 42569 |  |  | No |  | 3 | 11000 | 122 | 90 | 10.2 | 0.98 | 5100 | 83
PDC5JQJ6 | Tamlite Lighting | Tamlite Lighting | IBLED2-10800D1L850-XXX | Indoor Luminaires | High-Bay | High-Bay Luminaires for Commercial and Industrial Buildings | Standard | FALSE | [9 empty] | 42569 |  |  | No |  | 3 | 10200 | 120 | 85 | 10.2 | 0.98 | 5100 | 83
PZ1DY74F | Tamlite Lighting | Tamlite Lighting | IBLED6-24000D2L840-XXX | Indoor Luminaires | High-Bay | High-Bay Luminaires for Commercial and Industrial Buildings | Standard | FALSE | [9 empty] | 42569 |  |  | No |  | 3 | 22050 | 119 | 185 | 10.2 | 0.98 | 4100 | 83
PQRCDZRF | Tamlite Lighting | Tamlite Lighting | IBLED3-16200D2L840-XXX | Indoor Luminaires | High-Bay | High-Bay Luminaires for Commercial and Industrial Buildings | Standard | FALSE | [9 empty] | 42569 |  |  | No |  | 3 | 15050 | 116 | 130 | 10.2 | 0.98 | 4100 | 83
PWAYJKYP | Tamlite Lighting | Tamlite Lighting | IBLED3-12000D1L840-XXX | Indoor Luminaires | High-Bay | High-Bay Luminaires for Commercial and Industrial Buildings | Standard | FALSE | [9 empty] | 42569 |  |  | No |  | 3 | 10150 | 113 | 90 | 10.2 | 0.98 | 4100 | 83
P293517X | Tamlite Lighting | Tamlite Lighting | IBLED2-10800D1L840-XXX | Indoor Luminaires | High-Bay | High-Bay Luminaires for Commercial and Industrial Buildings | Standard | FALSE | [9 empty] | 42569 |  |  | No |  | 3 | 10100 | 118 | 85 | 10.2 | 0.98 | 4100 | 83
PFJKR4BP | Tamlite Lighting | Tamlite Lighting | IBLED6-24000D2L835-XXX | Indoor Luminaires | High-Bay | High-Bay Luminaires for Commercial and Industrial Buildings | Standard | FALSE | [9 empty] | 42569 |  |  | No |  | 3 | 22000 | 118 | 185 | 10.3 | 0.98 | 3500 | 83
PD8RH6P3 | Tamlite Lighting | Tamlite Lighting | IBLED3-16200D2L835-XXX | Indoor Luminaires | High-Bay | High-Bay Luminaires for Commercial and Industrial Buildings | Standard | FALSE | [9 empty] | 42569 |  |  | No |  | 3 | 15000 | 115 | 130 | 10.3 | 0.98 | 3500 | 83
PY92JEBK | Tamlite Lighting | Tamlite Lighting | IBLED3-12000D1L835-XXX | Indoor Luminaires | High-Bay | High-Bay Luminaires for Commercial and Industrial Buildings | Standard | FALSE | [9 empty] | 42569 |  |  | No |  | 3 | 10100 | 112 | 90 | 10.3 | 0.98 | 3500 | 83
PMNNMCSY | Tamlite Lighting | Tamlite Lighting | IBLED2-10800D1L835-XXX | Indoor Luminaires | High-Bay | High-Bay Luminaires for Commercial and Industrial Buildings | Standard | FALSE | [9 empty] | 42569 |  |  | No |  | 3 | 10000 | 117 | 85 | 10.3 | 0.98 | 3500 | 83
PJXFMUMX | Tamlite Lighting | Tamlite Lighting | IBLED6-24000D2L830-XXX | Indoor Luminaires | High-Bay | High-Bay Luminaires for Commercial and Industrial Buildings | Standard | FALSE | [9 empty] | 42569 |  |  | No |  | 3 | 21000 | 113 | 185 | 10.3 | 0.98 | 3185 | 83
PCPHMJ12 | Tamlite Lighting | Tamlite Lighting | IBLED3-16200D2L830-XXX | Indoor Luminaires | High-Bay | High-Bay Luminaires for Commercial and Industrial Buildings | Standard | FALSE | [9 empty] | 42569 |  |  | No |  | 3 | 14900 | 114 | 130 | 10.3 | 0.97 | 3170 | 83
P98N9N3M | Tamlite Lighting | Tamlite Lighting | IBLED3-12000D1L830-XXX | Indoor Luminaires | High-Bay | High-Bay Luminaires for Commercial and Industrial Buildings | Standard | FALSE | [9 empty] | 42569 |  |  | No |  | 3 | 10050 | 111 | 90 | 10.3 | 0.97 | 3170 | 83
P7TMF2QE | Guangzhou Ledia Lighting Technology Company Limited | LEDIA | LD-HB-L160-57F-D | Indoor Luminaires | High-Bay | High-Bay Luminaires for Commercial and Industrial Buildings | Standard | FALSE | [9 empty] | 42569 |  |  | NotYetVerified |  | 4 | 19200 | 120 | 160 | 10 | 0.9 | 5700 | 80
PZEZESFH | Guangzhou Ledia Lighting Technology Company Limited | LEDIA | LD-HB-L140-57F-S | Indoor Luminaires | High-Bay | High-Bay Luminaires for Commercial and Industrial Buildings | Standard | FALSE | [9 empty] | 42569 |  |  | NotYetVerified |  | 4 | 16800 | 120 | 140 | 10 | 0.9 | 5700 | 80
PYX7YDTR | Guangzhou Ledia Lighting Technology Company Limited | LEDIA | LD-HB-L160-50F-D | Indoor Luminaires | High-Bay | High-Bay Luminaires for Commercial and Industrial Buildings | Standard | FALSE | [9 empty] | 42569 |  |  | NotYetVerified |  | 4 | 19200 | 120 | 160 | 10 | 0.9 | 5000 | 80
PUC5C1D5 | Guangzhou Ledia Lighting Technology Company Limited | LEDIA | LD-HB-L140-50F-S | Indoor Luminaires | High-Bay | High-Bay Luminaires for Commercial and Industrial Buildings | Standard | FALSE | [9 empty] | 42569 |  |  | NotYetVerified |  | 4 | 16800 | 120 | 140 | 10 | 0.9 | 5000 | 80
PG99U57A | Guangzhou Ledia Lighting Technology Company Limited | LEDIA | LD-HB-L160-45F-D | Indoor Luminaires | High-Bay | High-Bay Luminaires for Commercial and Industrial Buildings | Standard | FALSE | [9 empty] | 42569 |  |  | NotYetVerified |  | 4 | 19200 | 120 | 160 | 10 | 0.9 | 4500 | 80
P9QA3AMF | Guangzhou Ledia Lighting Technology Company Limited | LEDIA | LD-HB-L140-45F-S | Indoor Luminaires | High-Bay | High-Bay Luminaires for Commercial and Industrial Buildings | Standard | FALSE | [9 empty] | 42569 |  |  | NotYetVerified |  | 4 | 16800 | 120 | 140 | 10 | 0.9 | 4500 | 80
PKBT6WE1 | Guangzhou Ledia Lighting Technology Company Limited | LEDIA | LD-HB-L160-40F-D | Indoor Luminaires | High-Bay | High-Bay Luminaires for Commercial and Industrial Buildings | Standard | FALSE | [9 empty] | 42569 |  |  | NotYetVerified |  | 4 | 19200 | 120 | 160 | 10 | 0.9 | 4000 | 80
P13MBEK1 | Guangzhou Ledia Lighting Technology Company Limited | LEDIA | LD-HB-L140-40F-S | Indoor Luminaires | High-Bay | High-Bay Luminaires for Commercial and Industrial Buildings | Standard | FALSE | [9 empty] | 42569 |  |  | NotYetVerified |  | 4 | 16800 | 120 | 140 | 10 | 0.9 | 4000 | 80
PQMGRBD3 | Guangzhou Ledia Lighting Technology Company Limited | LEDIA | LD-HB-L160-37F-D | Indoor Luminaires | High-Bay | High-Bay Luminaires for Commercial and Industrial Buildings | Standard | FALSE | [9 empty] | 42569 |  |  | NotYetVerified |  | 4 | 19200 | 120 | 160 | 10 | 0.9 | 3700 | 80
PKJ4CJ83 | Guangzhou Ledia Lighting Technology Company Limited | LEDIA | LD-HB-L140-37F-S | Indoor Luminaires | High-Bay | High-Bay Luminaires for Commercial and Industrial Buildings | Standard | FALSE | [9 empty] | 42569 |  |  | NotYetVerified |  | 4 | 16800 | 120 | 140 | 10 | 0.9 | 3700 | 80
PMPVUVNK | ELEDLIGHTS | ELEDLIGHTS.COM | HB120BB240UD50L | Indoor Luminaires | High-Bay | High-Bay Luminaires for Commercial and Industrial Buildings | Premium | FALSE | [9 empty] | 42569 |  |  | No |  | 3.1 | 34762 | 141.2 | 246.2 | 18.27 | 0.9093 | 5000 | 74
PF9NJUB8 | ELEDLIGHTS | ELEDLIGHTS.COM | HB120BB300UD50L | Indoor Luminaires | High-Bay | High-Bay Luminaires for Commercial and Industrial Buildings | Premium | FALSE | [9 empty] | 42569 |  |  | No |  | 3.1 | 42695 | 139.03 | 307.1 | 7.99 | 0.9594 | 5000 | 74
PKAKN9N5 | ELEDLIGHTS | ELEDLIGHTS.COM | HB120BB050UD50L | Indoor Luminaires | High-Bay | Low-Bay Luminaires for Commercial and Industrial Buildings | Premium | FALSE | [9 empty] | 42569 |  |  | No |  | 3.1 | 6706 | 129.33 | 51.85 | 13.66 | 0.9088 | 5000 | 72.1
PM1SUB6N | ELEDLIGHTS | ELEDLIGHTS.COM | HB120BB090UD50L | Indoor Luminaires | High-Bay | High-Bay Luminaires for Commercial and Industrial Buildings | Premium | FALSE | [9 empty] | 42569 |  |  | No |  | 3.1 | 11440 | 121.7 | 94 | 12.85 | 0.9059 | 5000 | 72.1
P442ZA63 | ELEDLIGHTS | ELEDLIGHTS.COM | LINHB180XXXUD50 | Indoor Luminaires | High-Bay | High-Bay Luminaires for Commercial and Industrial Buildings | Standard | FALSE | [9 empty] | 42569 |  |  | NotYetVerified |  | 3 | 19466.46 | 105.601 | 184.34 | 13.36 | 0.996 | 5000 | 72
PVFFP4F8 | ELEDLIGHTS | ELEDLIGHTS.COM | LINHB150XXXUD50 | Indoor Luminaires | High-Bay | High-Bay Luminaires for Commercial and Industrial Buildings | Standard | FALSE | [9 empty] | 42569 |  |  | NotYetVerified |  | 3 | 16564.596 | 106.607 | 155.38 | 13.36 | 0.995 | 5000 | 71.9
P542GPES | ELEDLIGHTS | ELEDLIGHTS.COM | LINHB120XXXUD50 | Indoor Luminaires | High-Bay | High-Bay Luminaires for Commercial and Industrial Buildings | Standard | FALSE | [9 empty] | 42569 |  |  | NotYetVerified |  | 3 | 12963.75 | 104.758 | 123.75 | 13.36 | 0.996 | 5000 | 71.9
PE8XG172 | ELEDLIGHTS | ELEDLIGHTS.COM | LINHB090XXXUD50 | Indoor Luminaires | High-Bay | High-Bay Luminaires for Commercial and Industrial Buildings | Standard | FALSE | [9 empty] | 42569 |  |  | NotYetVerified |  | 3 | 10110.333 | 106.37 | 95.05 | 13.36 | 0.989 | 5000 | 71.9
P9MPZDZ6 | ELEDLIGHTS | ELEDLIGHTS.COM | LINHB180DIMUD50 | Indoor Luminaires | High-Bay | High-Bay Luminaires for Commercial and Industrial Buildings | Standard | FALSE | [9 empty] | 42569 |  |  | NotYetVerified |  | 3 | 19466.46 | 105.601 | 184.34 | 13.36 | 0.996 | 5000 | 72
PZ69XKVX | ELEDLIGHTS | ELEDLIGHTS.COM | LINHB150DIMUD50 | Indoor Luminaires | High-Bay | High-Bay Luminaires for Commercial and Industrial Buildings | Standard | FALSE | [9 empty] | 42569 |  |  | NotYetVerified |  | 3 | 16564.596 | 106.607 | 155.38 | 13.36 | 0.995 | 5000 | 71.9
PYQGDEG3 | ELEDLIGHTS | ELEDLIGHTS.COM | LINHB120DIMUD50 | Indoor Luminaires | High-Bay | High-Bay Luminaires for Commercial and Industrial Buildings | Standard | FALSE | [9 empty] | 42569 |  |  | NotYetVerified |  | 3 | 12963.75 | 104.758 | 123.75 | 13.36 | 0.996 | 5000 | 71.9
P24522YV | ELEDLIGHTS | ELEDLIGHTS.COM | LINHB090DIMUD50 | Indoor Luminaires | High-Bay | High-Bay Luminaires for Commercial and Industrial Buildings | Standard | FALSE | [9 empty] | 42569 |  |  | NotYetVerified |  | 3 | 10110.333 | 106.37 | 95.05 | 13.36 | 0.989 | 5000 | 71.9
PRWU5DR1 | ELEDLIGHTS | ELEDLIGHTS.COM | HD120BB200UD50L | Indoor Luminaires | High-Bay | High-Bay Luminaires for Commercial and Industrial Buildings | Standard | FALSE | [9 empty] | 42569 |  |  | No |  | 3 | 27200 | 136 | 200 | 15 | 0.93 | 5000 | 70
P3JFJV5P | ELEDLIGHTS | ELEDLIGHTS.COM | HB120BB200UD50L | Indoor Luminaires | High-Bay | High-Bay Luminaires for Commercial and Industrial Buildings | Standard | FALSE | [9 empty] | 42569 |  |  | No |  | 3 | 27200 | 136 | 200 | 15 | 0.93 | 5000 | 70
PMYXMJ8X | ELEDLIGHTS | ELEDLIGHTS.COM | HD120BB150UD50L | Indoor Luminaires | High-Bay | High-Bay Luminaires for Commercial and Industrial Buildings | Standard | FALSE | [9 empty] | 42569 |  |  | No |  | 3 | 18000 | 120 | 150 | 15 | 0.93 | 5000 | 70
P9UDDBWF | ELEDLIGHTS | ELEDLIGHTS.COM | HB120BB150UD50L | Indoor Luminaires | High-Bay | High-Bay Luminaires for Commercial and Industrial Buildings | Standard | FALSE | [9 empty] | 42569 |  |  | No |  | 3 | 18000 | 120 | 150 | 15 | 0.93 | 5000 | 70
PESEHKJ5 | ELEDLIGHTS | ELEDLIGHTS.COM | HB120BB120UD50L | Indoor Luminaires | High-Bay | High-Bay Luminaires for Commercial and Industrial Buildings | Standard | FALSE | [9 empty] | 42569 |  |  | No |  | 3 | 14400 | 120 | 120 | 15 | 0.93 | 5000 | 70
P94614M2 | ELEDLIGHTS | ELEDLIGHTS.COM | HD120BB120UD50L | Indoor Luminaires | High-Bay | High-Bay Luminaires for Commercial and Industrial Buildings | Standard | FALSE | [9 empty] | 42569 |  |  | No |  | 3 | 14400 | 120 | 120 | 15 | 0.93 | 5000 | 70
P38YYJEY | ELEDLIGHTS | ELEDLIGHTS.COM | HD120BB240UD50L | Indoor Luminaires | High-Bay | High-Bay Luminaires for Commercial and Industrial Buildings | Premium | FALSE | [9 empty] | 42569 |  |  | No |  | 3.1 | 34762 | 141.2 | 246.2 | 18.27 | 0.9093 | 5000 | 74
PUYZU8B1 | ELEDLIGHTS | ELEDLIGHTS.COM | HD120BB300UD50L | Indoor Luminaires | High-Bay | High-Bay Luminaires for Commercial and Industrial Buildings | Premium | FALSE | [9 empty] | 42569 |  |  | No |  | 3.1 | 42695 | 139.03 | 307.1 | 7.99 | 0.9594 | 5000 | 74
PDTGHNRY | ELEDLIGHTS | ELEDLIGHTS.COM | HD120BB090UD50L | Indoor Luminaires | High-Bay | High-Bay Luminaires for Commercial and Industrial Buildings | Premium | FALSE | [9 empty] | 42569 |  |  | No |  | 3.1 | 11440 | 121.7 | 94 | 12.85 | 0.9059 | 5000 | 72.1
PFU3XFVN | Axlen Inc. | Axlen Lighting | AXHB-PL4-300W**K-*(5000K) | Indoor Luminaires | High-Bay | High-Bay Luminaires for Commercial and Industrial Buildings | Premium | FALSE | [9 empty] | 42569 | Dimmable | Continuous Above 10 | Yes |  | 3.1 | 38059 | 123.17 | 309 | 11.9 | 0.95 | 5000 | 84.1
P45X68W8 | Axlen Inc. | Axlen Lighting | AXHB-PL4-300W**K-*(4500K) | Indoor Luminaires | High-Bay | High-Bay Luminaires for Commercial and Industrial Buildings | Premium | FALSE | [9 empty] | 42569 | Dimmable | Continuous Above 10 | Yes |  | 3.1 | 36766 | 119.06 | 308.8 | 12.45 | 0.95 | 4500 | 83
P8G88JBA | Shenzhen Betop Electronics CoLtd | Betop | BT-IF50W-600 (5700K) | Indoor Luminaires | High-Bay | Low-Bay Luminaires for Commercial and Industrial Buildings | Standard | FALSE | [9 empty] | 42569 | Dimmable | Continuous Below 10 | No |  | 4 | 6917 | 128 | 54 | 9 | 0.94 | 5700 | 82
P8VZG524 | Shenzhen Betop Electronics CoLtd | Betop | BT-IF50W-600 (5000K) | Indoor Luminaires | High-Bay | Low-Bay Luminaires for Commercial and Industrial Buildings | Standard | FALSE | [9 empty] | 42569 | Dimmable | Continuous Below 10 | No |  | 4 | 6782 | 125 | 54 | 9 | 0.94 | 5000 | 82
PRHXSANQ | Genesis Energy Technology LLC | OmegaLight | OM120-UNPC01-50xx | Indoor Luminaires | High-Bay | High-Bay Luminaires for Commercial and Industrial Buildings | Standard | TRUE | 11680 | 98.3 | 118.8 | 4.76 | 0.98 | 5139 | 84.9 | 5 | 50000 | 42566 |  |  | Yes |  | 3.1 | 11680 | 98.15 | 119 | 5.76 | 0.96 | 5157 | 84.9
PGCYWWS7 | Jiangsu Ever-Tie Lighting Co. Ltd | Ever-tie | ETLSN-4FT/VH/50/DM 3000K (A1+B1) | Indoor Luminaires | High-Bay | Low-Bay Luminaires for Commercial and Industrial Buildings | Premium | TRUE | 4941.5 | 109.79 | 45.01 | 3.5 | 0.9782 | 3022 | 80.53 | 5 | 50000 | 42566 |  |  | No |  | 3.1 | 5400 | 108 | 50 | 20 | 0.9 | 3000 | 80
PRW2AKKJ | Genesis Energy Technology LLC | OmegaLight | OM180-UNPG01-50xx | Indoor Luminaires | High-Bay | High-Bay Luminaires for Commercial and Industrial Buildings | Standard | TRUE | 15360 | 91.8 | 163.3 | 7.93 | 0.974 | 5139 | 84.9 | 5 | 50000 | 42566 |  |  | Yes |  | 3.1 | 15360 | 91.43 | 168 | 8.81 | 0.96 | 5157 | 84.9
PE7AK346 | MLEDTECH LLC | MLED | MNS-HB-80W(3500K) | Indoor Luminaires | High-Bay | Low-Bay Luminaires for Commercial and Industrial Buildings | Standard | TRUE | 6281.905 | 79.588 | 78.93 | 14.24 | 0.9638 | 3522 | 90.5 | 5 | 50000 | 42566 |  |  | No |  | 3 | 6200 | 79 | 80 | 14 | 0.96 | 3500 | 80
PTM9CTZM | Guangzhou Ledia Lighting Technology Company Limited | LEDIA | LD-HB-L080-35F-S | Indoor Luminaires | High-Bay | High-Bay Luminaires for Commercial and Industrial Buildings | Standard | TRUE | 9000.89 | 116.62 | 77.18 | 8.69 | 0.963 | 3461 | 84.8 | 5 | 50000 | 42566 |  |  | NotYetVerified |  | 4 | 9600 | 120 | 80 | 10 | 0.9 | 3500 | 80
P8JDVRSH | Guangzhou Ledia Lighting Technology Company Limited | LEDIA | LD-HB-L080-35F-D | Indoor Luminaires | High-Bay | Low-Bay Luminaires for Commercial and Industrial Buildings | Standard | TRUE | 8964.09 | 116.15 | 77.18 | 8.66 | 0.963 | 3475 | 84.8 | 5 | 50000 | 42566 |  |  | NotYetVerified |  | 4 | 9600 | 120 | 80 | 10 | 0.9 | 3500 | 80
PRF8MBV2 | Guangzhou Ledia Lighting Technology Company Limited | LEDIA | LD-HB-L160-35F-S | Indoor Luminaires | High-Bay | High-Bay Luminaires for Commercial and Industrial Buildings | Standard | TRUE | 17268.49 | 116.19 | 148.62 | 8.95 | 0.962 | 3486 | 84.8 | 5 | 50000 | 42566 |  |  | NotYetVerified |  | 4 | 19200 | 120 | 160 | 10 | 0.9 | 3500 | 80
P2RPQ2QZ | Guangzhou Ledia Lighting Technology Company Limited | LEDIA | LD-HB-L060-35F-S | Indoor Luminaires | High-Bay | Low-Bay Luminaires for Commercial and Industrial Buildings | Standard | TRUE | 6512.98 | 121.47 | 53.62 | 8.3 | 0.938 | 3465 | 85 | 5 | 50000 | 42566 |  |  | NotYetVerified |  | 4 | 7200 | 120 | 60 | 10 | 0.9 | 3500 | 80
PTK8YQ6E | Guangzhou Ledia Lighting Technology Company Limited | LEDIA | LD-HB-L120-35F-S | Indoor Luminaires | High-Bay | High-Bay Luminaires for Commercial and Industrial Buildings | Standard | TRUE | 12700.53 | 117.13 | 108.43 | 8.22 | 0.937 | 3464 | 84.6 | 5 | 50000 | 42566 |  |  | NotYetVerified |  | 4 | 14400 | 120 | 120 | 10 | 0.9 | 3500 | 80
PFXWQW9U | Guangzhou Ledia Lighting Technology Company Limited | LEDIA | LD-HB-L120-35F-D | Indoor Luminaires | High-Bay | High-Bay Luminaires for Commercial and Industrial Buildings | Standard | TRUE | 12752.74 | 117.61 | 108.43 | 7.49 | 0.937 | 3463 | 84.5 | 5 | 50000 | 42566 |  |  | NotYetVerified |  | 4 | 14400 | 120 | 120 | 10 | 0.9 | 3500 | 80
PC4J2XK6 | MLEDTECH LLC | MLED | MNS-HB-200W(4000K) | Indoor Luminaires | High-Bay | High-Bay Luminaires for Commercial and Industrial Buildings | Standard | TRUE | 16397.8 | 87.97 | 186.41 | 11.98 | 0.935 | 3842 | 71.6 | 5 | 50000 | 42566 |  |  | NotYetVerified |  | 3 | 16397 | 87 | 200 | 10 | 0.99 | 4000 | 70
PD2B1WQD | MLEDTECH LLC | MLED | MNS-HB-100W(4000K) | Indoor Luminaires | High-Bay | Low-Bay Luminaires for Commercial and Industrial Buildings | Standard | TRUE | 8390.4 | 89.04 | 94.23 | 15.08 | 0.929 | 3875 | 71.5 | 5 | 50000 | 42566 |  |  | NotYetVerified |  | 3 | 8390 | 89 | 100 | 10 | 0.99 | 4000 | 70
PBBPGDXM | MLEDTECH LLC | MLED | MNS-HB-220W(3500K) | Indoor Luminaires | High-Bay | High-Bay Luminaires for Commercial and Industrial Buildings | Standard | TRUE | 16219.99 | 77.9 | 208.22 | 9.92 | 0.929 | 3416 | 74.6 | 5 | 50000 | 42566 |  |  | NotYetVerified |  | 3 | 16219 | 78 | 208 | 10 | 0.92 | 3500 | 74
P3THV4YZ | Amled Technologies Inc | Amled | HB125FFG40[BW]D | Indoor Luminaires | High-Bay | High-Bay Luminaires for Commercial and Industrial Buildings | Standard | TRUE | 14654 | 115.8 | 126.5 | 15.55 | 0.928 | 4088 | 81.4 | 7 | 79000 | 42566 |  |  | Yes |  | 3.1 | 15164 | 119.3 | 127.1 | 7.71 | 0.994 | 4088 | 81.4
P1EN3TTP | Amled Technologies Inc | Amled | HB220FFG40[BW]D | Indoor Luminaires | High-Bay | High-Bay Luminaires for Commercial and Industrial Buildings | Standard | TRUE | 24363 | 111.8 | 217.9 | 19.76 | 0.927 | 4130 | 82.2 | 7 | 79000 | 42566 |  |  | Yes |  | 3.1 | 24971 | 113.9 | 219.2 | 7.22 | 0.994 | 4130 | 82.2
PRZG75W1 | Amled Technologies Inc | Amled | HB220FFG50[BW]D | Indoor Luminaires | High-Bay | High-Bay Luminaires for Commercial and Industrial Buildings | Standard | TRUE | 25500 | 114.6 | 222.6 | 20.45 | 0.926 | 5226 | 82.7 | 7 | 79000 | 42566 |  |  | Yes |  | 3.1 | 26349 | 118.3 | 222.8 | 6.31 | 0.995 | 5226 | 82.7
PAM5DQVU | Amled Technologies Inc | Amled | HB125FFG50[BW]D | Indoor Luminaires | High-Bay | High-Bay Luminaires for Commercial and Industrial Buildings | Standard | TRUE | 15309 | 119.4 | 128.2 | 15.64 | 0.926 | 5188 | 82.8 | 7 | 79000 | 42566 |  |  | Yes |  | 3.1 | 15860 | 123.1 | 128.8 | 7.89 | 0.994 | 5188 | 82.8
PUCVA9PW | Guangzhou Ledia Lighting Technology Company Limited | LEDIA | LD-HB-L100-35F-D | Indoor Luminaires | High-Bay | High-Bay Luminaires for Commercial and Industrial Buildings | Standard | TRUE | 11510.94 | 120.74 | 95.34 | 8.28 | 0.925 | 3461 | 84.7 | 5 | 50000 | 42566 |  |  | NotYetVerified |  | 4 | 12000 | 120 | 100 | 10 | 0.9 | 3500 | 80
PNYGC4MC | MLEDTECH LLC | MLED | MNS-HB-150W(4000K) | Indoor Luminaires | High-Bay | High-Bay Luminaires for Commercial and Industrial Buildings | Standard | TRUE | 11697.8 | 87.42 | 133.81 | 14.42 | 0.917 | 3864 | 71.7 | 5 | 50000 | 42566 |  |  | NotYetVerified |  | 3 | 11697 | 87 | 136 | 10 | 0.99 | 4000 | 70
PZB524E4 | Amled Technologies Inc | Amled | HB185FFG50[BW]D | Indoor Luminaires | High-Bay | High-Bay Luminaires for Commercial and Industrial Buildings | Standard | TRUE | 21796 | 118.7 | 183.6 | 19.34 | 0.906 | 5191 | 82.7 | 7 | 79000 | 42566 |  |  | Yes |  | 3.1 | 22559 | 122.7 | 183.9 | 7.56 | 0.992 | 5191 | 82.7
PW6F6S18 | Amled Technologies Inc | Amled | HB185FFG40[BW]D | Indoor Luminaires | High-Bay | High-Bay Luminaires for Commercial and Industrial Buildings | Standard | TRUE | 21638 | 114.7 | 188.6 | 21.56 | 0.897 | 4098 | 82.2 | 7 | 79000 | 42566 |  |  | Yes |  | 3.1 | 22443 | 119.2 | 188.3 | 7.15 | 0.994 | 4098 | 82.2
PUTCBT4U | Genesis Energy Technology LLC | OmegaLight | OM180-UNGG01-50xx | Indoor Luminaires | High-Bay | High-Bay Luminaires for Commercial and Industrial Buildings | Standard | FALSE | [9 empty] | 42566 |  |  | Yes |  | 3.1 | 16096.44 | 95.81 | 168 | 8.81 | 0.96 | 5157 | 84.9
P18GB8B4 | Genesis Energy Technology LLC | OmegaLight | OM180-UNGC01-50xx | Indoor Luminaires | High-Bay | High-Bay Luminaires for Commercial and Industrial Buildings | Standard | FALSE | [9 empty] | 42566 |  |  | Yes |  | 3.1 | 15820 | 94.17 | 168 | 8.81 | 0.96 | 5157 | 84.9
PJHN76QF | Genesis Energy Technology LLC | OmegaLight | OM170-UNGC01-50xx | Indoor Luminaires | High-Bay | High-Bay Luminaires for Commercial and Industrial Buildings | Standard | FALSE | [9 empty] | 42566 |  |  | Yes |  | 3.1 | 15665.37 | 98.73 | 158.67 | 8.81 | 0.96 | 5157 | 84.9
PTUXPDRX | Genesis Energy Technology LLC | OmegaLight | OM180-UNPC01-50xx | Indoor Luminaires | High-Bay | High-Bay Luminaires for Commercial and Industrial Buildings | Standard | FALSE | [9 empty] | 42566 |  |  | Yes |  | 3.1 | 15510 | 92.32 | 168 | 8.81 | 0.96 | 5157 | 84.9
PA37P71C | Genesis Energy Technology LLC | OmegaLight | OM170-UNGG01-50xx | Indoor Luminaires | High-Bay | High-Bay Luminaires for Commercial and Industrial Buildings | Standard | FALSE | [9 empty] | 42566 |  |  | Yes |  | 3.1 | 15422.2 | 97.2 | 158.67 | 8.81 | 0.96 | 5157 | 84.9
PRFKXQB3 | Genesis Energy Technology LLC | OmegaLight | OM160-UNGC01-50xx | Indoor Luminaires | High-Bay | High-Bay Luminaires for Commercial and Industrial Buildings | Standard | FALSE | [9 empty] | 42566 |  |  | Yes |  | 3.1 | 14982.17 | 100.33 | 149.33 | 8.81 | 0.96 | 5157 | 84.9
P7XFQZP5 | Genesis Energy Technology LLC | OmegaLight | OM170-UNPC01-50xx | Indoor Luminaires | High-Bay | High-Bay Luminaires for Commercial and Industrial Buildings | Standard | FALSE | [9 empty] | 42566 |  |  | Yes |  | 3.1 | 14948.65 | 94.21 | 158.67 | 8.81 | 0.96 | 5157 | 84.9
P1XGVTR9 | Genesis Energy Technology LLC | OmegaLight | OM160-UNGG01-50xx | Indoor Luminaires | High-Bay | High-Bay Luminaires for Commercial and Industrial Buildings | Standard | FALSE | [9 empty] | 42566 |  |  | Yes |  | 3.1 | 14749.61 | 98.77 | 149.33 | 8.81 | 0.96 | 5157 | 84.9
PN9W664X | Genesis Energy Technology LLC | OmegaLight | OM170-UNPG01-50xx | Indoor Luminaires | High-Bay | High-Bay Luminaires for Commercial and Industrial Buildings | Standard | FALSE | [9 empty] | 42566 |  |  | Yes |  | 3.1 | 14716.61 | 92.75 | 158.67 | 8.81 | 0.96 | 5157 | 84.9
PBA6QE7A | Genesis Energy Technology LLC | OmegaLight | OM160-UNPC01-50xx | Indoor Luminaires | High-Bay | High-Bay Luminaires for Commercial and Industrial Buildings | Standard | FALSE | [9 empty] | 42566 |  |  | Yes |  | 3.1 | 14296.72 | 95.74 | 149.33 | 8.81 | 0.96 | 5157 | 84.9
P5J2GXNE | Genesis Energy Technology LLC | OmegaLight | OM150-UNGG01-50xx | Indoor Luminaires | High-Bay | High-Bay Luminaires for Commercial and Industrial Buildings | Standard | FALSE | [9 empty] | 42566 |  |  | Yes |  | 3.1 | 14077.02 | 100.55 | 140 | 8.81 | 0.96 | 5157 | 84.9
P2ZFDUWS | Genesis Energy Technology LLC | OmegaLight | OM160-UNPG01-50xx | Indoor Luminaires | High-Bay | High-Bay Luminaires for Commercial and Industrial Buildings | Standard | FALSE | [9 empty] | 42566 |  |  | Yes |  | 3.1 | 14074.79 | 94.25 | 149.33 | 8.81 | 0.96 | 5157 | 84.9
PUAG7NG1 | Genesis Energy Technology LLC | OmegaLight | OM150-UNGC01-50xx | Indoor Luminaires | High-Bay | High-Bay Luminaires for Commercial and Industrial Buildings | Standard | FALSE | [9 empty] | 42566 |  |  | Yes |  | 3.1 | 13840 | 98.86 | 140 | 8.81 | 0.96 | 5157 | 84.9
PXETN4K7 | Genesis Energy Technology LLC | OmegaLight | OM140-UNGC01-50xx | Indoor Luminaires | High-Bay | High-Bay Luminaires for Commercial and Industrial Buildings | Standard | FALSE | [9 empty] | 42566 |  |  | Yes |  | 3.1 | 13654.83 | 104.08 | 131.2 | 8.81 | 0.96 | 5157 | 84.9
P6ER8514 | Genesis Energy Technology LLC | OmegaLight | OM150-UNPC01-50xx | Indoor Luminaires | High-Bay | High-Bay Luminaires for Commercial and Industrial Buildings | Standard | FALSE | [9 empty] | 42566 |  |  | Yes |  | 3.1 | 13644.78 | 97.46 | 140 | 8.81 | 0.96 | 5157 | 84.9
P599MHZ4 | Genesis Energy Technology LLC | OmegaLight | OM140-UNGG01-50xx | Indoor Luminaires | High-Bay | High-Bay Luminaires for Commercial and Industrial Buildings | Standard | FALSE | [9 empty] | 42566 |  |  | Yes |  | 3.1 | 13442.86 | 102.46 | 131.2 | 8.81 | 0.96 | 5157 | 84.9
PGC8K81K | Genesis Energy Technology LLC | OmegaLight | OM150-UNPG01-50xx | Indoor Luminaires | High-Bay | High-Bay Luminaires for Commercial and Industrial Buildings | Standard | FALSE | [9 empty] | 42566 |  |  | Yes |  | 3.1 | 13432.97 | 95.95 | 140 | 8.81 | 0.96 | 5157 | 84.9
PCNBQ43P | Genesis Energy Technology LLC | OmegaLight | OM140-UNPC01-50xx | Indoor Luminaires | High-Bay | High-Bay Luminaires for Commercial and Industrial Buildings | Standard | FALSE | [9 empty] | 42566 |  |  | Yes |  | 3.1 | 13030.1 | 99.31 | 131.2 | 8.81 | 0.96 | 5157 | 84.9
PGJXY55W | Genesis Energy Technology LLC | OmegaLight | OM130-UNGC01-50xx | Indoor Luminaires | High-Bay | High-Bay Luminaires for Commercial and Industrial Buildings | Standard | FALSE | [9 empty] | 42566 |  |  | Yes |  | 3.1 | 12986.52 | 106.1 | 122.4 | 8.81 | 0.96 | 5157 | 84.9
PKUXD3F5 | Genesis Energy Technology LLC | OmegaLight | OM140-UNPG01-50xx | Indoor Luminaires | High-Bay | High-Bay Luminaires for Commercial and Industrial Buildings | Standard | FALSE | [9 empty] | 42566 |  |  | Yes |  | 3.1 | 12827.83 | 97.77 | 131.2 | 8.81 | 0.96 | 5157 | 84.9
PT71HWJF | Genesis Energy Technology LLC | OmegaLight | OM130-UNGG01-50xx | Indoor Luminaires | High-Bay | High-Bay Luminaires for Commercial and Industrial Buildings | Standard | FALSE | [9 empty] | 42566 |  |  | Yes |  | 3.1 | 12784.93 | 104.45 | 122.4 | 8.81 | 0.96 | 5157 | 84.9
PP14JTM1 | Genesis Energy Technology LLC | OmegaLight | OM130-UNPC01-50xx | Indoor Luminaires | High-Bay | High-Bay Luminaires for Commercial and Industrial Buildings | Standard | FALSE | [9 empty] | 42566 |  |  | Yes |  | 3.1 | 12392.37 | 101.24 | 122.4 | 8.81 | 0.96 | 5157 | 84.9
PNMMW7Q2 | Genesis Energy Technology LLC | OmegaLight | OM130-UNPG01-50xx | Indoor Luminaires | High-Bay | High-Bay Luminaires for Commercial and Industrial Buildings | Standard | FALSE | [9 empty] | 42566 |  |  | Yes |  | 3.1 | 12200 | 99.67 | 122.4 | 8.81 | 0.96 | 5157 | 84.9
P8Q71XZB | Genesis Energy Technology LLC | OmegaLight | OM120-UNGC01-50xx | Indoor Luminaires | High-Bay | High-Bay Luminaires for Commercial and Industrial Buildings | Standard | FALSE | [9 empty] | 42566 |  |  | Yes |  | 3.1 | 12240 | 102.86 | 119 | 5.76 | 0.96 | 5157 | 84.9
PBXDUJJV | Genesis Energy Technology LLC | OmegaLight | OM120-UNGG01-50xx | Indoor Luminaires | High-Bay | High-Bay Luminaires for Commercial and Industrial Buildings | Standard | FALSE | [9 empty] | 42566 |  |  | Yes |  | 3.1 | 12050 | 101.26 | 119 | 5.76 | 0.96 | 5157 | 84.9
PJJG8XVF | Genesis Energy Technology LLC | OmegaLight | OM120-UNPG01-50xx | Indoor Luminaires | High-Bay | High-Bay Luminaires for Commercial and Industrial Buildings | Standard | FALSE | [9 empty] | 42566 |  |  | Yes |  | 3.1 | 12010 | 100.92 | 119 | 5.76 | 0.96 | 5157 | 84.9
P9JVGD1P | Jiangsu Ever-Tie Lighting Co. Ltd | Ever-tie | ETLSN-4FT/VH/50/DM 5000K (A1+B1) | Indoor Luminaires | High-Bay | Low-Bay Luminaires for Commercial and Industrial Buildings | Premium | FALSE | [9 empty] | 42566 |  |  | No |  | 3.1 | 6000 | 120 | 50 | 20 | 0.9 | 5000 | 80
P1HC4WYJ | Jiangsu Ever-Tie Lighting Co. Ltd | Ever-tie | ETLSN-4FT/VH/50/DM 4000K (A1+B1) | Indoor Luminaires | High-Bay | Low-Bay Luminaires for Commercial and Industrial Buildings | Premium | FALSE | [9 empty] | 42566 |  |  | No |  | 3.1 | 5750 | 115 | 50 | 20 | 0.9 | 4000 | 80
PWDB6X63 | Jiangsu Ever-Tie Lighting Co. Ltd | Ever-tie | ETLSN-4FT/VH/50/DM 3500K (A1+B1) | Indoor Luminaires | High-Bay | Low-Bay Luminaires for Commercial and Industrial Buildings | Premium | FALSE | [9 empty] | 42566 |  |  | No |  | 3.1 | 5500 | 110 | 50 | 20 | 0.9 | 3500 | 80
PSGXJWM5 | Guangzhou Ledia Lighting Technology Company Limited | LEDIA | LD-HB-L160-57F-S | Indoor Luminaires | High-Bay | High-Bay Luminaires for Commercial and Industrial Buildings | Standard | FALSE | [9 empty] | 42566 |  |  | NotYetVerified |  | 4 | 19200 | 120 | 160 | 10 | 0.9 | 5700 | 80
PF6T96WS | Guangzhou Ledia Lighting Technology Company Limited | LEDIA | LD-HB-L120-57F-D | Indoor Luminaires | High-Bay | High-Bay Luminaires for Commercial and Industrial Buildings | Standard | FALSE | [9 empty] | 42566 |  |  | NotYetVerified |  | 4 | 14400 | 120 | 120 | 10 | 0.9 | 5700 | 80
P8C972M7 | Guangzhou Ledia Lighting Technology Company Limited | LEDIA | LD-HB-L120-57F-S | Indoor Luminaires | High-Bay | High-Bay Luminaires for Commercial and Industrial Buildings | Standard | FALSE | [9 empty] | 42566 |  |  | NotYetVerified |  | 4 | 14400 | 120 | 120 | 10 | 0.9 | 5700 | 80
PPFHJKK4 | Guangzhou Ledia Lighting Technology Company Limited | LEDIA | LD-HB-L100-57F-D | Indoor Luminaires | High-Bay | High-Bay Luminaires for Commercial and Industrial Buildings | Standard | FALSE | [9 empty] | 42566 |  |  | NotYetVerified |  | 4 | 12000 | 120 | 100 | 10 | 0.9 | 5700 | 80
PP8J98UV | Guangzhou Ledia Lighting Technology Company Limited | LEDIA | LD-HB-L080-57F-S | Indoor Luminaires | High-Bay | High-Bay Luminaires for Commercial and Industrial Buildings | Standard | FALSE | [9 empty] | 42566 |  |  | NotYetVerified |  | 4 | 9600 | 120 | 80 | 10 | 0.9 | 5700 | 80
PEUKGZ34 | Guangzhou Ledia Lighting Technology Company Limited | LEDIA | LD-HB-L080-57F-D | Indoor Luminaires | High-Bay | Low-Bay Luminaires for Commercial and Industrial Buildings | Standard | FALSE | [9 empty] | 42566 |  |  | NotYetVerified |  | 4 | 9600 | 120 | 80 | 10 | 0.9 | 5700 | 80
PPRU3HSF | Guangzhou Ledia Lighting Technology Company Limited | LEDIA | LD-HB-L060-57F-S | Indoor Luminaires | High-Bay | Low-Bay Luminaires for Commercial and Industrial Buildings | Standard | FALSE | [9 empty] | 42566 |  |  | NotYetVerified |  | 4 | 7200 | 120 | 60 | 10 | 0.9 | 5700 | 80
PU3MV22N | Guangzhou Ledia Lighting Technology Company Limited | LEDIA | LD-HB-L160-50F-S | Indoor Luminaires | High-Bay | High-Bay Luminaires for Commercial and Industrial Buildings | Standard | FALSE | [9 empty] | 42566 |  |  | NotYetVerified |  | 4 | 19200 | 120 | 160 | 10 | 0.9 | 5000 | 80
PFTQW4YX | Guangzhou Ledia Lighting Technology Company Limited | LEDIA | LD-HB-L120-50F-S | Indoor Luminaires | High-Bay | High-Bay Luminaires for Commercial and Industrial Buildings | Standard | FALSE | [9 empty] | 42566 |  |  | NotYetVerified |  | 4 | 14400 | 120 | 120 | 10 | 0.9 | 5000 | 80
PBWA1E1W | Guangzhou Ledia Lighting Technology Company Limited | LEDIA | LD-HB-L120-50F-D | Indoor Luminaires | High-Bay | High-Bay Luminaires for Commercial and Industrial Buildings | Standard | FALSE | [9 empty] | 42566 |  |  | NotYetVerified |  | 4 | 14400 | 120 | 120 | 10 | 0.9 | 5000 | 80
PG8953RY | Guangzhou Ledia Lighting Technology Company Limited | LEDIA | LD-HB-L100-50F-D | Indoor Luminaires | High-Bay | High-Bay Luminaires for Commercial and Industrial Buildings | Standard | FALSE | [9 empty] | 42566 |  |  | NotYetVerified |  | 4 | 12000 | 120 | 100 | 10 | 0.9 | 5000 | 80
PMU3W47U | Guangzhou Ledia Lighting Technology Company Limited | LEDIA | LD-HB-L080-50F-D | Indoor Luminaires | High-Bay | Low-Bay Luminaires for Commercial and Industrial Buildings | Standard | FALSE | [9 empty] | 42566 |  |  | NotYetVerified |  | 4 | 9600 | 120 | 80 | 10 | 0.9 | 5000 | 80
PFH6T5PK | Guangzhou Ledia Lighting Technology Company Limited | LEDIA | LD-HB-L080-50F-S | Indoor Luminaires | High-Bay | High-Bay Luminaires for Commercial and Industrial Buildings | Standard | FALSE | [9 empty] | 42566 |  |  | NotYetVerified |  | 4 | 9600 | 120 | 80 | 10 | 0.9 | 5000 | 80
PFJXMEZ7 | Guangzhou Ledia Lighting Technology Company Limited | LEDIA | LD-HB-L060-50F-S | Indoor Luminaires | High-Bay | Low-Bay Luminaires for Commercial and Industrial Buildings | Standard | FALSE | [9 empty] | 42566 |  |  | NotYetVerified |  | 4 | 7200 | 120 | 60 | 10 | 0.9 | 5000 | 80
PXQF9AQR | Guangzhou Ledia Lighting Technology Company Limited | LEDIA | LD-HB-L160-45F-S | Indoor Luminaires | High-Bay | High-Bay Luminaires for Commercial and Industrial Buildings | Standard | FALSE | [9 empty] | 42566 |  |  | NotYetVerified |  | 4 | 19200 | 120 | 160 | 10 | 0.9 | 4500 | 80
PEHAYNXR | Guangzhou Ledia Lighting Technology Company Limited | LEDIA | LD-HB-L120-45F-D | Indoor Luminaires | High-Bay | High-Bay Luminaires for Commercial and Industrial Buildings | Standard | FALSE | [9 empty] | 42566 |  |  | NotYetVerified |  | 4 | 14400 | 120 | 120 | 10 | 0.9 | 4500 | 80
P4XF8KFC | Guangzhou Ledia Lighting Technology Company Limited | LEDIA | LD-HB-L120-45F-S | Indoor Luminaires | High-Bay | High-Bay Luminaires for Commercial and Industrial Buildings | Standard | FALSE | [9 empty] | 42566 |  |  | NotYetVerified |  | 4 | 14400 | 120 | 120 | 10 | 0.9 | 4500 | 80
P24T8V6E | Guangzhou Ledia Lighting Technology Company Limited | LEDIA | LD-HB-L100-45F-D | Indoor Luminaires | High-Bay | High-Bay Luminaires for Commercial and Industrial Buildings | Standard | FALSE | [9 empty] | 42566 |  |  | NotYetVerified |  | 4 | 12000 | 120 | 100 | 10 | 0.9 | 4500 | 80
PGS2HHY6 | Guangzhou Ledia Lighting Technology Company Limited | LEDIA | LD-HB-L080-45F-S | Indoor Luminaires | High-Bay | High-Bay Luminaires for Commercial and Industrial Buildings | Standard | FALSE | [9 empty] | 42566 |  |  | NotYetVerified |  | 4 | 9600 | 120 | 80 | 10 | 0.9 | 4500 | 80
P317NTY6 | Guangzhou Ledia Lighting Technology Company Limited | LEDIA | LD-HB-L080-45F-D | Indoor Luminaires | High-Bay | Low-Bay Luminaires for Commercial and Industrial Buildings | Standard | FALSE | [9 empty] | 42566 |  |  | NotYetVerified |  | 4 | 9600 | 120 | 80 | 10 | 0.9 | 4500 | 80
PTQX6YGB | Guangzhou Ledia Lighting Technology Company Limited | LEDIA | LD-HB-L060-45F-S | Indoor Luminaires | High-Bay | Low-Bay Luminaires for Commercial and Industrial Buildings | Standard | FALSE | [9 empty] | 42566 |  |  | NotYetVerified |  | 4 | 7200 | 120 | 60 | 10 | 0.9 | 4500 | 80
PX2ZDZB8 | Guangzhou Ledia Lighting Technology Company Limited | LEDIA | LD-HB-L160-40F-S | Indoor Luminaires | High-Bay | High-Bay Luminaires for Commercial and Industrial Buildings | Standard | FALSE | [9 empty] | 42566 |  |  | NotYetVerified |  | 4 | 19200 | 120 | 160 | 10 | 0.9 | 4000 | 80
PQW2HMCZ | Guangzhou Ledia Lighting Technology Company Limited | LEDIA | LD-HB-L120-40F-S | Indoor Luminaires | High-Bay | High-Bay Luminaires for Commercial and Industrial Buildings | Standard | FALSE | [9 empty] | 42566 |  |  | NotYetVerified |  | 4 | 14400 | 120 | 120 | 10 | 0.9 | 4000 | 80
PJBBPTRE | Guangzhou Ledia Lighting Technology Company Limited | LEDIA | LD-HB-L120-40F-D | Indoor Luminaires | High-Bay | High-Bay Luminaires for Commercial and Industrial Buildings | Standard | FALSE | [9 empty] | 42566 |  |  | NotYetVerified |  | 4 | 14400 | 120 | 120 | 10 | 0.9 | 4000 | 80
P5H5KARU | Guangzhou Ledia Lighting Technology Company Limited | LEDIA | LD-HB-L100-40F-D | Indoor Luminaires | High-Bay | High-Bay Luminaires for Commercial and Industrial Buildings | Standard | FALSE | [9 empty] | 42566 |  |  | NotYetVerified |  | 4 | 12000 | 120 | 100 | 10 | 0.9 | 4000 | 80
PUFH84NB | Guangzhou Ledia Lighting Technology Company Limited | LEDIA | LD-HB-L080-40F-S | Indoor Luminaires | High-Bay | High-Bay Luminaires for Commercial and Industrial Buildings | Standard | FALSE | [9 empty] | 42566 |  |  | NotYetVerified |  | 4 | 9600 | 120 | 80 | 10 | 0.9 | 4000 | 80
PB1UCGYG | Guangzhou Ledia Lighting Technology Company Limited | LEDIA | LD-HB-L080-40F-D | Indoor Luminaires | High-Bay | Low-Bay Luminaires for Commercial and Industrial Buildings | Standard | FALSE | [9 empty] | 42566 |  |  | NotYetVerified |  | 4 | 9600 | 120 | 80 | 10 | 0.9 | 4000 | 80
PK2DW5KC | Guangzhou Ledia Lighting Technology Company Limited | LEDIA | LD-HB-L060-40F-S | Indoor Luminaires | High-Bay | Low-Bay Luminaires for Commercial and Industrial Buildings | Standard | FALSE | [9 empty] | 42566 |  |  | NotYetVerified |  | 4 | 7200 | 120 | 60 | 10 | 0.9 | 4000 | 80
PK21VU2Z | Guangzhou Ledia Lighting Technology Company Limited | LEDIA | LD-HB-L160-37F-S | Indoor Luminaires | High-Bay | High-Bay Luminaires for Commercial and Industrial Buildings | Standard | FALSE | [9 empty] | 42566 |  |  | NotYetVerified |  | 4 | 19200 | 120 | 160 | 10 | 0.9 | 3700 | 80
PDF524YB | Guangzhou Ledia Lighting Technology Company Limited | LEDIA | LD-HB-L120-37F-S | Indoor Luminaires | High-Bay | High-Bay Luminaires for Commercial and Industrial Buildings | Standard | FALSE | [9 empty] | 42566 |  |  | NotYetVerified |  | 4 | 14400 | 120 | 120 | 10 | 0.9 | 3700 | 80
P1QY7DB2 | Guangzhou Ledia Lighting Technology Company Limited | LEDIA | LD-HB-L120-37F-D | Indoor Luminaires | High-Bay | High-Bay Luminaires for Commercial and Industrial Buildings | Standard | FALSE | [9 empty] | 42566 |  |  | NotYetVerified |  | 4 | 14400 | 120 | 120 | 10 | 0.9 | 3700 | 80
PNCH6R3K | Guangzhou Ledia Lighting Technology Company Limited | LEDIA | LD-HB-L100-37F-D | Indoor Luminaires | High-Bay | High-Bay Luminaires for Commercial and Industrial Buildings | Standard | FALSE | [9 empty] | 42566 |  |  | NotYetVerified |  | 4 | 12000 | 120 | 100 | 10 | 0.9 | 3700 | 80
PN2KNCFH | Guangzhou Ledia Lighting Technology Company Limited | LEDIA | LD-HB-L080-37F-D | Indoor Luminaires | High-Bay | Low-Bay Luminaires for Commercial and Industrial Buildings | Standard | FALSE | [9 empty] | 42566 |  |  | NotYetVerified |  | 4 | 9600 | 120 | 80 | 10 | 0.9 | 3700 | 80
P1AZA48F | Guangzhou Ledia Lighting Technology Company Limited | LEDIA | LD-HB-L080-37F-S | Indoor Luminaires | High-Bay | High-Bay Luminaires for Commercial and Industrial Buildings | Standard | FALSE | [9 empty] | 42566 |  |  | NotYetVerified |  | 4 | 9600 | 120 | 80 | 10 | 0.9 | 3700 | 80
PPCNJTGV | Guangzhou Ledia Lighting Technology Company Limited | LEDIA | LD-HB-L060-37F-S | Indoor Luminaires | High-Bay | Low-Bay Luminaires for Commercial and Industrial Buildings | Standard | FALSE | [9 empty] | 42566 |  |  | NotYetVerified |  | 4 | 7200 | 120 | 60 | 10 | 0.9 | 3700 | 80
PA345344 | Amled Technologies Inc | Amled | HB185FCG50[BW]D | Indoor Luminaires | High-Bay | High-Bay Luminaires for Commercial and Industrial Buildings | Standard | FALSE | [9 empty] | 42566 | Dimmable | Continuous Below 10 | Yes |  | 3.1 | 23999 | 129.6 | 185.2 | 7.71 | 0.993 | 5169 | 84.7
PK8FET7V | Amled Technologies Inc | Amled | HB220FCG50[BW]D | Indoor Luminaires | High-Bay | High-Bay Luminaires for Commercial and Industrial Buildings | Standard | FALSE | [9 empty] | 42566 | Dimmable | Continuous Below 10 | Yes |  | 3.1 | 27418 | 125.1 | 219.2 | 7.06 | 0.994 | 5165 | 84.8
P92DGBEF | Amled Technologies Inc | Amled | HB125FCG50[BW]D | Indoor Luminaires | High-Bay | High-Bay Luminaires for Commercial and Industrial Buildings | Standard | FALSE | [9 empty] | 42566 | Dimmable | Continuous Below 10 | Yes |  | 3.1 | 16435 | 128 | 128.4 | 7.78 | 0.994 | 5002 | 83.8
PJNF28CG | Amled Technologies Inc | Amled | HB220FCG40[BW]D | Indoor Luminaires | High-Bay | High-Bay Luminaires for Commercial and Industrial Buildings | Standard | FALSE | [9 empty] | 42566 | Dimmable | Continuous Below 10 | Yes |  | 3.1 | 28197 | 130.2 | 216.6 | 7.23 | 0.994 | 4100 | 82.7
P2SFB7XH | Amled Technologies Inc | Amled | HB185FCG40[BW]D | Indoor Luminaires | High-Bay | High-Bay Luminaires for Commercial and Industrial Buildings | Standard | FALSE | [9 empty] | 42566 | Dimmable | Continuous Below 10 | Yes |  | 3.1 | 25147 | 134 | 187.6 | 7.6 | 0.992 | 4085 | 82.7
PQKH7VD6 | Amled Technologies Inc | Amled | HB125FCG40[BW]D | Indoor Luminaires | High-Bay | High-Bay Luminaires for Commercial and Industrial Buildings | Standard | FALSE | [9 empty] | 42566 | Dimmable | Continuous Below 10 | Yes |  | 3.1 | 17533 | 138.1 | 127 | 7.64 | 0.994 | 4007 | 82
PAGS3DZ4 | MLEDTECH LLC | MLED | MNS-HB-80W(5700K) | Indoor Luminaires | High-Bay | Low-Bay Luminaires for Commercial and Industrial Buildings | Standard | FALSE | [9 empty] | 42566 | Not Dimmable | Not Dimmable | No |  | 3 | 6200 | 79 | 80 | 14 | 0.96 | 5700 | 80
PP47E3CX | MLEDTECH LLC | MLED | MNS-HB-220W(5700K) | Indoor Luminaires | High-Bay | High-Bay Luminaires for Commercial and Industrial Buildings | Standard | FALSE | [9 empty] | 42566 | Not Dimmable | Not Dimmable | NotYetVerified |  | 3 | 19156 | 87 | 218 | 10 | 0.92 | 5700 | 71
PFQQ5SS3 | MLEDTECH LLC | MLED | MNS-HB-200W(5700K) | Indoor Luminaires | High-Bay | High-Bay Luminaires for Commercial and Industrial Buildings | Standard | FALSE | [9 empty] | 42566 | Not Dimmable | Not Dimmable | NotYetVerified |  | 3 | 16397 | 87 | 200 | 10 | 0.99 | 5700 | 70
PUXEYWHQ | MLEDTECH LLC | MLED | MNS-HB-150W(5700K) | Indoor Luminaires | High-Bay | High-Bay Luminaires for Commercial and Industrial Buildings | Standard | FALSE | [9 empty] | 42566 | Not Dimmable | Not Dimmable | NotYetVerified |  | 3 | 11697 | 87 | 136 | 10 | 0.99 | 5700 | 70
PZYGR524 | MLEDTECH LLC | MLED | MNS-HB-100W(5700K) | Indoor Luminaires | High-Bay | Low-Bay Luminaires for Commercial and Industrial Buildings | Standard | FALSE | [9 empty] | 42566 | Not Dimmable | Not Dimmable | NotYetVerified |  | 3 | 8390 | 89 | 100 | 10 | 0.99 | 5700 | 70
PUGMCM9D | MLEDTECH LLC | MLED | MNS-HB-80W(5000K) | Indoor Luminaires | High-Bay | Low-Bay Luminaires for Commercial and Industrial Buildings | Standard | FALSE | [9 empty] | 42566 | Not Dimmable | Not Dimmable | No |  | 3 | 6200 | 79 | 80 | 14 | 0.96 | 5000 | 80
PVWSX8V7 | MLEDTECH LLC | MLED | MNS-HB-220W(5000K) | Indoor Luminaires | High-Bay | High-Bay Luminaires for Commercial and Industrial Buildings | Standard | FALSE | [9 empty] | 42566 | Not Dimmable | Not Dimmable | NotYetVerified |  | 3 | 16219 | 78 | 208 | 10 | 0.92 | 5000 | 71
P3BUG8K4 | MLEDTECH LLC | MLED | MNS-HB-200W(5000K) | Indoor Luminaires | High-Bay | High-Bay Luminaires for Commercial and Industrial Buildings | Standard | FALSE | [9 empty] | 42566 | Not Dimmable | Not Dimmable | NotYetVerified |  | 3 | 16397 | 87 | 200 | 10 | 0.99 | 5000 | 70
P5S2A9KM | MLEDTECH LLC | MLED | MNS-HB-150W(5000K) | Indoor Luminaires | High-Bay | High-Bay Luminaires for Commercial and Industrial Buildings | Standard | FALSE | [9 empty] | 42566 | Not Dimmable | Not Dimmable | NotYetVerified |  | 3 | 11697 | 87 | 136 | 10 | 0.99 | 5000 | 70
PZY5YQCW | MLEDTECH LLC | MLED | MNS-HB-100W(5000K) | Indoor Luminaires | High-Bay | Low-Bay Luminaires for Commercial and Industrial Buildings | Standard | FALSE | [9 empty] | 42566 | Not Dimmable | Not Dimmable | NotYetVerified |  | 3 | 8390 | 89 | 100 | 10 | 0.99 | 5000 | 70
PGF7T1YG | MLEDTECH LLC | MLED | MNS-HB-80W(4500K) | Indoor Luminaires | High-Bay | Low-Bay Luminaires for Commercial and Industrial Buildings | Standard | FALSE | [9 empty] | 42566 | Not Dimmable | Not Dimmable | No |  | 3 | 6200 | 79 | 80 | 14 | 0.96 | 4500 | 80
P4UTMTB1 | MLEDTECH LLC | MLED | MNS-HB-220W(4500K) | Indoor Luminaires | High-Bay | High-Bay Luminaires for Commercial and Industrial Buildings | Standard | FALSE | [9 empty] | 42566 | Not Dimmable | Not Dimmable | NotYetVerified |  | 3 | 16219 | 78 | 208 | 10 | 0.92 | 4500 | 71
PYYHSY2K | MLEDTECH LLC | MLED | MNS-HB-200W(4500K) | Indoor Luminaires | High-Bay | High-Bay Luminaires for Commercial and Industrial Buildings | Standard | FALSE | [9 empty] | 42566 | Not Dimmable | Not Dimmable | NotYetVerified |  | 3 | 16397 | 87 | 200 | 10 | 0.99 | 4500 | 70
PP53DHDK | MLEDTECH LLC | MLED | MNS-HB-150W(4500K) | Indoor Luminaires | High-Bay | High-Bay Luminaires for Commercial and Industrial Buildings | Standard | FALSE | [9 empty] | 42566 | Not Dimmable | Not Dimmable | NotYetVerified |  | 3 | 11697 | 87 | 136 | 10 | 0.99 | 4500 | 70
PHN5KM94 | MLEDTECH LLC | MLED | MNS-HB-100W(4500K) | Indoor Luminaires | High-Bay | Low-Bay Luminaires for Commercial and Industrial Buildings | Standard | FALSE | [9 empty] | 42566 | Not Dimmable | Not Dimmable | NotYetVerified |  | 3 | 8390 | 89 | 100 | 10 | 0.99 | 4500 | 70
P4UE9GTF | MLEDTECH LLC | MLED | MNS-HB-80W(4000K) | Indoor Luminaires | High-Bay | Low-Bay Luminaires for Commercial and Industrial Buildings | Standard | FALSE | [9 empty] | 42566 | Not Dimmable | Not Dimmable | No |  | 3 | 6200 | 79 | 80 | 14 | 0.96 | 4000 | 80
PATMW4QF | MLEDTECH LLC | MLED | MNS-HB-220W(4000K) | Indoor Luminaires | High-Bay | High-Bay Luminaires for Commercial and Industrial Buildings | Standard | FALSE | [9 empty] | 42566 | Not Dimmable | Not Dimmable | NotYetVerified |  | 3 | 16219 | 78 | 208 | 10 | 0.92 | 4000 | 71
PFQHEBE6 | BJ Take Inc. | BJ Take | BLHV-2'-16L-830-347-L49 | Indoor Luminaires | High-Bay | High-Bay Luminaires for Commercial and Industrial Buildings | Standard | TRUE | 16032.9 | 122.7 | 130.66 | 14.1 | 0.975 | 3159 | 83.1 | 5 | 50000 | 42565 |  |  | Yes |  | 4 | 16033 | 122.7 | 130.7 | 6.31 | 0.98 | 3170.67 | 83.42
PRYCFRWU | BJ Take Inc. | BJ Take | BLHV-2'-12L-850-UNV-L49 | Indoor Luminaires | High-Bay | High-Bay Luminaires for Commercial and Industrial Buildings | Standard | TRUE | 12477 | 138.5 | 88.5 | 12.07 | 0.963 | 5123 | 83.5 | 5 | 50000 | 42565 |  |  | Yes |  | 4 | 12477 | 138.5 | 90.1 | 5.96 | 1 | 5123 | 83.5
PDMZZDG4 | BJ Take Inc. | BJ Take | BLHV-2'-12L-830-UNV-L49 | Indoor Luminaires | High-Bay | High-Bay Luminaires for Commercial and Industrial Buildings | Standard | TRUE | 10876 | 129.6 | 82.71 | 12.77 | 0.958 | 3128 | 82.9 | 5 | 50000 | 42565 |  |  | Yes |  | 4 | 11636.24 | 129.51 | 89.85 | 6.31 | 1 | 3170.67 | 83.42
PSSU44ZN | Guangzhou Ledia Lighting Technology Company Limited | LEDIA | LD-HB-L140-35F-D | Indoor Luminaires | High-Bay | High-Bay Luminaires for Commercial and Industrial Buildings | Standard | TRUE | 15410.14 | 118.94 | 129.56 | 7.52 | 0.952 | 3465 | 84.6 | 5 | 50000 | 42565 |  |  | NotYetVerified |  | 4 | 16800 | 120 | 140 | 10 | 0.9 | 3500 | 80
PB8CD3CV | Xeleum Lighting | Xeleum Atlas | XALH240-50KU | Indoor Luminaires | High-Bay | High-Bay Luminaires for Commercial and Industrial Buildings | Standard | TRUE | 29688 | 122.93 | 241.5 | 5.84 | 0.9443 | 4994 | 77.3 | 5 | 50000 | 42565 |  |  | No |  | 3 | 29600 | 120 | 242 | 15 | 0.95 | 5000 | 70
PUGHZK68 | Guangzhou Ledia Lighting Technology Company Limited | LEDIA | LD-HB-L060-35F-D | Indoor Luminaires | High-Bay | Low-Bay Luminaires for Commercial and Industrial Buildings | Standard | TRUE | 6546.31 | 122.13 | 53.59 | 7.28 | 0.938 | 3462 | 84.8 | 5 | 50000 | 42565 |  |  | NotYetVerified |  | 4 | 7200 | 120 | 60 | 10 | 0.9 | 3500 | 80
PTFRUAZ9 | BJ Take Inc. | BJ Take | BLHV-2'-8L-830-UNV-L49 | Indoor Luminaires | High-Bay | Low-Bay Luminaires for Commercial and Industrial Buildings | Standard | TRUE | 8197 | 130.3 | 62.61 | 14.11 | 0.938 | 3159 | 83.1 | 5 | 50000 | 42565 |  |  | Yes |  | 4 | 8197 | 130.3 | 62.9 | 7.2 | 1 | 3159 | 83.1
P7PG323V | Xeleum Lighting | Xeleum Atlas | XALH150-50KU | Indoor Luminaires | High-Bay | High-Bay Luminaires for Commercial and Industrial Buildings | Standard | TRUE | 19393 | 125.84 | 154.1 | 11.41 | 0.937 | 4779 | 77.3 | 5 | 50000 | 42565 |  |  | No |  | 3 | 19300 | 120 | 155 | 15 | 0.95 | 5000 | 70
PS9RGVD9 | Xeleum Lighting | Xeleum Atlas | XALH180-50KU | Indoor Luminaires | High-Bay | High-Bay Luminaires for Commercial and Industrial Buildings | Standard | TRUE | 22357 | 124.27 | 179.9 | 11.44 | 0.9362 | 4989 | 77.3 | 5 | 50000 | 42565 |  |  | No |  | 3 | 22300 | 120 | 180 | 15 | 0.95 | 5000 | 70
PAE8C9GW | Xeleum Lighting | Xeleum Atlas | XALH120-50KU | Indoor Luminaires | High-Bay | High-Bay Luminaires for Commercial and Industrial Buildings | Standard | TRUE | 14497 | 121.82 | 119 | 14.72 | 0.9305 | 5030 | 77.5 | 5 | 50000 | 42565 |  |  | No |  | 3 | 14400 | 120 | 120 | 15 | 0.95 | 5000 | 70
PZ4ZQ99G | Xeleum Lighting | Xeleum Atlas | XALH090-50KU | Indoor Luminaires | High-Bay | High-Bay Luminaires for Commercial and Industrial Buildings | Standard | TRUE | 11583 | 126.38 | 91.65 | 13.18 | 0.9305 | 4836 | 76.5 | 5 | 50000 | 42565 |  |  | No |  | 3 | 11500 | 120 | 92 | 15 | 0.95 | 5000 | 70
PSQKGCTY | Xeleum Lighting | Xeleum Atlas | XALH210-50KU | Indoor Luminaires | High-Bay | High-Bay Luminaires for Commercial and Industrial Buildings | Standard | TRUE | 25582 | 121.01 | 211.4 | 9.8 | 0.9285 | 4976 | 77.3 | 5 | 50000 | 42565 |  |  | No |  | 3 | 25500 | 120 | 212 | 15 | 0.95 | 5000 | 70
PY18P6RK | Guangzhou Ledia Lighting Technology Company Limited | LEDIA | LD-HB-L100-35F-S | Indoor Luminaires | High-Bay | High-Bay Luminaires for Commercial and Industrial Buildings | Standard | TRUE | 11489.41 | 120.37 | 95.45 | 8.25 | 0.925 | 3458 | 84.8 | 5 | 50000 | 42565 |  |  | NotYetVerified |  | 4 | 12000 | 120 | 100 | 10 | 0.9 | 3500 | 80
PFCQKDXS | Guangzhou Ledia Lighting Technology Company Limited | LEDIA | LD-HB-L140-57F-D | Indoor Luminaires | High-Bay | High-Bay Luminaires for Commercial and Industrial Buildings | Standard | FALSE | [9 empty] | 42565 |  |  | NotYetVerified |  | 4 | 16800 | 120 | 140 | 10 | 0.9 | 5700 | 80
PST6ZR1V | Guangzhou Ledia Lighting Technology Company Limited | LEDIA | LD-HB-L100-57F-S | Indoor Luminaires | High-Bay | High-Bay Luminaires for Commercial and Industrial Buildings | Standard | FALSE | [9 empty] | 42565 |  |  | NotYetVerified |  | 4 | 12000 | 120 | 100 | 10 | 0.9 | 5700 | 80
PN2MU4AF | Guangzhou Ledia Lighting Technology Company Limited | LEDIA | LD-HB-L060-57F-D | Indoor Luminaires | High-Bay | Low-Bay Luminaires for Commercial and Industrial Buildings | Standard | FALSE | [9 empty] | 42565 |  |  | NotYetVerified |  | 4 | 7200 | 120 | 60 | 10 | 0.9 | 5700 | 80
P653RJ9B | Guangzhou Ledia Lighting Technology Company Limited | LEDIA | LD-HB-L140-50F-D | Indoor Luminaires | High-Bay | High-Bay Luminaires for Commercial and Industrial Buildings | Standard | FALSE | [9 empty] | 42565 |  |  | NotYetVerified |  | 4 | 16800 | 120 | 140 | 10 | 0.9 | 5000 | 80
PWQXUDVT | Guangzhou Ledia Lighting Technology Company Limited | LEDIA | LD-HB-L100-50F-S | Indoor Luminaires | High-Bay | High-Bay Luminaires for Commercial and Industrial Buildings | Standard | FALSE | [9 empty] | 42565 |  |  | NotYetVerified |  | 4 | 12000 | 120 | 100 | 10 | 0.9 | 5000 | 80
PRCFVDH4 | Guangzhou Ledia Lighting Technology Company Limited | LEDIA | LD-HB-L060-50F-D | Indoor Luminaires | High-Bay | Low-Bay Luminaires for Commercial and Industrial Buildings | Standard | FALSE | [9 empty] | 42565 |  |  | NotYetVerified |  | 4 | 7200 | 120 | 60 | 10 | 0.9 | 5000 | 80
PT3X2X2R | Guangzhou Ledia Lighting Technology Company Limited | LEDIA | LD-HB-L140-45F-D | Indoor Luminaires | High-Bay | High-Bay Luminaires for Commercial and Industrial Buildings | Standard | FALSE | [9 empty] | 42565 |  |  | NotYetVerified |  | 4 | 16800 | 120 | 140 | 10 | 0.9 | 4500 | 80
P8ADK6RT | Guangzhou Ledia Lighting Technology Company Limited | LEDIA | LD-HB-L100-45F-S | Indoor Luminaires | High-Bay | High-Bay Luminaires for Commercial and Industrial Buildings | Standard | FALSE | [9 empty] | 42565 |  |  | NotYetVerified |  | 4 | 12000 | 120 | 100 | 10 | 0.9 | 4500 | 80
PZHV811M | Guangzhou Ledia Lighting Technology Company Limited | LEDIA | LD-HB-L060-45F-D | Indoor Luminaires | High-Bay | Low-Bay Luminaires for Commercial and Industrial Buildings | Standard | FALSE | [9 empty] | 42565 |  |  | NotYetVerified |  | 4 | 7200 | 120 | 60 | 10 | 0.9 | 4500 | 80
P9BASP96 | Guangzhou Ledia Lighting Technology Company Limited | LEDIA | LD-HB-L140-40F-D | Indoor Luminaires | High-Bay | High-Bay Luminaires for Commercial and Industrial Buildings | Standard | FALSE | [9 empty] | 42565 |  |  | NotYetVerified |  | 4 | 16800 | 120 | 140 | 10 | 0.9 | 4000 | 80
PBGH57DX | Guangzhou Ledia Lighting Technology Company Limited | LEDIA | LD-HB-L100-40F-S | Indoor Luminaires | High-Bay | High-Bay Luminaires for Commercial and Industrial Buildings | Standard | FALSE | [9 empty] | 42565 |  |  | NotYetVerified |  | 4 | 12000 | 120 | 100 | 10 | 0.9 | 4000 | 80
PBH7GNVE | Guangzhou Ledia Lighting Technology Company Limited | LEDIA | LD-HB-L060-40F-D | Indoor Luminaires | High-Bay | Low-Bay Luminaires for Commercial and Industrial Buildings | Standard | FALSE | [9 empty] | 42565 |  |  | NotYetVerified |  | 4 | 7200 | 120 | 60 | 10 | 0.9 | 4000 | 80
PC6P7JJ5 | Guangzhou Ledia Lighting Technology Company Limited | LEDIA | LD-HB-L140-37F-D | Indoor Luminaires | High-Bay | High-Bay Luminaires for Commercial and Industrial Buildings | Standard | FALSE | [9 empty] | 42565 |  |  | NotYetVerified |  | 4 | 16800 | 120 | 140 | 10 | 0.9 | 3700 | 80
P1GXTMAR | Guangzhou Ledia Lighting Technology Company Limited | LEDIA | LD-HB-L100-37F-S | Indoor Luminaires | High-Bay | High-Bay Luminaires for Commercial and Industrial Buildings | Standard | FALSE | [9 empty] | 42565 |  |  | NotYetVerified |  | 4 | 12000 | 120 | 100 | 10 | 0.9 | 3700 | 80
PEJ9SP6K | Guangzhou Ledia Lighting Technology Company Limited | LEDIA | LD-HB-L060-37F-D | Indoor Luminaires | High-Bay | Low-Bay Luminaires for Commercial and Industrial Buildings | Standard | FALSE | [9 empty] | 42565 |  |  | NotYetVerified |  | 4 | 7200 | 120 | 60 | 10 | 0.9 | 3700 | 80
PBR4N75F | BJ Take Inc. | BJ Take | BLHV-4'-18L-850-UNV-L49 | Indoor Luminaires | High-Bay | High-Bay Luminaires for Commercial and Industrial Buildings | Standard | FALSE | [9 empty] | 42565 | Not Dimmable | Not Dimmable | Yes |  | 4 | 18936 | 137.2 | 138 | 5.94 | 1 | 5233 | 84.2
PX6HBR72 | BJ Take Inc. | BJ Take | BLHV-4'-36L-850-347-L49 | Indoor Luminaires | High-Bay | High-Bay Luminaires for Commercial and Industrial Buildings | Standard | FALSE | [9 empty] | 42565 | Not Dimmable | Not Dimmable | Yes |  | 4 | 39105.12 | 135.83 | 287.89 | 6.31 | 0.98 | 5178 | 83.42
P3CN5BPP | BJ Take Inc. | BJ Take | BLHV-4'-36L-850-UNV-L49 | Indoor Luminaires | High-Bay | High-Bay Luminaires for Commercial and Industrial Buildings | Standard | FALSE | [9 empty] | 42565 | Not Dimmable | Not Dimmable | Yes |  | 4 | 38468.53 | 137.08 | 280.62 | 6.31 | 1 | 5178 | 83.42
PEFZQXQ9 | BJ Take Inc. | BJ Take | BLHV-4'-32L-850-347-L49 | Indoor Luminaires | High-Bay | High-Bay Luminaires for Commercial and Industrial Buildings | Standard | FALSE | [9 empty] | 42565 | Not Dimmable | Not Dimmable | Yes |  | 4 | 34745.13 | 135.77 | 255.9 | 6.31 | 0.98 | 5178 | 83.42
P1NXS5FY | BJ Take Inc. | BJ Take | BLHV-4'-32L-850-UNV-L49 | Indoor Luminaires | High-Bay | High-Bay Luminaires for Commercial and Industrial Buildings | Standard | FALSE | [9 empty] | 42565 | Not Dimmable | Not Dimmable | Yes |  | 4 | 34179.52 | 137.02 | 249.44 | 6.31 | 1 | 5178 | 83.42
P9ZZN7MC | BJ Take Inc. | BJ Take | BLHV-4'-28L-850-347-L49 | Indoor Luminaires | High-Bay | High-Bay Luminaires for Commercial and Industrial Buildings | Standard | FALSE | [9 empty] | 42565 | Not Dimmable | Not Dimmable | Yes |  | 4 | 30385.14 | 135.7 | 223.92 | 6.31 | 0.98 | 5178 | 83.42
P7832TRP | BJ Take Inc. | BJ Take | BLHV-4'-28L-850-UNV-L49 | Indoor Luminaires | High-Bay | High-Bay Luminaires for Commercial and Industrial Buildings | Standard | FALSE | [9 empty] | 42565 | Not Dimmable | Not Dimmable | Yes |  | 4 | 29890.5 | 136.95 | 218.26 | 6.31 | 1 | 5178 | 83.42
PSKKN8FK | BJ Take Inc. | BJ Take | BLHV-4'-24L-850-347-L49 | Indoor Luminaires | High-Bay | High-Bay Luminaires for Commercial and Industrial Buildings | Standard | FALSE | [9 empty] | 42565 | Not Dimmable | Not Dimmable | Yes |  | 4 | 26025.15 | 135.6 | 191.93 | 6.31 | 0.98 | 5178 | 83.42
P9RC9PGH | BJ Take Inc. | BJ Take | BLHV-4'-24L-850-UNV-L49 | Indoor Luminaires | High-Bay | High-Bay Luminaires for Commercial and Industrial Buildings | Standard | FALSE | [9 empty] | 42565 | Not Dimmable | Not Dimmable | Yes |  | 4 | 25601.49 | 136.85 | 187.08 | 6.31 | 1 | 5178 | 83.42
P2SNJ8S9 | BJ Take Inc. | BJ Take | BLHV-4'-20L-850-347-L49 | Indoor Luminaires | High-Bay | High-Bay Luminaires for Commercial and Industrial Buildings | Standard | FALSE | [9 empty] | 42565 | Not Dimmable | Not Dimmable | Yes |  | 4 | 21665.16 | 135.46 | 159.94 | 6.31 | 0.98 | 5178 | 83.42
PUGHE1Y2 | BJ Take Inc. | BJ Take | BLHV-4'-20L-850-UNV-L49 | Indoor Luminaires | High-Bay | High-Bay Luminaires for Commercial and Industrial Buildings | Standard | FALSE | [9 empty] | 42565 | Not Dimmable | Not Dimmable | Yes |  | 4 | 21312.47 | 136.7 | 155.9 | 6.31 | 1 | 5178 | 83.42
PHZXEDYK | BJ Take Inc. | BJ Take | BLHV-2'-18L-850-347-L49 | Indoor Luminaires | High-Bay | High-Bay Luminaires for Commercial and Industrial Buildings | Standard | FALSE | [9 empty] | 42565 | Not Dimmable | Not Dimmable | Yes |  | 4 | 19485.16 | 135.36 | 143.95 | 6.31 | 0.98 | 5178 | 83.42
P2P48P52 | BJ Take Inc. | BJ Take | BLHV-4'-18L-850-347-L49 | Indoor Luminaires | High-Bay | High-Bay Luminaires for Commercial and Industrial Buildings | Standard | FALSE | [9 empty] | 42565 | Not Dimmable | Not Dimmable | Yes |  | 4 | 19249.36 | 135.97 | 141.57 | 6.31 | 0.98 | 5178 | 83.42
PJRFVYZM | BJ Take Inc. | BJ Take | BLHV-2'-18L-850-UNV-L49 | Indoor Luminaires | High-Bay | High-Bay Luminaires for Commercial and Industrial Buildings | Standard | FALSE | [9 empty] | 42565 | Not Dimmable | Not Dimmable | Yes |  | 4 | 19167.96 | 136.61 | 140.31 | 6.31 | 1 | 5178 | 83.42
PTP12M2R | BJ Take Inc. | BJ Take | BLHV-4'-16L-850-347-L49 | Indoor Luminaires | High-Bay | High-Bay Luminaires for Commercial and Industrial Buildings | Standard | FALSE | [9 empty] | 42565 | Not Dimmable | Not Dimmable | Yes |  | 4 | 17305.17 | 135.25 | 127.95 | 6.31 | 0.98 | 5178 | 83.42
P5E38RRG | BJ Take Inc. | BJ Take | BLHV-2'-16L-850-347-L49 | Indoor Luminaires | High-Bay | High-Bay Luminaires for Commercial and Industrial Buildings | Standard | FALSE | [9 empty] | 42565 | Not Dimmable | Not Dimmable | Yes |  | 4 | 17191.44 | 131.16 | 131.07 | 6.31 | 0.98 | 5178 | 83.42
P17AGTWR | BJ Take Inc. | BJ Take | BLHV-4'-16L-850-UNV-L49 | Indoor Luminaires | High-Bay | High-Bay Luminaires for Commercial and Industrial Buildings | Standard | FALSE | [9 empty] | 42565 | Not Dimmable | Not Dimmable | Yes |  | 4 | 17023.46 | 136.49 | 124.72 | 6.31 | 1 | 5178 | 83.42
PYRVFKG6 | BJ Take Inc. | BJ Take | BLHV-2'-16L-850-UNV-L49 | Indoor Luminaires | High-Bay | High-Bay Luminaires for Commercial and Industrial Buildings | Standard | FALSE | [9 empty] | 42565 | Not Dimmable | Not Dimmable | Yes |  | 4 | 16911.59 | 132.37 | 127.76 | 6.31 | 1 | 5178 | 83.42
PV37PSFC | BJ Take Inc. | BJ Take | BLHV-2'-14L-850-347-L49 | Indoor Luminaires | High-Bay | High-Bay Luminaires for Commercial and Industrial Buildings | Standard | FALSE | [9 empty] | 42565 | Not Dimmable | Not Dimmable | Yes |  | 4 | 15125.17 | 135.1 | 111.96 | 6.31 | 0.98 | 5178 | 83.42
P31X56QV | BJ Take Inc. | BJ Take | BLHV-2'-14L-850-UNV-L49 | Indoor Luminaires | High-Bay | High-Bay Luminaires for Commercial and Industrial Buildings | Standard | FALSE | [9 empty] | 42565 | Not Dimmable | Not Dimmable | Yes |  | 4 | 14878.95 | 136.34 | 109.13 | 6.31 | 1 | 5178 | 83.42
PAT9BHKP | BJ Take Inc. | BJ Take | BLHV-2'-12L-850-347-L49 | Indoor Luminaires | High-Bay | High-Bay Luminaires for Commercial and Industrial Buildings | Standard | FALSE | [9 empty] | 42565 | Not Dimmable | Not Dimmable | Yes |  | 4 | 12683.47 | 137.22 | 92.43 | 6.31 | 0.98 | 5178 | 83.42
P46X6ZYH | BJ Take Inc. | BJ Take | BLHV-2'-10L-850-347-L49 | Indoor Luminaires | High-Bay | Low-Bay Luminaires for Commercial and Industrial Buildings | Standard | FALSE | [9 empty] | 42565 | Not Dimmable | Not Dimmable | Yes |  | 4 | 10765.18 | 134.61 | 79.97 | 6.31 | 0.98 | 5178 | 83.42
P88JZQRR | BJ Take Inc. | BJ Take | BLHV-2'-10L-850-UNV-L49 | Indoor Luminaires | High-Bay | Low-Bay Luminaires for Commercial and Industrial Buildings | Standard | FALSE | [9 empty] | 42565 | Not Dimmable | Not Dimmable | Yes |  | 4 | 10589.93 | 135.85 | 77.95 | 6.31 | 1 | 5178 | 83.42
PKGSJKKT | BJ Take Inc. | BJ Take | BLHV-2'-8L-850-347-L49 | Indoor Luminaires | High-Bay | Low-Bay Luminaires for Commercial and Industrial Buildings | Standard | FALSE | [9 empty] | 42565 | Not Dimmable | Not Dimmable | Yes |  | 4 | 8934.71 | 138.07 | 64.71 | 6.31 | 0.98 | 5178 | 83.42
PD7E626T | BJ Take Inc. | BJ Take | BLHV-2'-8L-850-UNV-L49 | Indoor Luminaires | High-Bay | Low-Bay Luminaires for Commercial and Industrial Buildings | Standard | FALSE | [9 empty] | 42565 | Not Dimmable | Not Dimmable | Yes |  | 4 | 8789.26 | 139.34 | 63.08 | 6.31 | 1 | 5178 | 83.42
PU399HPH | BJ Take Inc. | BJ Take | BLHV-4'-36L-840-347-L49 | Indoor Luminaires | High-Bay | High-Bay Luminaires for Commercial and Industrial Buildings | Standard | FALSE | [9 empty] | 42565 | Not Dimmable | Not Dimmable | Yes |  | 4 | 37787.57 | 131.44 | 287.49 | 6.31 | 0.98 | 4174.33 | 83.42
P3UWQXW9 | BJ Take Inc. | BJ Take | BLHV-4'-36L-840-UNV-L49 | Indoor Luminaires | High-Bay | High-Bay Luminaires for Commercial and Industrial Buildings | Standard | FALSE | [9 empty] | 42565 | Not Dimmable | Not Dimmable | Yes |  | 4 | 37172.43 | 132.65 | 280.23 | 6.31 | 1 | 4174.33 | 83.42
PDMVAE5J | BJ Take Inc. | BJ Take | BLHV-4'-32L-840-347-L49 | Indoor Luminaires | High-Bay | High-Bay Luminaires for Commercial and Industrial Buildings | Standard | FALSE | [9 empty] | 42565 | Not Dimmable | Not Dimmable | Yes |  | 4 | 33574.48 | 131.38 | 255.54 | 6.31 | 0.98 | 4174.33 | 83.42
P9C4D65E | BJ Take Inc. | BJ Take | BLHV-4'-32L-840-UNV-L49 | Indoor Luminaires | High-Bay | High-Bay Luminaires for Commercial and Industrial Buildings | Standard | FALSE | [9 empty] | 42565 | Not Dimmable | Not Dimmable | Yes |  | 4 | 33027.92 | 132.59 | 249.09 | 6.31 | 1 | 4174.33 | 83.42
PVTW1TY2 | BJ Take Inc. | BJ Take | BLHV-4'-28L-840-347-L49 | Indoor Luminaires | High-Bay | High-Bay Luminaires for Commercial and Industrial Buildings | Standard | FALSE | [9 empty] | 42565 | Not Dimmable | Not Dimmable | Yes |  | 4 | 29361.39 | 131.31 | 223.6 | 6.31 | 0.98 | 4174.33 | 83.42
PMEDXUT6 | BJ Take Inc. | BJ Take | BLHV-4'-28L-840-UNV-L49 | Indoor Luminaires | High-Bay | High-Bay Luminaires for Commercial and Industrial Buildings | Standard | FALSE | [9 empty] | 42565 | Not Dimmable | Not Dimmable | Yes |  | 4 | 28883.42 | 132.52 | 217.95 | 6.31 | 1 | 4174.33 | 83.42
PNUQUQND | BJ Take Inc. | BJ Take | BLHV-4'-24L-840-347-L49 | Indoor Luminaires | High-Bay | High-Bay Luminaires for Commercial and Industrial Buildings | Standard | FALSE | [9 empty] | 42565 | Not Dimmable | Not Dimmable | Yes |  | 4 | 25148.3 | 131.21 | 191.66 | 6.31 | 0.98 | 4174.33 | 83.42
P5SYVWUX | BJ Take Inc. | BJ Take | BLHV-4'-24L-840-UNV-L49 | Indoor Luminaires | High-Bay | High-Bay Luminaires for Commercial and Industrial Buildings | Standard | FALSE | [9 empty] | 42565 | Not Dimmable | Not Dimmable | Yes |  | 4 | 24738.91 | 132.42 | 186.82 | 6.31 | 1 | 4174.33 | 83.42
P3221SGQ | BJ Take Inc. | BJ Take | BLHV-4'-20L-840-347-L49 | Indoor Luminaires | High-Bay | High-Bay Luminaires for Commercial and Industrial Buildings | Standard | FALSE | [9 empty] | 42565 | Not Dimmable | Not Dimmable | Yes |  | 4 | 20935.21 | 131.08 | 159.71 | 6.31 | 0.98 | 4174.33 | 83.42
PE6UYB6W | BJ Take Inc. | BJ Take | BLHV-4'-20L-840-UNV-L49 | Indoor Luminaires | High-Bay | High-Bay Luminaires for Commercial and Industrial Buildings | Standard | FALSE | [9 empty] | 42565 | Not Dimmable | Not Dimmable | Yes |  | 4 | 20594.4 | 132.29 | 155.68 | 6.31 | 1 | 4174.33 | 83.42
P1J98QFV | BJ Take Inc. | BJ Take | BLHV-2'-18L-840-347-L49 | Indoor Luminaires | High-Bay | High-Bay Luminaires for Commercial and Industrial Buildings | Standard | FALSE | [9 empty] | 42565 | Not Dimmable | Not Dimmable | Yes |  | 4 | 18828.66 | 130.99 | 143.74 | 6.31 | 0.98 | 4174.33 | 83.42
P43N2SJT | BJ Take Inc. | BJ Take | BLHV-4'-18L-840-347-L49 | Indoor Luminaires | High-Bay | High-Bay Luminaires for Commercial and Industrial Buildings | Standard | FALSE | [9 empty] | 42565 | Not Dimmable | Not Dimmable | Yes |  | 4 | 18600.8 | 131.57 | 141.37 | 6.31 | 0.98 | 4174.33 | 83.42
PRXQHYDR | BJ Take Inc. | BJ Take | BLHV-2'-18L-840-UNV-L49 | Indoor Luminaires | High-Bay | High-Bay Luminaires for Commercial and Industrial Buildings | Standard | FALSE | [9 empty] | 42565 | Not Dimmable | Not Dimmable | Yes |  | 4 | 18522.15 | 132.19 | 140.11 | 6.31 | 1 | 4174.33 | 83.42
P6WJPB39 | BJ Take Inc. | BJ Take | BLHV-4'-18L-840-UNV-L49 | Indoor Luminaires | High-Bay | High-Bay Luminaires for Commercial and Industrial Buildings | Standard | FALSE | [9 empty] | 42565 | Not Dimmable | Not Dimmable | Yes |  | 4 | 18298 | 132.78 | 137.81 | 6.31 | 1 | 4174.33 | 83.42
P7138JCX | BJ Take Inc. | BJ Take | BLHV-4'-16L-840-347-L49 | Indoor Luminaires | High-Bay | High-Bay Luminaires for Commercial and Industrial Buildings | Standard | FALSE | [9 empty] | 42565 | Not Dimmable | Not Dimmable | Yes |  | 4 | 16722.11 | 130.88 | 127.77 | 6.31 | 0.98 | 4174.33 | 83.42
P9NK8JS8 | BJ Take Inc. | BJ Take | BLHV-2'-16L-840-347-L49 | Indoor Luminaires | High-Bay | High-Bay Luminaires for Commercial and Industrial Buildings | Standard | FALSE | [9 empty] | 42565 | Not Dimmable | Not Dimmable | Yes |  | 4 | 16612.22 | 126.92 | 130.89 | 6.31 | 0.98 | 4174.33 | 83.42
PH8JKEKQ | BJ Take Inc. | BJ Take | BLHV-4'-16L-840-UNV-L49 | Indoor Luminaires | High-Bay | High-Bay Luminaires for Commercial and Industrial Buildings | Standard | FALSE | [9 empty] | 42565 | Not Dimmable | Not Dimmable | Yes |  | 4 | 16449.9 | 132.08 | 124.55 | 6.31 | 1 | 4174.33 | 83.42
PNS7H1M6 | BJ Take Inc. | BJ Take | BLHV-2'-16L-840-UNV-L49 | Indoor Luminaires | High-Bay | High-Bay Luminaires for Commercial and Industrial Buildings | Standard | FALSE | [9 empty] | 42565 | Not Dimmable | Not Dimmable | Yes |  | 4 | 16341.79 | 128.09 | 127.58 | 6.31 | 1 | 4174.33 | 83.42
PAPDRBZ3 | BJ Take Inc. | BJ Take | BLHV-2'-14L-840-347-L49 | Indoor Luminaires | High-Bay | High-Bay Luminaires for Commercial and Industrial Buildings | Standard | FALSE | [9 empty] | 42565 | Not Dimmable | Not Dimmable | Yes |  | 4 | 14615.57 | 130.73 | 111.8 | 6.31 | 0.98 | 4174.33 | 83.42
PBESEAUC | BJ Take Inc. | BJ Take | BLHV-2'-14L-840-UNV-L49 | Indoor Luminaires | High-Bay | High-Bay Luminaires for Commercial and Industrial Buildings | Standard | FALSE | [9 empty] | 42565 | Not Dimmable | Not Dimmable | Yes |  | 4 | 14377.64 | 131.93 | 108.98 | 6.31 | 1 | 4174.33 | 83.42
PA4SQVYY | BJ Take Inc. | BJ Take | BLHV-2'-12L-840-347-L49 | Indoor Luminaires | High-Bay | High-Bay Luminaires for Commercial and Industrial Buildings | Standard | FALSE | [9 empty] | 42565 | Not Dimmable | Not Dimmable | Yes |  | 4 | 12256.14 | 132.78 | 92.3 | 6.31 | 0.98 | 4174.33 | 83.42
P6PS2A9K | BJ Take Inc. | BJ Take | BLHV-2'-12L-840-UNV-L49 | Indoor Luminaires | High-Bay | High-Bay Luminaires for Commercial and Industrial Buildings | Standard | FALSE | [9 empty] | 42565 | Not Dimmable | Not Dimmable | Yes |  | 4 | 12056.62 | 134 | 89.97 | 6.31 | 1 | 4174.33 | 83.42
PNQ82W7C | BJ Take Inc. | BJ Take | BLHV-2'-10L-840-347-L49 | Indoor Luminaires | High-Bay | Low-Bay Luminaires for Commercial and Industrial Buildings | Standard | FALSE | [9 empty] | 42565 | Not Dimmable | Not Dimmable | Yes |  | 4 | 10402.48 | 130.26 | 79.86 | 6.31 | 0.98 | 4174.33 | 83.42
PXMD3UJU | BJ Take Inc. | BJ Take | BLHV-2'-10L-840-UNV-L49 | Indoor Luminaires | High-Bay | Low-Bay Luminaires for Commercial and Industrial Buildings | Standard | FALSE | [9 empty] | 42565 | Not Dimmable | Not Dimmable | Yes |  | 4 | 10233.13 | 131.46 | 77.84 | 6.31 | 1 | 4174.33 | 83.42
PUASVRA1 | BJ Take Inc. | BJ Take | BLHV-2'-8L-840-347-L49 | Indoor Luminaires | High-Bay | Low-Bay Luminaires for Commercial and Industrial Buildings | Standard | FALSE | [9 empty] | 42565 | Not Dimmable | Not Dimmable | Yes |  | 4 | 8633.68 | 133.61 | 64.62 | 6.31 | 0.98 | 4174.33 | 83.42
PFR3JAS1 | BJ Take Inc. | BJ Take | BLHV-2'-8L-840-UNV-L49 | Indoor Luminaires | High-Bay | Low-Bay Luminaires for Commercial and Industrial Buildings | Standard | FALSE | [9 empty] | 42565 | Not Dimmable | Not Dimmable | Yes |  | 4 | 8493.13 | 134.83 | 62.99 | 6.31 | 1 | 4174.33 | 83.42
PKRB7W1E | Energy Solutions International | ESI | F-22DT-P2V-35 | Indoor Luminaires | High-Bay | High-Bay Luminaires for Commercial and Industrial Buildings | Premium | TRUE | 9661 | 117.5 | 82.24 | 4.913 | 0.9982 | 3492 | 82.15 | 5 | 50000 | 42564 |  |  | Yes |  | 3.1 | 9661 | 118.25 | 81.7 | 13.54 | 0.962 | 3492 | 82.2
PTKCKWUY | Energy Solutions International | ESI | F-22DT-P2L-35 | Indoor Luminaires | High-Bay | Low-Bay Luminaires for Commercial and Industrial Buildings | Premium | TRUE | 5310 | 135.5 | 39.194 | 4.913 | 0.9982 | 3492 | 82.15 | 5 | 50000 | 42564 |  |  | Yes |  | 3.1 | 5310 | 135.53 | 39.18 | 13.54 | 0.962 | 3492 | 82.2
PXCT73VV | Shenzhen Betop Electronics CoLtd | Betop | BT-IF100W-MW-1200 (4000K) | Indoor Luminaires | High-Bay | High-Bay Luminaires for Commercial and Industrial Buildings | Standard | TRUE | 13734.78 | 125.19 | 109.71 | 10.64 | 0.994 | 4081 | 83.7 | 5 | 50000 | 42564 |  |  | No |  | 3.1 | 13730 | 125 | 110 | 9.2 | 0.99 | 4000 | 83
PGPXTY2N | Shenzhen Betop Electronics CoLtd | Betop | BT-IF100W-MW-600(4000K) | Indoor Luminaires | High-Bay | High-Bay Luminaires for Commercial and Industrial Buildings | Standard | TRUE | 14058.67 | 127.54 | 110.23 | 9.618 | 0.994 | 4171 | 83.1 | 5 | 50000 | 42564 |  |  | No |  | 3.1 | 14050 | 127 | 110 | 9.6 | 0.99 | 4000 | 82
PXNT6B2N | Shenzhen Betop Electronics CoLtd | Betop | BT-IF50W-MW-600 (4000K) | Indoor Luminaires | High-Bay | Low-Bay Luminaires for Commercial and Industrial Buildings | Standard | TRUE | 6463.26 | 126.9 | 50.93 | 9.542 | 0.987 | 4150 | 83 | 5 | 50000 | 42564 |  |  | No |  | 3.1 | 6460 | 126 | 51 | 8.5 | 0.99 | 4000 | 83
PQBZFUTY | Lumax Lighting | Lumax Lighting | CHLEDR104L4K48-9 | Indoor Luminaires | High-Bay | High-Bay Luminaires for Commercial and Industrial Buildings | Standard | TRUE | 10790 | 130.3 | 82.8 | 10.8 | 0.982 | 4110 | 84.7 | 5 | 50000 | 42564 |  |  | Yes |  | 4 | 10790 | 130.2825 | 82.82 | 10.5 | 0.982 | 4110 | 94.7
P1U3KPGC | Texas Fluorescents | TexasFluorescents | HBIP12L110W14680LMV40K | Indoor Luminaires | High-Bay | High-Bay Luminaires for Commercial and Industrial Buildings | Premium | TRUE | 12990.16 | 124.15 | 104.63 | 7.6 | 0.977 | 3980 | 83.6 | 5 | 90000 | 42564 |  |  | No |  | 3.1 | 14300 | 130 | 110 | 20 | 0.9 | 4000 | 80
PKA6FWB1 | Texas Fluorescents | TexasFluorescents | HBIP24L220W29370LMV40K | Indoor Luminaires | High-Bay | High-Bay Luminaires for Commercial and Industrial Buildings | Premium | TRUE | 26036.27 | 124.76 | 208.69 | 8 | 0.976 | 4010 | 83.7 | 5 | 90000 | 42564 |  |  | No |  | 3.1 | 28600 | 130 | 220 | 20 | 0.9 | 4000 | 80
PE2XE3P8 | Texas Fluorescents | TexasFluorescents | HBIP22L165W22000LMV40K | Indoor Luminaires | High-Bay | High-Bay Luminaires for Commercial and Industrial Buildings | Premium | TRUE | 19446.51 | 124.87 | 155.74 | 7.69 | 0.975 | 4006 | 83.6 | 5 | 90000 | 42564 |  |  | No |  | 3.1 | 21450 | 130 | 165 | 20 | 0.9 | 4000 | 80
PZD9BKYG | Lumax Lighting | Lumax Lighting | CHLEDR49L4K48-9 | Indoor Luminaires | High-Bay | Low-Bay Luminaires for Commercial and Industrial Buildings | Standard | TRUE | 5446 | 124.6 | 43.71 | 7.69 | 0.972 | 4086 | 84.9 | 5 | 50000 | 42564 |  |  | Yes |  | 4 | 5446 | 124.6224 | 43.7 | 7.8 | 0.973 | 4086 | 84.9
P5G61EBK | Energy Solutions International | ESI | F-22DT-P5LL-50 | Indoor Luminaires | High-Bay | Low-Bay Luminaires for Commercial and Industrial Buildings | Premium | TRUE | 8110 | 164.4 | 49.328 | 13.5 | 0.962 | 5086 | 81.78 | 5 | 50000 | 42564 |  |  | Yes |  | 3.1 | 8110 | 164.44 | 49.32 | 13.54 | 0.962 | 5086 | 81.8
PUTRXKFT | Guangzhou Ledia Lighting Technology Company Limited | LEDIA | LD-TL-B060-RX-35C | Indoor Luminaires | High-Bay | Low-Bay Luminaires for Commercial and Industrial Buildings | Premium | TRUE | 7942.55 | 141.43 | 56.16 | 9.1 | 0.936 | 3675 | 84.4 | 5 | 50000 | 42564 |  |  | No |  | 4 | 8400 | 140 | 60 | 25 | 0.9 | 3500 | 80
PW8NUBUY | Texas Fluorescents | TexasFluorescents | HBIP24L220W29370LMV50K | Indoor Luminaires | High-Bay | High-Bay Luminaires for Commercial and Industrial Buildings | Premium | FALSE | [9 empty] | 42564 |  |  | No |  | 3.1 | 29370 | 133.5 | 220 | 20 | 0.9 | 5000 | 80
PQ8E41Y3 | Texas Fluorescents | TexasFluorescents | HBIP22L165W22000LMV50K | Indoor Luminaires | High-Bay | High-Bay Luminaires for Commercial and Industrial Buildings | Premium | FALSE | [9 empty] | 42564 |  |  | No |  | 3.1 | 22020 | 133.5 | 165 | 20 | 0.9 | 5000 | 80
PU3JSW9M | Texas Fluorescents | TexasFluorescents | HBIP12L110W14680LMV50K | Indoor Luminaires | High-Bay | High-Bay Luminaires for Commercial and Industrial Buildings | Premium | FALSE | [9 empty] | 42564 |  |  | No |  | 3.1 | 14680 | 133.5 | 110 | 20 | 0.9 | 5000 | 80
P8YHZWMY | Hubbell Lighting | Columbia Lighting | LLHV4-50MH-WST-EDU | Indoor Luminaires | High-Bay | High-Bay Luminaires for Commercial and Industrial Buildings | Standard | FALSE | [9 empty] | 42564 |  |  | NotYetVerified |  | 3 | 18479 | 113.1 | 163.4 | 19 | 0.95 | 5000 | 85
PDBB1R99 | Hubbell Lighting | Columbia Lighting | LLHV4-50M-WST-EDU | Indoor Luminaires | High-Bay | High-Bay Luminaires for Commercial and Industrial Buildings | Standard | FALSE | [9 empty] | 42564 |  |  | NotYetVerified |  | 3 | 16510 | 107.9 | 153 | 19 | 0.95 | 5000 | 85
P1S117UQ | Hubbell Lighting | Columbia Lighting | LLHV4-40L-WST-EDU | Indoor Luminaires | High-Bay | High-Bay Luminaires for Commercial and Industrial Buildings | Standard | FALSE | [9 empty] | 42564 |  |  | NotYetVerified |  | 3 | 12380 | 112.75 | 109.8 | 19 | 0.95 | 4000 | 85
PUPKF739 | Guangzhou Ledia Lighting Technology Company Limited | LEDIA | LD-TL-B060-RX-50C | Indoor Luminaires | High-Bay | Low-Bay Luminaires for Commercial and Industrial Buildings | Premium | FALSE | [9 empty] | 42564 |  |  | No |  | 4 | 8400 | 140 | 60 | 25 | 0.9 | 5000 | 80
PSEB5S9Z | Guangzhou Ledia Lighting Technology Company Limited | LEDIA | LD-TL-B060-RX-45C | Indoor Luminaires | High-Bay | Low-Bay Luminaires for Commercial and Industrial Buildings | Premium | FALSE | [9 empty] | 42564 |  |  | No |  | 4 | 8400 | 140 | 60 | 25 | 0.9 | 4500 | 80
PXA6DS4P | Guangzhou Ledia Lighting Technology Company Limited | LEDIA | LD-TL-B060-RX-40C | Indoor Luminaires | High-Bay | Low-Bay Luminaires for Commercial and Industrial Buildings | Premium | FALSE | [9 empty] | 42564 |  |  | No |  | 4 | 8400 | 140 | 60 | 25 | 0.9 | 4000 | 80
P5SB3PE9 | Energy Solutions International | ESI | F-24DT-P6V-50 | Indoor Luminaires | High-Bay | High-Bay Luminaires for Commercial and Industrial Buildings | Premium | FALSE | [9 empty] | 42564 |  |  | Yes |  | 3.1 | 59242.07 | 121.09 | 489.24 | 13.54 | 0.962 | 5086 | 81.8
PUTPEC1E | Energy Solutions International | ESI | F-24DT-P6H-50 | Indoor Luminaires | High-Bay | High-Bay Luminaires for Commercial and Industrial Buildings | Premium | FALSE | [9 empty] | 42564 |  |  | Yes |  | 3.1 | 53690.65 | 124.7 | 430.56 | 13.54 | 0.962 | 5086 | 81.8
PAPX55CX | Energy Solutions International | ESI | F-24DT-P5V-50 | Indoor Luminaires | High-Bay | High-Bay Luminaires for Commercial and Industrial Buildings | Premium | FALSE | [9 empty] | 42564 |  |  | Yes |  | 3.1 | 49368.39 | 121.09 | 407.7 | 13.54 | 0.962 | 5086 | 81.8
PHX9WBT5 | Energy Solutions International | ESI | F-24DT-P6N-50 | Indoor Luminaires | High-Bay | High-Bay Luminaires for Commercial and Industrial Buildings | Premium | FALSE | [9 empty] | 42564 |  |  | Yes |  | 3.1 | 45244.38 | 128.31 | 352.62 | 13.54 | 0.962 | 5086 | 81.8
P1MZQ6VQ | Energy Solutions International | ESI | F-24DT-P5H-50 | Indoor Luminaires | High-Bay | High-Bay Luminaires for Commercial and Industrial Buildings | Premium | FALSE | [9 empty] | 42564 |  |  | Yes |  | 3.1 | 44742.21 | 124.7 | 358.8 | 13.54 | 0.962 | 5086 | 81.8
PNHTPCVK | Energy Solutions International | ESI | F-24DT-P4V-50 | Indoor Luminaires | High-Bay | High-Bay Luminaires for Commercial and Industrial Buildings | Premium | FALSE | [9 empty] | 42564 |  |  | Yes |  | 3.1 | 39494.71 | 121.09 | 326.16 | 13.54 | 0.962 | 5086 | 81.8
P8E1CDHW | Energy Solutions International | ESI | F-24DT-P5N-50 | Indoor Luminaires | High-Bay | High-Bay Luminaires for Commercial and Industrial Buildings | Premium | FALSE | [9 empty] | 42564 |  |  | Yes |  | 3.1 | 37703.65 | 128.31 | 293.85 | 13.54 | 0.962 | 5086 | 81.8
P5XEAYC2 | Energy Solutions International | ESI | F-24DT-P4H-50 | Indoor Luminaires | High-Bay | High-Bay Luminaires for Commercial and Industrial Buildings | Premium | FALSE | [9 empty] | 42564 |  |  | Yes |  | 3.1 | 35793.77 | 124.7 | 287.04 | 13.54 | 0.962 | 5086 | 81.8
PG267DSA | Energy Solutions International | ESI | F-24DT-P6L-50 | Indoor Luminaires | High-Bay | High-Bay Luminaires for Commercial and Industrial Buildings | Premium | FALSE | [9 empty] | 42564 |  |  | Yes |  | 3.1 | 31860 | 135.53 | 235.08 | 13.54 | 0.962 | 5086 | 81.8
PVYXVQV5 | Energy Solutions International | ESI | F-24DT-P4N-50 | Indoor Luminaires | High-Bay | High-Bay Luminaires for Commercial and Industrial Buildings | Premium | FALSE | [9 empty] | 42564 |  |  | Yes |  | 3.1 | 30162.92 | 128.31 | 235.08 | 13.54 | 0.962 | 5086 | 81.8
P3SQUW6P | Energy Solutions International | ESI | F-22DT-P6V-50 | Indoor Luminaires | High-Bay | High-Bay Luminaires for Commercial and Industrial Buildings | Premium | FALSE | [9 empty] | 42564 |  |  | Yes |  | 3.1 | 29676 | 121.09 | 245.08 | 13.54 | 0.962 | 5086 | 81.8
P3NQJJZN | Energy Solutions International | ESI | F-24DT-P3V-50 | Indoor Luminaires | High-Bay | High-Bay Luminaires for Commercial and Industrial Buildings | Premium | FALSE | [9 empty] | 42564 |  |  | Yes |  | 3.1 | 29676 | 121.31 | 244.62 | 13.54 | 0.962 | 5086 | 81.8
P4D7QTRQ | Energy Solutions International | ESI | F-24DT-P3H-50 | Indoor Luminaires | High-Bay | High-Bay Luminaires for Commercial and Industrial Buildings | Premium | FALSE | [9 empty] | 42564 |  |  | Yes |  | 3.1 | 26845.33 | 124.7 | 215.28 | 13.54 | 0.962 | 5086 | 81.8
P3XK6YS1 | Energy Solutions International | ESI | F-22DT-P6H-50 | Indoor Luminaires | High-Bay | High-Bay Luminaires for Commercial and Industrial Buildings | Premium | FALSE | [9 empty] | 42564 |  |  | Yes |  | 3.1 | 26845.33 | 124.7 | 215.28 | 13.54 | 0.962 | 5086 | 81.8
PX8GXAD9 | Energy Solutions International | ESI | F-24DT-P5L-50 | Indoor Luminaires | High-Bay | High-Bay Luminaires for Commercial and Industrial Buildings | Premium | FALSE | [9 empty] | 42564 |  |  | Yes |  | 3.1 | 26550 | 135.53 | 195.9 | 13.54 | 0.962 | 5086 | 81.8
PTN5QVAV | Energy Solutions International | ESI | F-22DT-P5V-50 | Indoor Luminaires | High-Bay | High-Bay Luminaires for Commercial and Industrial Buildings | Premium | FALSE | [9 empty] | 42564 |  |  | Yes |  | 3.1 | 24684.2 | 121.09 | 203.85 | 13.54 | 0.962 | 5086 | 81.8
PR1ENBJ2 | Energy Solutions International | ESI | F-24DT-P3N-50 | Indoor Luminaires | High-Bay | High-Bay Luminaires for Commercial and Industrial Buildings | Premium | FALSE | [9 empty] | 42564 |  |  | Yes |  | 3.1 | 22622.19 | 128.31 | 176.31 | 13.54 | 0.962 | 5086 | 81.8
PBRM8VTK | Energy Solutions International | ESI | F-22DT-P6N-50 | Indoor Luminaires | High-Bay | High-Bay Luminaires for Commercial and Industrial Buildings | Premium | FALSE | [9 empty] | 42564 |  |  | Yes |  | 3.1 | 22622.19 | 128.31 | 176.31 | 13.54 | 0.962 | 5086 | 81.8
P791CYTG | Energy Solutions International | ESI | F-22DT-P5H-50 | Indoor Luminaires | High-Bay | High-Bay Luminaires for Commercial and Industrial Buildings | Premium | FALSE | [9 empty] | 42564 |  |  | Yes |  | 3.1 | 22371.11 | 124.7 | 179.4 | 13.54 | 0.962 | 5086 | 81.8
PQYYE2ZQ | Energy Solutions International | ESI | F-24DT-P4L-50 | Indoor Luminaires | High-Bay | High-Bay Luminaires for Commercial and Industrial Buildings | Premium | FALSE | [9 empty] | 42564 |  |  | Yes |  | 3.1 | 21240 | 135.53 | 156.72 | 13.54 | 0.962 | 5086 | 81.8
PW8YS2QU | Energy Solutions International | ESI | F-22DT-P4V-50 | Indoor Luminaires | High-Bay | High-Bay Luminaires for Commercial and Industrial Buildings | Premium | FALSE | [9 empty] | 42564 |  |  | Yes |  | 3.1 | 19747.36 | 121.09 | 163.08 | 13.54 | 0.962 | 5086 | 81.8
PUD5BG7N | Energy Solutions International | ESI | F-24DT-P2V-50 | Indoor Luminaires | High-Bay | High-Bay Luminaires for Commercial and Industrial Buildings | Premium | FALSE | [9 empty] | 42564 |  |  | Yes |  | 3.1 | 19747.36 | 121.09 | 163.08 | 13.54 | 0.962 | 5086 | 81.8
PBVT1QET | Energy Solutions International | ESI | F-24DT-P6LL-50 | Indoor Luminaires | High-Bay | High-Bay Luminaires for Commercial and Industrial Buildings | Premium | FALSE | [9 empty] | 42564 |  |  | Yes |  | 3.1 | 19464 | 164.44 | 118.37 | 13.54 | 0.962 | 5086 | 81.8
P55GQUXM | Energy Solutions International | ESI | F-22DT-P5N-50 | Indoor Luminaires | High-Bay | High-Bay Luminaires for Commercial and Industrial Buildings | Premium | FALSE | [9 empty] | 42564 |  |  | Yes |  | 3.1 | 18851.82 | 128.31 | 146.93 | 13.54 | 0.962 | 5086 | 81.8
PHKHAGZT | Energy Solutions International | ESI | F-22DT-P4H-50 | Indoor Luminaires | High-Bay | High-Bay Luminaires for Commercial and Industrial Buildings | Premium | FALSE | [9 empty] | 42564 |  |  | Yes |  | 3.1 | 17896.88 | 124.7 | 143.52 | 13.54 | 0.962 | 5086 | 81.8
PH55XYGZ | Energy Solutions International | ESI | F-24DT-P2H-50 | Indoor Luminaires | High-Bay | High-Bay Luminaires for Commercial and Industrial Buildings | Premium | FALSE | [9 empty] | 42564 |  |  | Yes |  | 3.1 | 17896.88 | 124.7 | 143.52 | 13.54 | 0.962 | 5086 | 81.8
PRJ2XEUY | Energy Solutions International | ESI | F-24DT-P5LL-50 | Indoor Luminaires | High-Bay | High-Bay Luminaires for Commercial and Industrial Buildings | Premium | FALSE | [9 empty] | 42564 |  |  | Yes |  | 3.1 | 16220 | 164.44 | 98.64 | 13.54 | 0.962 | 5086 | 81.8
PUB7CFHS | Energy Solutions International | ESI | F-22DT-P6L-50 | Indoor Luminaires | High-Bay | High-Bay Luminaires for Commercial and Industrial Buildings | Premium | FALSE | [9 empty] | 42564 |  |  | Yes |  | 3.1 | 15930 | 135.53 | 117.54 | 13.54 | 0.962 | 5086 | 81.8
P43FQBV2 | Energy Solutions International | ESI | F-24DT-P3L-50 | Indoor Luminaires | High-Bay | High-Bay Luminaires for Commercial and Industrial Buildings | Premium | FALSE | [9 empty] | 42564 |  |  | Yes |  | 3.1 | 15930 | 135.53 | 117.54 | 13.54 | 0.962 | 5086 | 81.8
PM3PRBWR | Energy Solutions International | ESI | F-22DT-P4N-50 | Indoor Luminaires | High-Bay | High-Bay Luminaires for Commercial and Industrial Buildings | Premium | FALSE | [9 empty] | 42564 |  |  | Yes |  | 3.1 | 15081.46 | 128.31 | 117.54 | 13.54 | 0.962 | 5086 | 81.8
PFQUCBK2 | Energy Solutions International | ESI | F-24DT-P2N-50 | Indoor Luminaires | High-Bay | High-Bay Luminaires for Commercial and Industrial Buildings | Premium | FALSE | [9 empty] | 42564 |  |  | Yes |  | 3.1 | 15081.46 | 128.31 | 117.54 | 13.54 | 0.962 | 5086 | 81.8
PZATH3GG | Energy Solutions International | ESI | F-22DT-P3V-50 | Indoor Luminaires | High-Bay | High-Bay Luminaires for Commercial and Industrial Buildings | Premium | FALSE | [9 empty] | 42564 |  |  | Yes |  | 3.1 | 14810.52 | 121.09 | 122.31 | 13.54 | 0.962 | 5086 | 81.8
PZ76BBST | Energy Solutions International | ESI | F-22DT-P3H-50 | Indoor Luminaires | High-Bay | High-Bay Luminaires for Commercial and Industrial Buildings | Premium | FALSE | [9 empty] | 42564 |  |  | Yes |  | 3.1 | 13422.66 | 124.7 | 107.64 | 13.54 | 0.962 | 5086 | 81.8
PAHKKZ5S | Energy Solutions International | ESI | F-22DT-P5L-50 | Indoor Luminaires | High-Bay | High-Bay Luminaires for Commercial and Industrial Buildings | Premium | FALSE | [9 empty] | 42564 |  |  | Yes |  | 3.1 | 13275 | 135.53 | 97.95 | 13.54 | 0.962 | 5086 | 81.8
P4N3N9F6 | Energy Solutions International | ESI | F-24DT-P4LL-50 | Indoor Luminaires | High-Bay | High-Bay Luminaires for Commercial and Industrial Buildings | Premium | FALSE | [9 empty] | 42564 |  |  | Yes |  | 3.1 | 12976 | 164.44 | 78.91 | 13.54 | 0.962 | 5086 | 81.8
PQM7WQJV | Energy Solutions International | ESI | F-22DT-P3N-50 | Indoor Luminaires | High-Bay | High-Bay Luminaires for Commercial and Industrial Buildings | Premium | FALSE | [9 empty] | 42564 |  |  | Yes |  | 3.1 | 11311.09 | 128.31 | 88.16 | 13.54 | 0.962 | 5086 | 81.8
PZ11CYT5 | Energy Solutions International | ESI | F-24DT-P2L-50 | Indoor Luminaires | High-Bay | High-Bay Luminaires for Commercial and Industrial Buildings | Premium | FALSE | [9 empty] | 42564 |  |  | Yes |  | 3.1 | 10620 | 135.53 | 78.36 | 13.54 | 0.962 | 5086 | 81.8
PDYRN2EG | Energy Solutions International | ESI | F-22DT-P4L-50 | Indoor Luminaires | High-Bay | High-Bay Luminaires for Commercial and Industrial Buildings | Premium | FALSE | [9 empty] | 42564 |  |  | Yes |  | 3.1 | 10620 | 135.53 | 78.36 | 13.54 | 0.962 | 5086 | 81.8
PVTB4UQN | Energy Solutions International | ESI | F-22DT-P6LL-50 | Indoor Luminaires | High-Bay | High-Bay Luminaires for Commercial and Industrial Buildings | Premium | FALSE | [9 empty] | 42564 |  |  | Yes |  | 3.1 | 9732 | 164.44 | 59.18 | 13.54 | 0.962 | 5086 | 81.8
PM2HRGVR | Energy Solutions International | ESI | F-24DT-P3LL-50 | Indoor Luminaires | High-Bay | High-Bay Luminaires for Commercial and Industrial Buildings | Premium | FALSE | [9 empty] | 42564 |  |  | Yes |  | 3.1 | 9732 | 164.44 | 59.18 | 13.54 | 0.962 | 5086 | 81.8
P2G98F2Y | Energy Solutions International | ESI | F-22DT-P2V-50 | Indoor Luminaires | High-Bay | High-Bay Luminaires for Commercial and Industrial Buildings | Premium | FALSE | [9 empty] | 42564 |  |  | Yes |  | 3.1 | 9661 | 118.25 | 81.7 | 13.54 | 0.962 | 5086 | 81.8
P33WHP8C | Energy Solutions International | ESI | F-22DT-P2H-50 | Indoor Luminaires | High-Bay | Low-Bay Luminaires for Commercial and Industrial Buildings | Premium | FALSE | [9 empty] | 42564 |  |  | Yes |  | 3.1 | 8948.44 | 124.7 | 71.76 | 13.54 | 0.962 | 5086 | 81.8
PXHT73RE | Energy Solutions International | ESI | F-22DT-P3L-50 | Indoor Luminaires | High-Bay | Low-Bay Luminaires for Commercial and Industrial Buildings | Premium | FALSE | [9 empty] | 42564 |  |  | Yes |  | 3.1 | 7965 | 135.53 | 58.77 | 13.54 | 0.962 | 5086 | 81.8
PFUJD8KB | Energy Solutions International | ESI | F-22DT-P2N-50 | Indoor Luminaires | High-Bay | Low-Bay Luminaires for Commercial and Industrial Buildings | Premium | FALSE | [9 empty] | 42564 |  |  | Yes |  | 3.1 | 7540.73 | 128.31 | 58.77 | 13.54 | 0.962 | 5086 | 81.8
P2287X45 | Energy Solutions International | ESI | F-22DT-P4LL-50 | Indoor Luminaires | High-Bay | Low-Bay Luminaires for Commercial and Industrial Buildings | Premium | FALSE | [9 empty] | 42564 |  |  | Yes |  | 3.1 | 6488 | 164.44 | 39.46 | 13.54 | 0.962 | 5086 | 81.8
P1PWDFHF | Energy Solutions International | ESI | F-24DT-P2LL-50 | Indoor Luminaires | High-Bay | Low-Bay Luminaires for Commercial and Industrial Buildings | Premium | FALSE | [9 empty] | 42564 |  |  | Yes |  | 3.1 | 6488 | 164.44 | 39.46 | 13.54 | 0.962 | 5086 | 81.8
PWVWZ45Y | Energy Solutions International | ESI | F-22DT-P2L-50 | Indoor Luminaires | High-Bay | Low-Bay Luminaires for Commercial and Industrial Buildings | Premium | FALSE | [9 empty] | 42564 |  |  | Yes |  | 3.1 | 5310 | 135.53 | 39.18 | 13.54 | 0.962 | 5086 | 81.8
PE6MB8ER | Energy Solutions International | ESI | F-24DT-P6V-40 | Indoor Luminaires | High-Bay | High-Bay Luminaires for Commercial and Industrial Buildings | Premium | FALSE | [9 empty] | 42564 |  |  | Yes |  | 3.1 | 59242.07 | 121.09 | 489.24 | 13.54 | 0.962 | 4000 | 82.3
P3W4MXTW | Energy Solutions International | ESI | F-24DT-P6H-40 | Indoor Luminaires | High-Bay | High-Bay Luminaires for Commercial and Industrial Buildings | Premium | FALSE | [9 empty] | 42564 |  |  | Yes |  | 3.1 | 53690.65 | 124.7 | 430.56 | 13.54 | 0.962 | 4000 | 82.3
P3SU75NZ | Energy Solutions International | ESI | F-24DT-P5V-40 | Indoor Luminaires | High-Bay | High-Bay Luminaires for Commercial and Industrial Buildings | Premium | FALSE | [9 empty] | 42564 |  |  | Yes |  | 3.1 | 49368.39 | 121.09 | 407.7 | 13.54 | 0.962 | 4000 | 82.3
P3EDQ8DE | Energy Solutions International | ESI | F-24DT-P6N-40 | Indoor Luminaires | High-Bay | High-Bay Luminaires for Commercial and Industrial Buildings | Premium | FALSE | [9 empty] | 42564 |  |  | Yes |  | 3.1 | 45244.38 | 128.31 | 352.62 | 13.54 | 0.962 | 4000 | 82.3
PMUADRYT | Energy Solutions International | ESI | F-24DT-P5H-40 | Indoor Luminaires | High-Bay | High-Bay Luminaires for Commercial and Industrial Buildings | Premium | FALSE | [9 empty] | 42564 |  |  | Yes |  | 3.1 | 44742.21 | 124.7 | 358.8 | 13.54 | 0.962 | 4000 | 82.3
PABUMEVC | Energy Solutions International | ESI | F-24DT-P4V-40 | Indoor Luminaires | High-Bay | High-Bay Luminaires for Commercial and Industrial Buildings | Premium | FALSE | [9 empty] | 42564 |  |  | Yes |  | 3.1 | 39494.71 | 121.09 | 326.16 | 13.54 | 0.962 | 4000 | 82.3
P8218AWQ | Energy Solutions International | ESI | F-24DT-P5N-40 | Indoor Luminaires | High-Bay | High-Bay Luminaires for Commercial and Industrial Buildings | Premium | FALSE | [9 empty] | 42564 |  |  | Yes |  | 3.1 | 37703.65 | 128.31 | 293.85 | 13.54 | 0.962 | 4000 | 82.3
PYDHHRSH | Energy Solutions International | ESI | F-24DT-P4H-40 | Indoor Luminaires | High-Bay | High-Bay Luminaires for Commercial and Industrial Buildings | Premium | FALSE | [9 empty] | 42564 |  |  | Yes |  | 3.1 | 35793.77 | 124.7 | 287.04 | 13.54 | 0.962 | 4000 | 82.3
P8BVBT3X | Energy Solutions International | ESI | F-24DT-P6L-40 | Indoor Luminaires | High-Bay | High-Bay Luminaires for Commercial and Industrial Buildings | Premium | FALSE | [9 empty] | 42564 |  |  | Yes |  | 3.1 | 31860 | 135.53 | 235.08 | 13.54 | 0.962 | 4000 | 82.3
P9W6JTRT | Energy Solutions International | ESI | F-24DT-P4N-40 | Indoor Luminaires | High-Bay | High-Bay Luminaires for Commercial and Industrial Buildings | Premium | FALSE | [9 empty] | 42564 |  |  | Yes |  | 3.1 | 30162.92 | 128.31 | 235.08 | 13.54 | 0.962 | 4000 | 82.3
PVVEWZGA | Energy Solutions International | ESI | F-22DT-P6V-40 | Indoor Luminaires | High-Bay | High-Bay Luminaires for Commercial and Industrial Buildings | Premium | FALSE | [9 empty] | 42564 |  |  | Yes |  | 3.1 | 29676 | 121.09 | 245.08 | 13.54 | 0.962 | 4000 | 82.3
PCABAM94 | Energy Solutions International | ESI | F-24DT-P3V-40 | Indoor Luminaires | High-Bay | High-Bay Luminaires for Commercial and Industrial Buildings | Premium | FALSE | [9 empty] | 42564 |  |  | Yes |  | 3.1 | 29676 | 121.31 | 244.62 | 13.54 | 0.962 | 4000 | 82.3
PRE1NG6X | Energy Solutions International | ESI | F-22DT-P6H-40 | Indoor Luminaires | High-Bay | High-Bay Luminaires for Commercial and Industrial Buildings | Premium | FALSE | [9 empty] | 42564 |  |  | Yes |  | 3.1 | 26845.33 | 124.7 | 215.28 | 13.54 | 0.962 | 4000 | 82.3
P9BBFAYA | Energy Solutions International | ESI | F-24DT-P3H-40 | Indoor Luminaires | High-Bay | High-Bay Luminaires for Commercial and Industrial Buildings | Premium | FALSE | [9 empty] | 42564 |  |  | Yes |  | 3.1 | 26845.33 | 124.7 | 215.28 | 13.54 | 0.962 | 4000 | 82.3
PPXXVTSP | Energy Solutions International | ESI | F-24DT-P5L-40 | Indoor Luminaires | High-Bay | High-Bay Luminaires for Commercial and Industrial Buildings | Premium | FALSE | [9 empty] | 42564 |  |  | Yes |  | 3.1 | 26550 | 135.53 | 195.9 | 13.54 | 0.962 | 4000 | 82.3
PND5FGEB | Energy Solutions International | ESI | F-22DT-P5V-40 | Indoor Luminaires | High-Bay | High-Bay Luminaires for Commercial and Industrial Buildings | Premium | FALSE | [9 empty] | 42564 |  |  | Yes |  | 3.1 | 24684.2 | 121.09 | 203.85 | 13.54 | 0.962 | 4000 | 82.3
PMWW9M7X | Energy Solutions International | ESI | F-24DT-P3N-40 | Indoor Luminaires | High-Bay | High-Bay Luminaires for Commercial and Industrial Buildings | Premium | FALSE | [9 empty] | 42564 |  |  | Yes |  | 3.1 | 22622.19 | 128.31 | 176.31 | 13.54 | 0.962 | 4000 | 82.3
P54WAVH8 | Energy Solutions International | ESI | F-22DT-P6N-40 | Indoor Luminaires | High-Bay | High-Bay Luminaires for Commercial and Industrial Buildings | Premium | FALSE | [9 empty] | 42564 |  |  | Yes |  | 3.1 | 22622.19 | 128.31 | 176.31 | 13.54 | 0.962 | 4000 | 82.3
P1NFCVCN | Energy Solutions International | ESI | F-22DT-P5H-40 | Indoor Luminaires | High-Bay | High-Bay Luminaires for Commercial and Industrial Buildings | Premium | FALSE | [9 empty] | 42564 |  |  | Yes |  | 3.1 | 22371.11 | 124.7 | 179.4 | 13.54 | 0.962 | 4000 | 82.3
P2TFJ2C4 | Energy Solutions International | ESI | F-24DT-P4L-40 | Indoor Luminaires | High-Bay | High-Bay Luminaires for Commercial and Industrial Buildings | Premium | FALSE | [9 empty] | 42564 |  |  | Yes |  | 3.1 | 21240 | 135.53 | 156.72 | 13.54 | 0.962 | 4000 | 82.3
PMFAWHDA | Energy Solutions International | ESI | F-24DT-P2V-40 | Indoor Luminaires | High-Bay | High-Bay Luminaires for Commercial and Industrial Buildings | Premium | FALSE | [9 empty] | 42564 |  |  | Yes |  | 3.1 | 19747.36 | 121.09 | 163.08 | 13.54 | 0.962 | 4000 | 82.3
P5C71U2B | Energy Solutions International | ESI | F-22DT-P4V-40 | Indoor Luminaires | High-Bay | High-Bay Luminaires for Commercial and Industrial Buildings | Premium | FALSE | [9 empty] | 42564 |  |  | Yes |  | 3.1 | 19747.36 | 121.09 | 163.08 | 13.54 | 0.962 | 4000 | 82.3
P3BXHYF9 | Energy Solutions International | ESI | F-24DT-P6LL-40 | Indoor Luminaires | High-Bay | High-Bay Luminaires for Commercial and Industrial Buildings | Premium | FALSE | [9 empty] | 42564 |  |  | Yes |  | 3.1 | 19464 | 164.44 | 118.37 | 13.54 | 0.962 | 4000 | 82.3
PMVUQJ8K | Energy Solutions International | ESI | F-22DT-P5N-40 | Indoor Luminaires | High-Bay | High-Bay Luminaires for Commercial and Industrial Buildings | Premium | FALSE | [9 empty] | 42564 |  |  | Yes |  | 3.1 | 18851.82 | 128.31 | 146.93 | 13.54 | 0.962 | 4000 | 82.3
PNB6ABAJ | Energy Solutions International | ESI | F-22DT-P4H-40 | Indoor Luminaires | High-Bay | High-Bay Luminaires for Commercial and Industrial Buildings | Premium | FALSE | [9 empty] | 42564 |  |  | Yes |  | 3.1 | 17896.88 | 124.7 | 143.52 | 13.54 | 0.962 | 4000 | 82.3
P2ZR8NUE | Energy Solutions International | ESI | F-24DT-P2H-40 | Indoor Luminaires | High-Bay | High-Bay Luminaires for Commercial and Industrial Buildings | Premium | FALSE | [9 empty] | 42564 |  |  | Yes |  | 3.1 | 17896.88 | 124.7 | 143.52 | 13.54 | 0.962 | 4000 | 82.3
PASV2SD4 | Energy Solutions International | ESI | F-24DT-P5LL-40 | Indoor Luminaires | High-Bay | High-Bay Luminaires for Commercial and Industrial Buildings | Premium | FALSE | [9 empty] | 42564 |  |  | Yes |  | 3.1 | 16220 | 164.44 | 98.64 | 13.54 | 0.962 | 4000 | 82.3
PW5XCSXM | Energy Solutions International | ESI | F-22DT-P6L-40 | Indoor Luminaires | High-Bay | High-Bay Luminaires for Commercial and Industrial Buildings | Premium | FALSE | [9 empty] | 42564 |  |  | Yes |  | 3.1 | 15930 | 135.53 | 117.54 | 13.54 | 0.962 | 4000 | 82.3
P2AWSKMA | Energy Solutions International | ESI | F-24DT-P3L-40 | Indoor Luminaires | High-Bay | High-Bay Luminaires for Commercial and Industrial Buildings | Premium | FALSE | [9 empty] | 42564 |  |  | Yes |  | 3.1 | 15930 | 135.53 | 117.54 | 13.54 | 0.962 | 4000 | 82.3
PE5NBWMM | Energy Solutions International | ESI | F-24DT-P2N-40 | Indoor Luminaires | High-Bay | High-Bay Luminaires for Commercial and Industrial Buildings | Premium | FALSE | [9 empty] | 42564 |  |  | Yes |  | 3.1 | 15081.46 | 128.31 | 117.54 | 13.54 | 0.962 | 4000 | 82.3
P6P3JKME | Energy Solutions International | ESI | F-22DT-P4N-40 | Indoor Luminaires | High-Bay | High-Bay Luminaires for Commercial and Industrial Buildings | Premium | FALSE | [9 empty] | 42564 |  |  | Yes |  | 3.1 | 15081.46 | 128.31 | 117.54 | 13.54 | 0.962 | 4000 | 82.3
P5BM1TCY | Energy Solutions International | ESI | F-22DT-P3V-40 | Indoor Luminaires | High-Bay | High-Bay Luminaires for Commercial and Industrial Buildings | Premium | FALSE | [9 empty] | 42564 |  |  | Yes |  | 3.1 | 14810.52 | 121.09 | 122.31 | 13.54 | 0.962 | 4000 | 82.3
PCD1C8VU | Energy Solutions International | ESI | F-22DT-P3H-40 | Indoor Luminaires | High-Bay | High-Bay Luminaires for Commercial and Industrial Buildings | Premium | FALSE | [9 empty] | 42564 |  |  | Yes |  | 3.1 | 13422.66 | 124.7 | 107.64 | 13.54 | 0.962 | 4000 | 82.3
PTEQ467P | Energy Solutions International | ESI | F-22DT-P5L-40 | Indoor Luminaires | High-Bay | High-Bay Luminaires for Commercial and Industrial Buildings | Premium | FALSE | [9 empty] | 42564 |  |  | Yes |  | 3.1 | 13275 | 135.53 | 97.95 | 13.54 | 0.962 | 4000 | 82.3
PXH7T3NJ | Energy Solutions International | ESI | F-24DT-P4LL-40 | Indoor Luminaires | High-Bay | High-Bay Luminaires for Commercial and Industrial Buildings | Premium | FALSE | [9 empty] | 42564 |  |  | Yes |  | 3.1 | 12976 | 164.44 | 78.91 | 13.54 | 0.962 | 4000 | 82.3
PJQNYXCX | Energy Solutions International | ESI | F-22DT-P3N-40 | Indoor Luminaires | High-Bay | High-Bay Luminaires for Commercial and Industrial Buildings | Premium | FALSE | [9 empty] | 42564 |  |  | Yes |  | 3.1 | 11311.09 | 128.31 | 88.16 | 13.54 | 0.962 | 4000 | 82.3
PQAVP2BV | Energy Solutions International | ESI | F-22DT-P4L-40 | Indoor Luminaires | High-Bay | High-Bay Luminaires for Commercial and Industrial Buildings | Premium | FALSE | [9 empty] | 42564 |  |  | Yes |  | 3.1 | 10620 | 135.53 | 78.36 | 13.54 | 0.962 | 4000 | 82.3
P4BC7BUV | Energy Solutions International | ESI | F-24DT-P2L-40 | Indoor Luminaires | High-Bay | High-Bay Luminaires for Commercial and Industrial Buildings | Premium | FALSE | [9 empty] | 42564 |  |  | Yes |  | 3.1 | 10620 | 135.53 | 78.36 | 13.54 | 0.962 | 4000 | 82.3
PUYQNCCN | Energy Solutions International | ESI | F-24DT-P3LL-40 | Indoor Luminaires | High-Bay | High-Bay Luminaires for Commercial and Industrial Buildings | Premium | FALSE | [9 empty] | 42564 |  |  | Yes |  | 3.1 | 9732 | 164.44 | 59.18 | 13.54 | 0.962 | 4000 | 82.3
P6SN6EDP | Energy Solutions International | ESI | F-22DT-P6LL-40 | Indoor Luminaires | High-Bay | High-Bay Luminaires for Commercial and Industrial Buildings | Premium | FALSE | [9 empty] | 42564 |  |  | Yes |  | 3.1 | 9732 | 164.44 | 59.18 | 13.54 | 0.962 | 4000 | 82.3
P36MDZB2 | Energy Solutions International | ESI | F-22DT-P2V-40 | Indoor Luminaires | High-Bay | High-Bay Luminaires for Commercial and Industrial Buildings | Premium | FALSE | [9 empty] | 42564 |  |  | Yes |  | 3.1 | 9661 | 118.25 | 81.7 | 13.54 | 0.962 | 4000 | 82.3
P7RDVJM3 | Energy Solutions International | ESI | F-22DT-P2H-40 | Indoor Luminaires | High-Bay | Low-Bay Luminaires for Commercial and Industrial Buildings | Premium | FALSE | [9 empty] | 42564 |  |  | Yes |  | 3.1 | 8948.44 | 124.7 | 71.76 | 13.54 | 0.962 | 4000 | 82.3
PUDMVT7M | Energy Solutions International | ESI | F-22DT-P5LL-40 | Indoor Luminaires | High-Bay | Low-Bay Luminaires for Commercial and Industrial Buildings | Premium | FALSE | [9 empty] | 42564 |  |  | Yes |  | 3.1 | 8110 | 164.44 | 49.32 | 13.54 | 0.962 | 4000 | 82.3
PBNW5VWQ | Energy Solutions International | ESI | F-22DT-P3L-40 | Indoor Luminaires | High-Bay | Low-Bay Luminaires for Commercial and Industrial Buildings | Premium | FALSE | [9 empty] | 42564 |  |  | Yes |  | 3.1 | 7965 | 135.53 | 58.77 | 13.54 | 0.962 | 4000 | 82.3
PBNNYVFP | Energy Solutions International | ESI | F-22DT-P2N-40 | Indoor Luminaires | High-Bay | Low-Bay Luminaires for Commercial and Industrial Buildings | Premium | FALSE | [9 empty] | 42564 |  |  | Yes |  | 3.1 | 7540.73 | 128.31 | 58.77 | 13.54 | 0.962 | 4000 | 82.3
PRUAFXJ4 | Energy Solutions International | ESI | F-24DT-P2LL-40 | Indoor Luminaires | High-Bay | Low-Bay Luminaires for Commercial and Industrial Buildings | Premium | FALSE | [9 empty] | 42564 |  |  | Yes |  | 3.1 | 6488 | 164.44 | 39.46 | 13.54 | 0.962 | 4000 | 82.3
P1X5VM9C | Energy Solutions International | ESI | F-22DT-P4LL-40 | Indoor Luminaires | High-Bay | Low-Bay Luminaires for Commercial and Industrial Buildings | Premium | FALSE | [9 empty] | 42564 |  |  | Yes |  | 3.1 | 6488 | 164.44 | 39.46 | 13.54 | 0.962 | 4000 | 82.3
PDWR93ZD | Energy Solutions International | ESI | F-22DT-P2L-40 | Indoor Luminaires | High-Bay | Low-Bay Luminaires for Commercial and Industrial Buildings | Premium | FALSE | [9 empty] | 42564 |  |  | Yes |  | 3.1 | 5310 | 135.53 | 39.18 | 13.54 | 0.962 | 4000 | 82.3
P6RWUZS8 | Energy Solutions International | ESI | F-24DT-P6V-35 | Indoor Luminaires | High-Bay | High-Bay Luminaires for Commercial and Industrial Buildings | Premium | FALSE | [9 empty] | 42564 |  |  | Yes |  | 3.1 | 59242.07 | 121.09 | 489.24 | 13.54 | 0.962 | 3492 | 82.2
P9CGEPM4 | Energy Solutions International | ESI | F-24DT-P6H-35 | Indoor Luminaires | High-Bay | High-Bay Luminaires for Commercial and Industrial Buildings | Premium | FALSE | [9 empty] | 42564 |  |  | Yes |  | 3.1 | 53690.65 | 124.7 | 430.56 | 13.54 | 0.962 | 3492 | 82.2
P56WS59Z | Energy Solutions International | ESI | F-24DT-P5V-35 | Indoor Luminaires | High-Bay | High-Bay Luminaires for Commercial and Industrial Buildings | Premium | FALSE | [9 empty] | 42564 |  |  | Yes |  | 3.1 | 49368.39 | 121.09 | 407.7 | 13.54 | 0.962 | 3492 | 82.2
PR7YGF19 | Energy Solutions International | ESI | F-24DT-P6N-35 | Indoor Luminaires | High-Bay | High-Bay Luminaires for Commercial and Industrial Buildings | Premium | FALSE | [9 empty] | 42564 |  |  | Yes |  | 3.1 | 45244.38 | 128.31 | 352.62 | 13.54 | 0.962 | 3492 | 82.2
P58G9WQ4 | Energy Solutions International | ESI | F-24DT-P5H-35 | Indoor Luminaires | High-Bay | High-Bay Luminaires for Commercial and Industrial Buildings | Premium | FALSE | [9 empty] | 42564 |  |  | Yes |  | 3.1 | 44742.21 | 124.7 | 358.8 | 13.54 | 0.962 | 3492 | 82.2
P6K9JWK4 | Energy Solutions International | ESI | F-24DT-P4V-35 | Indoor Luminaires | High-Bay | High-Bay Luminaires for Commercial and Industrial Buildings | Premium | FALSE | [9 empty] | 42564 |  |  | Yes |  | 3.1 | 39494.71 | 121.09 | 326.16 | 13.54 | 0.962 | 3492 | 82.2
PU8VXSJ6 | Energy Solutions International | ESI | F-24DT-P5N-35 | Indoor Luminaires | High-Bay | High-Bay Luminaires for Commercial and Industrial Buildings | Premium | FALSE | [9 empty] | 42564 |  |  | Yes |  | 3.1 | 37703.65 | 128.31 | 293.85 | 13.54 | 0.962 | 3492 | 82.2
PZ2JAJRP | Energy Solutions International | ESI | F-24DT-P4H-35 | Indoor Luminaires | High-Bay | High-Bay Luminaires for Commercial and Industrial Buildings | Premium | FALSE | [9 empty] | 42564 |  |  | Yes |  | 3.1 | 35793.77 | 124.7 | 287.04 | 13.54 | 0.962 | 3492 | 82.2
PBSGVM4Z | Energy Solutions International | ESI | F-24DT-P6L-35 | Indoor Luminaires | High-Bay | High-Bay Luminaires for Commercial and Industrial Buildings | Premium | FALSE | [9 empty] | 42564 |  |  | Yes |  | 3.1 | 31860 | 135.53 | 235.08 | 13.54 | 0.962 | 3492 | 82.2
P3DTUXU8 | Energy Solutions International | ESI | F-24DT-P4N-35 | Indoor Luminaires | High-Bay | High-Bay Luminaires for Commercial and Industrial Buildings | Premium | FALSE | [9 empty] | 42564 |  |  | Yes |  | 3.1 | 30162.92 | 128.31 | 235.08 | 13.54 | 0.962 | 3492 | 82.2
PP9T9PNN | Energy Solutions International | ESI | F-24DT-P3V-35 | Indoor Luminaires | High-Bay | High-Bay Luminaires for Commercial and Industrial Buildings | Premium | FALSE | [9 empty] | 42564 |  |  | Yes |  | 3.1 | 29676 | 121.31 | 244.62 | 13.54 | 0.962 | 3492 | 82.2
PBBB7PPT | Energy Solutions International | ESI | F-22DT-P6V-35 | Indoor Luminaires | High-Bay | High-Bay Luminaires for Commercial and Industrial Buildings | Premium | FALSE | [9 empty] | 42564 |  |  | Yes |  | 3.1 | 29676 | 121.09 | 245.08 | 13.54 | 0.962 | 3492 | 82.2
PY4622NT | Energy Solutions International | ESI | F-24DT-P3H-35 | Indoor Luminaires | High-Bay | High-Bay Luminaires for Commercial and Industrial Buildings | Premium | FALSE | [9 empty] | 42564 |  |  | Yes |  | 3.1 | 26845.33 | 124.7 | 215.28 | 13.54 | 0.962 | 3492 | 82.2
PW13XSBB | Energy Solutions International | ESI | F-22DT-P6H-35 | Indoor Luminaires | High-Bay | High-Bay Luminaires for Commercial and Industrial Buildings | Premium | FALSE | [9 empty] | 42564 |  |  | Yes |  | 3.1 | 26845.33 | 124.7 | 215.28 | 13.54 | 0.962 | 3492 | 82.2
PCZ6M7FS | Energy Solutions International | ESI | F-24DT-P5L-35 | Indoor Luminaires | High-Bay | High-Bay Luminaires for Commercial and Industrial Buildings | Premium | FALSE | [9 empty] | 42564 |  |  | Yes |  | 3.1 | 26550 | 135.53 | 195.9 | 13.54 | 0.962 | 3492 | 82.2
PU6PW9DF | Energy Solutions International | ESI | F-22DT-P5V-35 | Indoor Luminaires | High-Bay | High-Bay Luminaires for Commercial and Industrial Buildings | Premium | FALSE | [9 empty] | 42564 |  |  | Yes |  | 3.1 | 24684.2 | 121.09 | 203.85 | 13.54 | 0.962 | 3492 | 82.2
PWTKCAY7 | Energy Solutions International | ESI | F-22DT-P6N-35 | Indoor Luminaires | High-Bay | High-Bay Luminaires for Commercial and Industrial Buildings | Premium | FALSE | [9 empty] | 42564 |  |  | Yes |  | 3.1 | 22622.19 | 128.31 | 176.31 | 13.54 | 0.962 | 3492 | 82.2
PSWHFAXG | Energy Solutions International | ESI | F-24DT-P3N-35 | Indoor Luminaires | High-Bay | High-Bay Luminaires for Commercial and Industrial Buildings | Premium | FALSE | [9 empty] | 42564 |  |  | Yes |  | 3.1 | 22622.19 | 128.31 | 176.31 | 13.54 | 0.962 | 3492 | 82.2
P7S6X4XW | Energy Solutions International | ESI | F-22DT-P5H-35 | Indoor Luminaires | High-Bay | High-Bay Luminaires for Commercial and Industrial Buildings | Premium | FALSE | [9 empty] | 42564 |  |  | Yes |  | 3.1 | 22371.11 | 124.7 | 179.4 | 13.54 | 0.962 | 3492 | 82.2
PB9EYYGB | Energy Solutions International | ESI | F-24DT-P4L-35 | Indoor Luminaires | High-Bay | High-Bay Luminaires for Commercial and Industrial Buildings | Premium | FALSE | [9 empty] | 42564 |  |  | Yes |  | 3.1 | 21240 | 135.53 | 156.72 | 13.54 | 0.962 | 3492 | 82.2
PX2DR1Q2 | Energy Solutions International | ESI | F-22DT-P4V-35 | Indoor Luminaires | High-Bay | High-Bay Luminaires for Commercial and Industrial Buildings | Premium | FALSE | [9 empty] | 42564 |  |  | Yes |  | 3.1 | 19747.36 | 121.09 | 163.08 | 13.54 | 0.962 | 3492 | 82.2
PFZ6QGHT | Energy Solutions International | ESI | F-24DT-P2V-35 | Indoor Luminaires | High-Bay | High-Bay Luminaires for Commercial and Industrial Buildings | Premium | FALSE | [9 empty] | 42564 |  |  | Yes |  | 3.1 | 19747.36 | 121.09 | 163.08 | 13.54 | 0.962 | 3492 | 82.2
PGZ4V76H | Energy Solutions International | ESI | F-24DT-P6LL-35 | Indoor Luminaires | High-Bay | High-Bay Luminaires for Commercial and Industrial Buildings | Premium | FALSE | [9 empty] | 42564 |  |  | Yes |  | 3.1 | 19464 | 164.44 | 118.37 | 13.54 | 0.962 | 3492 | 82.2
P99JTJHW | Energy Solutions International | ESI | F-22DT-P5N-35 | Indoor Luminaires | High-Bay | High-Bay Luminaires for Commercial and Industrial Buildings | Premium | FALSE | [9 empty] | 42564 |  |  | Yes |  | 3.1 | 18851.82 | 128.31 | 146.93 | 13.54 | 0.962 | 3492 | 82.2
PUBYYXRD | Energy Solutions International | ESI | F-24DT-P2H-35 | Indoor Luminaires | High-Bay | High-Bay Luminaires for Commercial and Industrial Buildings | Premium | FALSE | [9 empty] | 42564 |  |  | Yes |  | 3.1 | 17896.88 | 124.7 | 143.52 | 13.54 | 0.962 | 3492 | 82.2
PA2N2ADW | Energy Solutions International | ESI | F-22DT-P4H-35 | Indoor Luminaires | High-Bay | High-Bay Luminaires for Commercial and Industrial Buildings | Premium | FALSE | [9 empty] | 42564 |  |  | Yes |  | 3.1 | 17896.88 | 124.7 | 143.52 | 13.54 | 0.962 | 3492 | 82.2
PSXBB9J1 | Energy Solutions International | ESI | F-24DT-P5LL-35 | Indoor Luminaires | High-Bay | High-Bay Luminaires for Commercial and Industrial Buildings | Premium | FALSE | [9 empty] | 42564 |  |  | Yes |  | 3.1 | 16220 | 164.44 | 98.64 | 13.54 | 0.962 | 3492 | 82.2
PTQNDREY | Energy Solutions International | ESI | F-24DT-P3L-35 | Indoor Luminaires | High-Bay | High-Bay Luminaires for Commercial and Industrial Buildings | Premium | FALSE | [9 empty] | 42564 |  |  | Yes |  | 3.1 | 15930 | 135.53 | 117.54 | 13.54 | 0.962 | 3492 | 82.2
PJM7N7MQ | Energy Solutions International | ESI | F-22DT-P6L-35 | Indoor Luminaires | High-Bay | High-Bay Luminaires for Commercial and Industrial Buildings | Premium | FALSE | [9 empty] | 42564 |  |  | Yes |  | 3.1 | 15930 | 135.53 | 117.54 | 13.54 | 0.962 | 3492 | 82.2
PUW2TZXA | Energy Solutions International | ESI | F-24DT-P2N-35 | Indoor Luminaires | High-Bay | High-Bay Luminaires for Commercial and Industrial Buildings | Premium | FALSE | [9 empty] | 42564 |  |  | Yes |  | 3.1 | 15081.46 | 128.31 | 117.54 | 13.54 | 0.962 | 3492 | 82.2
PBPMQS6A | Energy Solutions International | ESI | F-22DT-P4N-35 | Indoor Luminaires | High-Bay | High-Bay Luminaires for Commercial and Industrial Buildings | Premium | FALSE | [9 empty] | 42564 |  |  | Yes |  | 3.1 | 15081.46 | 128.31 | 117.54 | 13.54 | 0.962 | 3492 | 82.2
PS8QB8DM | Energy Solutions International | ESI | F-22DT-P3V-35 | Indoor Luminaires | High-Bay | High-Bay Luminaires for Commercial and Industrial Buildings | Premium | FALSE | [9 empty] | 42564 |  |  | Yes |  | 3.1 | 14810.52 | 121.09 | 122.31 | 13.54 | 0.962 | 3492 | 82.2
PBBDTK6R | Energy Solutions International | ESI | F-22DT-P3H-35 | Indoor Luminaires | High-Bay | High-Bay Luminaires for Commercial and Industrial Buildings | Premium | FALSE | [9 empty] | 42564 |  |  | Yes |  | 3.1 | 13422.66 | 124.7 | 107.64 | 13.54 | 0.962 | 3492 | 82.2
PN7HHM6D | Energy Solutions International | ESI | F-22DT-P5L-35 | Indoor Luminaires | High-Bay | High-Bay Luminaires for Commercial and Industrial Buildings | Premium | FALSE | [9 empty] | 42564 |  |  | Yes |  | 3.1 | 13275 | 135.53 | 97.95 | 13.54 | 0.962 | 3492 | 82.2
PUV4MJWX | Energy Solutions International | ESI | F-24DT-P4LL-35 | Indoor Luminaires | High-Bay | High-Bay Luminaires for Commercial and Industrial Buildings | Premium | FALSE | [9 empty] | 42564 |  |  | Yes |  | 3.1 | 12976 | 164.44 | 78.91 | 13.54 | 0.962 | 3492 | 82.2
P12DAUYX | Energy Solutions International | ESI | F-22DT-P3N-35 | Indoor Luminaires | High-Bay | High-Bay Luminaires for Commercial and Industrial Buildings | Premium | FALSE | [9 empty] | 42564 |  |  | Yes |  | 3.1 | 11311.09 | 128.31 | 88.16 | 13.54 | 0.962 | 3492 | 82.2
PZ5XNMMH | Energy Solutions International | ESI | F-24DT-P2L-35 | Indoor Luminaires | High-Bay | High-Bay Luminaires for Commercial and Industrial Buildings | Premium | FALSE | [9 empty] | 42564 |  |  | Yes |  | 3.1 | 10620 | 135.53 | 78.36 | 13.54 | 0.962 | 3492 | 82.2
PMWWYTC1 | Energy Solutions International | ESI | F-22DT-P4L-35 | Indoor Luminaires | High-Bay | High-Bay Luminaires for Commercial and Industrial Buildings | Premium | FALSE | [9 empty] | 42564 |  |  | Yes |  | 3.1 | 10620 | 135.53 | 78.36 | 13.54 | 0.962 | 3492 | 82.2
PHNNZ677 | Energy Solutions International | ESI | F-22DT-P6LL-35 | Indoor Luminaires | High-Bay | High-Bay Luminaires for Commercial and Industrial Buildings | Premium | FALSE | [9 empty] | 42564 |  |  | Yes |  | 3.1 | 9732 | 164.44 | 59.18 | 13.54 | 0.962 | 3492 | 82.2
PF6CJ3F7 | Energy Solutions International | ESI | F-24DT-P3LL-35 | Indoor Luminaires | High-Bay | High-Bay Luminaires for Commercial and Industrial Buildings | Premium | FALSE | [9 empty] | 42564 |  |  | Yes |  | 3.1 | 9732 | 164.44 | 59.18 | 13.54 | 0.962 | 3492 | 82.2
PK5CFRNJ | Energy Solutions International | ESI | F-22DT-P2H-35 | Indoor Luminaires | High-Bay | Low-Bay Luminaires for Commercial and Industrial Buildings | Premium | FALSE | [9 empty] | 42564 |  |  | Yes |  | 3.1 | 8948.44 | 124.7 | 71.76 | 13.54 | 0.962 | 3492 | 82.2
PDTZZZPE | Energy Solutions International | ESI | F-22DT-P5LL-35 | Indoor Luminaires | High-Bay | Low-Bay Luminaires for Commercial and Industrial Buildings | Premium | FALSE | [9 empty] | 42564 |  |  | Yes |  | 3.1 | 8110 | 164.44 | 49.32 | 13.54 | 0.962 | 3492 | 82.2
PHDKGU1Q | Energy Solutions International | ESI | F-22DT-P3L-35 | Indoor Luminaires | High-Bay | Low-Bay Luminaires for Commercial and Industrial Buildings | Premium | FALSE | [9 empty] | 42564 |  |  | Yes |  | 3.1 | 7965 | 135.53 | 58.77 | 13.54 | 0.962 | 3492 | 82.2
PZSKZNFZ | Energy Solutions International | ESI | F-22DT-P2N-35 | Indoor Luminaires | High-Bay | Low-Bay Luminaires for Commercial and Industrial Buildings | Premium | FALSE | [9 empty] | 42564 |  |  | Yes |  | 3.1 | 7540.73 | 128.31 | 58.77 | 13.54 | 0.962 | 3492 | 82.2
PZ1KJXN6 | Energy Solutions International | ESI | F-24DT-P2LL-35 | Indoor Luminaires | High-Bay | Low-Bay Luminaires for Commercial and Industrial Buildings | Premium | FALSE | [9 empty] | 42564 |  |  | Yes |  | 3.1 | 6488 | 164.44 | 39.46 | 13.54 | 0.962 | 3492 | 82.2
P7JDM4VP | Energy Solutions International | ESI | F-22DT-P4LL-35 | Indoor Luminaires | High-Bay | Low-Bay Luminaires for Commercial and Industrial Buildings | Premium | FALSE | [9 empty] | 42564 |  |  | Yes |  | 3.1 | 6488 | 164.44 | 39.46 | 13.54 | 0.962 | 3492 | 82.2
P85NNA9W | Shenzhen Betop Electronics CoLtd | Betop | BT-IF150W-MW-600(5700K) | Indoor Luminaires | High-Bay | High-Bay Luminaires for Commercial and Industrial Buildings | Standard | FALSE | [9 empty] | 42564 | Not Dimmable | Not Dimmable | No |  | 3.1 | 21490 | 132 | 160 | 9.6 | 0.99 | 5700 | 82
PBZGTA7W | Shenzhen Betop Electronics CoLtd | Betop | BT-IF100W-MW-600(5700K) | Indoor Luminaires | High-Bay | High-Bay Luminaires for Commercial and Industrial Buildings | Standard | FALSE | [9 empty] | 42564 | Not Dimmable | Not Dimmable | No |  | 3.1 | 14530 | 131 | 110 | 9.6 | 0.99 | 5700 | 82
PVWDQNS5 | Shenzhen Betop Electronics CoLtd | Betop | BT-IF300W-MW-1200 (5700K) | Indoor Luminaires | High-Bay | High-Bay Luminaires for Commercial and Industrial Buildings | Standard | FALSE | [9 empty] | 42564 | Dimmable | Continuous Below 10 | No |  | 3.1 | 42260 | 131 | 320 | 9.2 | 0.99 | 5700 | 83
PA8W6THR | Shenzhen Betop Electronics CoLtd | Betop | BT-IF200W-MW-1200 (5700K) | Indoor Luminaires | High-Bay | High-Bay Luminaires for Commercial and Industrial Buildings | Standard | FALSE | [9 empty] | 42564 | Dimmable | Continuous Below 10 | No |  | 3.1 | 28510 | 130 | 220 | 9.2 | 0.99 | 5700 | 83
PKFA9XUD | Shenzhen Betop Electronics CoLtd | Betop | BT-IF100W-MW-1200 (5700K) | Indoor Luminaires | High-Bay | High-Bay Luminaires for Commercial and Industrial Buildings | Standard | FALSE | [9 empty] | 42564 | Dimmable | Continuous Below 10 | No |  | 3.1 | 14180 | 129 | 110 | 9.2 | 0.99 | 5700 | 83
PXNVV9NY | Shenzhen Betop Electronics CoLtd | Betop | BT-IF50W-MW-600(5700K) | Indoor Luminaires | High-Bay | Low-Bay Luminaires for Commercial and Industrial Buildings | Standard | FALSE | [9 empty] | 42564 | Dimmable | Continuous Below 10 | No |  | 3.1 | 6670 | 130 | 51 | 8.5 | 0.99 | 5700 | 83
PEMNQYNR | Shenzhen Betop Electronics CoLtd | Betop | BT-IF150W-MW-600 (5000K) | Indoor Luminaires | High-Bay | High-Bay Luminaires for Commercial and Industrial Buildings | Standard | FALSE | [9 empty] | 42564 | Not Dimmable | Not Dimmable | No |  | 3.1 | 21180 | 131 | 160 | 9.6 | 0.99 | 5000 | 82
PJ15MS2Y | Shenzhen Betop Electronics CoLtd | Betop | BT-IF100W-MW-600 (5000K) | Indoor Luminaires | High-Bay | High-Bay Luminaires for Commercial and Industrial Buildings | Standard | FALSE | [9 empty] | 42564 | Not Dimmable | Not Dimmable | No |  | 3.1 | 14310 | 130 | 110 | 9.6 | 0.99 | 5000 | 82
PZNPNRSJ | Shenzhen Betop Electronics CoLtd | Betop | BT-IF300W-MW-1200 (5000K) | Indoor Luminaires | High-Bay | High-Bay Luminaires for Commercial and Industrial Buildings | Standard | FALSE | [9 empty] | 42564 | Dimmable | Continuous Below 10 | No |  | 3.1 | 41520 | 129 | 320 | 9.2 | 0.99 | 5000 | 83
P44FA7AV | Shenzhen Betop Electronics CoLtd | Betop | BT-IF200W-MW-1200 (5000K) | Indoor Luminaires | High-Bay | High-Bay Luminaires for Commercial and Industrial Buildings | Standard | FALSE | [9 empty] | 42564 | Dimmable | Continuous Below 10 | No |  | 3.1 | 28360 | 128 | 220 | 9.2 | 0.99 | 5000 | 83
PYPC8RB9 | Shenzhen Betop Electronics CoLtd | Betop | BT-IF100W-MW-1200(5000K) | Indoor Luminaires | High-Bay | High-Bay Luminaires for Commercial and Industrial Buildings | Standard | FALSE | [9 empty] | 42564 | Dimmable | Continuous Below 10 | No |  | 3.1 | 14100 | 127 | 110 | 9.2 | 0.99 | 5000 | 83
P5P75PVJ | Shenzhen Betop Electronics CoLtd | Betop | BT-IF50W-MW-600 (5000K) | Indoor Luminaires | High-Bay | Low-Bay Luminaires for Commercial and Industrial Buildings | Standard | FALSE | [9 empty] | 42564 | Dimmable | Continuous Below 10 | No |  | 3.1 | 6600 | 129 | 51 | 8.5 | 0.99 | 5000 | 83
PHCSTZD4 | Shenzhen Betop Electronics CoLtd | Betop | BT-IF150W-MW-600(4000K) | Indoor Luminaires | High-Bay | High-Bay Luminaires for Commercial and Industrial Buildings | Standard | FALSE | [9 empty] | 42564 | Not Dimmable | Not Dimmable | No |  | 3.1 | 20940 | 129 | 160 | 9.6 | 0.99 | 4000 | 82
P8KSHMRX | Shenzhen Betop Electronics CoLtd | Betop | BT-IF300W-MW-1200 (4000K) | Indoor Luminaires | High-Bay | High-Bay Luminaires for Commercial and Industrial Buildings | Standard | FALSE | [9 empty] | 42564 | Dimmable | Continuous Below 10 | No |  | 3.1 | 41150 | 128 | 320 | 9.2 | 0.99 | 4000 | 83
PPS73PHC | Shenzhen Betop Electronics CoLtd | Betop | BT-IF200W-MW-1200 (4000K) | Indoor Luminaires | High-Bay | High-Bay Luminaires for Commercial and Industrial Buildings | Standard | FALSE | [9 empty] | 42564 | Dimmable | Continuous Below 10 | No |  | 3.1 | 27820 | 126 | 220 | 9.2 | 0.99 | 4000 | 83
PDCRYCWD | Guangzhou Ledia Lighting Technology Company Limited | LEDIA | LD-TL-B040-RX-35C | Indoor Luminaires | High-Bay | Low-Bay Luminaires for Commercial and Industrial Buildings | Premium | TRUE | 5155.19 | 139.4 | 36.98 | 9.6 | 0.977 | 3670 | 84.8 | 5 | 50000 | 42563 |  |  | No |  | 4 | 5600 | 140 | 40 | 25 | 0.9 | 3500 | 80
P6U27D5Q | JEC Energy Savings | JEC | JEC-XA-HB3-300W-3000K-90DT | Indoor Luminaires | High-Bay | High-Bay Luminaires for Commercial and Industrial Buildings | Premium | TRUE | 38682 | 126.54 | 305.7 | 7.85 | 0.9475 | 3014 | 72.3 | 5 | 50000 | 42563 |  |  | No |  | 3.1 | 38682 | 126.54 | 305.7 | 7.85 | 0.9475 | 3000 | 72.1
P6Q4DMFE | OPTIK LED | OPTIK LED | OP-LLB-150W-5K-ND | Indoor Luminaires | High-Bay | High-Bay Luminaires for Commercial and Industrial Buildings | Premium | TRUE | 18522 | 123.98 | 149.4 | 17.98 | 0.935 | 5132 | 81.6 | 5 | 50000 | 42563 | Not Dimmable | Not Dimmable | No |  | 3 | 18522 | 123.98 | 149.4 | 17.98 | 0.935 | 5132 | 81.6
PMSK3TWT | OPTIK LED | OPTIK LED | OP-LLB-150W-4K-ND | Indoor Luminaires | High-Bay | High-Bay Luminaires for Commercial and Industrial Buildings | Premium | TRUE | 18765 | 129.86 | 144.5 | 14.12 | 0.9324 | 3885 | 71.5 | 5 | 50000 | 42563 |  |  | No |  | 3.1 | 18765 | 129.86 | 144.5 | 14.12 | 0.9324 | 4000 | 71.5
P77N32F9 | LEDrock | LEDrock | Aur100W-30MMHH-120a | Indoor Luminaires | High-Bay | High-Bay Luminaires for Commercial and Industrial Buildings | Standard | TRUE | 10709 | 108.2 | 98.93 | 17.22 | 0.9324 | 3098 | 83.3 | 5 | 50000 | 42563 |  |  | No |  | 3 | 10709 | 108.24 | 98.93 | 17.22 | 0.9324 | 3000 | 83.3
PAYRTDSP | LEDrock | LEDrock | Aur100W-30MMHH-60a | Indoor Luminaires | High-Bay | High-Bay Luminaires for Commercial and Industrial Buildings | Standard | TRUE | 9820.5 | 101.1 | 97.13 | 17.24 | 0.932 | 3125 | 84.6 | 5 | 50000 | 42563 |  |  | No |  | 3 | 9820.5 | 101.1 | 97.13 | 17.24 | 0.932 | 3000 | 84.6
P8WMVS2Q | LEDrock | LEDrock | Aur100W-30MMHH-16p | Indoor Luminaires | High-Bay | High-Bay Luminaires for Commercial and Industrial Buildings | Standard | TRUE | 9276.9 | 96.6 | 96.05 | 18.57 | 0.9301 | 3034 | 83.4 | 5 | 50000 | 42563 |  |  | No |  | 3 | 9476.8 | 97.42 | 97.28 | 18.57 | 0.9301 | 3000 | 83.3
P9U512EW | JEC Energy Savings | JEC | JEC-XA-HB3-100W-3000K-50DT | Indoor Luminaires | High-Bay | High-Bay Luminaires for Commercial and Industrial Buildings | Standard | TRUE | 11480.45 | 112.136 | 102.38 | 16.01 | 0.9206 | 3047 | 73 | 5 | 50000 | 42563 |  |  | No |  | 3 | 11200 | 112 | 100 | 15 | 0.93 | 3000 | 70
P62G1UXG | LEDrock | LEDrock | Aur50W-30MMHH-120a | Indoor Luminaires | High-Bay | Low-Bay Luminaires for Commercial and Industrial Buildings | Standard | TRUE | 5121.7 | 103.4 | 49.52 | 18.72 | 0.9158 | 3047 | 82.7 | 5 | 50000 | 42563 |  |  | No |  | 3 | 5121.7 | 104.32 | 49.1 | 18.72 | 0.9158 | 3000 | 82.7
P4J67YFB | LEDrock | LEDrock | Aur50W-30MMHH-12p | Indoor Luminaires | High-Bay | Low-Bay Luminaires for Commercial and Industrial Buildings | Standard | TRUE | 4828.5 | 97.58 | 49.48 | 19.04 | 0.9157 | 3047 | 82.7 | 5 | 50000 | 42563 |  |  | No |  | 3 | 4910.7 | 99.11 | 49.55 | 19.04 | 0.9157 | 3000 | 82.7
P9QWZ8ZQ | OPTIK LED | OPTIK LED | OP-LLB-120W-5K-ND | Indoor Luminaires | High-Bay | High-Bay Luminaires for Commercial and Industrial Buildings | Premium | TRUE | 15395 | 127.97 | 120.3 | 15.23 | 0.9153 | 5135 | 81.8 | 5 | 50000 | 42563 | Not Dimmable | Not Dimmable | No |  | 3 | 15395 | 127.97 | 120.3 | 15.23 | 0.9153 | 5135 | 81.8
PXUPQQGE | LEDrock | LEDrock | Aur50W-30MMHH-60a | Indoor Luminaires | High-Bay | Low-Bay Luminaires for Commercial and Industrial Buildings | Standard | TRUE | 4737.7 | 96.4 | 49.15 | 18.39 | 0.9146 | 3043 | 82.7 | 5 | 50000 | 42563 |  |  | No |  | 3 | 4737.7 | 97.05 | 48.82 | 18.39 | 0.9146 | 3000 | 82.7
P5FSMPAB | LEDrock | LEDrock | Aur150W-30MMHH-120a | Indoor Luminaires | High-Bay | High-Bay Luminaires for Commercial and Industrial Buildings | Standard | TRUE | 16028 | 105.34 | 152.2 | 17.96 | 0.9086 | 3018 | 82.8 | 5 | 50000 | 42563 |  |  | No |  | 3 | 16028 | 105.34 | 152.2 | 17.96 | 0.9086 | 3000 | 82.8
PR2BQSF5 | JEC Energy Savings | JEC | JEC-XA-HB3-50W-3000K-90DT | Indoor Luminaires | High-Bay | Low-Bay Luminaires for Commercial and Industrial Buildings | Premium | TRUE | 5678.7 | 109.12 | 52.04 | 13.6 | 0.9069 | 3000 | 73.9 | 5 | 50000 | 42563 |  |  | No |  | 3.1 | 5695.3 | 109.97 | 51.79 | 13.6 | 0.9069 | 3000 | 73.9
PZXTUQP8 | LEDrock | LEDrock | Aur150W-30MMHH-16p | Indoor Luminaires | High-Bay | High-Bay Luminaires for Commercial and Industrial Buildings | Standard | TRUE | 15086 | 100.79 | 149.7 | 18.54 | 0.9056 | 3018 | 82.8 | 5 | 50000 | 42563 |  |  | No |  | 3 | 15418 | 101.43 | 152 | 18.54 | 0.9056 | 3000 | 82.8
PK6SZV6Z | LEDrock | LEDrock | Aur150W-30MMHH-60a | Indoor Luminaires | High-Bay | High-Bay Luminaires for Commercial and Industrial Buildings | Standard | TRUE | 14897 | 98.1 | 151.8 | 15.27 | 0.9053 | 3018 | 82.8 | 5 | 50000 | 42563 |  |  | No |  | 3 | 14897 | 98.14 | 151.8 | 15.27 | 0.9053 | 3000 | 82.8
PYY4KQ2G | LEDrock | LEDrock | Aur220W-50MMHH-120a | Indoor Luminaires | High-Bay | High-Bay Luminaires for Commercial and Industrial Buildings | Standard | TRUE | 24086 | 109.73 | 219.5 | 18.74 | 0.9036 | 5119 | 77.2 | 5 | 50000 | 42563 |  |  | No |  | 3 | 24086 | 109.73 | 219.5 | 18.74 | 0.9036 | 5000 | 77.2
P3GZ5U77 | LEDrock | LEDrock | Aur100W-50MMHH-60a | Indoor Luminaires | High-Bay | High-Bay Luminaires for Commercial and Industrial Buildings | Standard | FALSE | [9 empty] | 42563 |  |  | No |  | 3 | 9820.5 | 101.1 | 97.13 | 17.24 | 0.932 | 5000 | 84.6
P2CZMMQB | LEDrock | LEDrock | Aur100W-50MMHH-16p | Indoor Luminaires | High-Bay | High-Bay Luminaires for Commercial and Industrial Buildings | Standard | FALSE | [9 empty] | 42563 |  |  | No |  | 3 | 9476.8 | 97.42 | 97.28 | 18.57 | 0.9301 | 5000 | 83.3
PKBGJPUB | LEDrock | LEDrock | Aur150W-50MMHH-60a | Indoor Luminaires | High-Bay | High-Bay Luminaires for Commercial and Industrial Buildings | Standard | FALSE | [9 empty] | 42563 |  |  | No |  | 3 | 14897 | 98.14 | 151.8 | 15.27 | 0.9053 | 5000 | 82.8
P32Q5DWK | LEDrock | LEDrock | Aur50W-50MMHH-12p | Indoor Luminaires | High-Bay | Low-Bay Luminaires for Commercial and Industrial Buildings | Standard | FALSE | [9 empty] | 42563 |  |  | No |  | 3 | 4910.7 | 99.11 | 49.55 | 19.04 | 0.9157 | 5000 | 82.7
PC1GRF4Y | LEDrock | LEDrock | Aur100W-50MMHH-120a | Indoor Luminaires | High-Bay | High-Bay Luminaires for Commercial and Industrial Buildings | Standard | FALSE | [9 empty] | 42563 |  |  | No |  | 3 | 10709 | 108.24 | 98.93 | 17.22 | 0.9324 | 5000 | 83.3
P3VXDH9Z | LEDrock | LEDrock | Aur150W-50MMHH-16p | Indoor Luminaires | High-Bay | High-Bay Luminaires for Commercial and Industrial Buildings | Standard | FALSE | [9 empty] | 42563 |  |  | No |  | 3 | 15418 | 101.43 | 152 | 18.54 | 0.9056 | 5000 | 82.8
PRYK3U9U | LEDrock | LEDrock | Aur150W-50MMHH-120a | Indoor Luminaires | High-Bay | High-Bay Luminaires for Commercial and Industrial Buildings | Standard | FALSE | [9 empty] | 42563 |  |  | No |  | 3 | 16028 | 105.34 | 152.2 | 17.96 | 0.9086 | 5000 | 82.8
PG2RY518 | LEDrock | LEDrock | Aur50W-50MMHH-120a | Indoor Luminaires | High-Bay | Low-Bay Luminaires for Commercial and Industrial Buildings | Standard | FALSE | [9 empty] | 42563 |  |  | No |  | 3 | 5121.7 | 104.32 | 49.1 | 18.72 | 0.9158 | 5000 | 82.7
PFNJZS31 | LEDrock | LEDrock | Aur50W-50MMHH-60a | Indoor Luminaires | High-Bay | Low-Bay Luminaires for Commercial and Industrial Buildings | Standard | FALSE | [9 empty] | 42563 |  |  | No |  | 3 | 4737.7 | 97.05 | 48.82 | 18.39 | 0.9146 | 5000 | 82.7
PXD8D1N2 | LEDrock | LEDrock | Aur100W-40MMHH-60a | Indoor Luminaires | High-Bay | High-Bay Luminaires for Commercial and Industrial Buildings | Standard | FALSE | [9 empty] | 42563 |  |  | No |  | 3 | 9820.5 | 101.1 | 97.13 | 17.24 | 0.932 | 4000 | 84.6
PU23K4AC | LEDrock | LEDrock | Aur100W-40MMHH-16p | Indoor Luminaires | High-Bay | High-Bay Luminaires for Commercial and Industrial Buildings | Standard | FALSE | [9 empty] | 42563 |  |  | No |  | 3 | 9476.8 | 97.42 | 97.28 | 18.57 | 0.9301 | 4000 | 83.3
PSSQPDJ8 | LEDrock | LEDrock | Aur150W-40MMHH-60a | Indoor Luminaires | High-Bay | High-Bay Luminaires for Commercial and Industrial Buildings | Standard | FALSE | [9 empty] | 42563 |  |  | No |  | 3 | 14897 | 98.14 | 151.8 | 15.27 | 0.9053 | 4000 | 82.8
P8ZJAX1B | LEDrock | LEDrock | Aur50W-40MMHH-12p | Indoor Luminaires | High-Bay | Low-Bay Luminaires for Commercial and Industrial Buildings | Standard | FALSE | [9 empty] | 42563 |  |  | No |  | 3 | 4910.7 | 99.11 | 49.55 | 19.04 | 0.9157 | 4000 | 82.7
PW3BXB35 | LEDrock | LEDrock | Aur100W-40MMHH-120a | Indoor Luminaires | High-Bay | High-Bay Luminaires for Commercial and Industrial Buildings | Standard | FALSE | [9 empty] | 42563 |  |  | No |  | 3 | 10709 | 108.24 | 98.93 | 17.22 | 0.9324 | 4000 | 83.3
P69J2HEY | LEDrock | LEDrock | Aur150W-40MMHH-16p | Indoor Luminaires | High-Bay | High-Bay Luminaires for Commercial and Industrial Buildings | Standard | FALSE | [9 empty] | 42563 |  |  | No |  | 3 | 15418 | 101.43 | 152 | 18.54 | 0.9056 | 4000 | 82.8
PTUFU2UV | LEDrock | LEDrock | Aur150W-40MMHH-120a | Indoor Luminaires | High-Bay | High-Bay Luminaires for Commercial and Industrial Buildings | Standard | FALSE | [9 empty] | 42563 |  |  | No |  | 3 | 16028 | 105.34 | 152.2 | 17.96 | 0.9086 | 4000 | 82.8
PMCURM5T | LEDrock | LEDrock | Aur50W-40MMHH-120a | Indoor Luminaires | High-Bay | Low-Bay Luminaires for Commercial and Industrial Buildings | Standard | FALSE | [9 empty] | 42563 |  |  | No |  | 3 | 5121.7 | 104.32 | 49.1 | 18.72 | 0.9158 | 4000 | 82.7
PH9S3EWZ | LEDrock | LEDrock | Aur50W-40MMHH-60a | Indoor Luminaires | High-Bay | Low-Bay Luminaires for Commercial and Industrial Buildings | Standard | FALSE | [9 empty] | 42563 |  |  | No |  | 3 | 4737.7 | 97.05 | 48.82 | 18.39 | 0.9146 | 4000 | 82.7
PUDBA4QU | Guangzhou Ledia Lighting Technology Company Limited | LEDIA | LD-TL-B040-RX-50C | Indoor Luminaires | High-Bay | Low-Bay Luminaires for Commercial and Industrial Buildings | Premium | FALSE | [9 empty] | 42563 |  |  | No |  | 4 | 5600 | 140 | 40 | 25 | 0.9 | 5000 | 80
PTG52BQJ | Guangzhou Ledia Lighting Technology Company Limited | LEDIA | LD-TL-B040-RX-45C | Indoor Luminaires | High-Bay | Low-Bay Luminaires for Commercial and Industrial Buildings | Premium | FALSE | [9 empty] | 42563 |  |  | No |  | 4 | 5600 | 140 | 40 | 25 | 0.9 | 4500 | 80
PATA1HGP | Guangzhou Ledia Lighting Technology Company Limited | LEDIA | LD-TL-B040-RX-40C | Indoor Luminaires | High-Bay | Low-Bay Luminaires for Commercial and Industrial Buildings | Premium | FALSE | [9 empty] | 42563 |  |  | No |  | 4 | 5600 | 140 | 40 | 25 | 0.9 | 4000 | 80
PH5ARKK2 | OPTIK LED | OPTIK LED | OP-LLB-240W-5K-ND | Indoor Luminaires | High-Bay | High-Bay Luminaires for Commercial and Industrial Buildings | Premium | FALSE | [9 empty] | 42563 | Not Dimmable | Not Dimmable | No |  | 3.1 | 27908.5 | 122.62 | 227.6 | 14.21 | 0.9189 | 5000 | 71.4
PNP2XFAD | OPTIK LED | OPTIK LED | OP-LLB-200W-5K-ND | Indoor Luminaires | High-Bay | High-Bay Luminaires for Commercial and Industrial Buildings | Premium | FALSE | [9 empty] | 42563 | Not Dimmable | Not Dimmable | No |  | 3.1 | 24247.09 | 127.54 | 190.1 | 13.61 | 0.9153 | 5000 | 71.4
PQB7337B | JEC Energy Savings | JEC | JEC-XA-HB3-50W-5000K-90D | Indoor Luminaires | High-Bay | Low-Bay Luminaires for Commercial and Industrial Buildings | Premium | FALSE | [9 empty] | 42563 | Not Dimmable | Not Dimmable | No |  | 3.1 | 6024 | 114.72 | 52.51 | 13.53 | 0.907 | 5000 | 75.6
P5H1QMUP | JEC Energy Savings | JEC | JEC-XA-HB3-90W-5000K-90D | Indoor Luminaires | High-Bay | High-Bay Luminaires for Commercial and Industrial Buildings | Premium | FALSE | [9 empty] | 42563 | Not Dimmable | Not Dimmable | No |  | 3.1 | 10387 | 109.66 | 94.72 | 13.38 | 0.9164 | 5000 | 74.9
PBKZ37RB | JEC Energy Savings | JEC | JEC-XA-HB3-240W-5000K-90D | Indoor Luminaires | High-Bay | High-Bay Luminaires for Commercial and Industrial Buildings | Premium | FALSE | [9 empty] | 42563 | Not Dimmable | Not Dimmable | No |  | 3.1 | 33801 | 135.86 | 248.8 | 18.62 | 0.9406 | 5000 | 74
PZ6ET524 | JEC Energy Savings | JEC | JEC-XA-HB3-240W-5000K-60D | Indoor Luminaires | High-Bay | High-Bay Luminaires for Commercial and Industrial Buildings | Premium | FALSE | [9 empty] | 42563 | Not Dimmable | Not Dimmable | No |  | 3.1 | 36050 | 146.01 | 246.9 | 18.34 | 0.9256 | 5000 | 74
PUXKUGZ8 | JEC Energy Savings | JEC | JEC-XA-HB3-240W-5000K-120D | Indoor Luminaires | High-Bay | High-Bay Luminaires for Commercial and Industrial Buildings | Premium | FALSE | [9 empty] | 42563 | Not Dimmable | Not Dimmable | No |  | 3.1 | 34762 | 141.2 | 246.2 | 18.27 | 0.9093 | 5000 | 74
PHQNCY4N | JEC Energy Savings | JEC | JEC-XA-HB3-300W-5000K-60D | Indoor Luminaires | High-Bay | High-Bay Luminaires for Commercial and Industrial Buildings | Premium | FALSE | [9 empty] | 42563 | Not Dimmable | Not Dimmable | No |  | 3.1 | 44513 | 144.85 | 307.3 | 7.99 | 0.9594 | 5000 | 74
P5T2AJ4P | JEC Energy Savings | JEC | JEC-XA-HB3-300W-5000K-120D | Indoor Luminaires | High-Bay | High-Bay Luminaires for Commercial and Industrial Buildings | Premium | FALSE | [9 empty] | 42563 | Not Dimmable | Not Dimmable | No |  | 3.1 | 42695 | 139.03 | 307.1 | 7.99 | 0.9594 | 5000 | 74
PH9NC89X | JEC Energy Savings | JEC | JEC-XA-HB3-300W-5000K-90D | Indoor Luminaires | High-Bay | High-Bay Luminaires for Commercial and Industrial Buildings | Premium | FALSE | [9 empty] | 42563 | Not Dimmable | Not Dimmable | No |  | 3.1 | 40108 | 130.86 | 306.5 | 7.99 | 0.9594 | 5000 | 74
P1EWZJ4B | JEC Energy Savings | JEC | JEC-XA-HB3-70W-5000K-120D | Indoor Luminaires | High-Bay | Low-Bay Luminaires for Commercial and Industrial Buildings | Premium | FALSE | [9 empty] | 42563 | Not Dimmable | Not Dimmable | No |  | 3.1 | 9205 | 127.99 | 72.44 | 13.76 | 0.9122 | 5000 | 72.7
PQ3WZC3A | JEC Energy Savings | JEC | JEC-XA-HB3-70W-5000K-90D | Indoor Luminaires | High-Bay | Low-Bay Luminaires for Commercial and Industrial Buildings | Premium | FALSE | [9 empty] | 42563 | Not Dimmable | Not Dimmable | No |  | 3.1 | 8220 | 113.47 | 72.44 | 13.76 | 0.9122 | 5000 | 72.7
P48H56V9 | JEC Energy Savings | JEC | JEC-XA-HB3-50W-5000K-120D | Indoor Luminaires | High-Bay | Low-Bay Luminaires for Commercial and Industrial Buildings | Premium | FALSE | [9 empty] | 42563 | Not Dimmable | Not Dimmable | No |  | 3.1 | 6706 | 129.33 | 51.85 | 13.66 | 0.9088 | 5000 | 72.1
PFWE329P | JEC Energy Savings | JEC | JEC-XA-HB3-90W-5000K-120D | Indoor Luminaires | High-Bay | High-Bay Luminaires for Commercial and Industrial Buildings | Premium | FALSE | [9 empty] | 42563 | Not Dimmable | Not Dimmable | No |  | 3.1 | 11440 | 121.7 | 94 | 12.85 | 0.9059 | 5000 | 72.1
P2GUES7T | JEC Energy Savings | JEC | JEC-XA-HB3-200W-5000K-120D | Indoor Luminaires | High-Bay | High-Bay Luminaires for Commercial and Industrial Buildings | Standard | FALSE | [9 empty] | 42563 | Dimmable | Continuous Below 10 | No |  | 3 | 27200 | 136 | 200 | 15 | 0.93 | 5000 | 70
P3W1V7HQ | JEC Energy Savings | JEC | JEC-XA-HB3-200W-5000K-90D | Indoor Luminaires | High-Bay | High-Bay Luminaires for Commercial and Industrial Buildings | Standard | FALSE | [9 empty] | 42563 | Dimmable | Continuous Below 10 | No |  | 3 | 25200 | 126 | 200 | 15 | 0.93 | 5000 | 70
PR6CV7M3 | JEC Energy Savings | JEC | JEC-XA-HB3-200W-5000K-50D | Indoor Luminaires | High-Bay | High-Bay Luminaires for Commercial and Industrial Buildings | Standard | FALSE | [9 empty] | 42563 | Dimmable | Continuous Below 10 | No |  | 3 | 23800 | 119 | 200 | 15 | 0.93 | 5000 | 70
PATUVETT | JEC Energy Savings | JEC | JEC-XA-HB3-150W-5000K-90D | Indoor Luminaires | High-Bay | High-Bay Luminaires for Commercial and Industrial Buildings | Standard | FALSE | [9 empty] | 42563 | Dimmable | Continuous Below 10 | No |  | 3 | 18900 | 126 | 150 | 15 | 0.93 | 5000 | 70
PZ7V8GZ7 | JEC Energy Savings | JEC | JEC-XA-HB3-150W-5000K-120D | Indoor Luminaires | High-Bay | High-Bay Luminaires for Commercial and Industrial Buildings | Standard | FALSE | [9 empty] | 42563 | Dimmable | Continuous Below 10 | No |  | 3 | 18000 | 120 | 150 | 15 | 0.93 | 5000 | 70
PY8C5WVV | JEC Energy Savings | JEC | JEC-XA-HB3-150W-5000K-50D | Indoor Luminaires | High-Bay | High-Bay Luminaires for Commercial and Industrial Buildings | Standard | FALSE | [9 empty] | 42563 | Dimmable | Continuous Below 10 | No |  | 3 | 17400 | 116 | 150 | 15 | 0.93 | 5000 | 70
PEHHSMMG | JEC Energy Savings | JEC | JEC-XA-HB3-120W-5000K-120D | Indoor Luminaires | High-Bay | High-Bay Luminaires for Commercial and Industrial Buildings | Standard | FALSE | [9 empty] | 42563 | Dimmable | Continuous Below 10 | No |  | 3 | 14400 | 120 | 120 | 15 | 0.93 | 5000 | 70
PAHXUB78 | JEC Energy Savings | JEC | JEC-XA-HB3-120W-5000K-90D | Indoor Luminaires | High-Bay | High-Bay Luminaires for Commercial and Industrial Buildings | Standard | FALSE | [9 empty] | 42563 | Dimmable | Continuous Below 10 | No |  | 3 | 14400 | 120 | 120 | 15 | 0.93 | 5000 | 70
PURB89ED | JEC Energy Savings | JEC | JEC-XA-HB3-120W-5000K-50D | Indoor Luminaires | High-Bay | High-Bay Luminaires for Commercial and Industrial Buildings | Standard | FALSE | [9 empty] | 42563 | Dimmable | Continuous Below 10 | No |  | 3 | 13440 | 112 | 120 | 15 | 0.93 | 5000 | 70
PQ8N2KUS | JEC Energy Savings | JEC | JEC-XA-HB3-100W-5000K-90D | Indoor Luminaires | High-Bay | High-Bay Luminaires for Commercial and Industrial Buildings | Standard | FALSE | [9 empty] | 42563 | Dimmable | Continuous Below 10 | No |  | 3 | 12000 | 120 | 100 | 15 | 0.93 | 5000 | 70
PFMZTVGF | JEC Energy Savings | JEC | JEC-XA-HB3-100W-5000K-120D | Indoor Luminaires | High-Bay | High-Bay Luminaires for Commercial and Industrial Buildings | Standard | FALSE | [9 empty] | 42563 | Dimmable | Continuous Below 10 | No |  | 3 | 12000 | 120 | 100 | 15 | 0.93 | 5000 | 70
PNDANGKC | JEC Energy Savings | JEC | JEC-XA-HB3-100W-5000K-50D | Indoor Luminaires | High-Bay | High-Bay Luminaires for Commercial and Industrial Buildings | Standard | FALSE | [9 empty] | 42563 | Dimmable | Continuous Below 10 | No |  | 3 | 11500 | 115 | 100 | 15 | 0.93 | 5000 | 70
P6CV6554 | JEC Energy Savings | JEC | JEC-XA-HB3-50W-4000K-90D | Indoor Luminaires | High-Bay | Low-Bay Luminaires for Commercial and Industrial Buildings | Premium | FALSE | [9 empty] | 42563 | Not Dimmable | Not Dimmable | No |  | 3.1 | 5695.3 | 109.97 | 51.79 | 13.6 | 0.9069 | 4000 | 73.9
P4YDD2MZ | JEC Energy Savings | JEC | JEC-XA-HB3-240W-4000K-60D | Indoor Luminaires | High-Bay | High-Bay Luminaires for Commercial and Industrial Buildings | Premium | FALSE | [9 empty] | 42563 | Not Dimmable | Not Dimmable | No |  | 3.1 | 35094 | 142.14 | 246.9 | 18.34 | 0.9256 | 4000 | 72.9
PDMA8K4F | JEC Energy Savings | JEC | JEC-XA-HB3-90W-4000K-90D | Indoor Luminaires | High-Bay | High-Bay Luminaires for Commercial and Industrial Buildings | Premium | FALSE | [9 empty] | 42563 | Not Dimmable | Not Dimmable | No |  | 3.1 | 9962.6 | 106.99 | 93.12 | 13.71 | 0.9043 | 4000 | 72.9
PCAX25T9 | JEC Energy Savings | JEC | JEC-XA-HB3-300W-4000K-60D | Indoor Luminaires | High-Bay | High-Bay Luminaires for Commercial and Industrial Buildings | Premium | FALSE | [9 empty] | 42563 | Not Dimmable | Not Dimmable | No |  | 3.1 | 43719 | 142.27 | 307.3 | 7.85 | 0.948 | 4000 | 72.9
PUFZCPWS | JEC Energy Savings | JEC | JEC-XA-HB3-70W-4000K-120D | Indoor Luminaires | High-Bay | Low-Bay Luminaires for Commercial and Industrial Buildings | Premium | FALSE | [9 empty] | 42563 | Not Dimmable | Not Dimmable | No |  | 3.1 | 8889 | 122.72 | 72.44 | 13.76 | 0.9122 | 4000 | 72.7
PDBFRF77 | JEC Energy Savings | JEC | JEC-XA-HB3-70W-4000K-90D | Indoor Luminaires | High-Bay | Low-Bay Luminaires for Commercial and Industrial Buildings | Premium | FALSE | [9 empty] | 42563 | Not Dimmable | Not Dimmable | No |  | 3.1 | 7880.6 | 108.79 | 72.44 | 13.76 | 0.9122 | 4000 | 72.7
P66J7KY8 | JEC Energy Savings | JEC | JEC-XA-HB3-240W-4000K-120D | Indoor Luminaires | High-Bay | High-Bay Luminaires for Commercial and Industrial Buildings | Premium | FALSE | [9 empty] | 42563 | Not Dimmable | Not Dimmable | No |  | 3.1 | 33841 | 137.45 | 246.2 | 18.27 | 0.9247 | 4000 | 72.3
P38V7U5F | JEC Energy Savings | JEC | JEC-XA-HB3-300W-4000K-120D | Indoor Luminaires | High-Bay | High-Bay Luminaires for Commercial and Industrial Buildings | Premium | FALSE | [9 empty] | 42563 | Not Dimmable | Not Dimmable | No |  | 3.1 | 41934 | 136.55 | 307.1 | 7.85 | 0.9482 | 4000 | 72.3
PGUDFAE5 | JEC Energy Savings | JEC | JEC-XA-HB3-240W-4000K-90D | Indoor Luminaires | High-Bay | High-Bay Luminaires for Commercial and Industrial Buildings | Premium | FALSE | [9 empty] | 42563 | Not Dimmable | Not Dimmable | No |  | 3.1 | 32904 | 132.95 | 247.5 | 17.93 | 0.9268 | 4000 | 72.1
PJ21U25Z | JEC Energy Savings | JEC | JEC-XA-HB3-50W-4000K-120D | Indoor Luminaires | High-Bay | Low-Bay Luminaires for Commercial and Industrial Buildings | Premium | FALSE | [9 empty] | 42563 | Not Dimmable | Not Dimmable | No |  | 3.1 | 6429.5 | 124 | 51.85 | 13.66 | 0.9088 | 4000 | 72.1
P1VCW736 | JEC Energy Savings | JEC | JEC-XA-HB3-90W-4000K-120D | Indoor Luminaires | High-Bay | High-Bay Luminaires for Commercial and Industrial Buildings | Premium | FALSE | [9 empty] | 42563 | Not Dimmable | Not Dimmable | No |  | 3.1 | 10968 | 116.68 | 94 | 12.85 | 0.9059 | 4000 | 72.1
PYS94GSD | JEC Energy Savings | JEC | JEC-XA-HB3-300W-4000K-90D | Indoor Luminaires | High-Bay | High-Bay Luminaires for Commercial and Industrial Buildings | Premium | FALSE | [9 empty] | 42563 | Not Dimmable | Not Dimmable | No |  | 3.1 | 39395 | 128.87 | 305.7 | 7.85 | 0.9475 | 4000 | 72.1
P4BTPM4C | JEC Energy Savings | JEC | JEC-XA-HB3-200W-4000K-120D | Indoor Luminaires | High-Bay | High-Bay Luminaires for Commercial and Industrial Buildings | Standard | FALSE | [9 empty] | 42563 | Dimmable | Continuous Below 10 | No |  | 3 | 24000 | 120 | 200 | 15 | 0.93 | 4000 | 70
PTB3T1BM | JEC Energy Savings | JEC | JEC-XA-HB3-200W-4000K-90D | Indoor Luminaires | High-Bay | High-Bay Luminaires for Commercial and Industrial Buildings | Standard | FALSE | [9 empty] | 42563 | Dimmable | Continuous Below 10 | No |  | 3 | 23000 | 115 | 200 | 15 | 0.93 | 4000 | 70
PJF5MRDX | JEC Energy Savings | JEC | JEC-XA-HB3-200W-4000K-50D | Indoor Luminaires | High-Bay | High-Bay Luminaires for Commercial and Industrial Buildings | Standard | FALSE | [9 empty] | 42563 | Dimmable | Continuous Below 10 | No |  | 3 | 22600 | 113 | 200 | 15 | 0.93 | 4000 | 70
PC8RY1R5 | JEC Energy Savings | JEC | JEC-XA-HB3-150W-4000K-90D | Indoor Luminaires | High-Bay | High-Bay Luminaires for Commercial and Industrial Buildings | Standard | FALSE | [9 empty] | 42563 | Dimmable | Continuous Below 10 | No |  | 3 | 18000 | 120 | 150 | 15 | 0.93 | 4000 | 70
PS1FZ3WF | JEC Energy Savings | JEC | JEC-XA-HB3-150W-4000K-120D | Indoor Luminaires | High-Bay | High-Bay Luminaires for Commercial and Industrial Buildings | Standard | FALSE | [9 empty] | 42563 | Dimmable | Continuous Below 10 | No |  | 3 | 17400 | 116 | 150 | 15 | 0.93 | 4000 | 70
PA2DPA7Q | JEC Energy Savings | JEC | JEC-XA-HB3-150W-4000K-50D | Indoor Luminaires | High-Bay | High-Bay Luminaires for Commercial and Industrial Buildings | Standard | FALSE | [9 empty] | 42563 | Dimmable | Continuous Below 10 | No |  | 3 | 16800 | 112 | 150 | 15 | 0.93 | 4000 | 70
PG7VX7UU | JEC Energy Savings | JEC | JEC-XA-HB3-120W-4000K-90D | Indoor Luminaires | High-Bay | High-Bay Luminaires for Commercial and Industrial Buildings | Standard | FALSE | [9 empty] | 42563 | Dimmable | Continuous Below 10 | No |  | 3 | 14040 | 117 | 120 | 15 | 0.93 | 4000 | 70
P1H1B7S1 | JEC Energy Savings | JEC | JEC-XA-HB3-120W-4000K-120D | Indoor Luminaires | High-Bay | High-Bay Luminaires for Commercial and Industrial Buildings | Standard | FALSE | [9 empty] | 42563 | Dimmable | Continuous Below 10 | No |  | 3 | 13440 | 112 | 120 | 15 | 0.93 | 4000 | 70
PP82EZ81 | JEC Energy Savings | JEC | JEC-XA-HB3-120W-4000K-50D | Indoor Luminaires | High-Bay | High-Bay Luminaires for Commercial and Industrial Buildings | Standard | FALSE | [9 empty] | 42563 | Dimmable | Continuous Below 10 | No |  | 3 | 13200 | 110 | 120 | 15 | 0.93 | 4000 | 70
PJN7EEHC | JEC Energy Savings | JEC | JEC-XA-HB3-100W-4000K-120D | Indoor Luminaires | High-Bay | High-Bay Luminaires for Commercial and Industrial Buildings | Standard | FALSE | [9 empty] | 42563 | Dimmable | Continuous Below 10 | No |  | 3 | 11500 | 115 | 100 | 15 | 0.93 | 4000 | 70
PES43HTX | JEC Energy Savings | JEC | JEC-XA-HB3-100W-4000K-90D | Indoor Luminaires | High-Bay | High-Bay Luminaires for Commercial and Industrial Buildings | Standard | FALSE | [9 empty] | 42563 | Dimmable | Continuous Below 10 | No |  | 3 | 11500 | 115 | 100 | 15 | 0.93 | 4000 | 70
P75HDHGU | JEC Energy Savings | JEC | JEC-XA-HB3-100W-4000K-50D | Indoor Luminaires | High-Bay | High-Bay Luminaires for Commercial and Industrial Buildings | Standard | FALSE | [9 empty] | 42563 | Dimmable | Continuous Below 10 | No |  | 3 | 11400 | 114 | 100 | 15 | 0.93 | 4000 | 70
PC6ZPWTC | Stanpro Lighting Systems Inc. | Stanpro | L1EPH-48LS2-W/40K | Indoor Luminaires | High-Bay | High-Bay Luminaires for Commercial and Industrial Buildings | Premium | TRUE | 37301 | 116.8 | 319.2 | 8.6 | 0.971 | 4189 | 84 | 5 | 50000 | 42562 |  |  | No |  | 3.1 | 38558.4 | 120.5 | 320 | 8.6 | 0.971 | 4000 | 80
PJAYMRZX | Stanpro Lighting Systems Inc. | Stanpro | L1EPH-48LS1-W/40K | Indoor Luminaires | High-Bay | High-Bay Luminaires for Commercial and Industrial Buildings | Premium | TRUE | 25161 | 117.1 | 214.9 | 9.2 | 0.969 | 4197 | 84 | 5 | 50000 | 42562 |  |  | No |  | 3.1 | 26665.4 | 121.2 | 220 | 9.2 | 0.969 | 4000 | 80
PQVJX4FT | CNA International Enterprises Inc. | CNA | HB160W40KHPD | Indoor Luminaires | High-Bay | High-Bay Luminaires for Commercial and Industrial Buildings | Standard | TRUE | 22007.54 | 132.6 | 165.97 | 14.36 | 0.9403 | 3973 | 83.1 | 5 | 100000 | 42562 |  |  | Yes |  | 3.1 | 22000 | 138 | 160 | 15 | 0.9 | 4000 | 82
PX7DTP9H | Nuwave LLC | ALSET | LB-8L-30K-UL | Indoor Luminaires | High-Bay | High-Bay Luminaires for Commercial and Industrial Buildings | Premium | TRUE | 9366.8 | 128.99 | 72.62 | 10.56 | 0.903 | 2957 | 82.6 | 7 | 50000 | 42562 |  |  | No |  | 4 | 9366.8 | 128.99 | 72.62 | 10.56 | 0.9 | 3000 | 82.6
PBXM63T3 | UNIVERSELITE CO.LTD. | N/A | LEDGC120W004B(3000K) | Indoor Luminaires | High-Bay | High-Bay Luminaires for Commercial and Industrial Buildings | Standard | TRUE | 14575 | 119.66 | 121.8 | 17.72 | 0.9021 | 3002 | 72.5 | 5 | 50000 | 42562 |  |  | No |  | 4 | 14575 | 119.66 | 121.8 | 17.72 | 0.9 | 3000 | 72.5
PK6ZH2EA | Nuwave LLC | ALSET | LB-8L-57K-UL | Indoor Luminaires | High-Bay | High-Bay Luminaires for Commercial and Industrial Buildings | Premium | FALSE | [9 empty] | 42562 |  |  | No |  | 4 | 9982 | 135.5 | 73.67 | 10.38 | 0.9 | 5700 | 83.7
PKZNWKZF | Nuwave LLC | ALSET | LB-8L-50K-UL | Indoor Luminaires | High-Bay | High-Bay Luminaires for Commercial and Industrial Buildings | Premium | FALSE | [9 empty] | 42562 |  |  | No |  | 4 | 9859 | 134.79 | 73.15 | 10.56 | 0.9 | 5000 | 82.6
PGY38BW2 | Nuwave LLC | ALSET | LB-8L-45K-UL | Indoor Luminaires | High-Bay | High-Bay Luminaires for Commercial and Industrial Buildings | Premium | FALSE | [9 empty] | 42562 |  |  | No |  | 4 | 9736 | 133.1 | 73.15 | 10.56 | 0.9 | 4500 | 82.6
PFBNB1HV | Nuwave LLC | ALSET | LB-8L-40K-UL | Indoor Luminaires | High-Bay | High-Bay Luminaires for Commercial and Industrial Buildings | Premium | FALSE | [9 empty] | 42562 |  |  | No |  | 4 | 9613 | 131.42 | 73.15 | 10.56 | 0.9 | 4000 | 82.6
PXGTUVBA | Nuwave LLC | ALSET | LB-8L-35K-UL | Indoor Luminaires | High-Bay | High-Bay Luminaires for Commercial and Industrial Buildings | Premium | FALSE | [9 empty] | 42562 |  |  | No |  | 4 | 9490 | 129.74 | 73.15 | 10.56 | 0.9 | 3500 | 82.6
P8ZBGP9M | CNA International Enterprises Inc. | CNA | HB160W50KHPD | Indoor Luminaires | High-Bay | High-Bay Luminaires for Commercial and Industrial Buildings | Standard | FALSE | [9 empty] | 42562 |  |  | Yes |  | 3.1 | 22200 | 139 | 160 | 15 | 0.9 | 5000 | 82
PPYZVVQ4 | UNIVERSELITE CO.LTD. | N/A | LEDGC120W004B(5700K) | Indoor Luminaires | High-Bay | High-Bay Luminaires for Commercial and Industrial Buildings | Standard | FALSE | [9 empty] | 42562 | Not Dimmable | Not Dimmable | No |  | 4 | 15577 | 127.68 | 122 | 17.82 | 0.9 | 5700 | 73.9
PM4H9HX1 | UNIVERSELITE CO.LTD. | N/A | LEDGC120W004B(5000K) | Indoor Luminaires | High-Bay | High-Bay Luminaires for Commercial and Industrial Buildings | Standard | FALSE | [9 empty] | 42562 | Not Dimmable | Not Dimmable | No |  | 4 | 15377 | 126.14 | 121.9 | 17.72 | 0.9 | 5000 | 72.5
PCPZYK9H | UNIVERSELITE CO.LTD. | N/A | LEDGC120W004B(4500K) | Indoor Luminaires | High-Bay | High-Bay Luminaires for Commercial and Industrial Buildings | Standard | FALSE | [9 empty] | 42562 | Not Dimmable | Not Dimmable | No |  | 4 | 15176 | 124.5 | 121.9 | 17.72 | 0.9 | 4500 | 72.5
PWJ7HNP6 | UNIVERSELITE CO.LTD. | N/A | LEDGC120W004B(4000K) | Indoor Luminaires | High-Bay | High-Bay Luminaires for Commercial and Industrial Buildings | Standard | FALSE | [9 empty] | 42562 | Not Dimmable | Not Dimmable | No |  | 4 | 14976 | 122.85 | 121.9 | 17.72 | 0.9 | 4000 | 72.5
PP4QBVZS | UNIVERSELITE CO.LTD. | N/A | LEDGC120W004B(3500K) | Indoor Luminaires | High-Bay | High-Bay Luminaires for Commercial and Industrial Buildings | Standard | FALSE | [9 empty] | 42562 | Not Dimmable | Not Dimmable | No |  | 4 | 14775 | 121.21 | 121.9 | 17.72 | 0.9 | 3500 | 72.5
PW4MJTDB | SHENZHEN FD LIGHTECH CO.LTD | FD Lightech | FD-A100*-DE | Indoor Luminaires | High-Bay | High-Bay Luminaires for Commercial and Industrial Buildings | Standard | TRUE | 11413.3 | 116.21 | 98.21 | 10.59 | 0.97 | 5394 | 85 | 5 | 50000 | 42559 |  |  | No |  | 4 | 11500 | 115 | 100 | 20 | 0.9 | 5700 | 80
PGZ94JDC | Sigma Luminous | Sigma ICE | ICE-CD40-400W-30KF | Indoor Luminaires | High-Bay | High-Bay Luminaires for Commercial and Industrial Buildings | Standard | TRUE | 34314 | 88.1 | 380.5 | 19.64 | 0.958 | 3117 | 80.2 | 5 | 50000 | 42559 |  |  | No |  | 3.1 | 34303 | 88.2 | 389.1 | 10.71 | 0.99 | 3117 | 80.2
PJH9BJV5 | XtraLight Manufacturing Ltd. | XtraLight | LEB2-22500L-40K-DIM-S-[EMAOSOOSPNDBLANK] | Indoor Luminaires | High-Bay | High-Bay Luminaires for Commercial and Industrial Buildings | Standard | TRUE | 20232 | 96.24 | 210.23 | 5.61 | 0.957 | 4052 | 71.84 | 10 | 100000 | 42559 |  |  | Yes |  | 3.1 | 19965.22 | 96.22 | 207.5 | 2.76 | 1 | 4000 | 70
PZQRQNPD | XtraLight Manufacturing Ltd. | XtraLight | LEB2-19000L-40K-DIM-S-[EMAOSOOSPNDBLANK] | Indoor Luminaires | High-Bay | High-Bay Luminaires for Commercial and Industrial Buildings | Premium | TRUE | 16554 | 106.85 | 154.93 | 7.64 | 0.956 | 3946 | 70.6 | 10 | 100000 | 42559 |  |  | Yes |  | 3.1 | 16554 | 106.9 | 154.93 | 6.24 | 1 | 3946 | 70.6
PFJW55F1 | XtraLight Manufacturing Ltd. | XtraLight | LEB2-19000L-50K-UNV-N-[EMAOSOOSPNDBLANK] | Indoor Luminaires | High-Bay | High-Bay Luminaires for Commercial and Industrial Buildings | Premium | TRUE | 18971 | 119.88 | 158.25 | 8.28 | 0.955 | 5053 | 71.47 | 10 | 100000 | 42559 |  |  | Yes |  | 3.1 | 18971 | 119.8 | 158.25 | 3.3 | 1 | 5053 | 71.47
P53VFEFE | Sigma Luminous | Sigma ICE | ICE-CD40-400W-57KF | Indoor Luminaires | High-Bay | High-Bay Luminaires for Commercial and Industrial Buildings | Standard | TRUE | 33901 | 88.2 | 374.5 | 20.48 | 0.955 | 5486 | 83.1 | 5 | 50000 | 42559 |  |  | No |  | 3.1 | 33903 | 88.2 | 384.5 | 10.42 | 0.99 | 5486 | 83.12
PGTHFGQE | CCD Lighting Inc | CCD LIGHITNG | CCD-HB-240-25-NON | Indoor Luminaires | High-Bay | High-Bay Luminaires for Commercial and Industrial Buildings | Standard | TRUE | 28090.12 | 114.481 | 245.37 | 12.36 | 0.9537 | 4890 | 73.6 | 5 | 50000 | 42559 |  |  | No |  | 3.1 | 28090.12 | 114.481 | 245.37 | 12.36 | 0.999 | 4890 | 73.6
PC9D25X2 | CCD Lighting Inc | CCD LIGHITNG | CCD-HB-150-25-NON | Indoor Luminaires | High-Bay | High-Bay Luminaires for Commercial and Industrial Buildings | Standard | TRUE | 17237.3 | 112.018 | 153.88 | 10.25 | 0.9352 | 4919 | 73.3 | 5 | 50000 | 42559 |  |  | No |  | 4 | 17237.3 | 112.018 | 153.88 | 10.25 | 0.999 | 4919 | 73.3
PFYFKVRH | SHENZHEN FD LIGHTECH CO.LTD | FD Lightech | FD-A180*-DE | Indoor Luminaires | High-Bay | High-Bay Luminaires for Commercial and Industrial Buildings | Standard | TRUE | 20854.13 | 117.44 | 177.58 | 22.7 | 0.894 | 5452 | 85 | 5 | 50000 | 42559 |  |  | No |  | 4 | 20700 | 115 | 180 | 20 | 0.9 | 5700 | 80
PBK2XZJ4 | CCD Lighting Inc | CCD LIGHITNG | CCD-HB-150-25-STP | Indoor Luminaires | High-Bay | High-Bay Luminaires for Commercial and Industrial Buildings | Standard | FALSE | [9 empty] | 42559 |  |  | No |  | 4 | 17237.3 | 112.018 | 153.88 | 10.25 | 0.999 | 4919 | 73.3
PVKTXSUM | CCD Lighting Inc | CCD LIGHITNG | CCD-HB-150-25-CTN | Indoor Luminaires | High-Bay | High-Bay Luminaires for Commercial and Industrial Buildings | Standard | FALSE | [9 empty] | 42559 |  |  | No |  | 4 | 17237.3 | 112.018 | 153.88 | 10.25 | 0.999 | 4919 | 73.3
P4E5ZH6N | CCD Lighting Inc | CCD LIGHITNG | CCD-HB-240-25-STP | Indoor Luminaires | High-Bay | High-Bay Luminaires for Commercial and Industrial Buildings | Standard | FALSE | [9 empty] | 42559 |  |  | No |  | 3.1 | 28090.12 | 114.481 | 245.37 | 12.36 | 0.999 | 4890 | 73.6
P2SXQ8RR | CCD Lighting Inc | CCD LIGHITNG | CCD-HB-240-25-CTN | Indoor Luminaires | High-Bay | High-Bay Luminaires for Commercial and Industrial Buildings | Standard | FALSE | [9 empty] | 42559 |  |  | No |  | 3.1 | 28090.12 | 114.481 | 245.37 | 12.36 | 0.999 | 4890 | 73.6
PAKEQW6J | XtraLight Manufacturing Ltd. | XtraLight | LEB2-22500L-50K-DIM-N-[EMAOSOOSPNDBLANK] | Indoor Luminaires | High-Bay | High-Bay Luminaires for Commercial and Industrial Buildings | Standard | FALSE | [9 empty] | 42559 |  |  | Yes |  | 3.1 | 22632 | 106.1 | 213.29 | 2.67 | 1 | 5126 | 71.79
PSBNPPMN | XtraLight Manufacturing Ltd. | XtraLight | LEB2-22500L-50K-DIM-S-[EMAOSOOSPNDBLANK] | Indoor Luminaires | High-Bay | High-Bay Luminaires for Commercial and Industrial Buildings | Standard | FALSE | [9 empty] | 42559 |  |  | Yes |  | 3.1 | 21434 | 101.2 | 211.7 | 2.76 | 1 | 5106 | 71.77
PUZ2DU1K | XtraLight Manufacturing Ltd. | XtraLight | LEB2-19000L-50K-UNV-S-[EMAOSOOSPNDBLANK] | Indoor Luminaires | High-Bay | High-Bay Luminaires for Commercial and Industrial Buildings | Premium | FALSE | [9 empty] | 42559 |  |  | Yes |  | 3.1 | 17771.83 | 112.44 | 158.06 | 6.24 | 1 | 5000 | 70
PQBN9HWF | XtraLight Manufacturing Ltd. | XtraLight | LEB2-22500L-40K-DIM-N-[EMAOSOOSPNDBLANK] | Indoor Luminaires | High-Bay | High-Bay Luminaires for Commercial and Industrial Buildings | Standard | FALSE | [9 empty] | 42559 |  |  | Yes |  | 3.1 | 21081.13 | 100.87 | 208.98 | 2.76 | 1 | 4000 | 70
P7SQ74ME | XtraLight Manufacturing Ltd. | XtraLight | LEB2-19000L-40K-DIM-N-[EMAOSOOSPNDBLANK] | Indoor Luminaires | High-Bay | High-Bay Luminaires for Commercial and Industrial Buildings | Premium | FALSE | [9 empty] | 42559 |  |  | Yes |  | 3.1 | 17671 | 113.9 | 155.09 | 6.22 | 1 | 3957 | 70.64
P5268MSC | Sigma Luminous | Sigma ICE | ICE-CD40-400W-50K90 | Indoor Luminaires | High-Bay | High-Bay Luminaires for Commercial and Industrial Buildings | Standard | FALSE | [9 empty] | 42559 |  |  | No |  | 3 | 43688 | 112.2 | 389.5 | 10.57 | 0.99 | 5023 | 81.7
PGKAD7V8 | Sigma Luminous | Sigma ICE | ICE-CD40-400W-50KF | Indoor Luminaires | High-Bay | High-Bay Luminaires for Commercial and Industrial Buildings | Standard | FALSE | [9 empty] | 42559 |  |  | No |  | 3 | 34276 | 88.61 | 386.8 | 10.57 | 0.99 | 5023 | 81.7
PEWGTKHU | Sigma Luminous | Sigma ICE | ICE-CD40-400W-40K90 | Indoor Luminaires | High-Bay | High-Bay Luminaires for Commercial and Industrial Buildings | Standard | FALSE | [9 empty] | 42559 |  |  | No |  | 3 | 44203 | 113.5 | 389.5 | 10.57 | 0.99 | 4023 | 81.7
PV6MYMBK | Sigma Luminous | Sigma ICE | ICE-CD40-400W-40KF | Indoor Luminaires | High-Bay | High-Bay Luminaires for Commercial and Industrial Buildings | Standard | FALSE | [9 empty] | 42559 |  |  | No |  | 3 | 34680 | 89.66 | 386.8 | 10.57 | 0.99 | 4023 | 81.7
PEPNEKS9 | Sigma Luminous | Sigma ICE | ICE-CD40-400W-30K90 | Indoor Luminaires | High-Bay | High-Bay Luminaires for Commercial and Industrial Buildings | Standard | FALSE | [9 empty] | 42559 |  |  | No |  | 3 | 43722 | 110.7 | 394.9 | 10.57 | 0.99 | 3117 | 80.2
PGVQ42DV | Orion Energy Systems Inc | Apollo | VTON14B1UNVFDXXSTFR850XXXXXXXXXXXXXX | Indoor Luminaires | High-Bay | Low-Bay Luminaires for Commercial and Industrial Buildings | Premium | TRUE | 6580.3 | 138.9 | 47.35 | 8.26 | 0.965 | 5159 | 84.2 | 5 | 50000 | 42558 |  |  | Yes |  | 4 | 6580.3 | 138.9715 | 47.35 | 8.26 | 0.965 | 5159 | 84.2
PHM62QC5 | Orion Energy Systems Inc | Apollo | VTOD14E1UNVFDXXSTFR850XXXXXXXXXXXXXX | Indoor Luminaires | High-Bay | High-Bay Luminaires for Commercial and Industrial Buildings | Premium | TRUE | 31239.2 | 146 | 213.93 | 13.684 | 0.959 | 5168 | 84.1 | 5 | 50000 | 42558 |  |  | Yes |  | 4 | 31239.2 | 146.0253 | 213.93 | 13.684 | 0.959 | 5168 | 84.1
PVPUC86E | XtraLight Manufacturing Ltd. | XtraLight | LEB4-35000L-40K-UNV-S-[AOSOOSPND] | Indoor Luminaires | High-Bay | High-Bay Luminaires for Commercial and Industrial Buildings | Premium | TRUE | 34355 | 109.02 | 315.13 | 7.98 | 0.956 | 3963 | 71.88 | 10 | 100000 | 42558 |  |  | Yes |  | 3.1 | 34355 | 109 | 315.13 | 6.23 | 1 | 3963 | 71.88
PQEK61ET | Aimlite Lighting Products | AimLite | R2H-LA1-8/40K | Indoor Luminaires | High-Bay | High-Bay Luminaires for Commercial and Industrial Buildings | Premium | TRUE | 21446.27 | 111.92 | 191.63 | 13.6 | 0.954 | 3972 | 82.1 | 5 | 50000 | 42558 |  |  | No |  | 3.1 | 22000 | 110 | 200 | 20 | 0.9 | 4000 | 80
P4JMWEXU | XtraLight Manufacturing Ltd. | XtraLight | LEB4-44500L-40K-DIM-S-[AOSOOSPND] | Indoor Luminaires | High-Bay | High-Bay Luminaires for Commercial and Industrial Buildings | Standard | TRUE | 40848 | 96.71 | 422.36 | 5.41 | 0.952 | 4041 | 71.73 | 10 | 100000 | 42558 |  |  | Yes |  | 3.1 | 40986.55 | 96.94 | 422.81 | 2.99 | 1 | 4000 | 70
P9VGAZ89 | XtraLight Manufacturing Ltd. | XtraLight | LEB4-44500L-50K-DIM-N-[AOSOOSPND] | Indoor Luminaires | High-Bay | High-Bay Luminaires for Commercial and Industrial Buildings | Standard | TRUE | 44726 | 105.71 | 423.12 | 6.01 | 0.951 | 5103 | 72.88 | 10 | 100000 | 42558 |  |  | Yes |  | 3.1 | 44726 | 105.7 | 423.14 | 6.01 | 0.95 | 5103 | 72.88
P3D5VHWQ | GE Lighting Solutions | Lumination | LIS[CI]4B[0D]52D1P35Vxxxxxxxxx | Indoor Luminaires | High-Bay | Low-Bay Luminaires for Commercial and Industrial Buildings | Standard | TRUE | 5046 | 122 | 41.4 | 11.4 | 0.95 | 3390 | 91.5 | 5 | 90000 | 42558 |  |  | Yes |  | 4 | 5000 | 116 | 43 | 20 | 0.9 | 3500 | 90
PDWCVW8U | Orion Energy Systems Inc | Apollo | VTON14D1UNVFDXXSTFR850XXXXXXXXXXXXXX | Indoor Luminaires | High-Bay | High-Bay Luminaires for Commercial and Industrial Buildings | Premium | TRUE | 12554.2 | 141.3 | 88.86 | 14.706 | 0.948 | 5183 | 84.4 | 5 | 50000 | 42558 |  |  | Yes |  | 4 | 12554.2 | 141.2807 | 88.86 | 14.706 | 0.948 | 5183 | 84.4
PGHXWU76 | Orion Energy Systems Inc | Apollo | VTOD14F1UNVFDXXSTFR850XXXXXXXXXXXXXX | Indoor Luminaires | High-Bay | High-Bay Luminaires for Commercial and Industrial Buildings | Standard | TRUE | 36246.1 | 152 | 238.38 | 15.6 | 0.94 | 5168 | 84.3 | 5 | 50000 | 42558 |  |  | Yes |  | 4 | 36246.1 | 152.0518 | 238.38 | 15.6 | 0.94 | 5168 | 84.3
PS2PSNT4 | Shenzhen Betop Electronics CoLtd | Betop | BT-IF100W-600 (4000K) | Indoor Luminaires | High-Bay | High-Bay Luminaires for Commercial and Industrial Buildings | Standard | TRUE | 12870.59 | 125.64 | 102.44 | 9.116 | 0.939 | 4152 | 82.7 | 5 | 50000 | 42558 |  |  | No |  | 4 | 12870 | 125 | 102 | 9 | 0.94 | 4000 | 82
P7R622KT | Orion Energy Systems Inc | Apollo | VTOD14C1UNVFDXXSTFR850XXXXXXXXXXXXXX | Indoor Luminaires | High-Bay | High-Bay Luminaires for Commercial and Industrial Buildings | Premium | TRUE | 20768.6 | 150.1 | 138.35 | 12.529 | 0.934 | 5147 | 84.4 | 5 | 50000 | 42558 |  |  | Yes |  | 4 | 20768.6 | 150.1164 | 138.35 | 12.529 | 0.934 | 5146 | 84.4
PP1Z28HD | NUR MANUFACTURING | NUR | HBY-GENESIS-240W-4000K | Indoor Luminaires | High-Bay | High-Bay Luminaires for Commercial and Industrial Buildings | Premium | TRUE | 27477 | 120.72 | 227.6 | 14.21 | 0.9189 | 3893 | 71.4 | 5 | 50000 | 42558 |  |  | No |  | 3.1 | 27477 | 120.72 | 227.6 | 14.21 | 0.9189 | 4000 | 71.4
P3SGKBTY | NUR MANUFACTURING | NUR | HBY-GENESIS-240W-5000K | Indoor Luminaires | High-Bay | High-Bay Luminaires for Commercial and Industrial Buildings | Premium | FALSE | [9 empty] | 42558 |  |  | No |  | 3.1 | 28757.33 | 126.79 | 226.8 | 14.77 | 0.9123 | 5000 | 71.9
PHAYJANK | NUR MANUFACTURING | NUR | HBY-GENESIS-150W-5000K | Indoor Luminaires | High-Bay | High-Bay Luminaires for Commercial and Industrial Buildings | Premium | FALSE | [9 empty] | 42558 |  |  | No |  | 3.1 | 19627.53 | 135.83 | 144.5 | 14.12 | 0.9324 | 5000 | 71.5
PRPWM7RS | NUR MANUFACTURING | NUR | HBY-GENESIS-150W-5000K | Indoor Luminaires | High-Bay | High-Bay Luminaires for Commercial and Industrial Buildings | Premium | FALSE | [9 empty] | 42558 |  |  | No |  | 3.1 | 19055.85 | 131.87 | 144.5 | 14.12 | 0.9324 | 5000 | 71.5
PPQXX8M2 | NUR MANUFACTURING | NUR | HBY-GENESIS-240W-5000K | Indoor Luminaires | High-Bay | High-Bay Luminaires for Commercial and Industrial Buildings | Premium | FALSE | [9 empty] | 42558 |  |  | No |  | 3.1 | 27908.5 | 122.62 | 227.6 | 14.21 | 0.9189 | 5000 | 71.4
PD8X7P7N | XtraLight Manufacturing Ltd. | XtraLight | LEB4-44500L-50K-DIM-S-[AOSOOSPND] | Indoor Luminaires | High-Bay | High-Bay Luminaires for Commercial and Industrial Buildings | Standard | FALSE | [9 empty] | 42558 |  |  | Yes |  | 3.1 | 41772 | 99 | 421.8 | 3 | 1 | 5050 | 72.94
PJ1CPYZ8 | XtraLight Manufacturing Ltd. | XtraLight | LEB4-35000L-50K-UNV-N-[AOSOOSPND] | Indoor Luminaires | High-Bay | High-Bay Luminaires for Commercial and Industrial Buildings | Premium | FALSE | [9 empty] | 42558 |  |  | Yes |  | 3.1 | 37092 | 117.4 | 315.95 | 5.68 | 1 | 5019 | 73.09
PS7HU2KS | XtraLight Manufacturing Ltd. | XtraLight | LEB4-35000L-50K-UNV-S-[AOSOOSPND] | Indoor Luminaires | High-Bay | High-Bay Luminaires for Commercial and Industrial Buildings | Premium | FALSE | [9 empty] | 42558 |  |  | Yes |  | 3.1 | 34904 | 110.6 | 315.71 | 6.16 | 1 | 4969 | 73.04
PJ21QRBP | XtraLight Manufacturing Ltd. | XtraLight | LEB4-44500L-40K-DIM-N-[AOSOOSPND] | Indoor Luminaires | High-Bay | High-Bay Luminaires for Commercial and Industrial Buildings | Standard | FALSE | [9 empty] | 42558 |  |  | Yes |  | 3.1 | 43885 | 103.5 | 424.03 | 2.99 | 1 | 4047 | 71.84
P4PY57QJ | XtraLight Manufacturing Ltd. | XtraLight | LEB4-35000L-40K-UNV-N-[AOSOOSPND] | Indoor Luminaires | High-Bay | High-Bay Luminaires for Commercial and Industrial Buildings | Premium | FALSE | [9 empty] | 42558 |  |  | Yes |  | 3.1 | 36394.55 | 114.96 | 316.59 | 2.99 | 1 | 4000 | 70
PZSG6QWZ | Orion Energy Systems Inc | Apollo | VTON18G1UNVNDXXSTFR850XXXXXXXXXXXXXX | Indoor Luminaires | High-Bay | High-Bay Luminaires for Commercial and Industrial Buildings | Premium | FALSE | [9 empty] | 42558 |  |  | Yes |  | 4 | 25108.4 | 141.2807 | 177.72 | 14.706 | 0.948 | 5183 | 84.4
P2EJYGF6 | Orion Energy Systems Inc | Apollo | VTON14D1UNVNDXXSTFR850XXXXXXXXXXXXXX | Indoor Luminaires | High-Bay | High-Bay Luminaires for Commercial and Industrial Buildings | Premium | FALSE | [9 empty] | 42558 |  |  | Yes |  | 4 | 12554.2 | 141.2807 | 88.86 | 14.706 | 0.948 | 5183 | 84.4
PV4483XU | Orion Energy Systems Inc | Apollo | VTON18G1UNVFDXXSTFR850XXXXXXXXXXXXXX | Indoor Luminaires | High-Bay | High-Bay Luminaires for Commercial and Industrial Buildings | Premium | FALSE | [9 empty] | 42558 |  |  | Yes |  | 4 | 25108.4 | 141.2807 | 177.72 | 14.706 | 0.948 | 5183 | 84.4
PMUH2B7T | Orion Energy Systems Inc | Apollo | VTON18E1UNVNDXXSTFR850XXXXXXXXXXXXXX | Indoor Luminaires | High-Bay | High-Bay Luminaires for Commercial and Industrial Buildings | Premium | FALSE | [9 empty] | 42558 |  |  | Yes |  | 4 | 15703 | 147.6956 | 106.32 | 13.751 | 0.958 | 5173 | 84.1
PU4KVD6P | Orion Energy Systems Inc | Apollo | VTON18E1UNVFDXXSTFR850XXXXXXXXXXXXXX | Indoor Luminaires | High-Bay | High-Bay Luminaires for Commercial and Industrial Buildings | Premium | FALSE | [9 empty] | 42558 |  |  | Yes |  | 4 | 15703 | 147.6956 | 106.32 | 13.751 | 0.958 | 5173 | 84.1
PC7JDQ8Z | Orion Energy Systems Inc | Apollo | VTOD14F1UNVNDXXSTFR850XXXXXXXXXXXXXX | Indoor Luminaires | High-Bay | High-Bay Luminaires for Commercial and Industrial Buildings | Standard | FALSE | [9 empty] | 42558 |  |  | Yes |  | 4 | 36246.1 | 152.0518 | 238.38 | 15.6 | 0.94 | 5168 | 84.3
P2MT5PBU | Orion Energy Systems Inc | Apollo | VTOD14E1UNVNDXXSTFR850XXXXXXXXXXXXXX | Indoor Luminaires | High-Bay | High-Bay Luminaires for Commercial and Industrial Buildings | Premium | FALSE | [9 empty] | 42558 |  |  | Yes |  | 4 | 31239.2 | 146.0253 | 213.93 | 13.684 | 0.959 | 5168 | 84.1
PAD3NGS3 | Orion Energy Systems Inc | Apollo | VTON14B1UNVNDXXSTFR850XXXXXXXXXXXXXX | Indoor Luminaires | High-Bay | Low-Bay Luminaires for Commercial and Industrial Buildings | Premium | FALSE | [9 empty] | 42558 |  |  | Yes |  | 4 | 6580.3 | 138.9715 | 47.35 | 8.26 | 0.965 | 5159 | 84.2
PA6BD3P6 | Orion Energy Systems Inc | Apollo | VTOD14C1UNVNDXXSTFR850XXXXXXXXXXXXXX | Indoor Luminaires | High-Bay | High-Bay Luminaires for Commercial and Industrial Buildings | Premium | FALSE | [9 empty] | 42558 |  |  | Yes |  | 4 | 20768.6 | 150.1164 | 138.35 | 12.529 | 0.934 | 5146 | 84.4
P58NEKG2 | Orion Energy Systems Inc | Apollo | VTOD14D1UNVNDXXSTFR850XXXXXXXXXXXXXX | Indoor Luminaires | High-Bay | High-Bay Luminaires for Commercial and Industrial Buildings | Premium | FALSE | [9 empty] | 42558 |  |  | Yes |  | 4 | 24620.1 | 153.3485 | 160.55 | 15.413 | 0.94 | 5134 | 84
PDVXYK6M | Orion Energy Systems Inc | Apollo | VTOD14D1UNVFDXXSTFR850XXXXXXXXXXXXXX | Indoor Luminaires | High-Bay | High-Bay Luminaires for Commercial and Industrial Buildings | Premium | FALSE | [9 empty] | 42558 |  |  | Yes |  | 4 | 24620.1 | 153.3485 | 160.55 | 15.413 | 0.94 | 5134 | 84
P2HW3K9T | Orion Energy Systems Inc | Apollo | VTON18F1UNVNDXXSTFR850XXXXXXXXXXXXXX | Indoor Luminaires | High-Bay | High-Bay Luminaires for Commercial and Industrial Buildings | Premium | FALSE | [9 empty] | 42558 |  |  | Yes |  | 4 | 19523.8 | 142.9477 | 136.58 | 12.468 | 0.93 | 5127 | 84
PSVG7QUX | Orion Energy Systems Inc | Apollo | VTON14C1UNVNDXXSTFR850XXXXXXXXXXXXXX | Indoor Luminaires | High-Bay | Low-Bay Luminaires for Commercial and Industrial Buildings | Premium | FALSE | [9 empty] | 42558 |  |  | Yes |  | 4 | 9761.9 | 142.9477 | 68.29 | 12.468 | 0.93 | 5127 | 84
PGB9K77F | Orion Energy Systems Inc | Apollo | VTON18F1UNVFDXXSTFR850XXXXXXXXXXXXXX | Indoor Luminaires | High-Bay | High-Bay Luminaires for Commercial and Industrial Buildings | Premium | FALSE | [9 empty] | 42558 |  |  | Yes |  | 4 | 19523.8 | 142.9477 | 136.58 | 12.468 | 0.93 | 5127 | 84
PCPUTZ8D | Orion Energy Systems Inc | Apollo | VTON14C1UNVFDXXSTFR850XXXXXXXXXXXXXX | Indoor Luminaires | High-Bay | Low-Bay Luminaires for Commercial and Industrial Buildings | Premium | FALSE | [9 empty] | 42558 |  |  | Yes |  | 4 | 9761.9 | 142.9477 | 68.29 | 12.468 | 0.93 | 5127 | 84
PJRUR97Q | GE Lighting Solutions | Lumination | LIS[CI]8B[0D]A0D8P40Vxxxxxxxxx | Indoor Luminaires | High-Bay | Low-Bay Luminaires for Commercial and Industrial Buildings | Standard | FALSE | [9 empty] | 42558 |  |  | Yes |  | 4 | 10400 | 124 | 84 | 20 | 0.9 | 4000 | 90
PE8Y339G | GE Lighting Solutions | Lumination | LIS[CI]8B[0D]A0D1P40Vxxxxxxxxx | Indoor Luminaires | High-Bay | Low-Bay Luminaires for Commercial and Industrial Buildings | Standard | FALSE | [9 empty] | 42558 |  |  | Yes |  | 4 | 10400 | 124 | 84 | 20 | 0.9 | 4000 | 90
P7N522MY | GE Lighting Solutions | Lumination | LIS[CI]8B[0D]A0D9P40Vxxxxxxxxx | Indoor Luminaires | High-Bay | Low-Bay Luminaires for Commercial and Industrial Buildings | Standard | FALSE | [9 empty] | 42558 |  |  | Yes |  | 4 | 10400 | 124 | 84 | 20 | 0.9 | 4000 | 90
PR7KWGS2 | GE Lighting Solutions | Lumination | LIS[CI]8B[0D]84D1P40Vxxxxxxxxx | Indoor Luminaires | High-Bay | Low-Bay Luminaires for Commercial and Industrial Buildings | Standard | FALSE | [9 empty] | 42558 |  |  | Yes |  | 4 | 8400 | 127 | 66 | 20 | 0.9 | 4000 | 90
PR6K5CZZ | GE Lighting Solutions | Lumination | LIS[CI]8B[0D]84D9P40Vxxxxxxxxx | Indoor Luminaires | High-Bay | Low-Bay Luminaires for Commercial and Industrial Buildings | Standard | FALSE | [9 empty] | 42558 |  |  | Yes |  | 4 | 8400 | 127 | 66 | 20 | 0.9 | 4000 | 90
P2M957T8 | GE Lighting Solutions | Lumination | LIS[CI]8B[0D]84D8P40Vxxxxxxxxx | Indoor Luminaires | High-Bay | Low-Bay Luminaires for Commercial and Industrial Buildings | Standard | FALSE | [9 empty] | 42558 |  |  | Yes |  | 4 | 8400 | 127 | 66 | 20 | 0.9 | 4000 | 90
PNMBV461 | GE Lighting Solutions | Lumination | LIS[CI]4B[0D]52D9P40Vxxxxxxxxx | Indoor Luminaires | High-Bay | Low-Bay Luminaires for Commercial and Industrial Buildings | Standard | FALSE | [9 empty] | 42558 |  |  | Yes |  | 4 | 5200 | 121 | 43 | 20 | 0.9 | 4000 | 90
PHDKZ7TC | GE Lighting Solutions | Lumination | LIS[CI]4B[0D]52D8P40Vxxxxxxxxx | Indoor Luminaires | High-Bay | Low-Bay Luminaires for Commercial and Industrial Buildings | Standard | FALSE | [9 empty] | 42558 |  |  | Yes |  | 4 | 5200 | 121 | 43 | 20 | 0.9 | 4000 | 90
PGXDGFVW | GE Lighting Solutions | Lumination | LIS[CI]4B[0D]52D1P40Vxxxxxxxxx | Indoor Luminaires | High-Bay | Low-Bay Luminaires for Commercial and Industrial Buildings | Standard | FALSE | [9 empty] | 42558 |  |  | Yes |  | 4 | 5200 | 121 | 43 | 20 | 0.9 | 4000 | 90
PQFJP36G | GE Lighting Solutions | Lumination | LIS[CI]8B[0D]A0D1P35Vxxxxxxxxx | Indoor Luminaires | High-Bay | Low-Bay Luminaires for Commercial and Industrial Buildings | Standard | FALSE | [9 empty] | 42558 |  |  | Yes |  | 4 | 9900 | 118 | 84 | 20 | 0.9 | 3500 | 90
PNYHHN9J | GE Lighting Solutions | Lumination | LIS[CI]8B[0D]A0D9P35Vxxxxxxxxx | Indoor Luminaires | High-Bay | Low-Bay Luminaires for Commercial and Industrial Buildings | Standard | FALSE | [9 empty] | 42558 |  |  | Yes |  | 4 | 9900 | 118 | 84 | 20 | 0.9 | 3500 | 90
PJ9UZFT2 | GE Lighting Solutions | Lumination | LIS[CI]8B[0D]A0D8P35Vxxxxxxxxx | Indoor Luminaires | High-Bay | Low-Bay Luminaires for Commercial and Industrial Buildings | Standard | FALSE | [9 empty] | 42558 |  |  | Yes |  | 4 | 9900 | 118 | 84 | 20 | 0.9 | 3500 | 90
PME8XMUJ | GE Lighting Solutions | Lumination | LIS[CI]8B[0D]84D9P35Vxxxxxxxxx | Indoor Luminaires | High-Bay | Low-Bay Luminaires for Commercial and Industrial Buildings | Standard | FALSE | [9 empty] | 42558 |  |  | Yes |  | 4 | 8000 | 121 | 66 | 20 | 0.9 | 3500 | 90
PAZY15UD | GE Lighting Solutions | Lumination | LIS[CI]8B[0D]84D8P35Vxxxxxxxxx | Indoor Luminaires | High-Bay | Low-Bay Luminaires for Commercial and Industrial Buildings | Standard | FALSE | [9 empty] | 42558 |  |  | Yes |  | 4 | 8000 | 121 | 66 | 20 | 0.9 | 3500 | 90
P39PRU51 | GE Lighting Solutions | Lumination | LIS[CI]8B[0D]84D1P35Vxxxxxxxxx | Indoor Luminaires | High-Bay | Low-Bay Luminaires for Commercial and Industrial Buildings | Standard | FALSE | [9 empty] | 42558 |  |  | Yes |  | 4 | 8000 | 121 | 66 | 20 | 0.9 | 3500 | 90
PNHPQSKY | GE Lighting Solutions | Lumination | LIS[CI]4B[0D]52D9P35Vxxxxxxxxx | Indoor Luminaires | High-Bay | Low-Bay Luminaires for Commercial and Industrial Buildings | Standard | FALSE | [9 empty] | 42558 |  |  | Yes |  | 4 | 5000 | 116 | 43 | 20 | 0.9 | 3500 | 90
PJDK6WZ9 | GE Lighting Solutions | Lumination | LIS[CI]4B[0D]52D8P35Vxxxxxxxxx | Indoor Luminaires | High-Bay | Low-Bay Luminaires for Commercial and Industrial Buildings | Standard | FALSE | [9 empty] | 42558 |  |  | Yes |  | 4 | 5000 | 116 | 43 | 20 | 0.9 | 3500 | 90
P34JYQZC | Shenzhen Betop Electronics CoLtd | Betop | BT-IF150W-600 (5700K) | Indoor Luminaires | High-Bay | High-Bay Luminaires for Commercial and Industrial Buildings | Standard | FALSE | [9 empty] | 42558 | Dimmable | Continuous Below 10 | No |  | 4 | 20641 | 130.5 | 156 | 9 | 0.94 | 5700 | 82
PVVVFUJ1 | Shenzhen Betop Electronics CoLtd | Betop | BT-IF100W-600 (5700K) | Indoor Luminaires | High-Bay | High-Bay Luminaires for Commercial and Industrial Buildings | Standard | FALSE | [9 empty] | 42558 | Dimmable | Continuous Below 10 | No |  | 4 | 13330 | 130 | 102 | 9 | 0.94 | 5700 | 82
PYB32UG4 | Shenzhen Betop Electronics CoLtd | Betop | BT-IF150W-600 (5000K) | Indoor Luminaires | High-Bay | High-Bay Luminaires for Commercial and Industrial Buildings | Standard | FALSE | [9 empty] | 42558 | Dimmable | Continuous Below 10 | No |  | 4 | 20185 | 128 | 156 | 9 | 0.94 | 5000 | 82
PZVKVSYZ | Shenzhen Betop Electronics CoLtd | Betop | BT-IF100W-600 (5000K) | Indoor Luminaires | High-Bay | High-Bay Luminaires for Commercial and Industrial Buildings | Standard | FALSE | [9 empty] | 42558 | Dimmable | Continuous Below 10 | No |  | 4 | 13028 | 127 | 102 | 9 | 0.94 | 5000 | 82
PMWDEVEB | Shenzhen Betop Electronics CoLtd | Betop | BT-IF150W-600 (4000K) | Indoor Luminaires | High-Bay | High-Bay Luminaires for Commercial and Industrial Buildings | Standard | FALSE | [9 empty] | 42558 | Dimmable | Continuous Below 10 | No |  | 4 | 19983 | 127 | 156 | 9 | 0.94 | 4000 | 82
P5YZGRZW | Grandlite International Corp | Grandlite International | LED-467-L9-4K | Indoor Luminaires | High-Bay | High-Bay Luminaires for Commercial and Industrial Buildings | Standard | TRUE | 24458.52 | 114 | 215 | 5 | 1 | 3983 | 73 | 5 | 50000 | 42557 |  |  | No |  | 4 | 24458.52 | 114 | 215 | 5 | 1 | 3983 | 73
PNUV69C9 | Best Lighting Products | BEST LIGHTING | LEDHB110-4K-MV | Indoor Luminaires | High-Bay | High-Bay Luminaires for Commercial and Industrial Buildings | Premium | TRUE | 12990.16 | 124.15 | 104.63 | 7.6 | 0.977 | 3980 | 83.6 | 5 | 90000 | 42557 |  |  | No |  | 3.1 | 14300 | 130 | 110 | 20 | 0.9 | 4000 | 80
P49Z67MF | Best Lighting Products | BEST LIGHTING | LEDHB220-4K-MV | Indoor Luminaires | High-Bay | High-Bay Luminaires for Commercial and Industrial Buildings | Premium | TRUE | 26036.27 | 124.76 | 208.69 | 8 | 0.976 | 4010 | 83.7 | 5 | 90000 | 42557 |  |  | No |  | 3.1 | 28600 | 130 | 220 | 20 | 0.9 | 4000 | 80
PWPGK2Z2 | Best Lighting Products | BEST LIGHTING | LEDHB165-4K-MV | Indoor Luminaires | High-Bay | High-Bay Luminaires for Commercial and Industrial Buildings | Premium | TRUE | 19446.51 | 124.87 | 155.74 | 7.69 | 0.975 | 4006 | 83.6 | 5 | 90000 | 42557 |  |  | No |  | 3.1 | 21450 | 130 | 165 | 20 | 0.9 | 4000 | 80
PK76Y1XD | RDA Lighting Inc. | RDA | FW4-LED80W-120-277V-41K | Indoor Luminaires | High-Bay | Low-Bay Luminaires for Commercial and Industrial Buildings | Standard | TRUE | 6402 | 97.47 | 62.55 | 15.63 | 0.9715 | 4061 | 84.45 |  |  | 42557 |  |  | NotYetVerified |  | 3 | 6507
PSH59J6G | Krut Systems LLC | KRUT LED | KL120HB4K | Indoor Luminaires | High-Bay | High-Bay Luminaires for Commercial and Industrial Buildings | Standard | TRUE | 9710.7 | 82.73 | 117.4 | 9.19 | 0.964 | 4085 | 75.9 | 5 |  | 42557 |  |  | NotYetVerified |  | 3 |  |  | 120
P24MAFU7 | FY Lighting Co. Ltd | Fen Yong | FY-HB-150W-DIM-L40K728B | Indoor Luminaires | High-Bay | High-Bay Luminaires for Commercial and Industrial Buildings | Premium | TRUE | 23579 | 155.5 | 151.6 | 11.2 | 0.96 | 3993 | 81 | 5 | 50000 | 42557 |  |  | No |  | 4 | 20000 | 140 | 150 | 15 | 0.9 | 4000 | 80
PRDBMCJK | FY Lighting Co. Ltd | Fen Yong | FY-HB-100W-DIM-H40K364B | Indoor Luminaires | High-Bay | High-Bay Luminaires for Commercial and Industrial Buildings | Premium | TRUE | 14175.5 | 141.9 | 99.9 | 12 | 0.959 | 3965 | 81.6 | 5 | 50000 | 42557 |  |  | No |  | 4 | 14000 | 140 | 100 | 15 | 0.9 | 4000 | 80
PAYWC6ME | RDA Lighting Inc. | RDA | MODX4-LED230L1-B-5K-CL-BLK-AAA-BBBB | Indoor Luminaires | High-Bay | High-Bay Luminaires for Commercial and Industrial Buildings | Standard | TRUE | 19158 | 87.3 | 219.48 | 14.23 | 0.9537 | 5248 | 84.01 | 5 | 100000 | 42557 |  |  | Yes |  | 3 | 19375 | 87.4 | 221.69 | 8.35 | 0.9445 | 5248 | 84.01
PEYBRFPA | RDA Lighting Inc. | RDA | FW4-LED50W-120-277V-41K | Indoor Luminaires | High-Bay | Low-Bay Luminaires for Commercial and Industrial Buildings | Standard | TRUE | 4931 | 104.4 | 47.24 | 14.93 | 0.9526 | 4059 | 84.65 | 5 | 100000 | 42557 |  |  | NotYetVerified |  | 3 | 4650 | 93 | 50 |  |  | 4100
PG2CHC28 | FY Lighting Co. Ltd | Fen Yong | FY-HB-195W-DIM-H40K728B | Indoor Luminaires | High-Bay | High-Bay Luminaires for Commercial and Industrial Buildings | Premium | TRUE | 27530.4 | 138.81 | 198.3 | 14.1 | 0.951 | 3969 | 81.7 | 5 | 50000 | 42557 |  |  | No |  | 4 | 27000 | 140 | 195 | 15 | 0.9 | 4000 | 80
PRU6KUNA | FY Lighting Co. Ltd | Fen Yong | FY-HB-195W-DIM-L40K728B | Indoor Luminaires | High-Bay | High-Bay Luminaires for Commercial and Industrial Buildings | Premium | TRUE | 28462.8 | 139 | 204.8 | 13.7 | 0.948 | 3991 | 81.6 | 5 | 50000 | 42557 |  |  | No |  | 4 | 28400 | 140 | 195 | 15 | 0.9 | 4000 | 80
PVJ38HV8 | Stanpro Lighting Systems Inc. | Stanpro | L2STL-96LS3-W/35K | Indoor Luminaires | High-Bay | Low-Bay Luminaires for Commercial and Industrial Buildings | Premium | TRUE | 7573.9 | 113.21 | 66.9 | 4.95 | 0.942 | 3492 | 83.9 | 5 | 50000 | 42557 |  |  | No |  | 3.1 | 7600 | 113 | 67 | 20 | 0.997 | 3500 | 83
PYMRY9KX | Aimlite Lighting Products | AimLite | S20LS-96LA3-2/35K | Indoor Luminaires | High-Bay | Low-Bay Luminaires for Commercial and Industrial Buildings | Premium | TRUE | 7573.9 | 113.21 | 66.9 | 4.95 | 0.942 | 3492 | 83.9 | 5 | 50000 | 42557 |  |  | No |  | 3.1 | 7600 | 113 | 67 | 20 | 0.997 | 3500 | 83
PF1RSKNY | FY Lighting Co. Ltd | Fen Yong | FY-HB-150W-DIM-H40K728B | Indoor Luminaires | High-Bay | High-Bay Luminaires for Commercial and Industrial Buildings | Premium | TRUE | 23737 | 156 | 152.2 | 9.2 | 0.94 | 3962 | 81 | 5 | 50000 | 42557 |  |  | No |  | 4 | 20000 | 140 | 150 | 15 | 0.9 | 4000 | 80
PWYNX8JC | Krut Systems LLC | KRUT LED | KL150HB4K | Indoor Luminaires | High-Bay | High-Bay Luminaires for Commercial and Industrial Buildings | Standard | TRUE | 11846 | 79.88 | 148.3 | 10.02 | 0.9386 | 4098 | 76 | 5 |  | 42557 |  |  | NotYetVerified |  | 3 |  |  | 150
PSQ6HPD1 | Fine Technix Co. Ltd | Fine Technix | HU100L2-L850(BA BP BS-75R) | Indoor Luminaires | High-Bay | High-Bay Luminaires for Commercial and Industrial Buildings | Standard | TRUE | 12886.44 | 125.51 | 102.7 | 19.07 | 0.936 | 5243.6 | 85.6 | 5 | 50000 | 42557 |  |  | Yes |  | 4 | 12886.44 | 125.51 | 102.7 | 16.44 | 0.98 | 5243.6 | 85.6
PUCZ55X9 | Fine Technix Co. Ltd | Fine Technix | HU100L2-L850(BA BP BS-A1R) | Indoor Luminaires | High-Bay | High-Bay Luminaires for Commercial and Industrial Buildings | Standard | TRUE | 13322.73 | 131.25 | 101.5 | 19.83 | 0.934 | 5247.2 | 86.3 | 5 | 50000 | 42557 |  |  | Yes |  | 4 | 13322.73 | 131.25 | 101.5 | 16.71 | 0.98 | 5247.2 | 86.3
PHQ8FK9F | Krut Systems LLC | KRUT LED | KL200HB4K | Indoor Luminaires | High-Bay | High-Bay Luminaires for Commercial and Industrial Buildings | Standard | TRUE | 16184 | 78.89 | 205.1 | 11.58 | 0.9289 | 4044 | 75.9 | 5 |  | 42557 |  |  | NotYetVerified |  | 3 |  |  | 200
PKMNWGJY | Hyperikon Inc. | Hyperikon | HyperBay150W-30 | Indoor Luminaires | High-Bay | High-Bay Luminaires for Commercial and Industrial Buildings | Standard | TRUE | 16715 | 109.54 | 152.6 | 12.86 | 0.9282 | 3103 | 83.9 | 5 | 50000 | 42557 |  |  | No |  | 4 | 16715 | 109.54 | 152.6 | 12.86 | 0.9282 | 3000 | 83.9
P4WNUDB1 | FY Lighting Co. Ltd | Fen Yong | FY-HB-100W-DIM-L40K364B | Indoor Luminaires | High-Bay | High-Bay Luminaires for Commercial and Industrial Buildings | Premium | TRUE | 14918.7 | 143.31 | 104.1 | 14.3 | 0.925 | 3988 | 81.6 | 5 | 50000 | 42557 |  |  | No |  | 4 | 14000 | 140 | 100 | 15 | 0.9 | 4000 | 80
PZMHTQHQ | Stanpro Lighting Systems Inc. | Stanpro | L2STL-96LS2-W/35K | Indoor Luminaires | High-Bay | Low-Bay Luminaires for Commercial and Industrial Buildings | Premium | TRUE | 4655.01 | 116.38 | 40 | 5.27 | 0.925 | 3485 | 84 | 5 | 50000 | 42557 |  |  | No |  | 3.1 | 4550 | 114 | 40 | 20 | 0.996 | 3500 | 83
PCFPHXTG | Aimlite Lighting Products | AimLite | S20LS-96LA2-235K | Indoor Luminaires | High-Bay | Low-Bay Luminaires for Commercial and Industrial Buildings | Premium | TRUE | 4655.01 | 116.38 | 40 | 5.27 | 0.925 | 3485 | 84 | 5 | 50000 | 42557 |  |  | No |  | 3.1 | 4550 | 114 | 40 | 20 | 0.996 | 3500 | 83
P4E74K69 | Krut Systems LLC | KRUT LED | KL80HB4K | Indoor Luminaires | High-Bay | Low-Bay Luminaires for Commercial and Industrial Buildings | Standard | TRUE | 7738.1 | 101.63 | 76.14 | 13.94 | 0.9212 | 4005 | 71.3 | 5 |  | 42557 |  |  | NotYetVerified |  | 3 | 7700 | 100 | 80 |  | 0.9 | 4000 | 70
P2WDW7S9 | Hyperikon Inc. | Hyperikon | HyperBay200W-30 | Indoor Luminaires | High-Bay | High-Bay Luminaires for Commercial and Industrial Buildings | Standard | TRUE | 22829 | 111.05 | 205.6 | 10.38 | 0.9183 | 3118 | 83.5 | 5 | 50000 | 42557 |  |  | No |  | 4 | 22829 | 111.05 | 205.6 | 10.38 | 0.9183 | 3000 | 83.5
PU9M8WGY | RISE-LITE GROUP CO. LTD | RISELITE | RL-HB-100W-LV-B-DW | Indoor Luminaires | High-Bay | High-Bay Luminaires for Commercial and Industrial Buildings | Standard | TRUE | 11669 | 121.19 | 96.29 | 16.81 | 0.9095 | 5238 | 73.8 | 5 | 60600 | 42557 |  |  | No |  | 4 | 11669 | 121.19 | 96.29 | 16.81 | 0.91 | 5000 | 73.8
PJ4CT8Q5 | Krut Systems LLC | KRUT LED | KL50HB4K | Indoor Luminaires | High-Bay | Low-Bay Luminaires for Commercial and Industrial Buildings | Standard | TRUE | 5132.5 | 103.19 | 49.74 | 16.91 | 0.9011 | 4107 | 71.8 | 5 |  | 42557 |  |  | NotYetVerified |  | 3 | 5100 | 100 | 50 |  | 0.9 | 4000 | 70
PN1HGEA8 | Fine Technix Co. Ltd | Fine Technix | HU150F2-L840(BA BP BS-75R) | Indoor Luminaires | High-Bay | High-Bay Luminaires for Commercial and Industrial Buildings | Standard | TRUE | 17411.8 | 119.2 | 146.1 | 12.52 | 0.892 | 4169 | 84.7 | 5 | 50000 | 42557 |  |  | No |  | 4 | 17411.8 | 119.18 | 146.1 | 5.43 | 0.99 | 4169 | 84.7
PVD3AQA4 | Best Lighting Products | BEST LIGHTING | LEDHB220-57K-MV | Indoor Luminaires | High-Bay | High-Bay Luminaires for Commercial and Industrial Buildings | Premium | FALSE | [9 empty] | 42557 |  |  | No |  | 3.1 | 29700 | 135 | 220 | 20 | 0.9 | 5700 | 80
P7W4QJHN | Best Lighting Products | BEST LIGHTING | LEDHB165-57K-MV | Indoor Luminaires | High-Bay | High-Bay Luminaires for Commercial and Industrial Buildings | Premium | FALSE | [9 empty] | 42557 |  |  | No |  | 3.1 | 22270 | 134.97 | 165 | 20 | 0.9 | 5700 | 80
PVTWFWQA | Best Lighting Products | BEST LIGHTING | LEDHB110-57K-MV | Indoor Luminaires | High-Bay | High-Bay Luminaires for Commercial and Industrial Buildings | Premium | FALSE | [9 empty] | 42557 |  |  | No |  | 3.1 | 14850 | 135 | 110 | 20 | 0.9 | 5700 | 80
PXA1GHW6 | Best Lighting Products | BEST LIGHTING | LEDHB220-5K-MV | Indoor Luminaires | High-Bay | High-Bay Luminaires for Commercial and Industrial Buildings | Premium | FALSE | [9 empty] | 42557 |  |  | No |  | 3.1 | 29370 | 133.5 | 220 | 20 | 0.9 | 5000 | 80
PWTUNU9G | Best Lighting Products | BEST LIGHTING | LEDHB165-5K-MV | Indoor Luminaires | High-Bay | High-Bay Luminaires for Commercial and Industrial Buildings | Premium | FALSE | [9 empty] | 42557 |  |  | No |  | 3.1 | 22020 | 133.5 | 165 | 20 | 0.9 | 5000 | 80
P3YXYS5G | Best Lighting Products | BEST LIGHTING | LEDHB110-5K-MV | Indoor Luminaires | High-Bay | High-Bay Luminaires for Commercial and Industrial Buildings | Premium | FALSE | [9 empty] | 42557 |  |  | No |  | 3.1 | 14680 | 133.5 | 110 | 20 | 0.9 | 5000 | 80
PVSP64VJ | Krut Systems LLC | KRUT LED | KL200HB5K7 | Indoor Luminaires | High-Bay | High-Bay Luminaires for Commercial and Industrial Buildings | Standard | FALSE | [9 empty] | 42557 |  |  | NotYetVerified |  | 3 | 16828.7 | 82.9 | 200 |  |  | 5700 | 70
PMT1WRS4 | Krut Systems LLC | KRUT LED | KL150HB5K7 | Indoor Luminaires | High-Bay | High-Bay Luminaires for Commercial and Industrial Buildings | Standard | FALSE | [9 empty] | 42557 |  |  | NotYetVerified |  | 3 | 12471.3 | 83.7 | 150 |  |  | 5700 | 70
PYARBDVH | Krut Systems LLC | KRUT LED | KL120HB5K7 | Indoor Luminaires | High-Bay | High-Bay Luminaires for Commercial and Industrial Buildings | Standard | FALSE | [9 empty] | 42557 |  |  | NotYetVerified |  | 3 | 9982.8 | 84.6 | 120 |  |  | 5700 | 70
PWUHRX8Z | Krut Systems LLC | KRUT LED | KL80HB5K7 | Indoor Luminaires | High-Bay | Low-Bay Luminaires for Commercial and Industrial Buildings | Standard | FALSE | [9 empty] | 42557 |  |  | NotYetVerified |  | 3 | 7900 | 103 | 80 |  |  | 5700 | 70
PVN4Y8F9 | Krut Systems LLC | KRUT LED | KL50HB5K7 | Indoor Luminaires | High-Bay | Low-Bay Luminaires for Commercial and Industrial Buildings | Standard | FALSE | [9 empty] | 42557 |  |  | NotYetVerified |  | 3 | 5200 | 106 | 50 |  |  | 5700 | 70
PU3K2NY5 | Krut Systems LLC | KRUT LED | KL200HB5K | Indoor Luminaires | High-Bay | High-Bay Luminaires for Commercial and Industrial Buildings | Standard | FALSE | [9 empty] | 42557 |  |  | NotYetVerified |  | 3 | 16524.2 | 81.4 | 200 |  |  | 5000 | 70
P4Q8XH1X | Krut Systems LLC | KRUT LED | KL150HB5K | Indoor Luminaires | High-Bay | High-Bay Luminaires for Commercial and Industrial Buildings | Standard | FALSE | [9 empty] | 42557 |  |  | NotYetVerified |  | 3 | 12285 | 82.45 | 150 |  |  | 5000 | 70
P8G11BSH | Krut Systems LLC | KRUT LED | KL120HB5K | Indoor Luminaires | High-Bay | High-Bay Luminaires for Commercial and Industrial Buildings | Standard | FALSE | [9 empty] | 42557 |  |  | NotYetVerified |  | 3 | 9841.7 | 83.4 | 120 |  |  | 5000 | 70
PMZ4H7BQ | Krut Systems LLC | KRUT LED | KL80HB5K | Indoor Luminaires | High-Bay | Low-Bay Luminaires for Commercial and Industrial Buildings | Standard | FALSE | [9 empty] | 42557 |  |  | NotYetVerified |  | 3 | 7700 | 100 | 80 |  |  | 5000 | 70
PJ3YZQG4 | Krut Systems LLC | KRUT LED | KL50HB5K | Indoor Luminaires | High-Bay | Low-Bay Luminaires for Commercial and Industrial Buildings | Standard | FALSE | [9 empty] | 42557 |  |  | NotYetVerified |  | 3 | 5100 | 100 | 50 |  |  | 5000 | 70
PGBWNUVP | Krut Systems LLC | KRUT LED | KL200HB4K5 | Indoor Luminaires | High-Bay | High-Bay Luminaires for Commercial and Industrial Buildings | Standard | FALSE | [9 empty] | 42557 |  |  | NotYetVerified |  | 3 | 16077.6 | 79.2 | 200 |  |  | 4500 | 70
PVX8QKEU | Krut Systems LLC | KRUT LED | KL150HB4K5 | Indoor Luminaires | High-Bay | High-Bay Luminaires for Commercial and Industrial Buildings | Standard | FALSE | [9 empty] | 42557 |  |  | NotYetVerified |  | 3 | 12083.9 | 81.1 | 150 |  |  | 4500 | 70
P26PJK4Y | Krut Systems LLC | KRUT LED | KL120HB4K5 | Indoor Luminaires | High-Bay | High-Bay Luminaires for Commercial and Industrial Buildings | Standard | FALSE | [9 empty] | 42557 |  |  | NotYetVerified |  | 3 | 9760.2 | 82.7 | 120 |  |  | 4500 | 70
PV4S8ZFN | Krut Systems LLC | KRUT LED | KL80HB4K5 | Indoor Luminaires | High-Bay | Low-Bay Luminaires for Commercial and Industrial Buildings | Standard | FALSE | [9 empty] | 42557 |  |  | NotYetVerified |  | 3 | 7700 | 100 | 80 |  |  | 4500 | 70
PB73HUF3 | Krut Systems LLC | KRUT LED | KL50HB4K5 | Indoor Luminaires | High-Bay | Low-Bay Luminaires for Commercial and Industrial Buildings | Standard | FALSE | [9 empty] | 42557 |  |  | NotYetVerified |  | 3 | 5100 | 100 | 50 |  |  | 4500 | 70
PJ6T99WX | Stanpro Lighting Systems Inc. | Stanpro | L2STL-96LS3-W/40K | Indoor Luminaires | High-Bay | Low-Bay Luminaires for Commercial and Industrial Buildings | Premium | FALSE | [9 empty] | 42557 |  |  | No |  | 3.1 | 7650 | 114 | 67 | 20 | 0.997 | 4000 | 83
PJWCQPWX | Stanpro Lighting Systems Inc. | Stanpro | L2STL-96LS2-W/40K | Indoor Luminaires | High-Bay | Low-Bay Luminaires for Commercial and Industrial Buildings | Premium | FALSE | [9 empty] | 42557 |  |  | No |  | 3.1 | 4600 | 115 | 40 | 20 | 0.996 | 4000 | 83
P1JGGRUJ | FY Lighting Co. Ltd | Fen Yong | FY-HB-195W-L50K728B | Indoor Luminaires | High-Bay | High-Bay Luminaires for Commercial and Industrial Buildings | Premium | FALSE | [9 empty] | 42557 |  |  | No |  | 4 | 29200 | 145 | 195 | 15 | 0.9 | 5000 | 80
PPAG88YP | FY Lighting Co. Ltd | Fen Yong | FY-HB-195W-H50K728B | Indoor Luminaires | High-Bay | High-Bay Luminaires for Commercial and Industrial Buildings | Premium | FALSE | [9 empty] | 42557 |  |  | No |  | 4 | 28000 | 145 | 195 | 15 | 0.9 | 5000 | 80
PZAD49DD | FY Lighting Co. Ltd | Fen Yong | FY-HB-150W-L50K728B | Indoor Luminaires | High-Bay | High-Bay Luminaires for Commercial and Industrial Buildings | Premium | FALSE | [9 empty] | 42557 |  |  | No |  | 4 | 24000 | 150 | 150 | 15 | 0.9 | 5000 | 80
PM66GYSZ | FY Lighting Co. Ltd | Fen Yong | FY-HB-150W-H50K728B | Indoor Luminaires | High-Bay | High-Bay Luminaires for Commercial and Industrial Buildings | Premium | FALSE | [9 empty] | 42557 |  |  | No |  | 4 | 24000 | 150 | 150 | 15 | 0.9 | 5000 | 80
PSHNC165 | FY Lighting Co. Ltd | Fen Yong | FY-HB-100W-L50K364B | Indoor Luminaires | High-Bay | High-Bay Luminaires for Commercial and Industrial Buildings | Premium | FALSE | [9 empty] | 42557 |  |  | No |  | 4 | 15000 | 145 | 100 | 15 | 0.9 | 5000 | 80
P94ZFUV4 | FY Lighting Co. Ltd | Fen Yong | FY-HB-100W-H50K364B | Indoor Luminaires | High-Bay | High-Bay Luminaires for Commercial and Industrial Buildings | Premium | FALSE | [9 empty] | 42557 |  |  | No |  | 4 | 15000 | 145 | 100 | 15 | 0.9 | 5000 | 80
PR71M9NE | FY Lighting Co. Ltd | Fen Yong | FY-HB-195W-DIM-L50K728B | Indoor Luminaires | High-Bay | High-Bay Luminaires for Commercial and Industrial Buildings | Premium | FALSE | [9 empty] | 42557 |  |  | No |  | 4 | 29200 | 145 | 195 | 15 | 0.9 | 5000 | 80
PRJCCKDU | FY Lighting Co. Ltd | Fen Yong | FY-HB-195W-DIM-H50K728B | Indoor Luminaires | High-Bay | High-Bay Luminaires for Commercial and Industrial Buildings | Premium | FALSE | [9 empty] | 42557 |  |  | No |  | 4 | 28000 | 145 | 195 | 15 | 0.9 | 5000 | 80
PBUFU491 | FY Lighting Co. Ltd | Fen Yong | FY-HB-150W-DIM-L50K728B | Indoor Luminaires | High-Bay | High-Bay Luminaires for Commercial and Industrial Buildings | Premium | FALSE | [9 empty] | 42557 |  |  | No |  | 4 | 24000 | 150 | 150 | 15 | 0.9 | 5000 | 80
P8CUD6RW | FY Lighting Co. Ltd | Fen Yong | FY-HB-150W-DIM-H50K728B | Indoor Luminaires | High-Bay | High-Bay Luminaires for Commercial and Industrial Buildings | Premium | FALSE | [9 empty] | 42557 |  |  | No |  | 4 | 24000 | 150 | 150 | 15 | 0.9 | 5000 | 80
PWVRBU36 | FY Lighting Co. Ltd | Fen Yong | FY-HB-100W-DIM-H50K364B | Indoor Luminaires | High-Bay | High-Bay Luminaires for Commercial and Industrial Buildings | Premium | FALSE | [9 empty] | 42557 |  |  | No |  | 4 | 15000 | 145 | 100 | 15 | 0.9 | 5000 | 80
PBRQ5SYM | FY Lighting Co. Ltd | Fen Yong | FY-HB-100W-DIM-L50K364B | Indoor Luminaires | High-Bay | High-Bay Luminaires for Commercial and Industrial Buildings | Premium | FALSE | [9 empty] | 42557 |  |  | No |  | 4 | 15000 | 145 | 100 | 15 | 0.9 | 5000 | 80
PH6ENQFJ | FY Lighting Co. Ltd | Fen Yong | FY-HB-195W-L45K728B | Indoor Luminaires | High-Bay | High-Bay Luminaires for Commercial and Industrial Buildings | Premium | FALSE | [9 empty] | 42557 |  |  | No |  | 4 | 28800 | 142 | 195 | 15 | 0.9 | 4500 | 80
PHB313SB | FY Lighting Co. Ltd | Fen Yong | FY-HB-195W-H45K728B | Indoor Luminaires | High-Bay | High-Bay Luminaires for Commercial and Industrial Buildings | Premium | FALSE | [9 empty] | 42557 |  |  | No |  | 4 | 27500 | 142 | 195 | 15 | 0.9 | 4500 | 80
PYTDT46S | FY Lighting Co. Ltd | Fen Yong | FY-HB-150W-L45K728B | Indoor Luminaires | High-Bay | High-Bay Luminaires for Commercial and Industrial Buildings | Premium | FALSE | [9 empty] | 42557 |  |  | No |  | 4 | 22000 | 145 | 150 | 15 | 0.9 | 4500 | 80
PM2YY7CJ | FY Lighting Co. Ltd | Fen Yong | FY-HB-150W-H45K728B | Indoor Luminaires | High-Bay | High-Bay Luminaires for Commercial and Industrial Buildings | Premium | FALSE | [9 empty] | 42557 |  |  | No |  | 4 | 22000 | 145 | 150 | 15 | 0.9 | 4500 | 80
PFY7G87S | FY Lighting Co. Ltd | Fen Yong | FY-HB-100W-H45K364B | Indoor Luminaires | High-Bay | High-Bay Luminaires for Commercial and Industrial Buildings | Premium | FALSE | [9 empty] | 42557 |  |  | No |  | 4 | 14500 | 142 | 100 | 15 | 0.9 | 4500 | 80
P2159GB7 | FY Lighting Co. Ltd | Fen Yong | FY-HB-100W-L45K364B | Indoor Luminaires | High-Bay | High-Bay Luminaires for Commercial and Industrial Buildings | Premium | FALSE | [9 empty] | 42557 |  |  | No |  | 4 | 14500 | 142 | 100 | 15 | 0.9 | 4500 | 80
P9J9Q3KS | FY Lighting Co. Ltd | Fen Yong | FY-HB-195W-DIM-L45K728B | Indoor Luminaires | High-Bay | High-Bay Luminaires for Commercial and Industrial Buildings | Premium | FALSE | [9 empty] | 42557 |  |  | No |  | 4 | 28800 | 142 | 195 | 15 | 0.9 | 4500 | 80
PNKMC6SV | FY Lighting Co. Ltd | Fen Yong | FY-HB-195W-DIM-H45K728B | Indoor Luminaires | High-Bay | High-Bay Luminaires for Commercial and Industrial Buildings | Premium | FALSE | [9 empty] | 42557 |  |  | No |  | 4 | 27500 | 142 | 195 | 15 | 0.9 | 4500 | 80
PGT1H4JB | FY Lighting Co. Ltd | Fen Yong | FY-HB-150W-DIM-H45K728B | Indoor Luminaires | High-Bay | High-Bay Luminaires for Commercial and Industrial Buildings | Premium | FALSE | [9 empty] | 42557 |  |  | No |  | 4 | 22000 | 145 | 150 | 15 | 0.9 | 4500 | 80
PDSX9KHG | FY Lighting Co. Ltd | Fen Yong | FY-HB-150W-DIM-L45K728B | Indoor Luminaires | High-Bay | High-Bay Luminaires for Commercial and Industrial Buildings | Premium | FALSE | [9 empty] | 42557 |  |  | No |  | 4 | 22000 | 145 | 150 | 15 | 0.9 | 4500 | 80
PT7CKP8H | FY Lighting Co. Ltd | Fen Yong | FY-HB-100W-DIM-H45K364B | Indoor Luminaires | High-Bay | High-Bay Luminaires for Commercial and Industrial Buildings | Premium | FALSE | [9 empty] | 42557 |  |  | No |  | 4 | 14500 | 142 | 100 | 15 | 0.9 | 4500 | 80
PMREEZ4Z | FY Lighting Co. Ltd | Fen Yong | FY-HB-100W-DIM-L45K364B | Indoor Luminaires | High-Bay | High-Bay Luminaires for Commercial and Industrial Buildings | Premium | FALSE | [9 empty] | 42557 |  |  | No |  | 4 | 14500 | 142 | 100 | 15 | 0.9 | 4500 | 80
PHTMDATB | FY Lighting Co. Ltd | Fen Yong | FY-HB-195W-L40K728B | Indoor Luminaires | High-Bay | High-Bay Luminaires for Commercial and Industrial Buildings | Premium | FALSE | [9 empty] | 42557 |  |  | No |  | 4 | 28400 | 140 | 195 | 15 | 0.9 | 4000 | 80
PZKET23V | FY Lighting Co. Ltd | Fen Yong | FY-HB-195W-H40K728B | Indoor Luminaires | High-Bay | High-Bay Luminaires for Commercial and Industrial Buildings | Premium | FALSE | [9 empty] | 42557 |  |  | No |  | 4 | 27000 | 140 | 195 | 15 | 0.9 | 4000 | 80
PP5CNEH1 | FY Lighting Co. Ltd | Fen Yong | FY-HB-150W-L40K728B | Indoor Luminaires | High-Bay | High-Bay Luminaires for Commercial and Industrial Buildings | Premium | FALSE | [9 empty] | 42557 |  |  | No |  | 4 | 20000 | 140 | 150 | 15 | 0.9 | 4000 | 80
P8D5AH46 | FY Lighting Co. Ltd | Fen Yong | FY-HB-150W-H40K728B | Indoor Luminaires | High-Bay | High-Bay Luminaires for Commercial and Industrial Buildings | Premium | FALSE | [9 empty] | 42557 |  |  | No |  | 4 | 20000 | 140 | 150 | 15 | 0.9 | 4000 | 80
PJEDRB1W | FY Lighting Co. Ltd | Fen Yong | FY-HB-100W-L40K364B | Indoor Luminaires | High-Bay | High-Bay Luminaires for Commercial and Industrial Buildings | Premium | FALSE | [9 empty] | 42557 |  |  | No |  | 4 | 14000 | 140 | 100 | 15 | 0.9 | 4000 | 80
P2CV6G2W | FY Lighting Co. Ltd | Fen Yong | FY-HB-100W-H40K364B | Indoor Luminaires | High-Bay | High-Bay Luminaires for Commercial and Industrial Buildings | Premium | FALSE | [9 empty] | 42557 |  |  | No |  | 4 | 14000 | 140 | 100 | 15 | 0.9 | 4000 | 80
PDV96682 | Hyperikon Inc. | Hyperikon | HyperBay150W-50 | Indoor Luminaires | High-Bay | High-Bay Luminaires for Commercial and Industrial Buildings | Standard | FALSE | [9 empty] | 42557 |  |  | No |  | 4 | 19384 | 124.18 | 156.1 | 12.87 | 0.9302 | 5000 | 82.4
PNNSBF79 | Hyperikon Inc. | Hyperikon | HyperBay200W-50 | Indoor Luminaires | High-Bay | High-Bay Luminaires for Commercial and Industrial Buildings | Standard | FALSE | [9 empty] | 42557 |  |  | No |  | 4 | 24014 | 116.52 | 206.1 | 10.39 | 0.9175 | 5000 | 82.4
PVWVRF17 | Hyperikon Inc. | Hyperikon | HyperBay150W-45 | Indoor Luminaires | High-Bay | High-Bay Luminaires for Commercial and Industrial Buildings | Standard | FALSE | [9 empty] | 42557 |  |  | No |  | 4 | 16715 | 109.54 | 152.6 | 12.86 | 0.9282 | 4500 | 83.9
PH552XRB | Hyperikon Inc. | Hyperikon | HyperBay200W-45 | Indoor Luminaires | High-Bay | High-Bay Luminaires for Commercial and Industrial Buildings | Standard | FALSE | [9 empty] | 42557 |  |  | No |  | 4 | 22829 | 111.05 | 205.6 | 10.38 | 0.9183 | 4500 | 83.5
P24GN1U9 | Hyperikon Inc. | Hyperikon | HyperBay150W-40 | Indoor Luminaires | High-Bay | High-Bay Luminaires for Commercial and Industrial Buildings | Standard | FALSE | [9 empty] | 42557 |  |  | No |  | 4 | 16715 | 109.54 | 152.6 | 12.86 | 0.9282 | 4000 | 83.9
P9FFVDD7 | Hyperikon Inc. | Hyperikon | HyperBay200W-40 | Indoor Luminaires | High-Bay | High-Bay Luminaires for Commercial and Industrial Buildings | Standard | FALSE | [9 empty] | 42557 |  |  | No |  | 4 | 22829 | 111.05 | 205.6 | 10.38 | 0.9183 | 4000 | 83.5
P36P6MUC | Hyperikon Inc. | Hyperikon | HyperBay150W-35 | Indoor Luminaires | High-Bay | High-Bay Luminaires for Commercial and Industrial Buildings | Standard | FALSE | [9 empty] | 42557 |  |  | No |  | 4 | 16715 | 109.54 | 152.6 | 12.86 | 0.9282 | 3500 | 83.9
PQ7W8WT7 | Hyperikon Inc. | Hyperikon | HyperBay200W-35 | Indoor Luminaires | High-Bay | High-Bay Luminaires for Commercial and Industrial Buildings | Standard | FALSE | [9 empty] | 42557 |  |  | No |  | 4 | 22829 | 111.05 | 205.6 | 10.38 | 0.9183 | 3500 | 83.5
PZF424Z2 | Aimlite Lighting Products | AimLite | S20LS-96LA3-2/40K | Indoor Luminaires | High-Bay | Low-Bay Luminaires for Commercial and Industrial Buildings | Premium | FALSE | [9 empty] | 42557 | Dimmable | Continuous Below 10 | No |  | 3.1 | 7650 | 114 | 67 | 20 | 0.997 | 4000 | 83
PXMEPX7K | Aimlite Lighting Products | AimLite | S20LS-96LA2-2/40K | Indoor Luminaires | High-Bay | Low-Bay Luminaires for Commercial and Industrial Buildings | Premium | FALSE | [9 empty] | 42557 | Dimmable | Continuous Below 10 | No |  | 3.1 | 4600 | 115 | 40 | 20 | 0.996 | 4000 | 83
PWCFWX7V | RDA Lighting Inc. | RDA | MODX4-LED230P3-B-5K-CL-BLK-AAA-BBBB | Indoor Luminaires | High-Bay | High-Bay Luminaires for Commercial and Industrial Buildings | Standard | FALSE | [9 empty] | 42557 | Dimmable | Continuous Below 10 | Yes |  | 3 | 19375 | 87.4 | 221.69 | 8.35 | 0.9445 | 5248 | 84.01
P2P22PFF | RDA Lighting Inc. | RDA | MODX4-LED230P4-B-5K-CL-BLK-AAA-BBBB | Indoor Luminaires | High-Bay | High-Bay Luminaires for Commercial and Industrial Buildings | Standard | FALSE | [9 empty] | 42557 | Dimmable | Continuous Below 10 | Yes |  | 3 | 19375 | 87.4 | 221.69 | 8.35 | 0.9445 | 5248 | 84.01
P1XY1JF4 | RDA Lighting Inc. | RDA | MODX4-LED230P2-B-5K-CL-BLK-AAA-BBBB | Indoor Luminaires | High-Bay | High-Bay Luminaires for Commercial and Industrial Buildings | Standard | FALSE | [9 empty] | 42557 | Dimmable | Continuous Below 10 | Yes |  | 3 | 19375 | 87.4 | 221.69 | 8.35 | 0.9445 | 5248 | 84.01
PZ3B1895 | RDA Lighting Inc. | RDA | MODX2-LED115L1-B-5K-CL-BLK-AAA-BBBB | Indoor Luminaires | High-Bay | High-Bay Luminaires for Commercial and Industrial Buildings | Standard | FALSE | [9 empty] | 42557 | Dimmable | Continuous Below 10 | Yes |  | 3 | 10209 | 91.6 | 111.46 | 8.06 | 0.9452 | 5243 | 83.85
PWR5QKFP | RDA Lighting Inc. | RDA | MODX2-LED115P3-B-5K-CL-BLK-AAA-BBBB | Indoor Luminaires | High-Bay | High-Bay Luminaires for Commercial and Industrial Buildings | Standard | FALSE | [9 empty] | 42557 | Dimmable | Continuous Below 10 | Yes |  | 3 | 10209 | 91.6 | 111.46 | 8.06 | 0.9452 | 5243 | 83.85
PFACM18Q | RDA Lighting Inc. | RDA | MODX2-LED115P4-B-5K-CL-BLK-AAA-BBBB | Indoor Luminaires | High-Bay | High-Bay Luminaires for Commercial and Industrial Buildings | Standard | FALSE | [9 empty] | 42557 | Dimmable | Continuous Below 10 | Yes |  | 3 | 10209 | 91.6 | 111.46 | 8.06 | 0.9452 | 5243 | 83.85
P722M86B | RDA Lighting Inc. | RDA | MODX2-LED115P2-B-5K-CL-BLK-AAA-BBBB | Indoor Luminaires | High-Bay | High-Bay Luminaires for Commercial and Industrial Buildings | Standard | FALSE | [9 empty] | 42557 | Dimmable | Continuous Below 10 | Yes |  | 3 | 10209 | 91.6 | 111.46 | 8.06 | 0.9452 | 5243 | 83.85
PYKQVFDD | Linmore LED Labs | Linmore LED | LL-HPH-50K-2-88W [All Options Except DF TF UL] | Indoor Luminaires | High-Bay | High-Bay Luminaires for Commercial and Industrial Buildings | Premium | TRUE | 11767.16 | 126.2 | 93.24 | 5 | 1 | 5102 | 82 | 5 | 50000 | 42556 |  |  | No | Updated on 10/10/2016 | 3.1 | 11767.16 | 126 | 93.24 | 5 | 1 | 5000 | 82
PV7MFTKQ | Solas Ray Lighting | High Output Linear | LLHO-080-27-PC-U-2 | Indoor Luminaires | High-Bay | Low-Bay Luminaires for Commercial and Industrial Buildings | Standard | TRUE | 6548.4 | 81.33 | 80.52 | 10.93 | 0.9595 | 2747 | 84.3 | 5 | 50000 | 42556 |  |  | NotYetVerified |  | 3 | 6548 | 77.8 | 84.2 | 15 | 0.9 | 2700 | 84
PP1KHMRM | Solas Ray Lighting | High Output Linear | LLHO-120-27-PC-U-3 | Indoor Luminaires | High-Bay | High-Bay Luminaires for Commercial and Industrial Buildings | Standard | TRUE | 10868 | 89.38 | 121.6 | 9.65 | 0.9422 | 2740 | 94.7 | 5 | 50000 | 42556 |  |  | NotYetVerified |  | 3 | 10860 | 89 | 122 | 15 | 0.9 | 2700 | 84
PV4M2KPG | Solas Ray Lighting | High Output Linear | LLHO-100-27-PC-U-3 | Indoor Luminaires | High-Bay | Low-Bay Luminaires for Commercial and Industrial Buildings | Standard | TRUE | 8237.8 | 82.74 | 99.56 | 17.23 | 0.9347 | 2832 | 84.9 | 5 | 50000 | 42556 |  |  | No |  | 3.1 | 8195 | 82 | 100 | 20 | 0.9 | 2700 | 84
P9HVF7VS | Solas Ray Lighting | High Output Linear | LLHO-160-27-PC-U-4 | Indoor Luminaires | High-Bay | High-Bay Luminaires for Commercial and Industrial Buildings | Standard | TRUE | 13233 | 81.99 | 161.4 | 12.32 | 0.9237 | 2751 | 84.7 | 5 | 50000 | 42556 |  |  | NotYetVerified |  | 3 | 13230 | 81.7 | 162 | 15 | 0.9 | 2700 | 84
PWUQ8CVF | Solas Ray Lighting | High Output Linear | LLHO-200-27-PC-U-5 | Indoor Luminaires | High-Bay | High-Bay Luminaires for Commercial and Industrial Buildings | Standard | TRUE | 17289 | 85 | 203.4 | 10.46 | 0.9191 | 2767 | 84.4 | 5 | 50000 | 42556 |  |  | NotYetVerified |  | 3 | 17280 | 84.3 | 205 | 15 | 0.9 | 2700 | 83
PE2VWU7T | Axlen Inc. | Axlen Lighting | AX-PL4-150W40K-* | Indoor Luminaires | High-Bay | High-Bay Luminaires for Commercial and Industrial Buildings | Premium | TRUE | 18912 | 128.92 | 146.7 | 19.18 | 0.9112 | 3993 | 84.7 | 5 | 50000 | 42556 |  |  | Yes |  | 3.1 | 19073 | 132.73 | 143.7 | 19.18 | 0.911 | 3000 | 84.7
PU259DNZ | Nuwave LLC | ALSET | LB-11L-30K-UL | Indoor Luminaires | High-Bay | High-Bay Luminaires for Commercial and Industrial Buildings | Premium | TRUE | 12615 | 126.38 | 99.82 | 12.49 | 0.9021 | 2991 | 83 | 5 | 50000 | 42556 |  |  | No |  | 4 | 12615 | 126.38 | 99.82 | 12.49 | 0.9 | 3000 | 83
PTRFDJMM | Nuwave LLC | ALSET | LB-11L-57K-UL | Indoor Luminaires | High-Bay | High-Bay Luminaires for Commercial and Industrial Buildings | Premium | FALSE | [9 empty] | 42556 |  |  | No |  | 4 | 13045 | 130.71 | 99.8 | 12.19 | 0.9 | 5700 | 83.8
PG2YAKKH | Nuwave LLC | ALSET | LB-11L-50K-UL | Indoor Luminaires | High-Bay | High-Bay Luminaires for Commercial and Industrial Buildings | Premium | FALSE | [9 empty] | 42556 |  |  | No |  | 4 | 12959 | 129.84 | 99.81 | 12.49 | 0.9 | 5000 | 83
PBBJRJT8 | Nuwave LLC | ALSET | LB-11L-45K-UL | Indoor Luminaires | High-Bay | High-Bay Luminaires for Commercial and Industrial Buildings | Premium | FALSE | [9 empty] | 42556 |  |  | No |  | 4 | 12873 | 128.98 | 99.81 | 12.49 | 0.9 | 4500 | 83
P5AZGEFS | Nuwave LLC | ALSET | LB-11L-40K-UL | Indoor Luminaires | High-Bay | High-Bay Luminaires for Commercial and Industrial Buildings | Premium | FALSE | [9 empty] | 42556 |  |  | No |  | 4 | 12787 | 128.11 | 99.81 | 12.49 | 0.9 | 4000 | 83
PKCWADB1 | Nuwave LLC | ALSET | LB-11L-35K-UL | Indoor Luminaires | High-Bay | High-Bay Luminaires for Commercial and Industrial Buildings | Premium | FALSE | [9 empty] | 42556 |  |  | No |  | 4 | 12701 | 127.25 | 99.81 | 12.49 | 0.9 | 3500 | 83
PJCUZJRP | Solas Ray Lighting | High Output Linear | LLHO-100-50-PC-U-3 | Indoor Luminaires | High-Bay | Low-Bay Luminaires for Commercial and Industrial Buildings | Standard | FALSE | [9 empty] | 42556 |  |  | No |  | 3.1 | 9350 | 93 | 100 | 20 | 0.9 | 5000 | 84
PCAU976F | Solas Ray Lighting | High Output Linear | LLHO-160-50-PC-U-4 | Indoor Luminaires | High-Bay | High-Bay Luminaires for Commercial and Industrial Buildings | Standard | FALSE | [9 empty] | 42556 |  |  | NotYetVerified |  | 3 | 14300 | 88.3 | 162 | 15 | 0.9 | 5000 | 84
PDAQG7GD | Solas Ray Lighting | High Output Linear | LLHO-120-50-PC-U-3 | Indoor Luminaires | High-Bay | High-Bay Luminaires for Commercial and Industrial Buildings | Standard | FALSE | [9 empty] | 42556 |  |  | NotYetVerified |  | 3 | 11900 | 97.5 | 122 | 15 | 0.9 | 5000 | 84
P1VKXVR9 | Solas Ray Lighting | High Output Linear | LLHO-080-50-PC-U-2 | Indoor Luminaires | High-Bay | Low-Bay Luminaires for Commercial and Industrial Buildings | Standard | FALSE | [9 empty] | 42556 |  |  | NotYetVerified |  | 3 | 7200 | 85.5 | 84.2 | 15 | 0.9 | 5000 | 84
PS1BP65P | Solas Ray Lighting | High Output Linear | LLHO-200-50-PC-U-5 | Indoor Luminaires | High-Bay | High-Bay Luminaires for Commercial and Industrial Buildings | Standard | FALSE | [9 empty] | 42556 |  |  | NotYetVerified |  | 3 | 19000 | 92.67 | 205 | 15 | 0.9 | 5000 | 83
PB9G7YDV | Solas Ray Lighting | High Output Linear | LLHO-100-40-PC-U-3 | Indoor Luminaires | High-Bay | Low-Bay Luminaires for Commercial and Industrial Buildings | Standard | FALSE | [9 empty] | 42556 |  |  | No |  | 3.1 | 9115 | 91 | 100 | 20 | 0.9 | 4000 | 84
PT18MAWG | Solas Ray Lighting | High Output Linear | LLHO-160-40-PC-U-4 | Indoor Luminaires | High-Bay | High-Bay Luminaires for Commercial and Industrial Buildings | Standard | FALSE | [9 empty] | 42556 |  |  | NotYetVerified |  | 3 | 13950 | 86.1 | 162 | 15 | 0.9 | 4000 | 84
P6NXTZB9 | Solas Ray Lighting | High Output Linear | LLHO-120-40-PC-U-3 | Indoor Luminaires | High-Bay | High-Bay Luminaires for Commercial and Industrial Buildings | Standard | FALSE | [9 empty] | 42556 |  |  | NotYetVerified |  | 3 | 11550 | 94.7 | 122 | 15 | 0.9 | 4000 | 84
PE8RS5BE | Solas Ray Lighting | High Output Linear | LLHO-080-40-PC-U-2 | Indoor Luminaires | High-Bay | Low-Bay Luminaires for Commercial and Industrial Buildings | Standard | FALSE | [9 empty] | 42556 |  |  | NotYetVerified |  | 3 | 6950 | 82.5 | 84.2 | 15 | 0.9 | 4000 | 84
PCDTMHKQ | Solas Ray Lighting | High Output Linear | LLHO-200-40-PC-U-5 | Indoor Luminaires | High-Bay | High-Bay Luminaires for Commercial and Industrial Buildings | Standard | FALSE | [9 empty] | 42556 |  |  | NotYetVerified |  | 3 | 18300 | 89.3 | 205 | 15 | 0.9 | 4000 | 83
PQ4SR8F4 | Axlen Inc. | Axlen Lighting | AX-PL4-150W50K-* | Indoor Luminaires | High-Bay | High-Bay Luminaires for Commercial and Industrial Buildings | Premium | FALSE | [9 empty] | 42556 | Dimmable | Continuous Above 10 | Yes |  | 3.1 | 19631 | 135.11 | 145.3 | 19.15 | 0.913 | 4000 | 82.2
PN6GSAPW | Tamlite Lighting | Tamlite Lighting | SLWLED4-6600D1L850-XX | Indoor Luminaires | High-Bay | Low-Bay Luminaires for Commercial and Industrial Buildings | Standard | TRUE | 5702 | 116 | 49.14 | 11.1 | 0.981 | 5261 | 83.8 | 5 | 50000 | 42552 |  |  | No |  | 4 | 5702 | 116 | 48.91 | 7.21 | 0.98 | 5261 | 84
P593HYMS | Tamlite Lighting | Tamlite Lighting | SLWLED4-10800D1L830-XX | Indoor Luminaires | High-Bay | Low-Bay Luminaires for Commercial and Industrial Buildings | Standard | TRUE | 8377 | 106.8 | 78.42 | 11.1 | 0.981 | 3155 | 84 | 5 | 50000 | 42552 |  |  | No |  | 4 | 8377 | 106.8 | 77.2 | 11.1 | 0.98 | 3155 | 84
PKW61KUV | Tamlite Lighting | Tamlite Lighting | SLWLED4-5280D1S2L830-XX | Indoor Luminaires | High-Bay | Low-Bay Luminaires for Commercial and Industrial Buildings | Standard | TRUE | 4581 | 118.8 | 38.57 | 11.1 | 0.981 | 3129 | 84.2 | 5 | 50000 | 42552 |  |  | No |  | 4 | 5000 | 108 | 46 | 8.5 | 0.97 | 3100 | 84
PH29UZJ6 | Tamlite Lighting | Tamlite Lighting | SLWLED4-10800D1L850-XX | Indoor Luminaires | High-Bay | Low-Bay Luminaires for Commercial and Industrial Buildings | Standard | FALSE | [9 empty] | 42552 |  |  | No |  | 4 | 9100 | 116.6 | 78 | 7 | 0.98 | 5200 | 84
P124SJMK | Tamlite Lighting | Tamlite Lighting | SLWLED4-8800D1L850-XX | Indoor Luminaires | High-Bay | Low-Bay Luminaires for Commercial and Industrial Buildings | Standard | FALSE | [9 empty] | 42552 |  |  | No |  | 4 | 8650 | 115.3 | 75 | 7 | 0.98 | 5200 | 84
PX73S4TF | Tamlite Lighting | Tamlite Lighting | SLWLED4-5280D1S2L850-XX | Indoor Luminaires | High-Bay | Low-Bay Luminaires for Commercial and Industrial Buildings | Standard | FALSE | [9 empty] | 42552 |  |  | No |  | 4 | 5200 | 115 | 45 | 7 | 0.98 | 5200 | 84
PZ3PVGPC | Tamlite Lighting | Tamlite Lighting | SLWLED4-10800D1L840-XX | Indoor Luminaires | High-Bay | Low-Bay Luminaires for Commercial and Industrial Buildings | Standard | FALSE | [9 empty] | 42552 |  |  | No |  | 4 | 8900 | 114 | 78 | 7 | 0.98 | 4000 | 84
PWCSWHDU | Tamlite Lighting | Tamlite Lighting | SLWLED4-5280D1S2L840-XX | Indoor Luminaires | High-Bay | Low-Bay Luminaires for Commercial and Industrial Buildings | Standard | FALSE | [9 empty] | 42552 |  |  | No |  | 4 | 5150 | 114 | 45 | 7 | 0.97 | 4000 | 83.9
PD9VRJJF | Tamlite Lighting | Tamlite Lighting | SLWLED4-8800D1L840-XX | Indoor Luminaires | High-Bay | Low-Bay Luminaires for Commercial and Industrial Buildings | Standard | FALSE | [9 empty] | 42552 |  |  | No |  | 4 | 8500 | 113.3 | 75 | 7 | 0.98 | 4000 | 83.8
PCUJAW41 | Tamlite Lighting | Tamlite Lighting | SLWLED4-6600D1L840-XX | Indoor Luminaires | High-Bay | Low-Bay Luminaires for Commercial and Industrial Buildings | Standard | FALSE | [9 empty] | 42552 |  |  | No |  | 4 | 5600 | 114.4 | 48.91 | 7 | 0.98 | 4000 | 83.8
P2RN3ZD8 | Tamlite Lighting | Tamlite Lighting | SLWLED4-6600D1L835-XX | Indoor Luminaires | High-Bay | Low-Bay Luminaires for Commercial and Industrial Buildings | Standard | FALSE | [9 empty] | 42552 |  |  | No |  | 4 | 5550 | 111 | 50 | 8 | 0.97 | 3500 | 84
PR6HHM38 | Tamlite Lighting | Tamlite Lighting | SLWLED4-5280D1S2L835-XX | Indoor Luminaires | High-Bay | Low-Bay Luminaires for Commercial and Industrial Buildings | Standard | FALSE | [9 empty] | 42552 |  |  | No |  | 4 | 5100 | 110 | 46 | 8 | 0.97 | 3500 | 84
PPHMQ48Q | Tamlite Lighting | Tamlite Lighting | SLWLED4-10800D1L835-XX | Indoor Luminaires | High-Bay | Low-Bay Luminaires for Commercial and Industrial Buildings | Standard | FALSE | [9 empty] | 42552 |  |  | No |  | 4 | 8700 | 111 | 78 | 8 | 0.97 | 3500 | 83.9
PYJA5CDC | Tamlite Lighting | Tamlite Lighting | SLWLED4-8800D1L835-XX | Indoor Luminaires | High-Bay | Low-Bay Luminaires for Commercial and Industrial Buildings | Standard | FALSE | [9 empty] | 42552 |  |  | No |  | 4 | 8250 | 110 | 75 | 8 | 0.97 | 3500 | 83.9
PTUNNFPG | Tamlite Lighting | Tamlite Lighting | SLWLED4-8800D1L830-XX | Indoor Luminaires | High-Bay | Low-Bay Luminaires for Commercial and Industrial Buildings | Standard | FALSE | [9 empty] | 42552 |  |  | No |  | 4 | 8200 | 109.3 | 75 | 10 | 0.98 | 3100 | 84
PA83SNQ3 | Tamlite Lighting | Tamlite Lighting | SLWLED4-6600D1L830-XX | Indoor Luminaires | High-Bay | Low-Bay Luminaires for Commercial and Industrial Buildings | Standard | FALSE | [9 empty] | 42552 |  |  | No |  | 4 | 5500 | 110 | 50 | 9 | 0.97 | 3100 | 84
PR13DCTM | James Trading Company Limited | JAMES | ZY-BP-120W 45Â° | Indoor Luminaires | High-Bay | High-Bay Luminaires for Commercial and Industrial Buildings | Premium | TRUE | 12898 | 107.482 | 120 | 13.42 | 0.989 | 5000 | 81 | 5 | 50000 | 42551 |  |  | No |  | 3 | 12398.1 | 107.482 | 115.35 | 13.42 | 0.873 | 5228 | 81
P67W585E | Aimlite Lighting Products | AimLite | E16H-48LA2-2/40K | Indoor Luminaires | High-Bay | High-Bay Luminaires for Commercial and Industrial Buildings | Premium | TRUE | 37301 | 116.8 | 319.2 | 8.6 | 0.971 | 4189 | 84 | 5 | 50000 | 42551 |  |  | No |  | 3.1 | 38558.4 | 120.5 | 320 | 8.6 | 0.971 | 4000 | 80
PABWQ9XC | Aimlite Lighting Products | AimLite | E16H-48LA1-2/40K | Indoor Luminaires | High-Bay | High-Bay Luminaires for Commercial and Industrial Buildings | Premium | TRUE | 25161 | 117.1 | 214.9 | 9.2 | 0.969 | 4197 | 84 | 5 | 50000 | 42551 |  |  | No |  | 3.1 | 26665.4 | 121.2 | 220 | 9.2 | 0.969 | 4000 | 80
PQXRDAXP | Aura Light US Inc. | Aura Light | Aura Sobrus (9800505) | Indoor Luminaires | High-Bay | High-Bay Luminaires for Commercial and Industrial Buildings | Standard | TRUE | 13949.88 | 120.9 | 115.43 | 13 | 0.94 | 5098 | 73 | 5 | 50000 | 42551 |  |  | NotYetVerified |  | 3 | 12201 | 106.1 | 115 |  |  | 5000 | 70
PM6B3DEX | James Trading Company Limited | JAMES | ZY-HPF-150W40K120 | Indoor Luminaires | High-Bay | High-Bay Luminaires for Commercial and Industrial Buildings | Premium | TRUE | 18765 | 129.86 | 144.5 | 14.12 | 0.9324 | 3885 | 71.5 | 5 | 50000 | 42551 |  |  | No |  | 3.1 | 18765 | 129.86 | 144.5 | 14.12 | 0.9324 | 4000 | 71.5
PFZ4WF7J | Aura Light US Inc. | Aura Light | Aura Sobrus (9800535) | Indoor Luminaires | High-Bay | High-Bay Luminaires for Commercial and Industrial Buildings | Standard | TRUE | 26432.71 | 123 | 214.69 | 14 | 0.93 | 5070 | 73 | 5 | 50000 | 42551 |  |  | NotYetVerified |  | 3 | 24000 | 100 | 240 | 14 | 0.93 | 5000 | 70
PH9X7G6G | Aura Light US Inc. | Aura Light | Aura Sobrus (9800525) | Indoor Luminaires | High-Bay | High-Bay Luminaires for Commercial and Industrial Buildings | Standard | TRUE | 17928.57 | 112 | 160.66 | 15 | 0.92 | 4916 | 73 | 5 | 50000 | 42551 |  |  | NotYetVerified |  | 3
PCU1VEWS | James Trading Company Limited | JAMES | ZY-HPF-240W40K120 | Indoor Luminaires | High-Bay | High-Bay Luminaires for Commercial and Industrial Buildings | Premium | TRUE | 27477 | 120.72 | 227.6 | 14.21 | 0.9189 | 3893 | 71.4 | 5 | 50000 | 42551 |  |  | No |  | 3.1 | 27477 | 120.72 | 227.6 | 14.21 | 0.9189 | 4000 | 71.4
PK8RDDKG | James Trading Company Limited | JAMES | ZY-HV150W40K120 [MeanWell Driver] | Indoor Luminaires | High-Bay | High-Bay Luminaires for Commercial and Industrial Buildings | Premium | TRUE | 20145 | 136.06 | 148.1 | 14.62 | 0.9164 | 3960 | 70.6 | 5 | 50000 | 42551 |  |  | No |  | 3.1 | 20235 | 136.17 | 148.6 | 14.62 | 0.9164 | 4000 | 70.6
PH8FGRUK | James Trading Company Limited | JAMES | ZY-HV150W40K60 [MeanWell Driver] | Indoor Luminaires | High-Bay | High-Bay Luminaires for Commercial and Industrial Buildings | Premium | TRUE | 19752 | 132.73 | 148.8 | 14.85 | 0.9138 | 3928 | 83.2 | 5 | 50000 | 42551 |  |  | No |  | 3.1 | 19610 | 132.77 | 147.7 | 14.85 | 0.9138 | 4000 | 83.2
P7U9XSTV | James Trading Company Limited | JAMES | ZY-HPF-240W57K120 | Indoor Luminaires | High-Bay | High-Bay Luminaires for Commercial and Industrial Buildings | Premium | TRUE | 28318.4 | 124.31 | 227.8 | 14.77 | 0.9123 | 3856 | 71.9 | 5 | 50000 | 42551 |  |  | No |  | 3.1 | 28340 | 123.81 | 228.9 | 14.88 | 0.9176 | 5700 | 75.1
P1SHGVMD | James Trading Company Limited | JAMES | ZY-HV150W57K60 | Indoor Luminaires | High-Bay | High-Bay Luminaires for Commercial and Industrial Buildings | Premium | TRUE | 27238 | 119.41 | 228.1 | 12.7 | 0.9102 | 3866 | 72 | 5 | 50000 | 42551 |  |  | No |  | 3.1 | 18521 | 126.25 | 146.7 | 13.29 | 0.9044 | 5700 | 77
PUR43V4K | Shanghai Sheenly Lighting Co. Ltd. | SHEENLY | SL-BAY-60W-PW-AN-60D | Indoor Luminaires | High-Bay | Low-Bay Luminaires for Commercial and Industrial Buildings | Standard | TRUE | 5839.5 | 100.48 | 58.11 | 14.14 | 0.9076 | 3874 | 81.1 | 5 | 50000 | 42551 |  |  | Yes |  | 3.1 | 6900 | 115 | 60 | 14.14 | 0.9 | 5700 | 80
PRVYHA84 | Shanghai Sheenly Lighting Co. Ltd. | SHEENLY | SL-BAY-60W-NW-AN-60D | Indoor Luminaires | High-Bay | Low-Bay Luminaires for Commercial and Industrial Buildings | Standard | TRUE | 6102.2 | 102.89 | 59.31 | 14.14 | 0.9076 | 5693 | 82.4 | 5 | 50000 | 42551 |  |  | Yes |  | 3.1 | 6900 | 115 | 60 | 14.14 | 0.9 | 4000 | 80
PMKFWD82 | James Trading Company Limited | JAMES | ZY-HV240W40K60 | Indoor Luminaires | High-Bay | High-Bay Luminaires for Commercial and Industrial Buildings | Premium | TRUE | 18372 | 126.01 | 145.8 | 13.29 | 0.9044 | 5455 | 77 | 5 | 50000 | 42551 |  |  | No |  | 3.1 | 27798 | 120.03 | 231.6 | 12.7 | 0.9102 | 4000 | 72
PY8RHQPA | James Trading Company Limited | JAMES | ZY-HV150W40K60 | Indoor Luminaires | High-Bay | High-Bay Luminaires for Commercial and Industrial Buildings | Premium | TRUE | 18227 | 124.08 | 146.9 | 13.27 | 0.9043 | 3913 | 71.5 | 5 | 50000 | 42551 |  |  | No |  | 3.1 | 17943 | 122.56 | 146.4 | 13.79 | 0.9033 | 4000 | 71.5
PPZ1TC2Q | James Trading Company Limited | JAMES | ZY-PHV100W57K120 | Indoor Luminaires | High-Bay | High-Bay Luminaires for Commercial and Industrial Buildings | Premium | TRUE | 12606 | 128.86 | 97.83 | 14.23 | 0.9037 | 5543 | 77.2 | 5 | 50000 | 42551 |  |  | No |  | 3.1 | 12707 | 129.5 | 98.12 | 14.23 | 0.9037 | 5700 | 77.2
P1TDD825 | James Trading Company Limited | JAMES | ZY-PHV100W40K120 [MeanWell Driver] | Indoor Luminaires | High-Bay | High-Bay Luminaires for Commercial and Industrial Buildings | Premium | TRUE | 11698 | 114.92 | 101.8 | 14.66 | 0.9027 | 3850 | 71.6 | 5 | 50000 | 42551 |  |  | No |  | 3.1 | 11722 | 116.87 | 100.3 | 14.66 | 0.9027 | 4000 | 70.6
PWBGE9FY | James Trading Company Limited | JAMES | ZY-PHV100W40K120 | Indoor Luminaires | High-Bay | High-Bay Luminaires for Commercial and Industrial Buildings | Premium | TRUE | 12265 | 125.08 | 98.06 | 13.15 | 0.9021 | 3959 | 70.6 | 5 | 50000 | 42551 |  |  | No |  | 3.1 | 12329 | 125.49 | 98.25 | 13.15 | 0.9021 | 4000 | 70.6
P63WFQST | Shanghai Sheenly Lighting Co. Ltd. | SHEENLY | SL-BAY-40W-NW-AN-60D | Indoor Luminaires | High-Bay | Low-Bay Luminaires for Commercial and Industrial Buildings | Standard | TRUE | 4509.4 | 107.97 | 41.76 | 11.5 | 0.8962 | 3910 | 80.5 | 5 | 50000 | 42551 |  |  | Yes |  | 3.1 | 5000 | 125 | 40 | 11.5 | 0.9 | 4000 | 80
PZMDKRGQ | Shanghai Sheenly Lighting Co. Ltd. | SHEENLY | SL-BAY-80W-PW-AN-60D | Indoor Luminaires | High-Bay | Low-Bay Luminaires for Commercial and Industrial Buildings | Standard | FALSE | [9 empty] | 42551 |  |  | Yes |  | 3.1 | 8800 | 110 | 80 | 15.58 | 0.9 | 5700 | 80
PB1AGM2A | Shanghai Sheenly Lighting Co. Ltd. | SHEENLY | SL-BAY-80W-PW-AN-120D | Indoor Luminaires | High-Bay | Low-Bay Luminaires for Commercial and Industrial Buildings | Standard | FALSE | [9 empty] | 42551 |  |  | Yes |  | 3.1 | 8800 | 110 | 80 | 15.58 | 0.9 | 5700 | 80
PXRDW94N | Shanghai Sheenly Lighting Co. Ltd. | SHEENLY | SL-BAY-60W-PW-AN-120D | Indoor Luminaires | High-Bay | Low-Bay Luminaires for Commercial and Industrial Buildings | Standard | FALSE | [9 empty] | 42551 |  |  | Yes |  | 3.1 | 6900 | 115 | 60 | 14.14 | 0.9 | 5700 | 80
PR2YCT3Y | Shanghai Sheenly Lighting Co. Ltd. | SHEENLY | SL-BAY-40W-PW-AN-120D | Indoor Luminaires | High-Bay | Low-Bay Luminaires for Commercial and Industrial Buildings | Standard | FALSE | [9 empty] | 42551 |  |  | Yes |  | 3.1 | 5000 | 125 | 40 | 11.5 | 0.9 | 5700 | 80
PCD2PQ8Z | Shanghai Sheenly Lighting Co. Ltd. | SHEENLY | SL-BAY-40W-PW-AN-60D | Indoor Luminaires | High-Bay | Low-Bay Luminaires for Commercial and Industrial Buildings | Standard | FALSE | [9 empty] | 42551 |  |  | Yes |  | 3.1 | 5000 | 125 | 40 | 11.5 | 0.9 | 5700 | 80
PM4K88PN | Shanghai Sheenly Lighting Co. Ltd. | SHEENLY | SL-BAY-80W-DW-AN-60D | Indoor Luminaires | High-Bay | Low-Bay Luminaires for Commercial and Industrial Buildings | Standard | FALSE | [9 empty] | 42551 |  |  | Yes |  | 3.1 | 8800 | 110 | 80 | 15.58 | 0.9 | 5000 | 80
P9ZFVA7J | Shanghai Sheenly Lighting Co. Ltd. | SHEENLY | SL-BAY-80W-DW-AN-120D | Indoor Luminaires | High-Bay | Low-Bay Luminaires for Commercial and Industrial Buildings | Standard | FALSE | [9 empty] | 42551 |  |  | Yes |  | 3.1 | 8800 | 110 | 80 | 15.58 | 0.9 | 5000 | 80
PMDM6FA1 | Shanghai Sheenly Lighting Co. Ltd. | SHEENLY | SL-BAY-60W-DW-AN-120D | Indoor Luminaires | High-Bay | Low-Bay Luminaires for Commercial and Industrial Buildings | Standard | FALSE | [9 empty] | 42551 |  |  | Yes |  | 3.1 | 6900 | 115 | 60 | 14.14 | 0.9 | 5000 | 80
P1BD8XJZ | Shanghai Sheenly Lighting Co. Ltd. | SHEENLY | SL-BAY-60W-DW-AN-60D | Indoor Luminaires | High-Bay | Low-Bay Luminaires for Commercial and Industrial Buildings | Standard | FALSE | [9 empty] | 42551 |  |  | Yes |  | 3.1 | 6900 | 115 | 60 | 14.14 | 0.9 | 5000 | 80
PPA576TP | Shanghai Sheenly Lighting Co. Ltd. | SHEENLY | SL-BAY-40W-DW-AN-60D | Indoor Luminaires | High-Bay | Low-Bay Luminaires for Commercial and Industrial Buildings | Standard | FALSE | [9 empty] | 42551 |  |  | Yes |  | 3.1 | 5000 | 125 | 40 | 11.5 | 0.9 | 5000 | 80
PD78V136 | Shanghai Sheenly Lighting Co. Ltd. | SHEENLY | SL-BAY-40W-DW-AN-120D | Indoor Luminaires | High-Bay | Low-Bay Luminaires for Commercial and Industrial Buildings | Standard | FALSE | [9 empty] | 42551 |  |  | Yes |  | 3.1 | 5000 | 125 | 40 | 11.5 | 0.9 | 5000 | 80
P83CSH97 | Shanghai Sheenly Lighting Co. Ltd. | SHEENLY | SL-BAY-80W-NW-AN-120D | Indoor Luminaires | High-Bay | Low-Bay Luminaires for Commercial and Industrial Buildings | Standard | FALSE | [9 empty] | 42551 |  |  | Yes |  | 3.1 | 8800 | 110 | 80 | 15.58 | 0.9 | 4000 | 80
P55WDUG6 | Shanghai Sheenly Lighting Co. Ltd. | SHEENLY | SL-BAY-80W-NW-AN-60D | Indoor Luminaires | High-Bay | Low-Bay Luminaires for Commercial and Industrial Buildings | Standard | FALSE | [9 empty] | 42551 |  |  | Yes |  | 3.1 | 8800 | 110 | 80 | 15.58 | 0.9 | 4000 | 80
PD6NE1TX | Shanghai Sheenly Lighting Co. Ltd. | SHEENLY | SL-BAY-60W-NW-AN-120D | Indoor Luminaires | High-Bay | Low-Bay Luminaires for Commercial and Industrial Buildings | Standard | FALSE | [9 empty] | 42551 |  |  | Yes |  | 3.1 | 6900 | 115 | 60 | 14.14 | 0.9 | 4000 | 80
PGHENX7Y | Shanghai Sheenly Lighting Co. Ltd. | SHEENLY | SL-BAY-40W-NW-AN-120D | Indoor Luminaires | High-Bay | Low-Bay Luminaires for Commercial and Industrial Buildings | Standard | FALSE | [9 empty] | 42551 |  |  | Yes |  | 3.1 | 5000 | 125 | 40 | 11.5 | 0.9 | 4000 | 80
PWTWFXX4 | James Trading Company Limited | JAMES | ZY-PHV100W57K120 [MeanWell Driver] | Indoor Luminaires | High-Bay | High-Bay Luminaires for Commercial and Industrial Buildings | Premium | FALSE | [9 empty] | 42551 |  |  | No |  | 3.1 | 12043 | 119.83 | 100.5 | 14.17 | 0.903 | 5700 | 77.2
PR5J1PP1 | James Trading Company Limited | JAMES | ZY-HV150W57K120 [MeanWell Driver] | Indoor Luminaires | High-Bay | High-Bay Luminaires for Commercial and Industrial Buildings | Premium | FALSE | [9 empty] | 42551 |  |  | No |  | 3.1 | 20743 | 139.4 | 148.8 | 14.33 | 0.9114 | 5700 | 77
PSGXCMWU | James Trading Company Limited | JAMES | ZY-HV150W57K60 [MeanWell Driver] | Indoor Luminaires | High-Bay | High-Bay Luminaires for Commercial and Industrial Buildings | Premium | FALSE | [9 empty] | 42551 |  |  | No |  | 3.1 | 20100 | 135.54 | 148.3 | 14.83 | 0.9117 | 5700 | 75.7
PHF2TDTP | James Trading Company Limited | JAMES | ZY-HV240W57K60 | Indoor Luminaires | High-Bay | High-Bay Luminaires for Commercial and Industrial Buildings | Premium | FALSE | [9 empty] | 42551 |  |  | No |  | 3.1 | 28687.53 | 123.86 | 231.6 | 12.7 | 0.9102 | 5700 | 75.5
P8W8JWQZ | James Trading Company Limited | JAMES | ZY-HPF-240W57K60 | Indoor Luminaires | High-Bay | High-Bay Luminaires for Commercial and Industrial Buildings | Premium | FALSE | [9 empty] | 42551 |  |  | No |  | 3.1 | 29196.27 | 128.73 | 226.8 | 14.77 | 0.9123 | 5700 | 75.1
P2FQGGWQ | James Trading Company Limited | JAMES | ZY-HV240W57K120 | Indoor Luminaires | High-Bay | High-Bay Luminaires for Commercial and Industrial Buildings | Premium | FALSE | [9 empty] | 42551 |  |  | No |  | 3.1 | 29146.53 | 125.84 | 231.6 | 12.7 | 0.9102 | 5700 | 75.1
P8GKHG7Q | James Trading Company Limited | JAMES | ZY-HPF-150W57K60 | Indoor Luminaires | High-Bay | High-Bay Luminaires for Commercial and Industrial Buildings | Premium | FALSE | [9 empty] | 42551 |  |  | No |  | 3.1 | 19927.11 | 137.9 | 144.5 | 14.12 | 0.9324 | 5700 | 71.5
P2D5634R | James Trading Company Limited | JAMES | ZY-HPF-150W57K120 | Indoor Luminaires | High-Bay | High-Bay Luminaires for Commercial and Industrial Buildings | Premium | FALSE | [9 empty] | 42551 |  |  | No |  | 3.1 | 19346.71 | 133.88 | 144.5 | 14.12 | 0.9324 | 5700 | 71.5
PVC1N5KB | James Trading Company Limited | JAMES | ZY-HV150W57K120 | Indoor Luminaires | High-Bay | High-Bay Luminaires for Commercial and Industrial Buildings | Premium | FALSE | [9 empty] | 42551 |  |  | No |  | 3.1 | 18810.26 | 128.04 | 146.9 | 13.27 | 0.9043 | 5700 | 71.5
PUDP1VKE | James Trading Company Limited | JAMES | ZY-HPF-200W57K60 | Indoor Luminaires | High-Bay | High-Bay Luminaires for Commercial and Industrial Buildings | Premium | FALSE | [9 empty] | 42551 |  |  | No |  | 3.1 | 25355.7 | 133.38 | 190.1 | 13.61 | 0.9153 | 5700 | 71.4
PVF1VAA8 | James Trading Company Limited | JAMES | ZY-HPF-200W57K120 | Indoor Luminaires | High-Bay | High-Bay Luminaires for Commercial and Industrial Buildings | Premium | FALSE | [9 empty] | 42551 |  |  | No |  | 3.1 | 24617.18 | 129.49 | 190.1 | 13.61 | 0.9153 | 5700 | 71.4
PHN5TAKC | James Trading Company Limited | JAMES | ZY-PHV150WS7K120 | Indoor Luminaires | High-Bay | High-Bay Luminaires for Commercial and Industrial Buildings | Premium | FALSE | [9 empty] | 42551 |  |  | No |  | 3.1 | 19014.73 | 131.04 | 145.1 | 14.76 | 0.9031 | 5700 | 70.7
PSY5CCS4 | James Trading Company Limited | JAMES | ZY-PHV1SOW57K120 [MeanWell Driver] | Indoor Luminaires | High-Bay | High-Bay Luminaires for Commercial and Industrial Buildings | Premium | FALSE | [9 empty] | 42551 |  |  | No |  | 3.1 | 21000.09 | 142.18 | 147.7 | 14.53 | 0.9101 | 5700 | 70.7
PHEPPNWE | James Trading Company Limited | JAMES | ZY-PHV120W57K120 [MeanWell Driver] | Indoor Luminaires | High-Bay | High-Bay Luminaires for Commercial and Industrial Buildings | Premium | FALSE | [9 empty] | 42551 |  |  | No |  | 3.1 | 15732.2 | 131.1 | 120 | 14.23 | 0.9037 | 5700 | 70
PN2N6GJG | James Trading Company Limited | JAMES | ZY-PHV120W57K120 | Indoor Luminaires | High-Bay | High-Bay Luminaires for Commercial and Industrial Buildings | Premium | FALSE | [9 empty] | 42551 |  |  | No |  | 3.1 | 15625.83 | 130.21 | 120 | 14.23 | 0.9037 | 5700 | 70
P4CMBKEN | James Trading Company Limited | JAMES | ZY-HV200W57K120 | Indoor Luminaires | High-Bay | High-Bay Luminaires for Commercial and Industrial Buildings | Premium | FALSE | [9 empty] | 42551 |  |  | No |  | 3.1 | 25435.85 | 127.17 | 200 | 13.29 | 0.9044 | 5700 | 70
PGHZA7EK | James Trading Company Limited | JAMES | ZY-HV200W57K60 | Indoor Luminaires | High-Bay | High-Bay Luminaires for Commercial and Industrial Buildings | Premium | FALSE | [9 empty] | 42551 |  |  | No |  | 3.1 | 25035.28 | 125.17 | 200 | 13.29 | 0.9044 | 5700 | 70
P5AZ7P9A | James Trading Company Limited | JAMES | ZY-HV150W50K60 [MeanWell Driver] | Indoor Luminaires | High-Bay | High-Bay Luminaires for Commercial and Industrial Buildings | Premium | FALSE | [9 empty] | 42551 |  |  | No |  | 3.1 | 19977.5 | 135.25 | 147.7 | 14.85 | 0.9138 | 5000 | 83.2
PZQX4GNH | James Trading Company Limited | JAMES | ZY-BP-200W 120Â° | Indoor Luminaires | High-Bay | High-Bay Luminaires for Commercial and Industrial Buildings | Premium | FALSE | [9 empty] | 42551 |  |  | No |  | 3 | 22600 | 113 | 200 | 13.42 | 0.995 | 5000 | 81
P3ZC8J5X | James Trading Company Limited | JAMES | ZY-BP-200W 90Â° | Indoor Luminaires | High-Bay | High-Bay Luminaires for Commercial and Industrial Buildings | Premium | FALSE | [9 empty] | 42551 | Dimmable | Continuous Below 10 | No |  | 3 | 22400 | 112 | 200 | 13.42 | 0.995 | 5000 | 81
PUTT93JK | James Trading Company Limited | JAMES | ZY-BP-200W 45Â° | Indoor Luminaires | High-Bay | High-Bay Luminaires for Commercial and Industrial Buildings | Premium | FALSE | [9 empty] | 42551 |  |  | No |  | 3 | 22201 | 111.004 | 200 | 13.42 | 0.995 | 5000 | 81
PZFXQ6QT | James Trading Company Limited | JAMES | ZY-BP-150W 120Â° | Indoor Luminaires | High-Bay | High-Bay Luminaires for Commercial and Industrial Buildings | Premium | FALSE | [9 empty] | 42551 |  |  | No |  | 3 | 16950 | 113 | 150 | 13.42 | 0.994 | 5000 | 81
P3SQD4JG | James Trading Company Limited | JAMES | ZY-BP-150W 90Â° | Indoor Luminaires | High-Bay | High-Bay Luminaires for Commercial and Industrial Buildings | Premium | FALSE | [9 empty] | 42551 | Dimmable | Continuous Below 10 | No |  | 3 | 16800 | 112 | 150 | 13.42 | 0.994 | 5000 | 81
P4CGBUBT | James Trading Company Limited | JAMES | ZY-BP-150W 45Â° | Indoor Luminaires | High-Bay | High-Bay Luminaires for Commercial and Industrial Buildings | Premium | FALSE | [9 empty] | 42551 | Dimmable | Continuous Below 10 | No |  | 3 | 16486 | 109.907 | 150 | 13.42 | 0.994 | 5000 | 81
PA9MT5YP | James Trading Company Limited | JAMES | ZY-BP-120W 120Â° | Indoor Luminaires | High-Bay | High-Bay Luminaires for Commercial and Industrial Buildings | Premium | FALSE | [9 empty] | 42551 | Dimmable | Continuous Below 10 | No |  | 3 | 13162.7 | 113.68 | 120 | 13.42 | 0.9868 | 5000 | 81
PJENVCZV | James Trading Company Limited | JAMES | ZY-BP-120W 90Â° | Indoor Luminaires | High-Bay | High-Bay Luminaires for Commercial and Industrial Buildings | Premium | FALSE | [9 empty] | 42551 |  |  | No |  | 3 | 13044.7 | 113.25 | 120 | 13.42 | 0.9868 | 5000 | 81
PEHKZFFS | James Trading Company Limited | JAMES | ZY-HV240W50K60 | Indoor Luminaires | High-Bay | High-Bay Luminaires for Commercial and Industrial Buildings | Premium | FALSE | [9 empty] | 42551 |  |  | No |  | 3.1 | 28465.15 | 122.9 | 231.6 | 12.7 | 0.9102 | 5000 | 72
PEKTVQ8U | James Trading Company Limited | JAMES | ZY-HPF-240W50K60 | Indoor Luminaires | High-Bay | High-Bay Luminaires for Commercial and Industrial Buildings | Premium | FALSE | [9 empty] | 42551 |  |  | No |  | 3.1 | 28757.33 | 126.79 | 226.8 | 14.77 | 0.9123 | 5000 | 71.9
PMH7BA5E | James Trading Company Limited | JAMES | ZY-HPF-150W50K60 | Indoor Luminaires | High-Bay | High-Bay Luminaires for Commercial and Industrial Buildings | Premium | FALSE | [9 empty] | 42551 |  |  | No |  | 3.1 | 19627.53 | 135.83 | 144.5 | 14.12 | 0.9324 | 5000 | 71.5
PSB2YEU4 | James Trading Company Limited | JAMES | ZY-HPF-150W50K120 | Indoor Luminaires | High-Bay | High-Bay Luminaires for Commercial and Industrial Buildings | Premium | FALSE | [9 empty] | 42551 |  |  | No |  | 3.1 | 19055.85 | 131.87 | 144.5 | 14.12 | 0.9324 | 5000 | 71.5
P4WKZU26 | James Trading Company Limited | JAMES | ZY-HV150W50K60 | Indoor Luminaires | High-Bay | High-Bay Luminaires for Commercial and Industrial Buildings | Premium | FALSE | [9 empty] | 42551 |  |  | No |  | 3.1 | 18376.5 | 125.52 | 146.4 | 13.79 | 0.9033 | 5000 | 71.5
P3MFVPVA | James Trading Company Limited | JAMES | ZY-HV150W50K120 | Indoor Luminaires | High-Bay | High-Bay Luminaires for Commercial and Industrial Buildings | Premium | FALSE | [9 empty] | 42551 |  |  | No |  | 3.1 | 18664.44 | 127.05 | 146.9 | 13.27 | 0.9043 | 5000 | 71.5
PZY3K2X8 | James Trading Company Limited | JAMES | ZY-HV240W50K120 | Indoor Luminaires | High-Bay | High-Bay Luminaires for Commercial and Industrial Buildings | Premium | FALSE | [9 empty] | 42551 |  |  | No |  | 3.1 | 28920.59 | 124.87 | 231.6 | 12.7 | 0.9102 | 5000 | 71.5
PPBHCD1S | James Trading Company Limited | JAMES | ZY-HPF-240W50K120 | Indoor Luminaires | High-Bay | High-Bay Luminaires for Commercial and Industrial Buildings | Premium | FALSE | [9 empty] | 42551 |  |  | No |  | 3.1 | 27908.5 | 122.62 | 227.6 | 14.21 | 0.9189 | 5000 | 71.4
PVZACZAR | James Trading Company Limited | JAMES | ZY-HPF-200W50K60 | Indoor Luminaires | High-Bay | High-Bay Luminaires for Commercial and Industrial Buildings | Premium | FALSE | [9 empty] | 42551 |  |  | No |  | 3.1 | 24974.5 | 131.37 | 190.1 | 13.61 | 0.9153 | 5000 | 71.4
P5SQ8XQ6 | James Trading Company Limited | JAMES | ZY-HPF-200W50K120 | Indoor Luminaires | High-Bay | High-Bay Luminaires for Commercial and Industrial Buildings | Premium | FALSE | [9 empty] | 42551 |  |  | No |  | 3.1 | 24247.09 | 127.54 | 190.1 | 13.61 | 0.9153 | 5000 | 71.4
P81S8M13 | James Trading Company Limited | JAMES | ZY-PHV150W50K120 | Indoor Luminaires | High-Bay | High-Bay Luminaires for Commercial and Industrial Buildings | Premium | FALSE | [9 empty] | 42551 |  |  | No |  | 3.1 | 18871.79 | 130.06 | 145.1 | 14.76 | 0.9031 | 5000 | 70.7
PXRH27ZZ | James Trading Company Limited | JAMES | ZY-PHV1SOWSOK120 [MeanWell Driver] | Indoor Luminaires | High-Bay | High-Bay Luminaires for Commercial and Industrial Buildings | Premium | FALSE | [9 empty] | 42551 |  |  | No |  | 3.1 | 20862.07 | 141.24 | 147.7 | 14.53 | 0.9101 | 5000 | 70.7
PCWDM9BD | James Trading Company Limited | JAMES | ZY-PHV100W50K120 [MeanWell Driver] | Indoor Luminaires | High-Bay | High-Bay Luminaires for Commercial and Industrial Buildings | Premium | FALSE | [9 empty] | 42551 |  |  | No |  | 3.1 | 11962.75 | 119.26 | 100.3 | 14.66 | 0.9027 | 5000 | 70.6
PPWERE96 | James Trading Company Limited | JAMES | ZY-HV150W50K120 [MeanWell Driver] | Indoor Luminaires | High-Bay | High-Bay Luminaires for Commercial and Industrial Buildings | Premium | FALSE | [9 empty] | 42551 |  |  | No |  | 3.1 | 20616 | 138.73 | 148.6 | 14.62 | 0.9164 | 5000 | 70.6
P5JF61GR | James Trading Company Limited | JAMES | ZY-PHV100W50K120 | Indoor Luminaires | High-Bay | High-Bay Luminaires for Commercial and Industrial Buildings | Premium | FALSE | [9 empty] | 42551 |  |  | No |  | 3.1 | 12612.5 | 128.37 | 98.25 | 13.15 | 0.9021 | 5000 | 70.6
P6A8KUVN | James Trading Company Limited | JAMES | ZY-PHV120W50K120 [MeanWell Driver] | Indoor Luminaires | High-Bay | High-Bay Luminaires for Commercial and Industrial Buildings | Premium | FALSE | [9 empty] | 42551 |  |  | No |  | 3.1 | 15628.8 | 130.24 | 120 | 14.23 | 0.9037 | 5000 | 70
PVSNYV1D | James Trading Company Limited | JAMES | ZY-PHV120W50K120 | Indoor Luminaires | High-Bay | High-Bay Luminaires for Commercial and Industrial Buildings | Premium | FALSE | [9 empty] | 42551 |  |  | No |  | 3.1 | 15508.37 | 129.23 | 120 | 14.23 | 0.9037 | 5000 | 70
P47P4H68 | James Trading Company Limited | JAMES | ZY-HV200W50K120 | Indoor Luminaires | High-Bay | High-Bay Luminaires for Commercial and Industrial Buildings | Premium | FALSE | [9 empty] | 42551 |  |  | No |  | 3.1 | 25238.67 | 126.19 | 200 | 13.29 | 0.9044 | 5000 | 70
PWTA8JA8 | James Trading Company Limited | JAMES | ZY-HV200W50K60 | Indoor Luminaires | High-Bay | High-Bay Luminaires for Commercial and Industrial Buildings | Premium | FALSE | [9 empty] | 42551 |  |  | No |  | 3.1 | 24841.21 | 124.2 | 200 | 13.29 | 0.9044 | 5000 | 70
PE7FHWEX | James Trading Company Limited | JAMES | ZY-HV150W45K60 [MeanWell Driver] | Indoor Luminaires | High-Bay | High-Bay Luminaires for Commercial and Industrial Buildings | Premium | FALSE | [9 empty] | 42551 |  |  | No |  | 3.1 | 19855 | 134.42 | 147.7 | 14.85 | 0.9138 | 4500 | 83.2
PJB6W2ZX | James Trading Company Limited | JAMES | ZY-HV240W45K60 | Indoor Luminaires | High-Bay | High-Bay Luminaires for Commercial and Industrial Buildings | Premium | FALSE | [9 empty] | 42551 |  |  | No |  | 3.1 | 28242.76 | 121.94 | 231.6 | 12.7 | 0.9102 | 4500 | 72
PP8ZN9WM | James Trading Company Limited | JAMES | ZY-HPF-240W45K60 | Indoor Luminaires | High-Bay | High-Bay Luminaires for Commercial and Industrial Buildings | Premium | FALSE | [9 empty] | 42551 |  |  | No |  | 3.1 | 28537.86 | 125.82 | 226.8 | 14.77 | 0.9123 | 4500 | 71.9
P6RQVDGS | James Trading Company Limited | JAMES | ZY-HPF-150W45K60 | Indoor Luminaires | High-Bay | High-Bay Luminaires for Commercial and Industrial Buildings | Premium | FALSE | [9 empty] | 42551 |  |  | No |  | 3.1 | 19477.74 | 134.79 | 144.5 | 14.12 | 0.9324 | 4500 | 71.5
P2HVH5MS | James Trading Company Limited | JAMES | ZY-HPF-150W45K120 | Indoor Luminaires | High-Bay | High-Bay Luminaires for Commercial and Industrial Buildings | Premium | FALSE | [9 empty] | 42551 |  |  | No |  | 3.1 | 18910.42 | 130.86 | 144.5 | 14.12 | 0.9324 | 4500 | 71.5
PUYC23G9 | James Trading Company Limited | JAMES | ZY-HV150W45K60 | Indoor Luminaires | High-Bay | High-Bay Luminaires for Commercial and Industrial Buildings | Premium | FALSE | [9 empty] | 42551 |  |  | No |  | 3.1 | 18232 | 124.53 | 146.4 | 13.79 | 0.9033 | 4500 | 71.5
P19WZBKK | James Trading Company Limited | JAMES | ZY-HV150W45K120 | Indoor Luminaires | High-Bay | High-Bay Luminaires for Commercial and Industrial Buildings | Premium | FALSE | [9 empty] | 42551 |  |  | No |  | 3.1 | 18518.63 | 126.06 | 146.9 | 13.27 | 0.9043 | 4500 | 71.5
P29TJQB3 | James Trading Company Limited | JAMES | ZY-HV240W45K120 | Indoor Luminaires | High-Bay | High-Bay Luminaires for Commercial and Industrial Buildings | Premium | FALSE | [9 empty] | 42551 |  |  | No |  | 3.1 | 28694.65 | 123.89 | 231.6 | 12.7 | 0.9102 | 4500 | 71.5
P9E22MY1 | James Trading Company Limited | JAMES | ZY-HPF-240W45K120 | Indoor Luminaires | High-Bay | High-Bay Luminaires for Commercial and Industrial Buildings | Premium | FALSE | [9 empty] | 42551 |  |  | No |  | 3.1 | 27692.75 | 121.67 | 227.6 | 14.21 | 0.9189 | 4500 | 71.4
PMUYKPAU | James Trading Company Limited | JAMES | ZY-HPF-200W45K60 | Indoor Luminaires | High-Bay | High-Bay Luminaires for Commercial and Industrial Buildings | Premium | FALSE | [9 empty] | 42551 |  |  | No |  | 3.1 | 24783.9 | 130.37 | 190.1 | 13.61 | 0.9153 | 4500 | 71.4
PAYF4RMD | James Trading Company Limited | JAMES | ZY-HPF-200W45K120 | Indoor Luminaires | High-Bay | High-Bay Luminaires for Commercial and Industrial Buildings | Premium | FALSE | [9 empty] | 42551 |  |  | No |  | 3.1 | 24062.04 | 126.57 | 190.1 | 13.61 | 0.9153 | 4500 | 71.4
PYZ2SEJW | James Trading Company Limited | JAMES | ZY-PHV150W45K120 | Indoor Luminaires | High-Bay | High-Bay Luminaires for Commercial and Industrial Buildings | Premium | FALSE | [9 empty] | 42551 |  |  | No |  | 3.1 | 18728.86 | 129.07 | 145.1 | 14.76 | 0.9031 | 4500 | 70.7
PU2389TY | James Trading Company Limited | JAMES | ZY-PHV150W45K120 [MeanWell Driver] | Indoor Luminaires | High-Bay | High-Bay Luminaires for Commercial and Industrial Buildings | Premium | FALSE | [9 empty] | 42551 |  |  | No |  | 3.1 | 20724.04 | 140.31 | 147.7 | 14.53 | 0.9101 | 4500 | 70.7
P91DT4RK | James Trading Company Limited | JAMES | ZY-PHV100W45K120 [MeanWell Driver] | Indoor Luminaires | High-Bay | High-Bay Luminaires for Commercial and Industrial Buildings | Premium | FALSE | [9 empty] | 42551 |  |  | No |  | 3.1 | 11882.5 | 118.46 | 100.3 | 14.66 | 0.9027 | 4500 | 70.6
PU8C3B99 | James Trading Company Limited | JAMES | ZY-HV150W45K120 [MeanWell Driver] | Indoor Luminaires | High-Bay | High-Bay Luminaires for Commercial and Industrial Buildings | Premium | FALSE | [9 empty] | 42551 |  |  | No |  | 3.1 | 20489 | 137.88 | 148.6 | 14.62 | 0.9164 | 4500 | 70.6
PG8TJ374 | James Trading Company Limited | JAMES | ZY-PHV100W45K120 | Indoor Luminaires | High-Bay | High-Bay Luminaires for Commercial and Industrial Buildings | Premium | FALSE | [9 empty] | 42551 |  |  | No |  | 3.1 | 12518 | 127.4 | 98.25 | 13.15 | 0.9021 | 4500 | 70.6
PQ8YDHDQ | James Trading Company Limited | JAMES | ZY-PHV120W45K120 [MeanWell Driver] | Indoor Luminaires | High-Bay | High-Bay Luminaires for Commercial and Industrial Buildings | Premium | FALSE | [9 empty] | 42551 |  |  | No |  | 3.1 | 15525.4 | 129.37 | 120 | 14.23 | 0.9037 | 4500 | 70
PJKRQ351 | James Trading Company Limited | JAMES | ZY-PHV120W45K120 | Indoor Luminaires | High-Bay | High-Bay Luminaires for Commercial and Industrial Buildings | Premium | FALSE | [9 empty] | 42551 |  |  | No |  | 3.1 | 15390.91 | 128.25 | 120 | 14.23 | 0.9037 | 4500 | 70
PNKASUQ9 | James Trading Company Limited | JAMES | ZY-HV200W45K120 | Indoor Luminaires | High-Bay | High-Bay Luminaires for Commercial and Industrial Buildings | Premium | FALSE | [9 empty] | 42551 |  |  | No |  | 3.1 | 25041.49 | 125.2 | 200 | 13.29 | 0.9044 | 4500 | 70
PWMP777B | James Trading Company Limited | JAMES | ZY-HV200W45K60 | Indoor Luminaires | High-Bay | High-Bay Luminaires for Commercial and Industrial Buildings | Premium | FALSE | [9 empty] | 42551 |  |  | No |  | 3.1 | 24647.14 | 123.23 | 200 | 13.29 | 0.9044 | 4500 | 70
PBHGVPUQ | James Trading Company Limited | JAMES | ZY-HPF-240W40K60 | Indoor Luminaires | High-Bay | High-Bay Luminaires for Commercial and Industrial Buildings | Premium | FALSE | [9 empty] | 42551 |  |  | No |  | 3.1 | 28318.4 | 124.31 | 226.8 | 14.77 | 0.9123 | 4000 | 71.9
PWPKNK3W | James Trading Company Limited | JAMES | ZY-HPF-150W40K60 | Indoor Luminaires | High-Bay | High-Bay Luminaires for Commercial and Industrial Buildings | Premium | FALSE | [9 empty] | 42551 |  |  | No |  | 3.1 | 19327.95 | 133.75 | 144.5 | 14.12 | 0.9324 | 4000 | 71.5
PYVBUS3S | James Trading Company Limited | JAMES | ZY-HV150W40K120 | Indoor Luminaires | High-Bay | High-Bay Luminaires for Commercial and Industrial Buildings | Premium | FALSE | [9 empty] | 42551 |  |  | No |  | 3.1 | 18227 | 124.08 | 146.9 | 13.27 | 0.9043 | 4000 | 71.5
PYP2YV42 | James Trading Company Limited | JAMES | ZY-HV240W40K120 | Indoor Luminaires | High-Bay | High-Bay Luminaires for Commercial and Industrial Buildings | Premium | FALSE | [9 empty] | 42551 |  |  | No |  | 3.1 | 28242.76 | 121.94 | 231.6 | 12.7 | 0.9102 | 4000 | 71.5
PMUYEH3Q | James Trading Company Limited | JAMES | ZY-HPF-200W40K60 | Indoor Luminaires | High-Bay | High-Bay Luminaires for Commercial and Industrial Buildings | Premium | FALSE | [9 empty] | 42551 |  |  | No |  | 3.1 | 24593.31 | 129.37 | 190.1 | 13.61 | 0.9153 | 4000 | 71.4
PRXGA8EE | James Trading Company Limited | JAMES | ZY-HPF-200W40K120 | Indoor Luminaires | High-Bay | High-Bay Luminaires for Commercial and Industrial Buildings | Premium | FALSE | [9 empty] | 42551 |  |  | No |  | 3.1 | 23877 | 125.63 | 190.1 | 13.61 | 0.9153 | 4000 | 71.4
PMRW7QJ2 | James Trading Company Limited | JAMES | ZY-PHV150W40K120 | Indoor Luminaires | High-Bay | High-Bay Luminaires for Commercial and Industrial Buildings | Premium | FALSE | [9 empty] | 42551 |  |  | No |  | 3.1 | 18443 | 127.11 | 145.1 | 14.76 | 0.9031 | 4000 | 70.7
PAT8KDA6 | James Trading Company Limited | JAMES | ZY-PHV150W40K120 [MeanWell Driver) | Indoor Luminaires | High-Bay | High-Bay Luminaires for Commercial and Industrial Buildings | Premium | FALSE | [9 empty] | 42551 |  |  | No |  | 3.1 | 20448 | 138.44 | 147.7 | 14.53 | 0.9101 | 4000 | 70.7
PCFNZ6S3 | James Trading Company Limited | JAMES | ZY-PHV120W40K120 [MeanWell Driver] | Indoor Luminaires | High-Bay | High-Bay Luminaires for Commercial and Industrial Buildings | Premium | FALSE | [9 empty] | 42551 |  |  | No |  | 3.1 | 15318.6 | 127.65 | 120 | 14.23 | 0.9037 | 4000 | 70
PQJ4TM2U | James Trading Company Limited | JAMES | ZY-PHV120W40K120 | Indoor Luminaires | High-Bay | High-Bay Luminaires for Commercial and Industrial Buildings | Premium | FALSE | [9 empty] | 42551 |  |  | No |  | 3.1 | 15156 | 126.3 | 120 | 14.23 | 0.9037 | 4000 | 70
P692ZVS6 | James Trading Company Limited | JAMES | ZY-HV200W40K120 | Indoor Luminaires | High-Bay | High-Bay Luminaires for Commercial and Industrial Buildings | Premium | FALSE | [9 empty] | 42551 |  |  | No |  | 3.1 | 24647.14 | 123.23 | 200 | 13.29 | 0.9044 | 4000 | 70
PWJYA496 | James Trading Company Limited | JAMES | ZY-HV200W40K60 | Indoor Luminaires | High-Bay | High-Bay Luminaires for Commercial and Industrial Buildings | Premium | FALSE | [9 empty] | 42551 |  |  | No |  | 3.1 | 24259 | 121.29 | 200 | 13.29 | 0.9044 | 4000 | 70
PH4DF61G | Tamlite Lighting | Tamlite Lighting | CTNLED4-10800D1L830-XX | Indoor Luminaires | High-Bay | High-Bay Luminaires for Commercial and Industrial Buildings | Standard | TRUE | 9240 | 99.7 | 92.65 | 5.42 | 0.998 | 3205 | 84 | 5 | 50000 | 42550 |  |  | No |  | 3.1 | 9240 | 99.7 | 92.65 | 5.42 | 0.998 | 3205 | 84
PVG5MX7X | Tamlite Lighting | Tamlite Lighting | CTNLED4-6600D1L850-XX | Indoor Luminaires | High-Bay | Low-Bay Luminaires for Commercial and Industrial Buildings | Standard | TRUE | 6502 | 132 | 49.27 | 5.37 | 0.998 | 5238 | 83.5 | 5 | 50000 | 42550 |  |  | No |  | 3.1 | 6502 | 132 | 49.27 | 5.37 | 0.998 | 5238 | 83.5
P7URRWBC | Tamlite Lighting | Tamlite Lighting | CTNLED4-10800D1L835-XX | Indoor Luminaires | High-Bay | High-Bay Luminaires for Commercial and Industrial Buildings | Standard | TRUE | 9702 | 105 | 92.36 | 11.1 | 0.983 | 3648 | 85.3 | 5 | 50000 | 42550 |  |  | No |  | 4 | 9700 | 107 | 90 | 5.5 | 0.997 | 3500 | 84
PEEV7CK9 | CBM Electronics Lighting Inc. | CBM Lighting | AWC3-22WLED-85/285-5000K | Indoor Luminaires | High-Bay | Low-Bay Luminaires for Commercial and Industrial Buildings | Standard | TRUE | 5659 | 91.7 | 61.7 | 11.5 | 0.9 | 5530 | 84 | 5 | 50000 | 42550 |  |  | No |  | 3.1 | 5659 | 91.7 | 61.7 | 8.9 | 0.99 | 5530 | 84
P36H5XT8 | Tamlite Lighting | Tamlite Lighting | CTNLED4-5280D1S2L850-XX | Indoor Luminaires | High-Bay | Low-Bay Luminaires for Commercial and Industrial Buildings | Standard | FALSE | [9 empty] | 42550 |  |  | No |  | 3.1 | 4980 | 124 | 40 | 6.5 | 0.997 | 5200 | 83.5
PSD78W3U | Tamlite Lighting | Tamlite Lighting | CTNLED4-10800D1L850-XX | Indoor Luminaires | High-Bay | High-Bay Luminaires for Commercial and Industrial Buildings | Standard | FALSE | [9 empty] | 42550 |  |  | No |  | 3.1 | 10000 | 125 | 80 | 5.5 | 0.998 | 5200 | 83.5
PVJ6Q9K5 | Tamlite Lighting | Tamlite Lighting | CTNLED4-8800D1L850-XX | Indoor Luminaires | High-Bay | Low-Bay Luminaires for Commercial and Industrial Buildings | Standard | FALSE | [9 empty] | 42550 |  |  | No |  | 3.1 | 8800 | 129 | 68 | 5.5 | 0.998 | 5200 | 83.5
PK3PGC73 | Tamlite Lighting | Tamlite Lighting | CTNLED4-5280D1S2L840-XX | Indoor Luminaires | High-Bay | Low-Bay Luminaires for Commercial and Industrial Buildings | Standard | FALSE | [9 empty] | 42550 |  |  | No |  | 3.1 | 4955 | 123.8 | 40 | 6.5 | 0.997 | 4000 | 84
PMTEHYRQ | Tamlite Lighting | Tamlite Lighting | CTNLED4-6600D1L840-XX | Indoor Luminaires | High-Bay | Low-Bay Luminaires for Commercial and Industrial Buildings | Standard | FALSE | [9 empty] | 42550 |  |  | No |  | 3.1 | 6250 | 120 | 52 | 6.5 | 0.997 | 4000 | 83.5
P1ZB3KS8 | Tamlite Lighting | Tamlite Lighting | CTNLED4-10800D1L840-XX | Indoor Luminaires | High-Bay | High-Bay Luminaires for Commercial and Industrial Buildings | Standard | FALSE | [9 empty] | 42550 |  |  | No |  | 3.1 | 9800 | 110 | 89 | 5.5 | 0.997 | 4000 | 83.5
PCBMUYRJ | Tamlite Lighting | Tamlite Lighting | CTNLED4-8800D1L840-XX | Indoor Luminaires | High-Bay | Low-Bay Luminaires for Commercial and Industrial Buildings | Standard | FALSE | [9 empty] | 42550 |  |  | No |  | 3.1 | 7850 | 115 | 68 | 5.5 | 0.997 | 4000 | 83.5
P6MMZSZV | Tamlite Lighting | Tamlite Lighting | CTNLED4-5280D1S2L835-XX | Indoor Luminaires | High-Bay | Low-Bay Luminaires for Commercial and Industrial Buildings | Standard | FALSE | [9 empty] | 42550 |  |  | No |  | 3.1 | 4950 | 123 | 40 | 6.5 | 0.997 | 3500 | 84
P9DPDDQZ | Tamlite Lighting | Tamlite Lighting | CTNLED4-8800D1L835-XX | Indoor Luminaires | High-Bay | Low-Bay Luminaires for Commercial and Industrial Buildings | Standard | FALSE | [9 empty] | 42550 |  |  | No |  | 3.1 | 7800 | 114 | 68 | 5.5 | 0.998 | 3500 | 84
PHNWBPUZ | Tamlite Lighting | Tamlite Lighting | CTNLED4-6600D1L835-XX | Indoor Luminaires | High-Bay | Low-Bay Luminaires for Commercial and Industrial Buildings | Standard | FALSE | [9 empty] | 42550 |  |  | No |  | 3.1 | 6200 | 119 | 52 | 5.5 | 0.997 | 3500 | 84
PZX54ZNA | Tamlite Lighting | Tamlite Lighting | CTNLED4-6600D1L830-XX | Indoor Luminaires | High-Bay | Low-Bay Luminaires for Commercial and Industrial Buildings | Standard | FALSE | [9 empty] | 42550 |  |  | No |  | 3.1 | 6100 | 117 | 52 | 5.5 | 0.997 | 3163 | 84
PKE6VC3D | Tamlite Lighting | Tamlite Lighting | CTNLED4-5280D1S2L830-XX | Indoor Luminaires | High-Bay | Low-Bay Luminaires for Commercial and Industrial Buildings | Standard | FALSE | [9 empty] | 42550 |  |  | No |  | 3.1 | 4850 | 121.25 | 40 | 5.5 | 0.997 | 3163 | 84
PXQXP8HE | Tamlite Lighting | Tamlite Lighting | CTNLED4-8800D1L830-XX | Indoor Luminaires | High-Bay | Low-Bay Luminaires for Commercial and Industrial Buildings | Standard | FALSE | [9 empty] | 42550 |  |  | No |  | 3.1 | 7702 | 112.1 | 68.7 | 5.46 | 0.998 | 3162 | 84.3
PDB9MY1V | Net Zero USA | Net Zero | NZ9160 4000K | Indoor Luminaires | High-Bay | High-Bay Luminaires for Commercial and Industrial Buildings | Premium | TRUE | 18520 | 116.7 | 158.7 | 8.8 | 0.972 | 4121 | 84 | 5 | 50000 | 42549 |  |  | No |  | 3.1 | 19246.2 | 120.3 | 160 | 8.8 | 0.972 | 4000 | 80
P8VG286K | Net Zero USA | Net Zero | NZ9320 4000K | Indoor Luminaires | High-Bay | High-Bay Luminaires for Commercial and Industrial Buildings | Premium | TRUE | 37301 | 116.8 | 319.2 | 8.6 | 0.971 | 4189 | 84 | 5 | 50000 | 42549 |  |  | No |  | 3.1 | 38558.4 | 120.5 | 320 | 8.6 | 0.971 | 4000 | 80
PJC9M3SM | Net Zero USA | Net Zero | NZ9220 4000K | Indoor Luminaires | High-Bay | High-Bay Luminaires for Commercial and Industrial Buildings | Premium | TRUE | 25161 | 117.1 | 214.9 | 9.2 | 0.969 | 4197 | 84 | 5 | 50000 | 42549 |  |  | No |  | 3.1 | 26665.4 | 121.2 | 220 | 9.2 | 0.969 | 4000 | 80
P5VG6Y6H | Best Lights Inc. | SuperLume Series | SL-LED-100W (4000K) | Indoor Luminaires | High-Bay | High-Bay Luminaires for Commercial and Industrial Buildings | Premium | TRUE | 11502.1 | 126.26 | 91.1 | 12.55 | 0.968 | 4010 | 82 | 5 | 50000 | 42549 |  |  | No |  | 3.1 | 11502.1 | 126.26 | 91.1 | 12.55 | 0.9958 | 4010 | 82
PF81RR7G | Net Zero USA | Net Zero | NZ9110 4000K | Indoor Luminaires | High-Bay | High-Bay Luminaires for Commercial and Industrial Buildings | Premium | TRUE | 12282 | 115.2 | 106.6 | 15.2 | 0.963 | 4092 | 84 | 5 | 50000 | 42549 |  |  | No |  | 3.1 | 13061.6 | 118.7 | 110 | 15.2 | 0.963 | 4000 | 80
P1N48CDB | Best Lights Inc. | SuperLume Series | SL-LED-150W (4000K) | Indoor Luminaires | High-Bay | High-Bay Luminaires for Commercial and Industrial Buildings | Premium | TRUE | 18900.3 | 126.93 | 148.9 | 13.62 | 0.939 | 4010 | 82.1 | 5 | 50000 | 42549 |  |  | No |  | 3.1 | 18900.3 | 126.97 | 148.9 | 13.62 | 0.9968 | 4010 | 82.1
PCEEK5GA | Hyperikon Inc. | Hyperikon | HyperBay100W-30 | Indoor Luminaires | High-Bay | High-Bay Luminaires for Commercial and Industrial Buildings | Standard | TRUE | 11187 | 109.48 | 102.2 | 12.74 | 0.932 | 3102 | 83.8 | 5 | 50000 | 42549 |  |  | No |  | 4 | 11179 | 109.49 | 102.1 | 12.74 | 0.932 | 3000 | 83.8
PZE4FV8N | Aqualuma | Aqualuma | AQHB18557CA-US-IO | Indoor Luminaires | High-Bay | High-Bay Aisle Luminaires | Premium | TRUE | 24135.99 | 131 | 184.51 | 16 | 0.93 | 5270 | 73.6 | 5 | 50000 | 42549 |  |  | NotYetVerified |  | 3.1 | 24136 | 131 | 185 | 6 | 0.99 | 5000
P7NH6YZQ | Aqualuma | Aqualuma | AQHB09057DA-US-LB | Indoor Luminaires | High-Bay | High-Bay Luminaires for Commercial and Industrial Buildings | Premium | TRUE | 12267.96 | 135 | 91.21 | 16 | 0.93 | 5270 | 73.6 | 5 | 50000 | 42549 |  |  | NotYetVerified |  | 3.1 | 12268 | 135 | 91 | 16 | 0.99 | 5000
PZ4Z8W5R | LDPI Inc. | LEHL | LEHL-170-UNV1-HLC-50-120 | Indoor Luminaires | High-Bay | High-Bay Luminaires for Commercial and Industrial Buildings | Standard | TRUE | 17898 | 105.8 | 169.2 | 13.5 | 0.929 | 5043 | 75.6 | 5 | 50000 | 42549 |  |  | No |  | 3.1 | 17000 | 100 | 170 | 20 | 0.9 | 5000 | 80
PP6PNSPS | LDPI Inc. | LEHL | LEHL-170-U-50-120-CWS (HLC) | Indoor Luminaires | High-Bay | High-Bay Luminaires for Commercial and Industrial Buildings | Standard | TRUE | 17898 | 105.8 | 169.2 | 13.5 | 0.929 | 5043 | 75.6 | 5 | 50000 | 42549 |  |  | No |  | 3.1 | 17000 | 100 | 170 | 20 | 0.9 | 5000 | 80
PSET41Z2 | LDPI Inc. | LEHL | LEHL-140-U-50-120-CWS (HCL) | Indoor Luminaires | High-Bay | High-Bay Luminaires for Commercial and Industrial Buildings | Standard | TRUE | 14731 | 106.1 | 138.8 | 14.5 | 0.926 | 5050 | 74.3 | 5 | 50000 | 42549 |  |  | No |  | 3.1 | 14000 | 100 | 140 | 20 | 0.9 | 5000 | 80
PR2KHA2D | Best Lights Inc. | SuperLume Series | SL-LED-200W (4000K) | Indoor Luminaires | High-Bay | High-Bay Luminaires for Commercial and Industrial Buildings | Premium | TRUE | 21981.8 | 121.18 | 181.4 | 19.64 | 0.924 | 3997 | 82 | 5 | 50000 | 42549 |  |  | No |  | 3.1 | 21981.8 | 121.18 | 181.4 | 19.64 | 0.9954 | 3997 | 82
PFN9G7NG | Best Lights Inc. | SuperLume Series | SL-LED-240W (4000K) | Indoor Luminaires | High-Bay | High-Bay Luminaires for Commercial and Industrial Buildings | Premium | TRUE | 27440.9 | 123.72 | 221.8 | 17.87 | 0.923 | 4021 | 82.3 | 5 | 50000 | 42549 |  |  | No |  | 3.1 | 27440.9 | 123.72 | 221.8 | 17.87 | 0.994 | 4021 | 82.3
PJB3CCVE | LDPI Inc. | LEHL | LEHL-80-U-50-120-PSC | Indoor Luminaires | High-Bay | Low-Bay Luminaires for Commercial and Industrial Buildings | Standard | TRUE | 9104 | 110.3515 | 82.5 | 12 | 0.92 | 5044 | 83 | 5 | 50000 | 42549 |  |  | No |  | 3 | 8400 | 105 | 80 | 20 | 0.9 | 5000 | 80
PAUFHG6G | MaxLite Inc | MaxLite | MLLHP125USD12/N | Indoor Luminaires | High-Bay | High-Bay Luminaires for Commercial and Industrial Buildings | Standard | TRUE | 14469 | 116.95 | 123.7 | 20.68 | 0.9114 | 5366 | 84.3 | 5 | 50000 | 42549 |  |  | No |  | 4 | 14469 | 117 | 123.7 | 14.7 | 0.99 | 5366 | 84
PEV3YZN3 | LEDtronics Inc. | LEDtronics Inc | LEDRK01DL-120W-XWW-101WD | Indoor Retrofit Kit | High-Bay | Retrofit Kits for High-Bay Luminaires for Commercial and Industrial Buildings | Standard | TRUE | 13362 | 110.16 | 121.3 | 7.98 | 0.9031 | 4000 | 72.9 | 5 | 50000 | 42549 |  |  | No |  | 3.1 | 13362 | 110.16 | 121.3 | 7.98 | 0.9031 | 4100 | 72.9
PXK9ZJ1Y | LEDtronics Inc. | LEDtronics Inc | LEDRK01DL-120W-XCW-101WD | Indoor Retrofit Kit | High-Bay | Retrofit Kits for High-Bay Luminaires for Commercial and Industrial Buildings | Standard | FALSE | [9 empty] | 42549 |  |  | No |  | 3.1 | 13872 | 115.79 | 119.8 | 8.15 | 0.9019 | 5700 | 74.2
PZ3VQ2UM | LEDtronics Inc. | LEDtronics Inc | LEDRK01DL-120W-XDW-101WD | Indoor Retrofit Kit | High-Bay | Retrofit Kits for High-Bay Luminaires for Commercial and Industrial Buildings | Standard | FALSE | [9 empty] | 42549 |  |  | No |  | 3.1 | 13362 | 110.16 | 121.3 | 7.98 | 0.9031 | 5000 | 72.9
PRY4RXXZ | Aqualuma | Aqualuma | AQHB09057CA-US-IO | Indoor Luminaires | High-Bay | High-Bay Aisle Luminaires | Premium | FALSE | [9 empty] | 42549 |  |  | NotYetVerified |  | 3.1 | 13272 | 143 | 93 | 16 | 0.99 | 5000
PDK11H49 | Aqualuma | Aqualuma | AQHB09057CA-US-SS | Indoor Luminaires | High-Bay | High-Bay Luminaires for Commercial and Industrial Buildings | Premium | FALSE | [9 empty] | 42549 |  |  | NotYetVerified |  | 3.1 | 13010 | 141 | 92 | 16 | 0.99 | 5000
PQNNSF6J | Aqualuma | Aqualuma | AQHB09057DA-US-IO | Indoor Luminaires | High-Bay | High-Bay Aisle Luminaires | Premium | FALSE | [9 empty] | 42549 |  |  | NotYetVerified |  | 3.1 | 12959 | 140 | 93 | 16 | 0.99 | 5000
PKAB5CCC | Aqualuma | Aqualuma | AQHB09057CA-US-LB | Indoor Luminaires | High-Bay | High-Bay Luminaires for Commercial and Industrial Buildings | Premium | FALSE | [9 empty] | 42549 |  |  | NotYetVerified |  | 3.1 | 12612 | 138 | 91 | 16 | 0.99 | 5000
PFX9XRM5 | Aqualuma | Aqualuma | AQHB09057CA-US-ST | Indoor Luminaires | High-Bay | High-Bay Luminaires for Commercial and Industrial Buildings | Premium | FALSE | [9 empty] | 42549 |  |  | NotYetVerified |  | 3.1 | 13751 | 150 | 92 | 13 | 0.95 | 5000
P8DDKRNA | Aqualuma | Aqualuma | AQHB09057DA-US-ST | Indoor Luminaires | High-Bay | High-Bay Luminaires for Commercial and Industrial Buildings | Premium | FALSE | [9 empty] | 42549 |  |  | NotYetVerified |  | 3.1 | 12954 | 144 | 90 | 13 | 0.99 | 5000
PUAUS61W | Aqualuma | Aqualuma | AQHB16557CA-US-ST-HV | Indoor Luminaires | High-Bay | High-Bay Luminaires for Commercial and Industrial Buildings | Premium | FALSE | [9 empty] | 42549 |  |  | NotYetVerified |  | 3.1 | 23697 | 144 | 165 | 11 | 0.99 | 5000
PEX35EEN | Aqualuma | Aqualuma | AQHB16557DA-US-ST-HV | Indoor Luminaires | High-Bay | High-Bay Luminaires for Commercial and Industrial Buildings | Premium | FALSE | [9 empty] | 42549 |  |  | NotYetVerified |  | 3.1 | 21630 | 135 | 160 | 11 | 0.98 | 5000
P31XDJR1 | Aqualuma | Aqualuma | AQHB12557DA-US-LB | Indoor Luminaires | High-Bay | High-Bay Luminaires for Commercial and Industrial Buildings | Premium | FALSE | [9 empty] | 42549 |  |  | NotYetVerified |  | 3.1 | 16953 | 135 | 126 | 9 | 0.99 | 5000
PB9GEQD7 | Aqualuma | Aqualuma | AQHB12557CA-US-ST | Indoor Luminaires | High-Bay | High-Bay Luminaires for Commercial and Industrial Buildings | Premium | FALSE | [9 empty] | 42549 |  |  | NotYetVerified |  | 3.1 | 18723 | 147 | 128 | 8 | 0.99 | 5000
PR7PAX29 | Aqualuma | Aqualuma | AQHB12557CA-US-IO | Indoor Luminaires | High-Bay | High-Bay Aisle Luminaires | Premium | FALSE | [9 empty] | 42549 |  |  | NotYetVerified |  | 3.1 | 18457 | 144 | 128 | 8 | 0.99 | 5000
P6C49264 | Aqualuma | Aqualuma | AQHB12557CA-US-LB | Indoor Luminaires | High-Bay | High-Bay Luminaires for Commercial and Industrial Buildings | Premium | FALSE | [9 empty] | 42549 |  |  | NotYetVerified |  | 3.1 | 18381 | 143 | 128 | 8 | 0.99 | 5000
PZ42SGNT | Aqualuma | Aqualuma | AQHB12557DA-US-ST | Indoor Luminaires | High-Bay | High-Bay Luminaires for Commercial and Industrial Buildings | Premium | FALSE | [9 empty] | 42549 |  |  | NotYetVerified |  | 3.1 | 18375 | 144 | 128 | 8 | 0.99 | 5000
P8HXT3VG | Aqualuma | Aqualuma | AQHB12557DA-US-IO | Indoor Luminaires | High-Bay | High-Bay Aisle Luminaires | Premium | FALSE | [9 empty] | 42549 |  |  | NotYetVerified |  | 3.1 | 18005 | 141 | 128 | 8 | 0.99 | 5000
P1WCDFQK | Aqualuma | Aqualuma | AQHB12557CA-US-SS | Indoor Luminaires | High-Bay | High-Bay Luminaires for Commercial and Industrial Buildings | Premium | FALSE | [9 empty] | 42549 |  |  | NotYetVerified |  | 3.1 | 17913 | 141 | 127 | 8 | 0.99 | 5000
PU8EN149 | Aqualuma | Aqualuma | AQHB16557CA-US-ST | Indoor Luminaires | High-Bay | High-Bay Luminaires for Commercial and Industrial Buildings | Premium | FALSE | [9 empty] | 42549 |  |  | NotYetVerified |  | 3.1 | 24228 | 147 | 165 | 7 | 0.99 | 5000
PU3X4XKF | Aqualuma | Aqualuma | AQHB16557CA-US-IO | Indoor Luminaires | High-Bay | High-Bay Aisle Luminaires | Premium | FALSE | [9 empty] | 42549 |  |  | NotYetVerified |  | 3.1 | 23828 | 144 | 165 | 7 | 0.99 | 5000
PX3A5S67 | Aqualuma | Aqualuma | AQHB16557DA-US-ST | Indoor Luminaires | High-Bay | High-Bay Luminaires for Commercial and Industrial Buildings | Premium | FALSE | [9 empty] | 42549 |  |  | NotYetVerified |  | 3.1 | 23758 | 144 | 165 | 7 | 0.99 | 5000
PDN5TSSH | Aqualuma | Aqualuma | AQHB16557CA-US-LB | Indoor Luminaires | High-Bay | High-Bay Luminaires for Commercial and Industrial Buildings | Premium | FALSE | [9 empty] | 42549 |  |  | NotYetVerified |  | 3.1 | 23638 | 143 | 165 | 7 | 0.99 | 5000
PKAGPZ4G | Aqualuma | Aqualuma | AQHB16557DA-US-IO | Indoor Luminaires | High-Bay | High-Bay Aisle Luminaires | Premium | FALSE | [9 empty] | 42549 |  |  | NotYetVerified |  | 3.1 | 23282 | 141 | 165 | 7 | 0.99 | 5000
PXGQHAS4 | Aqualuma | Aqualuma | AQHB16557CA-US-SS | Indoor Luminaires | High-Bay | High-Bay Luminaires for Commercial and Industrial Buildings | Premium | FALSE | [9 empty] | 42549 |  |  | NotYetVerified |  | 3.1 | 23252 | 141 | 165 | 7 | 0.99 | 5000
PZF61ACW | Aqualuma | Aqualuma | AQHB16557DA-US-LB | Indoor Luminaires | High-Bay | High-Bay Luminaires for Commercial and Industrial Buildings | Premium | FALSE | [9 empty] | 42549 |  |  | NotYetVerified |  | 3.1 | 22226 | 135 | 165 | 7 | 0.99 | 5000
PT9KCYNA | Aqualuma | Aqualuma | AQHB12557CA-US-ST-HV | Indoor Luminaires | High-Bay | High-Bay Luminaires for Commercial and Industrial Buildings | Premium | FALSE | [9 empty] | 42549 |  |  | NotYetVerified |  | 3.1 | 18089 | 144 | 126 | 7 | 0.97 | 5000
PUAK519Q | Aqualuma | Aqualuma | AQHB12557DA-US-ST-HV | Indoor Luminaires | High-Bay | High-Bay Luminaires for Commercial and Industrial Buildings | Premium | FALSE | [9 empty] | 42549 |  |  | NotYetVerified |  | 3.1 | 16873 | 135 | 125 | 7 | 0.99 | 5000
PZG2CUYK | Aqualuma | Aqualuma | AQHB18557DA-US-ST | Indoor Luminaires | High-Bay | High-Bay Luminaires for Commercial and Industrial Buildings | Premium | FALSE | [9 empty] | 42549 |  |  | NotYetVerified |  | 3.1 | 26644 | 144 | 185 | 6 | 0.99 | 5000
PC2TDM72 | Aqualuma | Aqualuma | AQHB18557DA-US-IO | Indoor Luminaires | High-Bay | High-Bay Aisle Luminaires | Premium | FALSE | [9 empty] | 42549 |  |  | NotYetVerified |  | 3.1 | 26108 | 141 | 185 | 6 | 0.99 | 5000
P6M8WWJ2 | Aqualuma | Aqualuma | AQHB18557CA-US-ST | Indoor Luminaires | High-Bay | High-Bay Luminaires for Commercial and Industrial Buildings | Premium | FALSE | [9 empty] | 42549 |  |  | NotYetVerified |  | 3.1 | 25602 | 138 | 186 | 6 | 0.99 | 5000
P46UCGC2 | Aqualuma | Aqualuma | AQHB18557DA-US-LB | Indoor Luminaires | High-Bay | High-Bay Luminaires for Commercial and Industrial Buildings | Premium | FALSE | [9 empty] | 42549 |  |  | NotYetVerified |  | 3.1 | 24922 | 135 | 185 | 6 | 0.99 | 5000
P25PN2XC | Aqualuma | Aqualuma | AQHB18557CA-US-SS | Indoor Luminaires | High-Bay | High-Bay Luminaires for Commercial and Industrial Buildings | Premium | FALSE | [9 empty] | 42549 |  |  | NotYetVerified |  | 3.1 | 24591 | 132 | 187 | 6 | 0.99 | 5000
PT71DN5J | Aqualuma | Aqualuma | AQHB18557CA-US-LB | Indoor Luminaires | High-Bay | High-Bay Luminaires for Commercial and Industrial Buildings | Premium | FALSE | [9 empty] | 42549 |  |  | NotYetVerified |  | 3.1 | 24538 | 133 | 185 | 6 | 0.99 | 5000
PW5USK8P | Best Lights Inc. | SuperLume Series | SL-LED-150W (5700K) | Indoor Luminaires | High-Bay | High-Bay Luminaires for Commercial and Industrial Buildings | Premium | FALSE | [9 empty] | 42549 |  |  | No |  | 3.1 | 19883.8 | 133.25 | 149.2 | 13.61 | 0.9968 | 5714 | 82.4
PWU1BM8M | Best Lights Inc. | SuperLume Series | SL-LED-240W (5700K) | Indoor Luminaires | High-Bay | High-Bay Luminaires for Commercial and Industrial Buildings | Premium | FALSE | [9 empty] | 42549 |  |  | No |  | 3.1 | 27562.2 | 124.21 | 221.9 | 17.86 | 0.9945 | 5683 | 82.5
P35N8KVA | Best Lights Inc. | SuperLume Series | SL-LED-100W (5700K) | Indoor Luminaires | High-Bay | High-Bay Luminaires for Commercial and Industrial Buildings | Premium | FALSE | [9 empty] | 42549 |  |  | No |  | 3.1 | 11956 | 130.8 | 91.4 | 12.52 | 0.9958 | 5683 | 82.4
PGP7W3F8 | Best Lights Inc. | SuperLume Series | SL-LED-200W (5700K) | Indoor Luminaires | High-Bay | High-Bay Luminaires for Commercial and Industrial Buildings | Premium | FALSE | [9 empty] | 42549 |  |  | No |  | 3.1 | 22617.7 | 124.89 | 181.1 | 19.65 | 0.995 | 5609 | 82
PE39SGKE | Best Lights Inc. | SuperLume Series | SL-LED-200W (5000K) | Indoor Luminaires | High-Bay | High-Bay Luminaires for Commercial and Industrial Buildings | Premium | FALSE | [9 empty] | 42549 |  |  | No |  | 3.1 | 23057.9 | 126.48 | 182.3 | 19.64 | 0.9953 | 5000 | 82
PA3R9WXJ | Best Lights Inc. | SuperLume Series | SL-LED-240W (5000K) | Indoor Luminaires | High-Bay | High-Bay Luminaires for Commercial and Industrial Buildings | Premium | FALSE | [9 empty] | 42549 |  |  | No |  | 3.1 | 28150 | 126.74 | 222.1 | 17.87 | 0.9941 | 5000 | 82
PSDDDCGS | Best Lights Inc. | SuperLume Series | SL-LED-150W (5000K) | Indoor Luminaires | High-Bay | High-Bay Luminaires for Commercial and Industrial Buildings | Premium | FALSE | [9 empty] | 42549 |  |  | No |  | 3.1 | 19590.7 | 132.53 | 147.8 | 13.62 | 0.9968 | 5000 | 82
PRJRDJD4 | Best Lights Inc. | SuperLume Series | SL-LED-100W (5000K) | Indoor Luminaires | High-Bay | High-Bay Luminaires for Commercial and Industrial Buildings | Premium | FALSE | [9 empty] | 42549 |  |  | No |  | 3.1 | 11950.3 | 130.89 | 91.3 | 12.67 | 0.9958 | 5000 | 82
PFYFYKMQ | LDPI Inc. | LEHL | LEHL-170-U-50-120-PSC | Indoor Luminaires | High-Bay | High-Bay Luminaires for Commercial and Industrial Buildings | Standard | FALSE | [9 empty] | 42549 |  |  | No |  | 3.1 | 17000 | 100 | 170 | 20 | 0.9 | 5000 | 80
P1NR6PY3 | LDPI Inc. | LEHL | LEHL-170-UNV1-HLP-50-120 | Indoor Luminaires | High-Bay | High-Bay Luminaires for Commercial and Industrial Buildings | Standard | FALSE | [9 empty] | 42549 |  |  | No |  | 3.1 | 17000 | 100 | 170 | 20 | 0.9 | 5000 | 80
PCPD2P67 | LDPI Inc. | LEHL | LEHL-140-U-50-120-PSC | Indoor Luminaires | High-Bay | High-Bay Luminaires for Commercial and Industrial Buildings | Standard | FALSE | [9 empty] | 42549 |  |  | No |  | 3.1 | 14000 | 100 | 140 | 20 | 0.9 | 5000 | 80
PBVZAQH2 | Net Zero USA | Net Zero | NZ9110 5000K | Indoor Luminaires | High-Bay | High-Bay Luminaires for Commercial and Industrial Buildings | Premium | FALSE | [9 empty] | 42549 |  |  | No |  | 3.1 | 13750 | 125 | 110 | 15.2 | 0.963 | 5000 | 80
PEWYMY77 | Net Zero USA | Net Zero | NZ9220 5000K | Indoor Luminaires | High-Bay | High-Bay Luminaires for Commercial and Industrial Buildings | Premium | FALSE | [9 empty] | 42549 |  |  | No |  | 3.1 | 26730 | 121.5 | 220 | 9.2 | 0.969 | 5000 | 80
P4P6RMVX | Net Zero USA | Net Zero | NZ9160 5000K | Indoor Luminaires | High-Bay | High-Bay Luminaires for Commercial and Industrial Buildings | Premium | FALSE | [9 empty] | 42549 |  |  | No |  | 3.1 | 19280 | 120.5 | 160 | 8.8 | 0.972 | 5000 | 80
PGVN5PJN | Net Zero USA | Net Zero | NZ9320 5000K | Indoor Luminaires | High-Bay | High-Bay Luminaires for Commercial and Industrial Buildings | Premium | FALSE | [9 empty] | 42549 |  |  | No |  | 3.1 | 39360 | 123 | 320 | 8.6 | 0.971 | 5000 | 80
PVGYEYDA | MaxLite Inc | MaxLite | MLLHP125USD12/W | Indoor Luminaires | High-Bay | High-Bay Luminaires for Commercial and Industrial Buildings | Standard | FALSE | [9 empty] | 42549 |  |  | No |  | 4 | 15160 | 122 | 123.8 | 14.9 | 0.99 | 5347 | 84
P8CGXZGQ | Hyperikon Inc. | Hyperikon | HyperBay100W-50 | Indoor Luminaires | High-Bay | High-Bay Luminaires for Commercial and Industrial Buildings | Standard | FALSE | [9 empty] | 42549 |  |  | No |  | 4 | 12802 | 125.26 | 102.2 | 12.76 | 0.9335 | 5000 | 82
PEMY8EGK | Hyperikon Inc. | Hyperikon | HyperBay100W-45 | Indoor Luminaires | High-Bay | High-Bay Luminaires for Commercial and Industrial Buildings | Standard | FALSE | [9 empty] | 42549 |  |  | No |  | 4 | 11179 | 109.49 | 102.1 | 12.74 | 0.932 | 4500 | 83.8
PQFD2D7P | Hyperikon Inc. | Hyperikon | HyperBay100W-40 | Indoor Luminaires | High-Bay | High-Bay Luminaires for Commercial and Industrial Buildings | Standard | FALSE | [9 empty] | 42549 |  |  | No |  | 4 | 11179 | 109.49 | 102.1 | 12.74 | 0.932 | 4000 | 83.8
PQQUAF2J | Hyperikon Inc. | Hyperikon | HyperBay100W-35 | Indoor Luminaires | High-Bay | High-Bay Luminaires for Commercial and Industrial Buildings | Standard | FALSE | [9 empty] | 42549 |  |  | No |  | 4 | 11179 | 109.49 | 102.1 | 12.74 | 0.932 | 3500 | 83.8
P7D21VWD | Luminix LED Lighting Canada Ltd | LiteLution | LM48-S150-FH-H-50K-M4-0-P3-D0-1R-SL-CR-85M0 | Indoor Luminaires | High-Bay | High-Bay Luminaires for Commercial and Industrial Buildings | Premium | TRUE | 16360 | 109.9 | 148.9 | 11.89 | 0.982 | 5010 | 83.7 | 5 | 50000 | 42548 |  |  | No |  | 3.1 | 16360 | 109.9 | 149 | 11.89 | 0.98 | 5010 | 83.7
PBX8BBTS | SHENZHEN KAIBO OPTOELECTRONIC CO LTD | KBO | KHBED120WI4401 | Indoor Luminaires | High-Bay | High-Bay Luminaires for Commercial and Industrial Buildings | Standard | TRUE | 13862 | 114.1 | 121.5 | 4.9 | 0.959 | 3135 | 83 | 5 | 50000 | 42548 |  |  | No |  | 3.1 | 13000 | 110 | 120 | 10 | 0.9 | 3000 | 80
PREXK1SN | SHENZHEN KAIBO OPTOELECTRONIC CO LTD | KBO | KHBED160WI4401 | Indoor Luminaires | High-Bay | High-Bay Luminaires for Commercial and Industrial Buildings | Standard | TRUE | 18111 | 114.7 | 157.9 | 7.7 | 0.954 | 3126 | 83 | 5 | 50000 | 42548 |  |  | No |  | 3.1 | 18000 | 110 | 160 | 10 | 0.9 | 3000 | 80
PBUR835H | FSC Lighting | FSC | L285-96-LB-68WT-35K | Indoor Luminaires | High-Bay | Low-Bay Luminaires for Commercial and Industrial Buildings | Premium | TRUE | 7573.9 | 113.21 | 66.9 | 4.95 | 0.942 | 3492 | 83.9 | 5 | 50000 | 42548 |  |  | No |  | 3.1 | 7600 | 113 | 67 | 20 | 0.997 | 3500 | 83
PGZSCJCS | Louvers International Inc | Louvers LED | RC-52-ID-LED | Indoor Luminaires | High-Bay | Low-Bay Luminaires for Commercial and Industrial Buildings | Standard | TRUE | 5274 | 89.2 | 59.1 | 7.71 | 0.935 | 4234 | 85.7 | 5 | 50000 | 42548 |  |  | NotYetVerified |  | 3 | 6604 |  | 60 |  |  | 5000 | 80
P9AEB1J8 | ILLUSION LED LIMITED | ILLUSION | IL-HBA01-120-50-30K-60 | Indoor Luminaires | High-Bay | High-Bay Luminaires for Commercial and Industrial Buildings | Standard | TRUE | 14725.25 | 124.32 | 118.45 | 12.26 | 0.9335 | 2988 | 82 | 5 | 50000 | 42548 |  |  | No |  | 3.1 | 14400 | 120 | 120 | 12.26 | 0.9 | 3000 | 80
PZHPJBRW | FSC Lighting | FSC | L285-96-LB-42WT-35K | Indoor Luminaires | High-Bay | Low-Bay Luminaires for Commercial and Industrial Buildings | Premium | TRUE | 4655.01 | 116.38 | 40 | 5.27 | 0.925 | 3485 | 84 | 5 | 50000 | 42548 |  |  | No |  | 3.1 | 4550 | 114 | 40 | 20 | 0.996 | 3500 | 83
PRX4CXX1 | Truex Lighting | TRUEX LIGHTING | LVTSHB-8-120W(3000K) | Indoor Luminaires | High-Bay | High-Bay Luminaires for Commercial and Industrial Buildings | Standard | TRUE | 10288.13 | 90.22 | 114.04 | 13.4 | 0.905 | 2912 | 83.1 | 5 | 50000 | 42548 |  |  | No |  | 3.1 | 10800 | 90 | 120 | 10 | 0.9 | 3000 | 80
PBGWS1VZ | ILLUSION LED LIMITED | ILLUSION | IL-HBA01-120-50-57K-60 | Indoor Luminaires | High-Bay | High-Bay Luminaires for Commercial and Industrial Buildings | Standard | FALSE | [9 empty] | 42548 |  |  | No |  | 3.1 | 14400 | 120 | 120 | 12.26 | 0.9 | 5700 | 80
P9F9ZPPB | ILLUSION LED LIMITED | ILLUSION | IL-HBA01-120-50-50K-60 | Indoor Luminaires | High-Bay | High-Bay Luminaires for Commercial and Industrial Buildings | Standard | FALSE | [9 empty] | 42548 |  |  | No |  | 3.1 | 14400 | 120 | 120 | 12.26 | 0.9 | 5000 | 80
PQQ5VVUR | ILLUSION LED LIMITED | ILLUSION | IL-HBA01-120-50-45K-60 | Indoor Luminaires | High-Bay | High-Bay Luminaires for Commercial and Industrial Buildings | Standard | FALSE | [9 empty] | 42548 |  |  | No |  | 3.1 | 14400 | 120 | 120 | 12.26 | 0.9 | 4500 | 80
PWA3PFAY | ILLUSION LED LIMITED | ILLUSION | IL-HBA01-120-50-40K-60 | Indoor Luminaires | High-Bay | High-Bay Luminaires for Commercial and Industrial Buildings | Standard | FALSE | [9 empty] | 42548 |  |  | No |  | 3.1 | 14400 | 120 | 120 | 12.26 | 0.9 | 4000 | 80
PPWGC1H6 | ILLUSION LED LIMITED | ILLUSION | IL-HBA01-120-50-35K-60 | Indoor Luminaires | High-Bay | High-Bay Luminaires for Commercial and Industrial Buildings | Standard | FALSE | [9 empty] | 42548 |  |  | No |  | 3.1 | 14400 | 120 | 120 | 12.26 | 0.9 | 3500 | 80
PHE1U8A4 | Truex Lighting | TRUEX LIGHTING | LVTSHB-8-120W(5700K) | Indoor Luminaires | High-Bay | High-Bay Luminaires for Commercial and Industrial Buildings | Standard | FALSE | [9 empty] | 42548 |  |  | No |  | 3.1 | 10800 | 90 | 120 | 10 | 0.9 | 5700 | 80
PVDWDV5X | Truex Lighting | TRUEX LIGHTING | LVTSHB-8-120W(5000K) | Indoor Luminaires | High-Bay | High-Bay Luminaires for Commercial and Industrial Buildings | Standard | FALSE | [9 empty] | 42548 |  |  | No |  | 3.1 | 10800 | 90 | 120 | 10 | 0.9 | 5000 | 80
PE26MV8T | Truex Lighting | TRUEX LIGHTING | LVTSHB-8-120W(4500K) | Indoor Luminaires | High-Bay | High-Bay Luminaires for Commercial and Industrial Buildings | Standard | FALSE | [9 empty] | 42548 |  |  | No |  | 3.1 | 10800 | 90 | 120 | 10 | 0.9 | 4500 | 80
PYYUE6GM | Truex Lighting | TRUEX LIGHTING | LVTSHB-8-120W(4000K) | Indoor Luminaires | High-Bay | High-Bay Luminaires for Commercial and Industrial Buildings | Standard | FALSE | [9 empty] | 42548 |  |  | No |  | 3.1 | 10800 | 90 | 120 | 10 | 0.9 | 4000 | 80
P9G3P3PM | Truex Lighting | TRUEX LIGHTING | LVTSHB-8-120W(3500K) | Indoor Luminaires | High-Bay | High-Bay Luminaires for Commercial and Industrial Buildings | Standard | FALSE | [9 empty] | 42548 |  |  | No |  | 3.1 | 10800 | 90 | 120 | 10 | 0.9 | 3500 | 80
PU26DAU2 | SHENZHEN KAIBO OPTOELECTRONIC CO LTD | KBO | KHBED160DI4401 | Indoor Luminaires | High-Bay | High-Bay Luminaires for Commercial and Industrial Buildings | Standard | FALSE | [9 empty] | 42548 |  |  | No |  | 3.1 | 19000 | 121 | 160 | 10 | 0.9 | 5700 | 80
PYC2NK84 | SHENZHEN KAIBO OPTOELECTRONIC CO LTD | KBO | KHBED120DI4401 | Indoor Luminaires | High-Bay | High-Bay Luminaires for Commercial and Industrial Buildings | Standard | FALSE | [9 empty] | 42548 |  |  | No |  | 3.1 | 14000 | 121 | 120 | 10 | 0.9 | 5700 | 80
PKB4P4RB | SHENZHEN KAIBO OPTOELECTRONIC CO LTD | KBO | KHBED160NI4401 | Indoor Luminaires | High-Bay | High-Bay Luminaires for Commercial and Industrial Buildings | Standard | FALSE | [9 empty] | 42548 |  |  | No |  | 3.1 | 18800 | 120 | 160 | 10 | 0.9 | 5000 | 80
P2DAP6QV | SHENZHEN KAIBO OPTOELECTRONIC CO LTD | KBO | KHBED120NI4401 | Indoor Luminaires | High-Bay | High-Bay Luminaires for Commercial and Industrial Buildings | Standard | FALSE | [9 empty] | 42548 |  |  | No |  | 3.1 | 13800 | 120 | 120 | 10 | 0.9 | 5000 | 80
PJYZ97SW | SHENZHEN KAIBO OPTOELECTRONIC CO LTD | KBO | KHBED160LI4401 | Indoor Luminaires | High-Bay | High-Bay Luminaires for Commercial and Industrial Buildings | Standard | FALSE | [9 empty] | 42548 |  |  | No |  | 3.1 | 18600 | 119 | 160 | 10 | 0.9 | 4500 | 80
PQ63YRV1 | SHENZHEN KAIBO OPTOELECTRONIC CO LTD | KBO | KHBED120LI4401 | Indoor Luminaires | High-Bay | High-Bay Luminaires for Commercial and Industrial Buildings | Standard | FALSE | [9 empty] | 42548 |  |  | No |  | 3.1 | 13600 | 119 | 120 | 10 | 0.9 | 4500 | 80
P8YZ2RET | SHENZHEN KAIBO OPTOELECTRONIC CO LTD | KBO | KHBED160KI4401 | Indoor Luminaires | High-Bay | High-Bay Luminaires for Commercial and Industrial Buildings | Standard | FALSE | [9 empty] | 42548 |  |  | No |  | 3.1 | 18400 | 116 | 160 | 10 | 0.9 | 4000 | 80
PWTJVB2T | SHENZHEN KAIBO OPTOELECTRONIC CO LTD | KBO | KHBED120KI4401 | Indoor Luminaires | High-Bay | High-Bay Luminaires for Commercial and Industrial Buildings | Standard | FALSE | [9 empty] | 42548 |  |  | No |  | 3.1 | 13400 | 116 | 120 | 10 | 0.9 | 4000 | 80
P7UD85GV | SHENZHEN KAIBO OPTOELECTRONIC CO LTD | KBO | KHBED160GI4401 | Indoor Luminaires | High-Bay | High-Bay Luminaires for Commercial and Industrial Buildings | Standard | FALSE | [9 empty] | 42548 |  |  | No |  | 3.1 | 18200 | 113 | 160 | 10 | 0.9 | 3500 | 80
PGR7K492 | SHENZHEN KAIBO OPTOELECTRONIC CO LTD | KBO | KHBED120GI4401 | Indoor Luminaires | High-Bay | High-Bay Luminaires for Commercial and Industrial Buildings | Standard | FALSE | [9 empty] | 42548 |  |  | No |  | 3.1 | 13200 | 113 | 120 | 10 | 0.9 | 3500 | 80
P5T54KUU | FSC Lighting | FSC | L285-96-LB-68WT-50K | Indoor Luminaires | High-Bay | Low-Bay Luminaires for Commercial and Industrial Buildings | Premium | FALSE | [9 empty] | 42548 | Dimmable | Continuous Below 10 | No |  | 3 | 7700 | 115 | 67 | 20 | 0.997 | 5000 | 83
PAGPV4PF | FSC Lighting | FSC | L285-96-LB-42WT-50K | Indoor Luminaires | High-Bay | Low-Bay Luminaires for Commercial and Industrial Buildings | Premium | FALSE | [9 empty] | 42548 |  |  | No |  | 3.1 | 4700 | 117 | 40 | 20 | 0.996 | 5000 | 83
PP44FRMM | FSC Lighting | FSC | L285-96-LB-68WT-40K | Indoor Luminaires | High-Bay | Low-Bay Luminaires for Commercial and Industrial Buildings | Premium | FALSE | [9 empty] | 42548 |  |  | No |  | 3 | 7650 | 114 | 67 | 20 | 0.997 | 4000 | 83
PMZKE6HG | FSC Lighting | FSC | L285-96-LB-42WT-40K | Indoor Luminaires | High-Bay | Low-Bay Luminaires for Commercial and Industrial Buildings | Premium | FALSE | [9 empty] | 42548 |  |  | No |  | 3.1 | 4600 | 115 | 40 | 20 | 0.996 | 4000 | 83
PHUPEZC6 | Shanghai Hongbao Lighting Co. Ltd. | HONGBAO | HST-110/50 | Indoor Luminaires | High-Bay | High-Bay Luminaires for Commercial and Industrial Buildings | Standard | TRUE | 12858 | 119.8 | 107.3 | 7.84 | 0.973 | 4948 | 80.2 | 5 | 50000 | 42545 |  |  | No |  | 4 | 13050 | 119.6 | 110 | 20 | 0.99 | 5000 | 80
PDXHMR4H | Shanghai Hongbao Lighting Co. Ltd. | HONGBAO | HST-210/50 | Indoor Luminaires | High-Bay | High-Bay Luminaires for Commercial and Industrial Buildings | Standard | TRUE | 25912 | 123.5 | 209.87 | 7.75 | 0.972 | 4988 | 80.5 | 5 | 50000 | 42545 |  |  | No |  | 4 | 25956 | 123.5 | 210 | 20 | 0.99 | 5000 | 80
P5K92JUY | Shenzhen Huadian Lighting Co.LTD. | Huadian | HD-HB200WD-2700K | Indoor Luminaires | High-Bay | High-Bay Luminaires for Commercial and Industrial Buildings | Standard | TRUE | 22068.24 | 110.03 | 200.57 | 12.62 | 0.9562 | 2781 | 82.5 | 5 | 50000 | 42545 |  |  | No |  | 4 | 22000 | 110 | 200 | 12 | 0.9 | 2700 | 80
PW11KC41 | Shenzhen Huadian Lighting Co.LTD. | Huadian | HD-HB150WD-2700K | Indoor Luminaires | High-Bay | High-Bay Luminaires for Commercial and Industrial Buildings | Standard | TRUE | 17098.13 | 110.339 | 154.96 | 11.02 | 0.9479 | 2763 | 82.6 | 5 | 50000 | 42545 |  |  | No |  | 4 | 16500 | 110 | 150 | 11 | 0.9 | 2700 | 80
PHHZ5N2T | Energy Progress Lighting LLC. | Energy Progress Lighting | EPL-HB-100W [60Â° Beam Angle] | Indoor Luminaires | High-Bay | High-Bay Luminaires for Commercial and Industrial Buildings | Standard | TRUE | 9851.62 | 100.81 | 98.7 | 15.4 | 0.927 | 5500 | 83.6 | 5 | 50000 | 42545 |  |  | No |  | 3.1 | 9800 | 100 | 100 | 15.4 | 0.92 | 5700 | 83
PDDYR3QU | MaxLite Inc | MaxLED | LSV4806[SH]U50DV40[EN.EN2EN3] | Indoor Luminaires | High-Bay | Low-Bay Luminaires for Commercial and Industrial Buildings | Standard | TRUE | 4998 | 105.52 | 47.37 | 14.13 | 0.909 | 3848 | 83.4 | 5 | 50000 | 42545 |  |  | Yes | Updated on 10/24/2016 | 4 | 4998 | 105.5 | 47.3 | 8.34 | 0.98 | 3848 | 83.4
PME92HJA | Renesola Zhejiang Ltd | Renesola | RERH-100W40KN | Indoor Luminaires | High-Bay | High-Bay Luminaires for Commercial and Industrial Buildings | Standard | TRUE | 12783 | 126.24 | 101.3 | 14.78 | 0.9034 | 3966 | 73.5 | 5 | 50000 | 42545 |  |  | No |  | 3.1 | 12783 | 126.24 | 101.3 | 14.78 | 0.9034 | 4000 | 73.5
PM8QVHE6 | MaxLite Inc | MaxLED | LSV4806[SH]U50DV50[EN.EN2EN3] | Indoor Luminaires | High-Bay | Low-Bay Luminaires for Commercial and Industrial Buildings | Standard | FALSE | [9 empty] | 42545 |  |  | Yes | Updated on 10/24/2016 | 3 | 5043 | 104.8 | 48.1 | 14.1 | 0.9 | 5082 | 83.4
PZXRGMAF | Energy Progress Lighting LLC. | Energy Progress Lighting | EPL-HB-150W [30Â° Beam Angle] | Indoor Luminaires | High-Bay | High-Bay Luminaires for Commercial and Industrial Buildings | Standard | FALSE | [9 empty] | 42545 |  |  | No |  | 3.1 | 14600 | 100 | 150 | 15.4 | 0.92 | 5700 | 83
P8FKKUDX | Renesola Zhejiang Ltd | Renesola | RERH-100W57KN | Indoor Luminaires | High-Bay | High-Bay Luminaires for Commercial and Industrial Buildings | Standard | FALSE | [9 empty] | 42545 | Not Dimmable | Not Dimmable | No |  | 3.1 | 13227 | 129.04 | 102.5 | 14.89 | 0.9042 | 5700 | 75.2
PP3Z7TWH | Renesola Zhejiang Ltd | Renesola | RERH-100W57KD | Indoor Luminaires | High-Bay | High-Bay Luminaires for Commercial and Industrial Buildings | Standard | FALSE | [9 empty] | 42545 | Dimmable | Continuous Above 10 | No |  | 3.1 | 13227 | 129.04 | 102.5 | 14.89 | 0.9042 | 5700 | 75.2
PQPGBKUB | Renesola Zhejiang Ltd | Renesola | RERH-100W50KN | Indoor Luminaires | High-Bay | High-Bay Luminaires for Commercial and Industrial Buildings | Standard | FALSE | [9 empty] | 42545 | Not Dimmable | Not Dimmable | No |  | 3.1 | 13005 | 127.63 | 101.9 | 14.78 | 0.9034 | 5000 | 73.5
PKBPJN3U | Renesola Zhejiang Ltd | Renesola | RERH-100W50KD | Indoor Luminaires | High-Bay | High-Bay Luminaires for Commercial and Industrial Buildings | Standard | FALSE | [9 empty] | 42545 | Dimmable | Continuous Above 10 | No |  | 3.1 | 13005 | 127.63 | 101.9 | 14.78 | 0.9034 | 5000 | 73.5
PJVH25QN | Renesola Zhejiang Ltd | Renesola | RERH-100W40KD | Indoor Luminaires | High-Bay | High-Bay Luminaires for Commercial and Industrial Buildings | Standard | FALSE | [9 empty] | 42545 | Dimmable | Continuous Above 10 | No |  | 3.1 | 12783 | 126.24 | 101.3 | 14.78 | 0.9034 | 4000 | 73.5
PB5WSUV6 | Shenzhen Huadian Lighting Co.LTD. | Huadian | HD-HB200W-5700K | Indoor Luminaires | High-Bay | High-Bay Luminaires for Commercial and Industrial Buildings | Standard | FALSE | [9 empty] | 42545 | Not Dimmable | Not Dimmable | No |  | 4 | 22000 | 110 | 200 | 12 | 0.9 | 5700 | 80
P8GD1CHJ | Shenzhen Huadian Lighting Co.LTD. | Huadian | HD-HB150W-5700K | Indoor Luminaires | High-Bay | High-Bay Luminaires for Commercial and Industrial Buildings | Standard | FALSE | [9 empty] | 42545 | Not Dimmable | Not Dimmable | No |  | 4 | 16500 | 110 | 150 | 11 | 0.9 | 5700 | 80
PHC649HQ | Shenzhen Huadian Lighting Co.LTD. | Huadian | HD-HB200WD-5700K | Indoor Luminaires | High-Bay | High-Bay Luminaires for Commercial and Industrial Buildings | Standard | FALSE | [9 empty] | 42545 | Dimmable | Continuous Below 10 | No |  | 4 | 22000 | 110 | 200 | 12 | 0.9 | 5700 | 80
PXFCDTJU | Shenzhen Huadian Lighting Co.LTD. | Huadian | HD-HB150WD-5700K | Indoor Luminaires | High-Bay | High-Bay Luminaires for Commercial and Industrial Buildings | Standard | FALSE | [9 empty] | 42545 | Dimmable | Continuous Below 10 | No |  | 4 | 16500 | 110 | 150 | 11 | 0.9 | 5700 | 80
PKDAXXEP | Shenzhen Huadian Lighting Co.LTD. | Huadian | HD-HB200W-5000K | Indoor Luminaires | High-Bay | High-Bay Luminaires for Commercial and Industrial Buildings | Standard | FALSE | [9 empty] | 42545 | Not Dimmable | Not Dimmable | No |  | 4 | 22000 | 110 | 200 | 12 | 0.9 | 5000 | 80
PM4U5FS1 | Shenzhen Huadian Lighting Co.LTD. | Huadian | HD-HB150W-5000K | Indoor Luminaires | High-Bay | High-Bay Luminaires for Commercial and Industrial Buildings | Standard | FALSE | [9 empty] | 42545 | Not Dimmable | Not Dimmable | No |  | 4 | 16500 | 110 | 150 | 11 | 0.9 | 5000 | 80
PW4WK123 | Shenzhen Huadian Lighting Co.LTD. | Huadian | HD-HB200WD-5000K | Indoor Luminaires | High-Bay | High-Bay Luminaires for Commercial and Industrial Buildings | Standard | FALSE | [9 empty] | 42545 | Dimmable | Continuous Below 10 | No |  | 4 | 22000 | 110 | 200 | 12 | 0.9 | 5000 | 80
P5M1ARPE | Shenzhen Huadian Lighting Co.LTD. | Huadian | HD-HB150WD-5000K | Indoor Luminaires | High-Bay | High-Bay Luminaires for Commercial and Industrial Buildings | Standard | FALSE | [9 empty] | 42545 | Dimmable | Continuous Below 10 | No |  | 4 | 16500 | 110 | 150 | 11 | 0.9 | 5000 | 80
P8KFWCAC | Shenzhen Huadian Lighting Co.LTD. | Huadian | HD-HB200W-4500K | Indoor Luminaires | High-Bay | High-Bay Luminaires for Commercial and Industrial Buildings | Standard | FALSE | [9 empty] | 42545 | Not Dimmable | Not Dimmable | No |  | 4 | 22000 | 110 | 200 | 12 | 0.9 | 4500 | 80
PRKXX45Y | Shenzhen Huadian Lighting Co.LTD. | Huadian | HD-HB150W-4500K | Indoor Luminaires | High-Bay | High-Bay Luminaires for Commercial and Industrial Buildings | Standard | FALSE | [9 empty] | 42545 | Not Dimmable | Not Dimmable | No |  | 4 | 16500 | 110 | 150 | 11 | 0.9 | 4500 | 80
PMC6M46S | Shenzhen Huadian Lighting Co.LTD. | Huadian | HD-HB200WD-4500K | Indoor Luminaires | High-Bay | High-Bay Luminaires for Commercial and Industrial Buildings | Standard | FALSE | [9 empty] | 42545 | Dimmable | Continuous Below 10 | No |  | 4 | 22000 | 110 | 200 | 12 | 0.9 | 4500 | 80
P8XHPJXU | Shenzhen Huadian Lighting Co.LTD. | Huadian | HD-HB150WD-4500K | Indoor Luminaires | High-Bay | High-Bay Luminaires for Commercial and Industrial Buildings | Standard | FALSE | [9 empty] | 42545 | Dimmable | Continuous Below 10 | No |  | 4 | 16500 | 110 | 150 | 11 | 0.9 | 4500 | 80
PG8ARF3J | Shenzhen Huadian Lighting Co.LTD. | Huadian | HD-HB200W-4000K | Indoor Luminaires | High-Bay | High-Bay Luminaires for Commercial and Industrial Buildings | Standard | FALSE | [9 empty] | 42545 | Not Dimmable | Not Dimmable | No |  | 4 | 22000 | 110 | 200 | 12 | 0.9 | 4000 | 80
P5SFW6C7 | Shenzhen Huadian Lighting Co.LTD. | Huadian | HD-HB150W-4000K | Indoor Luminaires | High-Bay | High-Bay Luminaires for Commercial and Industrial Buildings | Standard | FALSE | [9 empty] | 42545 | Not Dimmable | Not Dimmable | No |  | 4 | 16500 | 110 | 150 | 11 | 0.9 | 4000 | 80
PTBFAVMQ | Shenzhen Huadian Lighting Co.LTD. | Huadian | HD-HB200WD-4000K | Indoor Luminaires | High-Bay | High-Bay Luminaires for Commercial and Industrial Buildings | Standard | FALSE | [9 empty] | 42545 | Dimmable | Continuous Below 10 | No |  | 4 | 22000 | 110 | 200 | 12 | 0.9 | 4000 | 80
PVWN1FDQ | Shenzhen Huadian Lighting Co.LTD. | Huadian | HD-HB150WD-4000K | Indoor Luminaires | High-Bay | High-Bay Luminaires for Commercial and Industrial Buildings | Standard | FALSE | [9 empty] | 42545 | Dimmable | Continuous Below 10 | No |  | 4 | 16500 | 110 | 150 | 11 | 0.9 | 4000 | 80
PNPHGHTE | Shenzhen Huadian Lighting Co.LTD. | Huadian | HD-HB200W-3500K | Indoor Luminaires | High-Bay | High-Bay Luminaires for Commercial and Industrial Buildings | Standard | FALSE | [9 empty] | 42545 | Not Dimmable | Not Dimmable | No |  | 4 | 22000 | 110 | 200 | 12 | 0.9 | 3500 | 80
PNHZ96BG | Shenzhen Huadian Lighting Co.LTD. | Huadian | HD-HB150W-3500K | Indoor Luminaires | High-Bay | High-Bay Luminaires for Commercial and Industrial Buildings | Standard | FALSE | [9 empty] | 42545 | Not Dimmable | Not Dimmable | No |  | 4 | 16500 | 110 | 150 | 11 | 0.9 | 3500 | 80
P1BVMF8W | Shenzhen Huadian Lighting Co.LTD. | Huadian | HD-HB200WD-3500K | Indoor Luminaires | High-Bay | High-Bay Luminaires for Commercial and Industrial Buildings | Standard | FALSE | [9 empty] | 42545 | Dimmable | Continuous Below 10 | No |  | 4 | 22000 | 110 | 200 | 12 | 0.9 | 3500 | 80
PCFHFBJG | Shenzhen Huadian Lighting Co.LTD. | Huadian | HD-HB150WD-3500K | Indoor Luminaires | High-Bay | High-Bay Luminaires for Commercial and Industrial Buildings | Standard | FALSE | [9 empty] | 42545 | Dimmable | Continuous Below 10 | No |  | 4 | 16500 | 110 | 150 | 11 | 0.9 | 3500 | 80
PH32YHHH | Shenzhen Huadian Lighting Co.LTD. | Huadian | HD-HB200W-3000K | Indoor Luminaires | High-Bay | High-Bay Luminaires for Commercial and Industrial Buildings | Standard | FALSE | [9 empty] | 42545 | Not Dimmable | Not Dimmable | No |  | 4 | 22000 | 110 | 200 | 12 | 0.9 | 3000 | 80
PEPU61M7 | Shenzhen Huadian Lighting Co.LTD. | Huadian | HD-HB150W-3000K | Indoor Luminaires | High-Bay | High-Bay Luminaires for Commercial and Industrial Buildings | Standard | FALSE | [9 empty] | 42545 | Not Dimmable | Not Dimmable | No |  | 4 | 16500 | 110 | 150 | 11 | 0.9 | 3000 | 80
PVRJUBD9 | Shenzhen Huadian Lighting Co.LTD. | Huadian | HD-HB200WD-3000K | Indoor Luminaires | High-Bay | High-Bay Luminaires for Commercial and Industrial Buildings | Standard | FALSE | [9 empty] | 42545 | Dimmable | Continuous Below 10 | No |  | 4 | 22000 | 110 | 200 | 12 | 0.9 | 3000 | 80
P5ARCJTV | Shenzhen Huadian Lighting Co.LTD. | Huadian | HD-HB150WD-3000K | Indoor Luminaires | High-Bay | High-Bay Luminaires for Commercial and Industrial Buildings | Standard | FALSE | [9 empty] | 42545 | Dimmable | Continuous Below 10 | No |  | 4 | 16500 | 110 | 150 | 11 | 0.9 | 3000 | 80
PJ32KFJN | Shenzhen Huadian Lighting Co.LTD. | Huadian | HD-HB200W-2700K | Indoor Luminaires | High-Bay | High-Bay Luminaires for Commercial and Industrial Buildings | Standard | FALSE | [9 empty] | 42545 | Not Dimmable | Not Dimmable | No |  | 4 | 22000 | 110 | 200 | 12 | 0.9 | 2700 | 80
PKMP4QRB | Shenzhen Huadian Lighting Co.LTD. | Huadian | HD-HB150W-2700K | Indoor Luminaires | High-Bay | High-Bay Luminaires for Commercial and Industrial Buildings | Standard | FALSE | [9 empty] | 42545 | Not Dimmable | Not Dimmable | No |  | 4 | 16500 | 110 | 150 | 11 | 0.9 | 2700 | 80
P6UM9R9Y | MHT Lighting | MHT Lighting | MHTL-HLB-HO-180E-4K-U-PL | Indoor Luminaires | High-Bay | High-Bay Luminaires for Commercial and Industrial Buildings | Standard | TRUE | 18580.74 | 106.56 | 174.37 | 7.95 | 0.983 | 4024 | 72.8 | 5 | 50000 | 42544 |  |  | Yes |  | 4 | 18580.74 | 106.56 | 174.37 | 7.95 | 0.983 | 4024 | 72.8
P2ME7KPH | Orion Energy Systems Inc | ISON | HBIF2J1OAXXXFDXX840XXXXXXXXXX | Indoor Luminaires | High-Bay | High-Bay Luminaires for Commercial and Industrial Buildings | Premium | TRUE | 61304.8 | 149.4 | 410 | 17.977 | 0.981 | 3993 | 83 | 5 | 50000 | 42544 |  |  | Yes | Updated on 9/12/2016 | 4 | 61304.8 | 149.3782 | 410.4 | 17.977 | 0.981 | 3993 | 83
PUGUC6HK | Orion Energy Systems Inc | ISON | HBIF2E1AAXXXFDXX840XXXXXXXXXX | Indoor Luminaires | High-Bay | High-Bay Aisle Luminaires | Premium | TRUE | 61304.8 | 149.4 | 410 | 17.977 | 0.981 | 3993 | 83 | 5 | 50000 | 42544 |  |  | Yes | Updated on 9/12/2016 | 4 | 30889 | 155.003 | 199.28 | 24.288 | 0.968 | 3975 | 82.9
PUQXP1ME | TRITON GOLD INC | TRITON GOLD | TGH2FTL160W XDZ 3000K PREMIUM | Indoor Luminaires | High-Bay | High-Bay Luminaires for Commercial and Industrial Buildings | Premium | TRUE | 23539 | 137.01 | 171.8 | 10.76 | 0.9741 | 3057 | 81.7 | 5 | 50000 | 42544 |  |  | No |  | 4 | 23539 | 137.01 | 171.8 | 20 | 0.9 | 3000 | 84.5
P4HPE9RT | Orion Energy Systems Inc | ISON | HBIF2E1AAXXXFDXX850XXXXXXXXXX | Indoor Luminaires | High-Bay | High-Bay Aisle Luminaires | Premium | TRUE | 31349.9 | 157.1 | 199.54 | 24.298 | 0.968 | 5054 | 83.7 | 5 | 50000 | 42544 |  |  | Yes | Updated on 9/12/2016 | 4 | 31362.3 | 157.5678 | 199.04 | 24.298 | 0.968 | 5054 | 83.7
PAEU5DSK | DLS Global Inc | DPH Series | DPH16-80/50-PC-X-UNV | Indoor Luminaires | High-Bay | Low-Bay Luminaires for Commercial and Industrial Buildings | Standard | TRUE | 7141 | 89.4 | 79.91 | 4.11 | 0.96 | 4965 | 95.1 | 5 | 50000 | 42544 |  |  | No |  | 3.1 | 7141 | 89.4 | 81.82 | 4.11 | 0.96 | 4965 | 95.1
PN62WKKH | DLS Global Inc | DPH Series | DPH16-80/30-PC-X-UNV | Indoor Luminaires | High-Bay | Low-Bay Luminaires for Commercial and Industrial Buildings | Standard | TRUE | 8415 | 102.8 | 81.82 | 4.11 | 0.96 | 2962 | 83.6 | 5 | 50000 | 42544 |  |  | No |  | 3.1 | 8698 | 106.3 | 81.82 | 4.11 | 0.96 | 2962 | 83.6
PY4U4CWG | Orion Energy Systems Inc | Apollo | VTOD12B1UNVFDXXSTFR850XXXXXXXXXXXXXX | Indoor Luminaires | High-Bay | High-Bay Luminaires for Commercial and Industrial Buildings | Premium | TRUE | 15606.5 | 146.3 | 106.68 | 13.589 | 0.959 | 5097 | 83.5 | 5 | 50000 | 42544 |  |  | Yes |  | 3.1 | 15607 | 146.2973 | 106.68 | 13.589 | 0.959 | 5097 | 83.6
PP51KB2X | TRITON GOLD INC | TRITON GOLD | TGH4FTL320W XDZ 3000K PREMIUM | Indoor Luminaires | High-Bay | High-Bay Luminaires for Commercial and Industrial Buildings | Premium | TRUE | 44537 | 136.99 | 325.1 | 16.11 | 0.9558 | 3073 | 81.7 | 5 | 50000 | 42544 |  |  | No |  | 4 | 44537 | 137 | 325.1 | 20 | 0.9 | 3000 | 84.5
PBHWK94Q | TRITON GOLD INC | TRITON GOLD | TGH2FTL110W XDZ 3000K PREMIUM | Indoor Luminaires | High-Bay | High-Bay Luminaires for Commercial and Industrial Buildings | Premium | TRUE | 15194 | 138.13 | 110 | 8.7 | 0.9534 | 3011 | 82.5 | 5 | 50000 | 42544 |  |  | No |  | 4 | 15194 | 138 | 110 | 20 | 0.9 | 3000 | 84.5
P8JQASBN | TRITON GOLD INC | TRITON GOLD | TGH4FTL220W XDZ 3000K PREMIUM | Indoor Luminaires | High-Bay | High-Bay Luminaires for Commercial and Industrial Buildings | Premium | TRUE | 31266 | 138.41 | 225.9 | 8.35 | 0.95 | 3102 | 81.6 | 5 | 50000 | 42544 |  |  | No |  | 4 | 22100.3 | 105.29 | 220.6 | 20 | 0.9 | 3000 | 84.5
P1PSHXQD | Orion Energy Systems Inc | Apollo | VTOD12A1UNVFDXXSTFR850XXXXXXXXXXXXXX | Indoor Luminaires | High-Bay | High-Bay Luminaires for Commercial and Industrial Buildings | Premium | TRUE | 13536.6 | 151.2 | 89.51 | 14.517 | 0.949 | 5079 | 83.6 | 5 | 50000 | 42544 |  |  | Yes |  | 3.1 | 13537 | 151.2345 | 89.51 | 14.517 | 0.949 | 5079 | 83.6
P8XEE494 | PA-CO Lighting | PA-CO Lighting | PUAC-B-48-LED-240-50-MV-[AC## CS## BC## WC## DIM OTH] | Indoor Luminaires | High-Bay | High-Bay Luminaires for Commercial and Industrial Buildings | Premium | TRUE | 25265 | 118.3 | 213.52 | 14.089 | 0.935 | 5217 | 85.14 | 5 | 50000 | 42544 |  |  | Yes |  | 3.1 | 25265 | 118.3 | 213.52 | 5.53 | 1 | 5217 | 85.14
PWRZJR7T | PA-CO Lighting | PA-CO Lighting | PUAC-B-48-LED-240-40-MV-[AC## CS## BC## WC## DIM OTH] | Indoor Luminaires | High-Bay | High-Bay Luminaires for Commercial and Industrial Buildings | Premium | TRUE | 23339 | 108.6 | 214.92 | 14.089 | 0.935 | 4124 | 84.44 | 5 | 50000 | 42544 |  |  | Yes |  | 3.1 | 23339 | 108.6 | 214.92 | 5.46 | 1 | 4124 | 84.44
PURZBUTX | PA-CO Lighting | PA-CO Lighting | PUAC-B-48-LED-120-40-MV-[AC## CS## BC## WC## DIM OTH] | Indoor Luminaires | High-Bay | High-Bay Luminaires for Commercial and Industrial Buildings | Premium | TRUE | 12075 | 127.5 | 94.74 | 14.089 | 0.935 | 4124 | 84.44 | 5 | 50000 | 42544 |  |  | Yes |  | 3.1 | 12075 | 127.5 | 94.74 | 14.09 | 0.94 | 4124 | 84.44
PFQ91EY4 | Entegrity Energy Partners LLC | entegrity | ENLED-LHB-150W-DM-L50K364B | Indoor Luminaires | High-Bay | High-Bay Luminaires for Commercial and Industrial Buildings | Premium | TRUE | 21668 | 144.17 | 150.3 | 11.78 | 0.9268 | 4843 | 81.6 | 5 | 50000 | 42544 |  |  | No |  | 4 | 21668 | 144.17 | 150.3 | 11.78 | 0.9268 | 5000 | 81.6
PCM7852A | Entegrity Energy Partners LLC | entegrity | ENLED-LHB-150W-L50K364B | Indoor Luminaires | High-Bay | High-Bay Luminaires for Commercial and Industrial Buildings | Premium | FALSE | [9 empty] | 42544 |  |  | No |  | 4 | 21668 | 144.17 | 150.3 | 11.78 | 0.9268 | 5000 | 81.6
PX4P5EY5 | DLS Global Inc | DPH Series | DPH16-80/40-PC-X-UNV | Indoor Luminaires | High-Bay | Low-Bay Luminaires for Commercial and Industrial Buildings | Standard | FALSE | [9 empty] | 42544 |  |  | No |  | 3.1 | 7891.13 | 96.44 | 81.82 | 4.11 | 0.96 | 4000 | 89.56
PSPJ58FK | DLS Global Inc | DPH Series | DPH16-80/35-PC-X-UNV | Indoor Luminaires | High-Bay | Low-Bay Luminaires for Commercial and Industrial Buildings | Standard | FALSE | [9 empty] | 42544 |  |  | No |  | 3.1 | 8279.79 | 101.2 | 81.82 | 4.11 | 0.96 | 3500 | 86.69
PC6A6XED | TRITON GOLD INC | TRITON GOLD | TGH4FTL320W XNZ 5700K PREMIUM | Indoor Luminaires | High-Bay | High-Bay Luminaires for Commercial and Industrial Buildings | Premium | FALSE | [9 empty] | 42544 |  |  | No |  | 4 | 47272 | 144.43 | 327.3 | 20 | 0.9 | 5700 | 84.5
PPS5TMNT | TRITON GOLD INC | TRITON GOLD | TGH2FTL160W XNZ 5700K PREMIUM | Indoor Luminaires | High-Bay | High-Bay Luminaires for Commercial and Industrial Buildings | Premium | FALSE | [9 empty] | 42544 |  |  | No |  | 4 | 24695 | 144.75 | 170.6 | 20 | 0.9 | 5700 | 84.5
P4HUMBJA | TRITON GOLD INC | TRITON GOLD | TGH4FTL220W XNZ 5700K PREMIUM | Indoor Luminaires | High-Bay | High-Bay Luminaires for Commercial and Industrial Buildings | Premium | FALSE | [9 empty] | 42544 |  |  | No |  | 4 | 23791 | 106.9 | 222.5 | 20 | 0.9 | 5700 | 84.5
PP1JQ3UN | TRITON GOLD INC | TRITON GOLD | TGH2FTL110W XNZ 5700K PREMIUM | Indoor Luminaires | High-Bay | High-Bay Luminaires for Commercial and Industrial Buildings | Premium | FALSE | [9 empty] | 42544 |  |  | No |  | 4 | 16406 | 149 | 110.1 | 20 | 0.9 | 5700 | 84.5
PR92TA5W | TRITON GOLD INC | TRITON GOLD | TGH4FTL320W XDZ 5700K PREMIUM | Indoor Luminaires | High-Bay | High-Bay Luminaires for Commercial and Industrial Buildings | Premium | FALSE | [9 empty] | 42544 |  |  | No |  | 4 | 47272 | 144.43 | 327.3 | 20 | 0.9 | 5700 | 84.5
P24ABC1B | TRITON GOLD INC | TRITON GOLD | TGH2FTL160W XDZ 5700K PREMIUM | Indoor Luminaires | High-Bay | High-Bay Luminaires for Commercial and Industrial Buildings | Premium | FALSE | [9 empty] | 42544 |  |  | No |  | 4 | 24695 | 144.75 | 170.6 | 20 | 0.9 | 5700 | 84.5
P9Y4MSQK | TRITON GOLD INC | TRITON GOLD | TGH4FTL220W XDZ 5700K PREMIUM | Indoor Luminaires | High-Bay | High-Bay Luminaires for Commercial and Industrial Buildings | Premium | FALSE | [9 empty] | 42544 |  |  | No |  | 4 | 23791 | 106.9 | 222.5 | 20 | 0.9 | 5700 | 84.5
PGMG2DU6 | TRITON GOLD INC | TRITON GOLD | TGH2FTL110W XDZ 5700K PREMIUM | Indoor Luminaires | High-Bay | High-Bay Luminaires for Commercial and Industrial Buildings | Premium | FALSE | [9 empty] | 42544 |  |  | No |  | 4 | 16406 | 149 | 110.1 | 20 | 0.9 | 5700 | 84.5
P869UV2W | TRITON GOLD INC | TRITON GOLD | TGH4FTL320W XNZ 5000K PREMIUM | Indoor Luminaires | High-Bay | High-Bay Luminaires for Commercial and Industrial Buildings | Premium | FALSE | [9 empty] | 42544 |  |  | No |  | 4 | 46361 | 143.13 | 323.9 | 20 | 0.9 | 5000 | 84.5
PWE61XP6 | TRITON GOLD INC | TRITON GOLD | TGH2FTL160W XNZ 5000K PREMIUM | Indoor Luminaires | High-Bay | High-Bay Luminaires for Commercial and Industrial Buildings | Premium | FALSE | [9 empty] | 42544 |  |  | No |  | 4 | 24563 | 142.97 | 171.8 | 20 | 0.9 | 5000 | 84.5
PHSY73Y7 | TRITON GOLD INC | TRITON GOLD | TGH4FTL220W XNZ 5000K PREMIUM | Indoor Luminaires | High-Bay | High-Bay Luminaires for Commercial and Industrial Buildings | Premium | FALSE | [9 empty] | 42544 |  |  | No |  | 4 | 23633 | 106.1 | 222.7 | 20 | 0.9 | 5000 | 84.5
PWN9YEE8 | TRITON GOLD INC | TRITON GOLD | TGH2FTL110W XNZ 5000K PREMIUM | Indoor Luminaires | High-Bay | High-Bay Luminaires for Commercial and Industrial Buildings | Premium | FALSE | [9 empty] | 42544 |  |  | No |  | 4 | 16406 | 149 | 110.1 | 20 | 0.9 | 5000 | 84.5
PAFAF4ZT | TRITON GOLD INC | TRITON GOLD | TGH4FTL320W XDZ 5000K PREMIUM | Indoor Luminaires | High-Bay | High-Bay Luminaires for Commercial and Industrial Buildings | Premium | FALSE | [9 empty] | 42544 |  |  | No |  | 4 | 46361 | 143.13 | 323.9 | 20 | 0.9 | 5000 | 84.5
PQHU1KG2 | TRITON GOLD INC | TRITON GOLD | TGH2FTL160W XDZ 5000K PREMIUM | Indoor Luminaires | High-Bay | High-Bay Luminaires for Commercial and Industrial Buildings | Premium | FALSE | [9 empty] | 42544 |  |  | No |  | 4 | 24563 | 142.97 | 171.8 | 20 | 0.9 | 5000 | 84.5
PM4KSQ4C | TRITON GOLD INC | TRITON GOLD | TGH4FTL220W XDZ 5000K PREMIUM | Indoor Luminaires | High-Bay | High-Bay Luminaires for Commercial and Industrial Buildings | Premium | FALSE | [9 empty] | 42544 |  |  | No |  | 4 | 23633 | 106.1 | 222.7 | 20 | 0.9 | 5000 | 84.5
P4143RP2 | TRITON GOLD INC | TRITON GOLD | TGH2FTL110W XDZ 5000K PREMIUM | Indoor Luminaires | High-Bay | High-Bay Luminaires for Commercial and Industrial Buildings | Premium | FALSE | [9 empty] | 42544 |  |  | No |  | 4 | 16406 | 149 | 110.1 | 20 | 0.9 | 5000 | 84.5
P3GSTA9N | TRITON GOLD INC | TRITON GOLD | TGH4FTL320W XNZ 4500K PREMIUM | Indoor Luminaires | High-Bay | High-Bay Luminaires for Commercial and Industrial Buildings | Premium | FALSE | [9 empty] | 42544 |  |  | No |  | 4 | 46361 | 143.13 | 323.9 | 20 | 0.9 | 4500 | 84.5
P7BM2AGC | TRITON GOLD INC | TRITON GOLD | TGH2FTL160W XNZ 4500K PREMIUM | Indoor Luminaires | High-Bay | High-Bay Luminaires for Commercial and Industrial Buildings | Premium | FALSE | [9 empty] | 42544 |  |  | No |  | 4 | 24124 | 141.74 | 170.2 | 20 | 0.9 | 4500 | 84.5
PYTZJ1GX | TRITON GOLD INC | TRITON GOLD | TGH4FTL220W XNZ 4500K PREMIUM | Indoor Luminaires | High-Bay | High-Bay Luminaires for Commercial and Industrial Buildings | Premium | FALSE | [9 empty] | 42544 |  |  | No |  | 4 | 23375 | 105.9 | 220.7 | 20 | 0.9 | 4500 | 84.5
PTRZ6RNH | TRITON GOLD INC | TRITON GOLD | TGH2FTL110W XNZ 4500K PREMIUM | Indoor Luminaires | High-Bay | High-Bay Luminaires for Commercial and Industrial Buildings | Premium | FALSE | [9 empty] | 42544 |  |  | No |  | 4 | 15792 | 143 | 110.4 | 20 | 0.9 | 4500 | 84.5
PCTGEPW8 | TRITON GOLD INC | TRITON GOLD | TGH4FTL320W XDZ 4500K PREMIUM | Indoor Luminaires | High-Bay | High-Bay Luminaires for Commercial and Industrial Buildings | Premium | FALSE | [9 empty] | 42544 |  |  | No |  | 4 | 46361 | 143.13 | 323.9 | 20 | 0.9 | 4500 | 84.5
P1NCZVME | TRITON GOLD INC | TRITON GOLD | TGH2FTL160W XDZ 4500K PREMIUM | Indoor Luminaires | High-Bay | High-Bay Luminaires for Commercial and Industrial Buildings | Premium | FALSE | [9 empty] | 42544 |  |  | No |  | 4 | 24124 | 141.74 | 170.2 | 20 | 0.9 | 4500 | 84.5
PX4SJWS4 | TRITON GOLD INC | TRITON GOLD | TGH4FTL220W XDZ 4500K PREMIUM | Indoor Luminaires | High-Bay | High-Bay Luminaires for Commercial and Industrial Buildings | Premium | FALSE | [9 empty] | 42544 |  |  | No |  | 4 | 23375 | 105.9 | 220.7 | 20 | 0.9 | 4500 | 84.5
PMX82U2W | TRITON GOLD INC | TRITON GOLD | TGH2FTL110W XDZ 4500K PREMIUM | Indoor Luminaires | High-Bay | High-Bay Luminaires for Commercial and Industrial Buildings | Premium | FALSE | [9 empty] | 42544 |  |  | No |  | 4 | 15792 | 143 | 110.4 | 20 | 0.9 | 4500 | 84.5
PXWMXKN8 | TRITON GOLD INC | TRITON GOLD | TGH4FTL320W XNZ 4000K PREMIUM | Indoor Luminaires | High-Bay | High-Bay Luminaires for Commercial and Industrial Buildings | Premium | FALSE | [9 empty] | 42544 |  |  | No |  | 4 | 46361 | 143.13 | 323.9 | 20 | 0.9 | 4000 | 84.5
PXQ3KU5C | TRITON GOLD INC | TRITON GOLD | TGH2FTL160W XNZ 4000K PREMIUM | Indoor Luminaires | High-Bay | High-Bay Luminaires for Commercial and Industrial Buildings | Premium | FALSE | [9 empty] | 42544 |  |  | No |  | 4 | 24124 | 141.74 | 170.2 | 20 | 0.9 | 4000 | 84.5
PXG59H33 | TRITON GOLD INC | TRITON GOLD | TGH4FTL220W XNZ 4000K PREMIUM | Indoor Luminaires | High-Bay | High-Bay Luminaires for Commercial and Industrial Buildings | Premium | FALSE | [9 empty] | 42544 |  |  | No |  | 4 | 23375 | 105.9 | 220.7 | 20 | 0.9 | 4000 | 84.5
PE4QF5E3 | TRITON GOLD INC | TRITON GOLD | TGH2FTL110W XNZ 4000K PREMIUM | Indoor Luminaires | High-Bay | High-Bay Luminaires for Commercial and Industrial Buildings | Premium | FALSE | [9 empty] | 42544 |  |  | No |  | 4 | 15792 | 143 | 110.4 | 20 | 0.9 | 4000 | 84.5
PYTNWE1H | TRITON GOLD INC | TRITON GOLD | TGH4FTL320W XDZ 4000K PREMIUM | Indoor Luminaires | High-Bay | High-Bay Luminaires for Commercial and Industrial Buildings | Premium | FALSE | [9 empty] | 42544 |  |  | No |  | 4 | 46361 | 143.13 | 323.9 | 20 | 0.9 | 4000 | 84.5
PPPBNHEC | TRITON GOLD INC | TRITON GOLD | TGH2FTL160W XDZ 4000K PREMIUM | Indoor Luminaires | High-Bay | High-Bay Luminaires for Commercial and Industrial Buildings | Premium | FALSE | [9 empty] | 42544 |  |  | No |  | 4 | 24124 | 141.74 | 170.2 | 20 | 0.9 | 4000 | 84.5
P7QGSEAD | TRITON GOLD INC | TRITON GOLD | TGH4FTL220W XDZ 4000K PREMIUM | Indoor Luminaires | High-Bay | High-Bay Luminaires for Commercial and Industrial Buildings | Premium | FALSE | [9 empty] | 42544 |  |  | No |  | 4 | 23375 | 105.9 | 220.7 | 20 | 0.9 | 4000 | 84.5
P9H8H5UN | TRITON GOLD INC | TRITON GOLD | TGH2FTL110W XDZ 4000K PREMIUM | Indoor Luminaires | High-Bay | High-Bay Luminaires for Commercial and Industrial Buildings | Premium | FALSE | [9 empty] | 42544 |  |  | No |  | 4 | 15792 | 143 | 110.4 | 20 | 0.9 | 4000 | 84.5
P3GE8QRK | TRITON GOLD INC | TRITON GOLD | TGH4FTL320W XNZ 3500K PREMIUM | Indoor Luminaires | High-Bay | High-Bay Luminaires for Commercial and Industrial Buildings | Premium | FALSE | [9 empty] | 42544 |  |  | No |  | 4 | 45459 | 140.5 | 323.6 | 20 | 0.9 | 3500 | 84.5
PRP75DNZ | TRITON GOLD INC | TRITON GOLD | TGH2FTL160W XNZ 3500K PREMIUM | Indoor Luminaires | High-Bay | High-Bay Luminaires for Commercial and Industrial Buildings | Premium | FALSE | [9 empty] | 42544 |  |  | No |  | 4 | 23932 | 138.98 | 172.2 | 20 | 0.9 | 3500 | 84.5
PH4TPZJB | TRITON GOLD INC | TRITON GOLD | TGH4FTL220W XNZ 3500K PREMIUM | Indoor Luminaires | High-Bay | High-Bay Luminaires for Commercial and Industrial Buildings | Premium | FALSE | [9 empty] | 42544 |  |  | No |  | 4 | 23270 | 105.49 | 220.6 | 20 | 0.9 | 3500 | 84.5
PQ7MJC9V | TRITON GOLD INC | TRITON GOLD | TGH2FTL110W XNZ 3500K PREMIUM | Indoor Luminaires | High-Bay | High-Bay Luminaires for Commercial and Industrial Buildings | Premium | FALSE | [9 empty] | 42544 |  |  | No |  | 4 | 15529 | 141 | 109.7 | 20 | 0.9 | 3500 | 84.5
PY4AQDUK | TRITON GOLD INC | TRITON GOLD | TGH4FTL320W XDZ 3500K PREMIUM | Indoor Luminaires | High-Bay | High-Bay Luminaires for Commercial and Industrial Buildings | Premium | FALSE | [9 empty] | 42544 |  |  | No |  | 4 | 45459 | 140.5 | 323.6 | 20 | 0.9 | 3500 | 84.5
PBZTX9Q5 | TRITON GOLD INC | TRITON GOLD | TGH2FTL160W XDZ 3500K PREMIUM | Indoor Luminaires | High-Bay | High-Bay Luminaires for Commercial and Industrial Buildings | Premium | FALSE | [9 empty] | 42544 |  |  | No |  | 4 | 23932 | 138.98 | 172.2 | 20 | 0.9 | 3500 | 84.5
P1NFXV4Q | TRITON GOLD INC | TRITON GOLD | TGH4FTL220W XDZ 3500K PREMIUM | Indoor Luminaires | High-Bay | High-Bay Luminaires for Commercial and Industrial Buildings | Premium | FALSE | [9 empty] | 42544 |  |  | No |  | 4 | 23270 | 105.49 | 220.6 | 20 | 0.9 | 3500 | 84.5
P6QT5KTU | TRITON GOLD INC | TRITON GOLD | TGH2FTL110W XDZ 3500K PREMIUM | Indoor Luminaires | High-Bay | High-Bay Luminaires for Commercial and Industrial Buildings | Premium | FALSE | [9 empty] | 42544 |  |  | No |  | 4 | 15529 | 141 | 109.7 | 20 | 0.9 | 3500 | 84.5
PUJH955T | TRITON GOLD INC | TRITON GOLD | TGH4FTL320W XNZ 3000K PREMIUM | Indoor Luminaires | High-Bay | High-Bay Luminaires for Commercial and Industrial Buildings | Premium | FALSE | [9 empty] | 42544 |  |  | No |  | 4 | 44537 | 137 | 325.1 | 20 | 0.9 | 3000 | 84.5
P4TPCBZB | TRITON GOLD INC | TRITON GOLD | TGH2FTL160W XNZ 3000K PREMIUM | Indoor Luminaires | High-Bay | High-Bay Luminaires for Commercial and Industrial Buildings | Premium | FALSE | [9 empty] | 42544 |  |  | No |  | 4 | 23539 | 137.01 | 171.8 | 20 | 0.9 | 3000 | 84.5
PVWAVZYE | TRITON GOLD INC | TRITON GOLD | TGH4FTL220W XNZ 3000K PREMIUM | Indoor Luminaires | High-Bay | High-Bay Luminaires for Commercial and Industrial Buildings | Premium | FALSE | [9 empty] | 42544 |  |  | No |  | 4 | 22100.3 | 105.29 | 220.6 | 20 | 0.9 | 3000 | 84.5
PSTSU284 | TRITON GOLD INC | TRITON GOLD | TGH2FTL110W XNZ 3000K PREMIUM | Indoor Luminaires | High-Bay | High-Bay Luminaires for Commercial and Industrial Buildings | Premium | FALSE | [9 empty] | 42544 |  |  | No |  | 4 | 15194 | 138 | 110 | 20 | 0.9 | 3000 | 84.5
PGN9F8U5 | Visionaire Lighting | BHB(Bow High Bay) | BHB-8-FM-256LC-7-5K-[5 8]-PMXX-XX | Indoor Luminaires | High-Bay | High-Bay Luminaires for Commercial and Industrial Buildings | Premium | FALSE | [9 empty] | 42544 |  |  | Yes |  | 3.1 | 79604.54 | 137.49 | 579 | 19.19 | 0.93 | 5000 | 73
P12ZHDEE | Visionaire Lighting | BHB(Bow High Bay) | BHB-8-FM-256LC-7-5K-UNV-PMXX-XX | Indoor Luminaires | High-Bay | High-Bay Luminaires for Commercial and Industrial Buildings | Premium | FALSE | [9 empty] | 42544 |  |  | Yes |  | 3.1 | 79604.54 | 137.49 | 579 | 19.19 | 0.93 | 5000 | 73
PQNNUZDE | Visionaire Lighting | BHB(Bow High Bay) | BHB-8-T1-256LC-7-5K-[5 8]-PMXX-XX | Indoor Luminaires | High-Bay | High-Bay Luminaires for Commercial and Industrial Buildings | Premium | FALSE | [9 empty] | 42544 |  |  | Yes |  | 3.1 | 79419.16 | 137.17 | 579 | 19.19 | 0.93 | 5000 | 73
PFTHVSCE | Visionaire Lighting | BHB(Bow High Bay) | BHB-8-T1-256LC-7-5K-UNV-PMXX-XX | Indoor Luminaires | High-Bay | High-Bay Luminaires for Commercial and Industrial Buildings | Premium | FALSE | [9 empty] | 42544 |  |  | Yes |  | 3.1 | 79419.16 | 137.17 | 579 | 19.19 | 0.93 | 5000 | 73
PUP97WBU | Visionaire Lighting | BHB(Bow High Bay) | BHB-8-T4A-256LC-7-5K-[5 8]-PMXX-XX | Indoor Luminaires | High-Bay | High-Bay Luminaires for Commercial and Industrial Buildings | Premium | FALSE | [9 empty] | 42544 |  |  | Yes |  | 3.1 | 78846.61 | 136.18 | 579 | 19.19 | 0.93 | 5000 | 73
PB3MMXB6 | Visionaire Lighting | BHB(Bow High Bay) | BHB-8-T4A-256LC-7-5K-UNV-PMXX-XX | Indoor Luminaires | High-Bay | High-Bay Luminaires for Commercial and Industrial Buildings | Premium | FALSE | [9 empty] | 42544 |  |  | Yes |  | 3.1 | 78846.61 | 136.18 | 579 | 19.19 | 0.93 | 5000 | 73
PMY43YUF | Visionaire Lighting | BHB(Bow High Bay) | BHB-8-FN-256LC-7-5K-[5 8]-PMXX-XX | Indoor Luminaires | High-Bay | High-Bay Luminaires for Commercial and Industrial Buildings | Premium | FALSE | [9 empty] | 42544 |  |  | Yes |  | 3.1 | 78043.27 | 134.79 | 579 | 19.19 | 0.93 | 5000 | 73
P4AX7URC | Visionaire Lighting | BHB(Bow High Bay) | BHB-8-FN-256LC-7-5K-UNV-PMXX-XX | Indoor Luminaires | High-Bay | High-Bay Luminaires for Commercial and Industrial Buildings | Premium | FALSE | [9 empty] | 42544 |  |  | Yes |  | 3.1 | 78043.27 | 134.79 | 579 | 19.19 | 0.93 | 5000 | 73
PYNVGYFE | Visionaire Lighting | BHB(Bow High Bay) | BHB-8-T5-256LC-7-5K-[5 8]-PMXX-XX | Indoor Luminaires | High-Bay | High-Bay Luminaires for Commercial and Industrial Buildings | Premium | FALSE | [9 empty] | 42544 |  |  | Yes |  | 3.1 | 74556.27 | 128.77 | 579 | 19.19 | 0.93 | 5000 | 73
P8UJNWK3 | Visionaire Lighting | BHB(Bow High Bay) | BHB-8-T5-256LC-7-5K-UNV-PMXX-XX | Indoor Luminaires | High-Bay | High-Bay Luminaires for Commercial and Industrial Buildings | Premium | FALSE | [9 empty] | 42544 |  |  | Yes |  | 3.1 | 74556.27 | 128.77 | 579 | 19.19 | 0.93 | 5000 | 73
PS9B3CNS | Visionaire Lighting | BHB(Bow High Bay) | BHB-8-T3-256LC-7-5K-[5 8]-PMXX-XX | Indoor Luminaires | High-Bay | High-Bay Luminaires for Commercial and Industrial Buildings | Premium | FALSE | [9 empty] | 42544 |  |  | Yes |  | 3.1 | 71044.05 | 122.7 | 579 | 19.19 | 0.93 | 5000 | 73
PKD9PVAY | Visionaire Lighting | BHB(Bow High Bay) | BHB-8-T3-256LC-7-5K-UNV-PMXX-XX | Indoor Luminaires | High-Bay | High-Bay Luminaires for Commercial and Industrial Buildings | Premium | FALSE | [9 empty] | 42544 |  |  | Yes |  | 3.1 | 71044.05 | 122.7 | 579 | 19.19 | 0.93 | 5000 | 73
PFTN9MDQ | Visionaire Lighting | BHB(Bow High Bay) | BHB-8-T2-256LC-7-5K-UNV-PMXX-XX | Indoor Luminaires | High-Bay | High-Bay Luminaires for Commercial and Industrial Buildings | Premium | FALSE | [9 empty] | 42544 |  |  | Yes |  | 3.1 | 70641.75 | 122.01 | 579 | 19.19 | 0.93 | 5000 | 73
P5JZM6YN | Visionaire Lighting | BHB(Bow High Bay) | BHB-8-T2-256LC-7-5K-[5 8]-PMXX-XX | Indoor Luminaires | High-Bay | High-Bay Luminaires for Commercial and Industrial Buildings | Premium | FALSE | [9 empty] | 42544 |  |  | Yes |  | 3.1 | 70641.75 | 122.01 | 579 | 19.19 | 0.93 | 5000 | 73
P8PWCCWF | Visionaire Lighting | BHB(Bow High Bay) | BHB-8-L30D2-256LC-7-5K-[5 8]-PMXX-XX | Indoor Luminaires | High-Bay | High-Bay Luminaires for Commercial and Industrial Buildings | Premium | FALSE | [9 empty] | 42544 |  |  | Yes |  | 3.1 | 69634.49 | 120.27 | 579 | 19.19 | 0.93 | 5000 | 73
P16J4AJH | Visionaire Lighting | BHB(Bow High Bay) | BHB-8-L30D2-256LC-7-5K-UNV-PMXX-XX | Indoor Luminaires | High-Bay | High-Bay Luminaires for Commercial and Industrial Buildings | Premium | FALSE | [9 empty] | 42544 |  |  | Yes |  | 3.1 | 69634.49 | 120.27 | 579 | 19.19 | 0.93 | 5000 | 73
P9DXZ4XT | Visionaire Lighting | BHB(Bow High Bay) | BHB-8-L30D4-256LC-7-5K-UNV-PMXX-XX | Indoor Luminaires | High-Bay | High-Bay Luminaires for Commercial and Industrial Buildings | Premium | FALSE | [9 empty] | 42544 |  |  | Yes |  | 3.1 | 69534.74 | 120.09 | 579 | 19.19 | 0.93 | 5000 | 73
P6DEGTGM | Visionaire Lighting | BHB(Bow High Bay) | BHB-8-L30D4-256LC-7-5K-[5 8]-PMXX-XX | Indoor Luminaires | High-Bay | High-Bay Luminaires for Commercial and Industrial Buildings | Premium | FALSE | [9 empty] | 42544 |  |  | Yes |  | 3.1 | 69534.74 | 120.09 | 579 | 19.19 | 0.93 | 5000 | 73
PF5EKNNQ | Visionaire Lighting | BHB(Bow High Bay) | BHB-8-T5W-256LC-7-5K-[5 8]-PMXX-XX | Indoor Luminaires | High-Bay | High-Bay Luminaires for Commercial and Industrial Buildings | Premium | FALSE | [9 empty] | 42544 |  |  | Yes |  | 3.1 | 69376.84 | 119.82 | 579 | 19.19 | 0.93 | 5000 | 73
P2J94DBD | Visionaire Lighting | BHB(Bow High Bay) | BHB-8-T5W-256LC-7-5K-UNV-PMXX-XX | Indoor Luminaires | High-Bay | High-Bay Luminaires for Commercial and Industrial Buildings | Premium | FALSE | [9 empty] | 42544 |  |  | Yes |  | 3.1 | 69376.84 | 119.82 | 579 | 19.19 | 0.93 | 5000 | 73
PTUY1AQ7 | Visionaire Lighting | BHB(Bow High Bay) | BHB-8-FM-256LC-10-5K-UNV-PMXX-XX | Indoor Luminaires | High-Bay | High-Bay Luminaires for Commercial and Industrial Buildings | Premium | FALSE | [9 empty] | 42544 |  |  | Yes |  | 3.1 | 106488.04 | 120.6 | 883 | 13.35 | 0.94 | 5000 | 73
P9TE1XSZ | Visionaire Lighting | BHB(Bow High Bay) | BHB-8-FM-256LC-10-5K-[5 8]-PMXX-XX | Indoor Luminaires | High-Bay | High-Bay Luminaires for Commercial and Industrial Buildings | Premium | FALSE | [9 empty] | 42544 |  |  | Yes |  | 3.1 | 106488.04 | 120.6 | 883 | 13.35 | 0.94 | 5000 | 73
PM8GNS4S | Visionaire Lighting | BHB(Bow High Bay) | BHB-8-T1-256LC-10-5K-[5 8]-PMXX-XX | Indoor Luminaires | High-Bay | High-Bay Luminaires for Commercial and Industrial Buildings | Premium | FALSE | [9 empty] | 42544 |  |  | Yes |  | 3.1 | 106240.05 | 120.32 | 883 | 13.35 | 0.94 | 5000 | 73
PDV2CYAG | Visionaire Lighting | BHB(Bow High Bay) | BHB-8-T1-256LC-10-5K-UNV-PMXX-XX | Indoor Luminaires | High-Bay | High-Bay Luminaires for Commercial and Industrial Buildings | Premium | FALSE | [9 empty] | 42544 |  |  | Yes |  | 3.1 | 106240.05 | 120.32 | 883 | 13.35 | 0.94 | 5000 | 73
PWRR3WNH | Visionaire Lighting | BHB(Bow High Bay) | BHB-8-T4A-256LC-10-5K-[5 8]-PMXX-XX | Indoor Luminaires | High-Bay | High-Bay Luminaires for Commercial and Industrial Buildings | Premium | FALSE | [9 empty] | 42544 |  |  | Yes |  | 3.1 | 105474.15 | 119.45 | 883 | 13.35 | 0.94 | 5000 | 73
PFBYZ4B5 | Visionaire Lighting | BHB(Bow High Bay) | BHB-8-T4A-256LC-10-5K-UNV-PMXX-XX | Indoor Luminaires | High-Bay | High-Bay Luminaires for Commercial and Industrial Buildings | Premium | FALSE | [9 empty] | 42544 |  |  | Yes |  | 3.1 | 105474.15 | 119.45 | 883 | 13.35 | 0.94 | 5000 | 73
PH12KJD3 | Visionaire Lighting | BHB(Bow High Bay) | BHB-8-FN-256LC-10-5K-UNV-PMXX-XX | Indoor Luminaires | High-Bay | High-Bay Luminaires for Commercial and Industrial Buildings | Premium | FALSE | [9 empty] | 42544 |  |  | Yes |  | 3.1 | 104399.51 | 118.23 | 883 | 13.35 | 0.94 | 5000 | 73
P1S4VZ22 | Visionaire Lighting | BHB(Bow High Bay) | BHB-8-FN-256LC-10-5K-[5 8]-PMXX-XX | Indoor Luminaires | High-Bay | High-Bay Luminaires for Commercial and Industrial Buildings | Premium | FALSE | [9 empty] | 42544 |  |  | Yes |  | 3.1 | 104399.51 | 118.23 | 883 | 13.35 | 0.94 | 5000 | 73
PX5V7YGD | Visionaire Lighting | BHB(Bow High Bay) | BHB-8-T5-256LC-10-5K-[5 8]-PMXX-XX | Indoor Luminaires | High-Bay | High-Bay Luminaires for Commercial and Industrial Buildings | Premium | FALSE | [9 empty] | 42544 |  |  | Yes |  | 3.1 | 99734.9 | 112.95 | 883 | 13.35 | 0.94 | 5000 | 73
P6NR1NNP | Visionaire Lighting | BHB(Bow High Bay) | BHB-8-T5-256LC-10-5K-UNV-PMXX-XX | Indoor Luminaires | High-Bay | High-Bay Luminaires for Commercial and Industrial Buildings | Premium | FALSE | [9 empty] | 42544 |  |  | Yes |  | 3.1 | 99734.9 | 112.95 | 883 | 13.35 | 0.94 | 5000 | 73
PWCHR2ND | Visionaire Lighting | BHB(Bow High Bay) | BHB-8-T3-256LC-10-5K-UNV-PMXX-XX | Indoor Luminaires | High-Bay | High-Bay Luminaires for Commercial and Industrial Buildings | Standard | FALSE | [9 empty] | 42544 |  |  | Yes |  | 3.1 | 95036.56 | 107.63 | 883 | 13.35 | 0.94 | 5000 | 73
PFK7MXUG | Visionaire Lighting | BHB(Bow High Bay) | BHB-8-T3-256LC-10-5K-[5 8]-PMXX-XX | Indoor Luminaires | High-Bay | High-Bay Luminaires for Commercial and Industrial Buildings | Standard | FALSE | [9 empty] | 42544 |  |  | Yes |  | 3.1 | 95036.56 | 107.63 | 883 | 13.35 | 0.94 | 5000 | 73
PTDC6GYC | Visionaire Lighting | BHB(Bow High Bay) | BHB-8-T2-256LC-10-5K-[5 8]-PMXX-XX | Indoor Luminaires | High-Bay | High-Bay Luminaires for Commercial and Industrial Buildings | Standard | FALSE | [9 empty] | 42544 |  |  | Yes |  | 3.1 | 94498.4 | 107.02 | 883 | 13.35 | 0.94 | 5000 | 73
PCBZTTTB | Visionaire Lighting | BHB(Bow High Bay) | BHB-8-T2-256LC-10-5K-UNV-PMXX-XX | Indoor Luminaires | High-Bay | High-Bay Luminaires for Commercial and Industrial Buildings | Standard | FALSE | [9 empty] | 42544 |  |  | Yes |  | 3.1 | 94498.4 | 107.02 | 883 | 13.35 | 0.94 | 5000 | 73
PTCN48MG | Visionaire Lighting | BHB(Bow High Bay) | BHB-8-L30D2-256LC-10-5K-UNV-PMXX-XX | Indoor Luminaires | High-Bay | High-Bay Luminaires for Commercial and Industrial Buildings | Standard | FALSE | [9 empty] | 42544 |  |  | Yes |  | 3.1 | 93150.98 | 105.49 | 883 | 13.35 | 0.94 | 5000 | 73
PS2V5RH5 | Visionaire Lighting | BHB(Bow High Bay) | BHB-8-L30D2-256LC-10-5K-[5 8]-PMXX-XX | Indoor Luminaires | High-Bay | High-Bay Luminaires for Commercial and Industrial Buildings | Standard | FALSE | [9 empty] | 42544 |  |  | Yes |  | 3.1 | 93150.98 | 105.49 | 883 | 13.35 | 0.94 | 5000 | 73
PZH3FEXC | Visionaire Lighting | BHB(Bow High Bay) | BHB-8-L30D4-256LC-10-5K-UNV-PMXX-XX | Indoor Luminaires | High-Bay | High-Bay Luminaires for Commercial and Industrial Buildings | Standard | FALSE | [9 empty] | 42544 |  |  | Yes |  | 3.1 | 93017.54 | 105.34 | 883 | 13.35 | 0.94 | 5000 | 73
PJT8TR8M | Visionaire Lighting | BHB(Bow High Bay) | BHB-8-L30D4-256LC-10-5K-[5 8]-PMXX-XX | Indoor Luminaires | High-Bay | High-Bay Luminaires for Commercial and Industrial Buildings | Standard | FALSE | [9 empty] | 42544 |  |  | Yes |  | 3.1 | 93017.54 | 105.34 | 883 | 13.35 | 0.94 | 5000 | 73
PT24HCTJ | Visionaire Lighting | BHB(Bow High Bay) | BHB-8-T5W-256LC-10-5K-UNV-PMXX-XX | Indoor Luminaires | High-Bay | High-Bay Luminaires for Commercial and Industrial Buildings | Standard | FALSE | [9 empty] | 42544 |  |  | Yes |  | 3.1 | 92806.32 | 105.1 | 883 | 13.35 | 0.94 | 5000 | 73
P4X5ZHFR | Visionaire Lighting | BHB(Bow High Bay) | BHB-8-T5W-256LC-10-5K-[5 8]-PMXX-XX | Indoor Luminaires | High-Bay | High-Bay Luminaires for Commercial and Industrial Buildings | Standard | FALSE | [9 empty] | 42544 |  |  | Yes |  | 3.1 | 92806.32 | 105.1 | 883 | 13.35 | 0.94 | 5000 | 73
PYGRXN77 | Visionaire Lighting | BHB(Bow High Bay) | BHB-8-FM-256LC-5-5K-UNV-PMXX-XX | Indoor Luminaires | High-Bay | High-Bay Luminaires for Commercial and Industrial Buildings | Premium | FALSE | [9 empty] | 42544 |  |  | Yes |  | 3.1 | 61900.42 | 146.44 | 422.7 | 12.6 | 0.95 | 5000 | 73
P3HVH35F | Visionaire Lighting | BHB(Bow High Bay) | BHB-8-FM-256LC-5-5K-[5 8]-PMXX-XX | Indoor Luminaires | High-Bay | High-Bay Luminaires for Commercial and Industrial Buildings | Premium | FALSE | [9 empty] | 42544 |  |  | Yes |  | 3.1 | 61900.42 | 146.44 | 422.7 | 12.6 | 0.95 | 5000 | 73
PPKR1ACX | Visionaire Lighting | BHB(Bow High Bay) | BHB-8-T1-256LC-5-5K-UNV-PMXX-XX | Indoor Luminaires | High-Bay | High-Bay Luminaires for Commercial and Industrial Buildings | Premium | FALSE | [9 empty] | 42544 |  |  | Yes |  | 3.1 | 61756.26 | 146.1 | 422.7 | 12.6 | 0.95 | 5000 | 73
PDRZBJ1F | Visionaire Lighting | BHB(Bow High Bay) | BHB-8-T1-256LC-5-5K-[5 8]-PMXX-XX | Indoor Luminaires | High-Bay | High-Bay Luminaires for Commercial and Industrial Buildings | Premium | FALSE | [9 empty] | 42544 |  |  | Yes |  | 3.1 | 61756.26 | 146.1 | 422.7 | 12.6 | 0.95 | 5000 | 73
PR9QBWN6 | Visionaire Lighting | BHB(Bow High Bay) | BHB-8-T4A-256LC-5-5K-UNV-PMXX-XX | Indoor Luminaires | High-Bay | High-Bay Luminaires for Commercial and Industrial Buildings | Premium | FALSE | [9 empty] | 42544 |  |  | Yes |  | 3.1 | 61311.05 | 145.05 | 422.7 | 12.6 | 0.95 | 5000 | 73
P8HS2XVR | Visionaire Lighting | BHB(Bow High Bay) | BHB-8-T4A-256LC-5-5K-[5 8]-PMXX-XX | Indoor Luminaires | High-Bay | High-Bay Luminaires for Commercial and Industrial Buildings | Premium | FALSE | [9 empty] | 42544 |  |  | Yes |  | 3.1 | 61311.05 | 145.05 | 422.7 | 12.6 | 0.95 | 5000 | 73
PKDCT97H | Visionaire Lighting | BHB(Bow High Bay) | BHB-8-FN-256LC-5-5K-UNV-PMXX-XX | Indoor Luminaires | High-Bay | High-Bay Luminaires for Commercial and Industrial Buildings | Premium | FALSE | [9 empty] | 42544 |  |  | Yes |  | 3.1 | 60686.38 | 143.57 | 422.7 | 12.6 | 0.95 | 5000 | 73
PC9UKM37 | Visionaire Lighting | BHB(Bow High Bay) | BHB-8-FN-256LC-5-5K-[5 8]-PMXX-XX | Indoor Luminaires | High-Bay | High-Bay Luminaires for Commercial and Industrial Buildings | Premium | FALSE | [9 empty] | 42544 |  |  | Yes |  | 3.1 | 60686.38 | 143.57 | 422.7 | 12.6 | 0.95 | 5000 | 73
PD9E7AA8 | Visionaire Lighting | BHB(Bow High Bay) | BHB-8-T5-256LC-5-5K-[5 8]-PMXX-XX | Indoor Luminaires | High-Bay | High-Bay Luminaires for Commercial and Industrial Buildings | Premium | FALSE | [9 empty] | 42544 |  |  | Yes |  | 3.1 | 57974.89 | 137.15 | 422.7 | 12.6 | 0.95 | 5000 | 73
P6DRBA16 | Visionaire Lighting | BHB(Bow High Bay) | BHB-8-T5-256LC-5-5K-UNV-PMXX-XX | Indoor Luminaires | High-Bay | High-Bay Luminaires for Commercial and Industrial Buildings | Premium | FALSE | [9 empty] | 42544 |  |  | Yes |  | 3.1 | 57974.89 | 137.15 | 422.7 | 12.6 | 0.95 | 5000 | 73
PNGUV7YP | Visionaire Lighting | BHB(Bow High Bay) | BHB-8-T3-256LC-5-5K-[5 8]-PMXX-XX | Indoor Luminaires | High-Bay | High-Bay Luminaires for Commercial and Industrial Buildings | Premium | FALSE | [9 empty] | 42544 |  |  | Yes |  | 3.1 | 55243.78 | 130.69 | 422.7 | 12.6 | 0.95 | 5000 | 73
PE7TVRDA | Visionaire Lighting | BHB(Bow High Bay) | BHB-8-T3-256LC-5-5K-UNV-PMXX-XX | Indoor Luminaires | High-Bay | High-Bay Luminaires for Commercial and Industrial Buildings | Premium | FALSE | [9 empty] | 42544 |  |  | Yes |  | 3.1 | 55243.78 | 130.69 | 422.7 | 12.6 | 0.95 | 5000 | 73
PVMSD95V | Visionaire Lighting | BHB(Bow High Bay) | BHB-8-T2-256LC-5-5K-UNV-PMXX-XX | Indoor Luminaires | High-Bay | High-Bay Luminaires for Commercial and Industrial Buildings | Premium | FALSE | [9 empty] | 42544 |  |  | Yes |  | 3.1 | 54930.96 | 129.95 | 422.7 | 12.6 | 0.95 | 5000 | 73
PE516Z2A | Visionaire Lighting | BHB(Bow High Bay) | BHB-8-T2-256LC-5-5K-[5 8]-PMXX-XX | Indoor Luminaires | High-Bay | High-Bay Luminaires for Commercial and Industrial Buildings | Premium | FALSE | [9 empty] | 42544 |  |  | Yes |  | 3.1 | 54930.96 | 129.95 | 422.7 | 12.6 | 0.95 | 5000 | 73
PKBYP11Z | Visionaire Lighting | BHB(Bow High Bay) | BHB-8-L30D2-256LC-5-5K-UNV-PMXX-XX | Indoor Luminaires | High-Bay | High-Bay Luminaires for Commercial and Industrial Buildings | Premium | FALSE | [9 empty] | 42544 |  |  | Yes |  | 3.1 | 54147.72 | 128.1 | 422.7 | 12.6 | 0.95 | 5000 | 73
PGGJWEZB | Visionaire Lighting | BHB(Bow High Bay) | BHB-8-L30D2-256LC-5-5K-[5 8]-PMXX-XX | Indoor Luminaires | High-Bay | High-Bay Luminaires for Commercial and Industrial Buildings | Premium | FALSE | [9 empty] | 42544 |  |  | Yes |  | 3.1 | 54147.72 | 128.1 | 422.7 | 12.6 | 0.95 | 5000 | 73
PHBB9EY1 | Visionaire Lighting | BHB(Bow High Bay) | BHB-8-L30D4-256LC-5-5K-UNV-PMXX-XX | Indoor Luminaires | High-Bay | High-Bay Luminaires for Commercial and Industrial Buildings | Premium | FALSE | [9 empty] | 42544 |  |  | Yes |  | 3.1 | 54070.15 | 127.92 | 422.7 | 12.6 | 0.95 | 5000 | 73
P5V9Z1CF | Visionaire Lighting | BHB(Bow High Bay) | BHB-8-L30D4-256LC-5-5K-[5 8]-PMXX-XX | Indoor Luminaires | High-Bay | High-Bay Luminaires for Commercial and Industrial Buildings | Premium | FALSE | [9 empty] | 42544 |  |  | Yes |  | 3.1 | 54070.15 | 127.92 | 422.7 | 12.6 | 0.95 | 5000 | 73
PQ89A1Z5 | Visionaire Lighting | BHB(Bow High Bay) | BHB-8-T5W-256LC-5-5K-UNV-PMXX-XX | Indoor Luminaires | High-Bay | High-Bay Luminaires for Commercial and Industrial Buildings | Premium | FALSE | [9 empty] | 42544 |  |  | Yes |  | 3.1 | 53947.37 | 127.63 | 422.7 | 12.6 | 0.95 | 5000 | 73
PGWJQ55D | Visionaire Lighting | BHB(Bow High Bay) | BHB-8-T5W-256LC-5-5K-[5 8]-PMXX-XX | Indoor Luminaires | High-Bay | High-Bay Luminaires for Commercial and Industrial Buildings | Premium | FALSE | [9 empty] | 42544 |  |  | Yes |  | 3.1 | 53947.37 | 127.63 | 422.7 | 12.6 | 0.95 | 5000 | 73
P195CAT6 | Visionaire Lighting | BHB(Bow High Bay) | BHB-2-FM-64LC-5-5K-[UNV 5 8]-PMXX-XX | Indoor Luminaires | High-Bay | High-Bay Luminaires for Commercial and Industrial Buildings | Premium | FALSE | [9 empty] | 42544 |  |  | Yes |  | 3.1 | 15935.89 | 145.67 | 109.4 | 10.46 | 0.95 | 5000 | 73
PAGHF517 | Visionaire Lighting | BHB(Bow High Bay) | BHB-2-T1-64LC-5-5K-[UNV 5 8]-PMXX-XX | Indoor Luminaires | High-Bay | High-Bay Luminaires for Commercial and Industrial Buildings | Premium | FALSE | [9 empty] | 42544 |  |  | Yes |  | 3.1 | 15898.77 | 145.33 | 109.4 | 10.46 | 0.95 | 5000 | 73
PD9Y2DYP | Visionaire Lighting | BHB(Bow High Bay) | BHB-2-T4A-64LC-5-5K-[UNV 5 8]-PMXX-XX | Indoor Luminaires | High-Bay | High-Bay Luminaires for Commercial and Industrial Buildings | Premium | FALSE | [9 empty] | 42544 |  |  | Yes |  | 3.1 | 15784.16 | 144.28 | 109.4 | 10.46 | 0.95 | 5000 | 73
PYWQ4GCA | Visionaire Lighting | BHB(Bow High Bay) | BHB-2-FN-64LC-5-5K-[UNV 5 8]-PMXX-XX | Indoor Luminaires | High-Bay | High-Bay Luminaires for Commercial and Industrial Buildings | Premium | FALSE | [9 empty] | 42544 |  |  | Yes |  | 3.1 | 15623.34 | 142.81 | 109.4 | 10.46 | 0.95 | 5000 | 73
PZQN8C2P | Visionaire Lighting | BHB(Bow High Bay) | BHB-2-T5-64LC-5-5K-[UNV 5 8]-PMXX-XX | Indoor Luminaires | High-Bay | High-Bay Luminaires for Commercial and Industrial Buildings | Premium | FALSE | [9 empty] | 42544 |  |  | Yes |  | 3.1 | 14925.28 | 136.43 | 109.4 | 10.46 | 0.95 | 5000 | 73
P619XSG6 | Visionaire Lighting | BHB(Bow High Bay) | BHB-2-T3-64LC-5-5K-[UNV 5 8]-PMXX-XX | Indoor Luminaires | High-Bay | High-Bay Luminaires for Commercial and Industrial Buildings | Premium | FALSE | [9 empty] | 42544 |  |  | Yes |  | 3.1 | 14222.18 | 130 | 109.4 | 10.46 | 0.95 | 5000 | 73
PEUDTV16 | Visionaire Lighting | BHB(Bow High Bay) | BHB-2-T2-64LC-5-5K-[UNV 5 8]-PMXX-XX | Indoor Luminaires | High-Bay | High-Bay Luminaires for Commercial and Industrial Buildings | Premium | FALSE | [9 empty] | 42544 |  |  | Yes |  | 3.1 | 14141.64 | 129.27 | 109.4 | 10.46 | 0.95 | 5000 | 73
PHUQ1BUR | Visionaire Lighting | BHB(Bow High Bay) | BHB-2-L30D2-64LC-5-5K-[UNV 5 8]-PMXX-XX | Indoor Luminaires | High-Bay | High-Bay Luminaires for Commercial and Industrial Buildings | Premium | FALSE | [9 empty] | 42544 |  |  | Yes |  | 3.1 | 13940 | 127.42 | 109.4 | 10.46 | 0.95 | 5000 | 73
PD2VS9T1 | Visionaire Lighting | BHB(Bow High Bay) | BHB-2-L30D4-64LC-5-5K-[UNV 5 8]-PMXX-XX | Indoor Luminaires | High-Bay | High-Bay Luminaires for Commercial and Industrial Buildings | Premium | FALSE | [9 empty] | 42544 |  |  | Yes |  | 3.1 | 13920.03 | 127.24 | 109.4 | 10.46 | 0.95 | 5000 | 73
PERS6927 | Visionaire Lighting | BHB(Bow High Bay) | BHB-2-T5W-64LC-5-5K-[UNV 5 8]-PMXX-XX | Indoor Luminaires | High-Bay | High-Bay Luminaires for Commercial and Industrial Buildings | Premium | FALSE | [9 empty] | 42544 |  |  | Yes |  | 3.1 | 13888.42 | 126.95 | 109.4 | 10.46 | 0.95 | 5000 | 73
PJEHRREX | Visionaire Lighting | BHB(Bow High Bay) | BHB-8-FM-256LC-7-5K-UNV-PMXX-XX-DIM-[MS or blank] | Indoor Luminaires | High-Bay | High-Bay Luminaires for Commercial and Industrial Buildings | Premium | FALSE | [9 empty] | 42544 |  |  | Yes |  | 3.1 | 79604.54 | 137.49 | 579 | 19.19 | 0.93 | 5000 | 73
PCDHGN87 | Visionaire Lighting | BHB(Bow High Bay) | BHB-8-FM-256LC-7-5K-[5 8]-PMXX-XX-DIM-[MS or blank] | Indoor Luminaires | High-Bay | High-Bay Luminaires for Commercial and Industrial Buildings | Premium | FALSE | [9 empty] | 42544 |  |  | Yes |  | 3.1 | 79604.54 | 137.49 | 579 | 19.19 | 0.93 | 5000 | 73
PGPU2JA6 | Visionaire Lighting | BHB(Bow High Bay) | BHB-8-T1-256LC-7-5K-[5 8]-PMXX-XX-DIM-[MS or blank] | Indoor Luminaires | High-Bay | High-Bay Luminaires for Commercial and Industrial Buildings | Premium | FALSE | [9 empty] | 42544 |  |  | Yes |  | 3.1 | 79419.16 | 137.17 | 579 | 19.19 | 0.93 | 5000 | 73
P31H4F1D | Visionaire Lighting | BHB(Bow High Bay) | BHB-8-T1-256LC-7-5K-UNV-PMXX-XX-DIM-[MS or blank] | Indoor Luminaires | High-Bay | High-Bay Luminaires for Commercial and Industrial Buildings | Premium | FALSE | [9 empty] | 42544 |  |  | Yes |  | 3.1 | 79419.16 | 137.17 | 579 | 19.19 | 0.93 | 5000 | 73
PJEQX12N | Visionaire Lighting | BHB(Bow High Bay) | BHB-8-T4A-256LC-7-5K-[5 8]-PMXX-XX-DIM-[MS or blank] | Indoor Luminaires | High-Bay | High-Bay Luminaires for Commercial and Industrial Buildings | Premium | FALSE | [9 empty] | 42544 |  |  | Yes |  | 3.1 | 78846.61 | 136.18 | 579 | 19.19 | 0.93 | 5000 | 73
PFPAY98G | Visionaire Lighting | BHB(Bow High Bay) | BHB-8-T4A-256LC-7-5K-UNV-PMXX-XX-DIM-[MS or blank] | Indoor Luminaires | High-Bay | High-Bay Luminaires for Commercial and Industrial Buildings | Premium | FALSE | [9 empty] | 42544 |  |  | Yes |  | 3.1 | 78846.61 | 136.18 | 579 | 19.19 | 0.93 | 5000 | 73
PHJVBGUT | Visionaire Lighting | BHB(Bow High Bay) | BHB-8-FN-256LC-7-5K-UNV-PMXX-XX-DIM-[MS or blank] | Indoor Luminaires | High-Bay | High-Bay Luminaires for Commercial and Industrial Buildings | Premium | FALSE | [9 empty] | 42544 |  |  | Yes |  | 3.1 | 78043.27 | 134.79 | 579 | 19.19 | 0.93 | 5000 | 73
PCKP9VQH | Visionaire Lighting | BHB(Bow High Bay) | BHB-8-FN-256LC-7-5K-[5 8]-PMXX-XX-DIM-[MS or blank] | Indoor Luminaires | High-Bay | High-Bay Luminaires for Commercial and Industrial Buildings | Premium | FALSE | [9 empty] | 42544 |  |  | Yes |  | 3.1 | 78043.27 | 134.79 | 579 | 19.19 | 0.93 | 5000 | 73
PPNTCGUP | Visionaire Lighting | BHB(Bow High Bay) | BHB-8-T5-256LC-7-5K-[5 8]-PMXX-XX-DIM-[MS or blank] | Indoor Luminaires | High-Bay | High-Bay Luminaires for Commercial and Industrial Buildings | Premium | FALSE | [9 empty] | 42544 |  |  | Yes |  | 3.1 | 74556.27 | 128.77 | 579 | 19.19 | 0.93 | 5000 | 73
PN9JQSXX | Visionaire Lighting | BHB(Bow High Bay) | BHB-8-T5-256LC-7-5K-UNV-PMXX-XX-DIM-[MS or blank] | Indoor Luminaires | High-Bay | High-Bay Luminaires for Commercial and Industrial Buildings | Premium | FALSE | [9 empty] | 42544 |  |  | Yes |  | 3.1 | 74556.27 | 128.77 | 579 | 19.19 | 0.93 | 5000 | 73
PUE3RF18 | Visionaire Lighting | BHB(Bow High Bay) | BHB-8-T3-256LC-7-5K-UNV-PMXX-XX-DIM-[MS or blank] | Indoor Luminaires | High-Bay | High-Bay Luminaires for Commercial and Industrial Buildings | Premium | FALSE | [9 empty] | 42544 |  |  | Yes |  | 3.1 | 71044.05 | 122.7 | 579 | 19.19 | 0.93 | 5000 | 73
PHB6W7W9 | Visionaire Lighting | BHB(Bow High Bay) | BHB-8-T3-256LC-7-5K-[5 8]-PMXX-XX-DIM-[MS or blank] | Indoor Luminaires | High-Bay | High-Bay Luminaires for Commercial and Industrial Buildings | Premium | FALSE | [9 empty] | 42544 |  |  | Yes |  | 3.1 | 71044.05 | 122.7 | 579 | 19.19 | 0.93 | 5000 | 73
PWK5CABV | Visionaire Lighting | BHB(Bow High Bay) | BHB-8-T2-256LC-7-5K-UNV-PMXX-XX-DIM-[MS or blank] | Indoor Luminaires | High-Bay | High-Bay Luminaires for Commercial and Industrial Buildings | Premium | FALSE | [9 empty] | 42544 |  |  | Yes |  | 3.1 | 70641.75 | 122.01 | 579 | 19.19 | 0.93 | 5000 | 73
P5SEYDQB | Visionaire Lighting | BHB(Bow High Bay) | BHB-8-T2-256LC-7-5K-[5 8]-PMXX-XX-DIM-[MS or blank] | Indoor Luminaires | High-Bay | High-Bay Luminaires for Commercial and Industrial Buildings | Premium | FALSE | [9 empty] | 42544 |  |  | Yes |  | 3.1 | 70641.75 | 122.01 | 579 | 19.19 | 0.93 | 5000 | 73
PNHFF26J | Visionaire Lighting | BHB(Bow High Bay) | BHB-8-L30D2-256LC-7-5K-UNV-PMXX-XX-DIM-[MS or blank] | Indoor Luminaires | High-Bay | High-Bay Luminaires for Commercial and Industrial Buildings | Premium | FALSE | [9 empty] | 42544 |  |  | Yes |  | 3.1 | 69634.49 | 120.27 | 579 | 19.19 | 0.93 | 5000 | 73
PJEDUJTR | Visionaire Lighting | BHB(Bow High Bay) | BHB-8-L30D2-256LC-7-5K-[5 8]-PMXX-XX-DIM-[MS or blank] | Indoor Luminaires | High-Bay | High-Bay Luminaires for Commercial and Industrial Buildings | Premium | FALSE | [9 empty] | 42544 |  |  | Yes |  | 3.1 | 69634.49 | 120.27 | 579 | 19.19 | 0.93 | 5000 | 73
PMWYTQ87 | Visionaire Lighting | BHB(Bow High Bay) | BHB-8-L30D4-256LC-7-5K-UNV-PMXX-XX-DIM-[MS or blank] | Indoor Luminaires | High-Bay | High-Bay Luminaires for Commercial and Industrial Buildings | Premium | FALSE | [9 empty] | 42544 |  |  | Yes |  | 3.1 | 69534.74 | 120.09 | 579 | 19.19 | 0.93 | 5000 | 73
PDXV76Y7 | Visionaire Lighting | BHB(Bow High Bay) | BHB-8-L30D4-256LC-7-5K-[5 8]-PMXX-XX-DIM-[MS or blank] | Indoor Luminaires | High-Bay | High-Bay Luminaires for Commercial and Industrial Buildings | Premium | FALSE | [9 empty] | 42544 |  |  | Yes |  | 3.1 | 69534.74 | 120.09 | 579 | 19.19 | 0.93 | 5000 | 73
PW8UBJ3U | Visionaire Lighting | BHB(Bow High Bay) | BHB-8-T5W-256LC-7-5K-UNV-PMXX-XX-DIM-[MS or blank] | Indoor Luminaires | High-Bay | High-Bay Luminaires for Commercial and Industrial Buildings | Premium | FALSE | [9 empty] | 42544 |  |  | Yes |  | 3.1 | 69376.84 | 119.82 | 579 | 19.19 | 0.93 | 5000 | 73
PM7EZXVA | Visionaire Lighting | BHB(Bow High Bay) | BHB-8-T5W-256LC-7-5K-[5 8]-PMXX-XX-DIM-[MS or blank] | Indoor Luminaires | High-Bay | High-Bay Luminaires for Commercial and Industrial Buildings | Premium | FALSE | [9 empty] | 42544 |  |  | Yes |  | 3.1 | 69376.84 | 119.82 | 579 | 19.19 | 0.93 | 5000 | 73
PZPTSMUU | Visionaire Lighting | BHB(Bow High Bay) | BHB-6-FM-192LC-10-5K-[5 8]-PMXX-XX-DIM-[MS or blank] | Indoor Luminaires | High-Bay | High-Bay Luminaires for Commercial and Industrial Buildings | Premium | FALSE | [9 empty] | 42544 |  |  | Yes |  | 3.1 | 86484.24 | 130.25 | 664 | 16.53 | 0.94 | 5000 | 73
P1XCTYYD | Visionaire Lighting | BHB(Bow High Bay) | BHB-6-T1-192LC-10-5K-[5 8]-PMXX-XX-DIM-[MS or blank] | Indoor Luminaires | High-Bay | High-Bay Luminaires for Commercial and Industrial Buildings | Premium | FALSE | [9 empty] | 42544 |  |  | Yes |  | 3.1 | 86282.84 | 129.94 | 664 | 16.53 | 0.94 | 5000 | 73
PGXPJVYP | Visionaire Lighting | BHB(Bow High Bay) | BHB-6-T4A-192LC-10-5K-[5 8]-PMXX-XX-DIM-[MS or blank] | Indoor Luminaires | High-Bay | High-Bay Luminaires for Commercial and Industrial Buildings | Premium | FALSE | [9 empty] | 42544 |  |  | Yes |  | 3.1 | 85660.81 | 129.01 | 664 | 16.53 | 0.94 | 5000 | 73
PFU8CEAS | Visionaire Lighting | BHB(Bow High Bay) | BHB-6-FN-192LC-10-5K-[5 8]-PMXX-XX-DIM-[MS or blank] | Indoor Luminaires | High-Bay | High-Bay Luminaires for Commercial and Industrial Buildings | Premium | FALSE | [9 empty] | 42544 |  |  | Yes |  | 3.1 | 84788.05 | 127.69 | 664 | 16.53 | 0.94 | 5000 | 73
PYEZ28BK | Visionaire Lighting | BHB(Bow High Bay) | BHB-6-T5-192LC-10-5K-[5 8]-PMXX-XX-DIM-[MS or blank] | Indoor Luminaires | High-Bay | High-Bay Luminaires for Commercial and Industrial Buildings | Premium | FALSE | [9 empty] | 42544 |  |  | Yes |  | 3.1 | 80999.68 | 121.99 | 664 | 16.53 | 0.94 | 5000 | 73
PY859V1Y | Visionaire Lighting | BHB(Bow High Bay) | BHB-6-T3-192LC-10-5K-[5 8]-PMXX-XX-DIM-[MS or blank] | Indoor Luminaires | High-Bay | High-Bay Luminaires for Commercial and Industrial Buildings | Premium | FALSE | [9 empty] | 42544 |  |  | Yes |  | 3.1 | 77183.92 | 116.24 | 664 | 16.53 | 0.94 | 5000 | 73
PTGMZ2D3 | Visionaire Lighting | BHB(Bow High Bay) | BHB-6-T2-192LC-10-5K-[5 8]-PMXX-XX-DIM-[MS or blank] | Indoor Luminaires | High-Bay | High-Bay Luminaires for Commercial and Industrial Buildings | Premium | FALSE | [9 empty] | 42544 |  |  | Yes |  | 3.1 | 76746.85 | 115.58 | 664 | 16.53 | 0.94 | 5000 | 73
P9YHD915 | Visionaire Lighting | BHB(Bow High Bay) | BHB-6-L30D2-192LC-10-5K-[5 8]-PMXX-XX-DIM-[MS or blank] | Indoor Luminaires | High-Bay | High-Bay Luminaires for Commercial and Industrial Buildings | Premium | FALSE | [9 empty] | 42544 |  |  | Yes |  | 3.1 | 75652.55 | 113.93 | 664 | 16.53 | 0.94 | 5000 | 73
PCW84BT2 | Visionaire Lighting | BHB(Bow High Bay) | BHB-6-L30D4-192LC-10-5K-[5 8]-PMXX-XX-DIM-[MS or blank] | Indoor Luminaires | High-Bay | High-Bay Luminaires for Commercial and Industrial Buildings | Premium | FALSE | [9 empty] | 42544 |  |  | Yes |  | 3.1 | 75544.18 | 113.77 | 664 | 16.53 | 0.94 | 5000 | 73
P7R8W8H2 | Visionaire Lighting | BHB(Bow High Bay) | BHB-6-T5W-192LC-10-5K-[5 8]-PMXX-XX-DIM-[MS or blank] | Indoor Luminaires | High-Bay | High-Bay Luminaires for Commercial and Industrial Buildings | Premium | FALSE | [9 empty] | 42544 |  |  | Yes |  | 3.1 | 75372.63 | 113.51 | 664 | 16.53 | 0.94 | 5000 | 73
PWECK3JQ | Visionaire Lighting | BHB(Bow High Bay) | BHB-8-FM-256LC-10-5K-UNV-PMXX-XX-DIM-[MS or blank] | Indoor Luminaires | High-Bay | High-Bay Luminaires for Commercial and Industrial Buildings | Premium | FALSE | [9 empty] | 42544 |  |  | Yes |  | 3.1 | 106488.04 | 120.6 | 883 | 13.35 | 0.94 | 5000 | 73
P4PRPWT5 | Visionaire Lighting | BHB(Bow High Bay) | BHB-8-FM-256LC-10-5K-[5 8]-PMXX-XX-DIM-[MS or blank] | Indoor Luminaires | High-Bay | High-Bay Luminaires for Commercial and Industrial Buildings | Premium | FALSE | [9 empty] | 42544 |  |  | Yes |  | 3.1 | 106488.04 | 120.6 | 883 | 13.35 | 0.94 | 5000 | 73
PFND7FYS | Visionaire Lighting | BHB(Bow High Bay) | BHB-8-T1-256LC-10-5K-[5 8]-PMXX-XX-DIM-[MS or blank] | Indoor Luminaires | High-Bay | High-Bay Luminaires for Commercial and Industrial Buildings | Premium | FALSE | [9 empty] | 42544 |  |  | Yes |  | 3.1 | 106240.05 | 120.32 | 883 | 13.35 | 0.94 | 5000 | 73
P97SV1YZ | Visionaire Lighting | BHB(Bow High Bay) | BHB-8-T1-256LC-10-5K-UNV-PMXX-XX-DIM-[MS or blank] | Indoor Luminaires | High-Bay | High-Bay Luminaires for Commercial and Industrial Buildings | Premium | FALSE | [9 empty] | 42544 |  |  | Yes |  | 3.1 | 106240.05 | 120.32 | 883 | 13.35 | 0.94 | 5000 | 73
PVBPWSG5 | Visionaire Lighting | BHB(Bow High Bay) | BHB-8-T4A-256LC-10-5K-UNV-PMXX-XX-DIM-[MS or blank] | Indoor Luminaires | High-Bay | High-Bay Luminaires for Commercial and Industrial Buildings | Premium | FALSE | [9 empty] | 42544 |  |  | Yes |  | 3.1 | 105474.15 | 119.45 | 883 | 13.35 | 0.94 | 5000 | 73
PKNY5H6E | Visionaire Lighting | BHB(Bow High Bay) | BHB-8-T4A-256LC-10-5K-[5 8]-PMXX-XX-DIM-[MS or blank] | Indoor Luminaires | High-Bay | High-Bay Luminaires for Commercial and Industrial Buildings | Premium | FALSE | [9 empty] | 42544 |  |  | Yes |  | 3.1 | 105474.15 | 119.45 | 883 | 13.35 | 0.94 | 5000 | 73
PRCU8X9N | Visionaire Lighting | BHB(Bow High Bay) | BHB-8-FN-256LC-10-5K-[5 8]-PMXX-XX-DIM-[MS or blank] | Indoor Luminaires | High-Bay | High-Bay Luminaires for Commercial and Industrial Buildings | Premium | FALSE | [9 empty] | 42544 |  |  | Yes |  | 3.1 | 104399.51 | 118.23 | 883 | 13.35 | 0.94 | 5000 | 73
P8QK8F6F | Visionaire Lighting | BHB(Bow High Bay) | BHB-8-FN-256LC-10-5K-UNV-PMXX-XX-DIM-[MS or blank] | Indoor Luminaires | High-Bay | High-Bay Luminaires for Commercial and Industrial Buildings | Premium | FALSE | [9 empty] | 42544 |  |  | Yes |  | 3.1 | 104399.51 | 118.23 | 883 | 13.35 | 0.94 | 5000 | 73
P923MS62 | Visionaire Lighting | BHB(Bow High Bay) | BHB-8-T5-256LC-10-5K-[5 8]-PMXX-XX-DIM-[MS or blank] | Indoor Luminaires | High-Bay | High-Bay Luminaires for Commercial and Industrial Buildings | Premium | FALSE | [9 empty] | 42544 |  |  | Yes |  | 3.1 | 99734.9 | 112.95 | 883 | 13.35 | 0.94 | 5000 | 73
P56KW1AN | Visionaire Lighting | BHB(Bow High Bay) | BHB-8-T5-256LC-10-5K-UNV-PMXX-XX-DIM-[MS or blank] | Indoor Luminaires | High-Bay | High-Bay Luminaires for Commercial and Industrial Buildings | Premium | FALSE | [9 empty] | 42544 |  |  | Yes |  | 3.1 | 99734.9 | 112.95 | 883 | 13.35 | 0.94 | 5000 | 73
PTU38RNZ | Visionaire Lighting | BHB(Bow High Bay) | BHB-8-T3-256LC-10-5K-[5 8]-PMXX-XX-DIM-[MS or blank] | Indoor Luminaires | High-Bay | High-Bay Luminaires for Commercial and Industrial Buildings | Standard | FALSE | [9 empty] | 42544 |  |  | Yes |  | 3.1 | 95036.56 | 107.63 | 883 | 13.35 | 0.94 | 5000 | 73
PC9NTSVW | Visionaire Lighting | BHB(Bow High Bay) | BHB-8-T3-256LC-10-5K-UNV-PMXX-XX-DIM-[MS or blank] | Indoor Luminaires | High-Bay | High-Bay Luminaires for Commercial and Industrial Buildings | Standard | FALSE | [9 empty] | 42544 |  |  | Yes |  | 3.1 | 95036.56 | 107.63 | 883 | 13.35 | 0.94 | 5000 | 73
PU3RYQCM | Visionaire Lighting | BHB(Bow High Bay) | BHB-8-T2-256LC-10-5K-UNV-PMXX-XX-DIM-[MS or blank] | Indoor Luminaires | High-Bay | High-Bay Luminaires for Commercial and Industrial Buildings | Standard | FALSE | [9 empty] | 42544 |  |  | Yes |  | 3.1 | 94498.4 | 107.02 | 883 | 13.35 | 0.94 | 5000 | 73
PRMUWA7N | Visionaire Lighting | BHB(Bow High Bay) | BHB-8-T2-256LC-10-5K-[5 8]-PMXX-XX-DIM-[MS or blank] | Indoor Luminaires | High-Bay | High-Bay Luminaires for Commercial and Industrial Buildings | Standard | FALSE | [9 empty] | 42544 |  |  | Yes |  | 3.1 | 94498.4 | 107.02 | 883 | 13.35 | 0.94 | 5000 | 73
P9QC82MS | Visionaire Lighting | BHB(Bow High Bay) | BHB-8-L30D2-256LC-10-5K-[5 8]-PMXX-XX-DIM-[MS or blank] | Indoor Luminaires | High-Bay | High-Bay Luminaires for Commercial and Industrial Buildings | Standard | FALSE | [9 empty] | 42544 |  |  | Yes |  | 3.1 | 93150.98 | 105.49 | 883 | 13.35 | 0.94 | 5000 | 73
P5D9HS5Z | Visionaire Lighting | BHB(Bow High Bay) | BHB-8-L30D2-256LC-10-5K-UNV-PMXX-XX-DIM-[MS or blank] | Indoor Luminaires | High-Bay | High-Bay Luminaires for Commercial and Industrial Buildings | Standard | FALSE | [9 empty] | 42544 |  |  | Yes |  | 3.1 | 93150.98 | 105.49 | 883 | 13.35 | 0.94 | 5000 | 73
PU2KUAWE | Visionaire Lighting | BHB(Bow High Bay) | BHB-8-L30D4-256LC-10-5K-[5 8]-PMXX-XX-DIM-[MS or blank] | Indoor Luminaires | High-Bay | High-Bay Luminaires for Commercial and Industrial Buildings | Standard | FALSE | [9 empty] | 42544 |  |  | Yes |  | 3.1 | 93017.54 | 105.34 | 883 | 13.35 | 0.94 | 5000 | 73
P6EBYC8K | Visionaire Lighting | BHB(Bow High Bay) | BHB-8-L30D4-256LC-10-5K-UNV-PMXX-XX-DIM-[MS or blank] | Indoor Luminaires | High-Bay | High-Bay Luminaires for Commercial and Industrial Buildings | Standard | FALSE | [9 empty] | 42544 |  |  | Yes |  | 3.1 | 93017.54 | 105.34 | 883 | 13.35 | 0.94 | 5000 | 73
PPXP41PP | Visionaire Lighting | BHB(Bow High Bay) | BHB-8-T5W-256LC-10-5K-[5 8]-PMXX-XX-DIM-[MS or blank] | Indoor Luminaires | High-Bay | High-Bay Luminaires for Commercial and Industrial Buildings | Standard | FALSE | [9 empty] | 42544 |  |  | Yes |  | 3.1 | 92806.32 | 105.1 | 883 | 13.35 | 0.94 | 5000 | 73
P2W2SFXF | Visionaire Lighting | BHB(Bow High Bay) | BHB-8-T5W-256LC-10-5K-UNV-PMXX-XX-DIM-[MS or blank] | Indoor Luminaires | High-Bay | High-Bay Luminaires for Commercial and Industrial Buildings | Standard | FALSE | [9 empty] | 42544 |  |  | Yes |  | 3.1 | 92806.32 | 105.1 | 883 | 13.35 | 0.94 | 5000 | 73
P6ZRRQRH | Visionaire Lighting | BHB(Bow High Bay) | BHB-8-FM-256LC-5-5K-[5 8]-PMXX-XX-DIM-[MS or blank] | Indoor Luminaires | High-Bay | High-Bay Luminaires for Commercial and Industrial Buildings | Premium | FALSE | [9 empty] | 42544 |  |  | Yes |  | 3.1 | 61900.42 | 146.44 | 422.7 | 12.6 | 0.95 | 5000 | 73
P56MHNA1 | Visionaire Lighting | BHB(Bow High Bay) | BHB-8-FM-256LC-5-5K-UNV-PMXX-XX-DIM-[MS or blank] | Indoor Luminaires | High-Bay | High-Bay Luminaires for Commercial and Industrial Buildings | Premium | FALSE | [9 empty] | 42544 |  |  | Yes |  | 3.1 | 61900.42 | 146.44 | 422.7 | 12.6 | 0.95 | 5000 | 73
PBQ45HCU | Visionaire Lighting | BHB(Bow High Bay) | BHB-8-T1-256LC-5-5K-UNV-PMXX-XX-DIM-[MS or blank] | Indoor Luminaires | High-Bay | High-Bay Luminaires for Commercial and Industrial Buildings | Premium | FALSE | [9 empty] | 42544 |  |  | Yes |  | 3.1 | 61756.26 | 146.1 | 422.7 | 12.6 | 0.95 | 5000 | 73
P5QW4J7V | Visionaire Lighting | BHB(Bow High Bay) | BHB-8-T1-256LC-5-5K-[5 8]-PMXX-XX-DIM-[MS or blank] | Indoor Luminaires | High-Bay | High-Bay Luminaires for Commercial and Industrial Buildings | Premium | FALSE | [9 empty] | 42544 |  |  | Yes |  | 3.1 | 61756.26 | 146.1 | 422.7 | 12.6 | 0.95 | 5000 | 73
PXEPJHW2 | Visionaire Lighting | BHB(Bow High Bay) | BHB-8-T4A-256LC-5-5K-[5 8]-PMXX-XX-DIM-[MS or blank] | Indoor Luminaires | High-Bay | High-Bay Luminaires for Commercial and Industrial Buildings | Premium | FALSE | [9 empty] | 42544 |  |  | Yes |  | 3.1 | 61311.05 | 145.05 | 422.7 | 12.6 | 0.95 | 5000 | 73
PMG2YWY2 | Visionaire Lighting | BHB(Bow High Bay) | BHB-8-T4A-256LC-5-5K-UNV-PMXX-XX-DIM-[MS or blank] | Indoor Luminaires | High-Bay | High-Bay Luminaires for Commercial and Industrial Buildings | Premium | FALSE | [9 empty] | 42544 |  |  | Yes |  | 3.1 | 61311.05 | 145.05 | 422.7 | 12.6 | 0.95 | 5000 | 73
PX9SSEJ9 | Visionaire Lighting | BHB(Bow High Bay) | BHB-8-FN-256LC-5-5K-[5 8]-PMXX-XX-DIM-[MS or blank] | Indoor Luminaires | High-Bay | High-Bay Luminaires for Commercial and Industrial Buildings | Premium | FALSE | [9 empty] | 42544 |  |  | Yes |  | 3.1 | 60686.38 | 143.57 | 422.7 | 12.6 | 0.95 | 5000 | 73
P7BP8CYF | Visionaire Lighting | BHB(Bow High Bay) | BHB-8-FN-256LC-5-5K-UNV-PMXX-XX-DIM-[MS or blank] | Indoor Luminaires | High-Bay | High-Bay Luminaires for Commercial and Industrial Buildings | Premium | FALSE | [9 empty] | 42544 |  |  | Yes |  | 3.1 | 60686.38 | 143.57 | 422.7 | 12.6 | 0.95 | 5000 | 73
PY68YMAW | Visionaire Lighting | BHB(Bow High Bay) | BHB-8-T5-256LC-5-5K-[5 8]-PMXX-XX-DIM-[MS or blank] | Indoor Luminaires | High-Bay | High-Bay Luminaires for Commercial and Industrial Buildings | Premium | FALSE | [9 empty] | 42544 |  |  | Yes |  | 3.1 | 57974.89 | 137.15 | 422.7 | 12.6 | 0.95 | 5000 | 73
PCHHYDAN | Visionaire Lighting | BHB(Bow High Bay) | BHB-8-T5-256LC-5-5K-UNV-PMXX-XX-DIM-[MS or blank] | Indoor Luminaires | High-Bay | High-Bay Luminaires for Commercial and Industrial Buildings | Premium | FALSE | [9 empty] | 42544 |  |  | Yes |  | 3.1 | 57974.89 | 137.15 | 422.7 | 12.6 | 0.95 | 5000 | 73
PKCT37QK | Visionaire Lighting | BHB(Bow High Bay) | BHB-8-T3-256LC-5-5K-UNV-PMXX-XX-DIM-[MS or blank] | Indoor Luminaires | High-Bay | High-Bay Luminaires for Commercial and Industrial Buildings | Premium | FALSE | [9 empty] | 42544 |  |  | Yes |  | 3.1 | 55243.78 | 130.69 | 422.7 | 12.6 | 0.95 | 5000 | 73
P74TABY4 | Visionaire Lighting | BHB(Bow High Bay) | BHB-8-T3-256LC-5-5K-[5 8]-PMXX-XX-DIM-[MS or blank] | Indoor Luminaires | High-Bay | High-Bay Luminaires for Commercial and Industrial Buildings | Premium | FALSE | [9 empty] | 42544 |  |  | Yes |  | 3.1 | 55243.78 | 130.69 | 422.7 | 12.6 | 0.95 | 5000 | 73
PZ6WXB3T | Visionaire Lighting | BHB(Bow High Bay) | BHB-8-T2-256LC-5-5K-UNV-PMXX-XX-DIM-[MS or blank] | Indoor Luminaires | High-Bay | High-Bay Luminaires for Commercial and Industrial Buildings | Premium | FALSE | [9 empty] | 42544 |  |  | Yes |  | 3.1 | 54930.96 | 129.95 | 422.7 | 12.6 | 0.95 | 5000 | 73
PE26JR9G | Visionaire Lighting | BHB(Bow High Bay) | BHB-8-T2-256LC-5-5K-[5 8]-PMXX-XX-DIM-[MS or blank] | Indoor Luminaires | High-Bay | High-Bay Luminaires for Commercial and Industrial Buildings | Premium | FALSE | [9 empty] | 42544 |  |  | Yes |  | 3.1 | 54930.96 | 129.95 | 422.7 | 12.6 | 0.95 | 5000 | 73
PJGUBK3R | Visionaire Lighting | BHB(Bow High Bay) | BHB-8-L30D2-256LC-5-5K-[5 8]-PMXX-XX-DIM-[MS or blank] | Indoor Luminaires | High-Bay | High-Bay Luminaires for Commercial and Industrial Buildings | Premium | FALSE | [9 empty] | 42544 |  |  | Yes |  | 3.1 | 54147.72 | 128.1 | 422.7 | 12.6 | 0.95 | 5000 | 73
PHCFXP2W | Visionaire Lighting | BHB(Bow High Bay) | BHB-8-L30D2-256LC-5-5K-UNV-PMXX-XX-DIM-[MS or blank] | Indoor Luminaires | High-Bay | High-Bay Luminaires for Commercial and Industrial Buildings | Premium | FALSE | [9 empty] | 42544 |  |  | Yes |  | 3.1 | 54147.72 | 128.1 | 422.7 | 12.6 | 0.95 | 5000 | 73
PYN873EB | Visionaire Lighting | BHB(Bow High Bay) | BHB-8-L30D4-256LC-5-5K-UNV-PMXX-XX-DIM-[MS or blank] | Indoor Luminaires | High-Bay | High-Bay Luminaires for Commercial and Industrial Buildings | Premium | FALSE | [9 empty] | 42544 |  |  | Yes |  | 3.1 | 54070.15 | 127.92 | 422.7 | 12.6 | 0.95 | 5000 | 73
P68VD8W4 | Visionaire Lighting | BHB(Bow High Bay) | BHB-8-L30D4-256LC-5-5K-[5 8]-PMXX-XX-DIM-[MS or blank] | Indoor Luminaires | High-Bay | High-Bay Luminaires for Commercial and Industrial Buildings | Premium | FALSE | [9 empty] | 42544 |  |  | Yes |  | 3.1 | 54070.15 | 127.92 | 422.7 | 12.6 | 0.95 | 5000 | 73
PHMZS1HS | Visionaire Lighting | BHB(Bow High Bay) | BHB-8-T5W-256LC-5-5K-UNV-PMXX-XX-DIM-[MS or blank] | Indoor Luminaires | High-Bay | High-Bay Luminaires for Commercial and Industrial Buildings | Premium | FALSE | [9 empty] | 42544 |  |  | Yes |  | 3.1 | 53947.37 | 127.63 | 422.7 | 12.6 | 0.95 | 5000 | 73
PDV8JD6D | Visionaire Lighting | BHB(Bow High Bay) | BHB-8-T5W-256LC-5-5K-[5 8]-PMXX-XX-DIM-[MS or blank] | Indoor Luminaires | High-Bay | High-Bay Luminaires for Commercial and Industrial Buildings | Premium | FALSE | [9 empty] | 42544 |  |  | Yes |  | 3.1 | 53947.37 | 127.63 | 422.7 | 12.6 | 0.95 | 5000 | 73
PUTGY9SS | Visionaire Lighting | BHB(Bow High Bay) | BHB-8-FM-256LC-7-4K-[5 8]-PMXX-XX | Indoor Luminaires | High-Bay | High-Bay Luminaires for Commercial and Industrial Buildings | Premium | FALSE | [9 empty] | 42544 |  |  | Yes |  | 3.1 | 75624.31 | 130.61 | 579 | 19.19 | 0.93 | 4000 | 73
P9KSVKFG | Visionaire Lighting | BHB(Bow High Bay) | BHB-8-FM-256LC-7-4K-UNV-PMXX-XX | Indoor Luminaires | High-Bay | High-Bay Luminaires for Commercial and Industrial Buildings | Premium | FALSE | [9 empty] | 42544 |  |  | Yes |  | 3.1 | 75624.31 | 130.61 | 579 | 19.19 | 0.93 | 4000 | 73
PWJFC4K5 | Visionaire Lighting | BHB(Bow High Bay) | BHB-8-T1-256LC-7-4K-UNV-PMXX-XX | Indoor Luminaires | High-Bay | High-Bay Luminaires for Commercial and Industrial Buildings | Premium | FALSE | [9 empty] | 42544 |  |  | Yes |  | 3.1 | 75448.2 | 130.31 | 579 | 19.19 | 0.93 | 4000 | 73
P5AVR8UG | Visionaire Lighting | BHB(Bow High Bay) | BHB-8-T1-256LC-7-4K-[5 8]-PMXX-XX | Indoor Luminaires | High-Bay | High-Bay Luminaires for Commercial and Industrial Buildings | Premium | FALSE | [9 empty] | 42544 |  |  | Yes |  | 3.1 | 75448.2 | 130.31 | 579 | 19.19 | 0.93 | 4000 | 73
PQ93ZFBG | Visionaire Lighting | BHB(Bow High Bay) | BHB-8-T4A-256LC-7-4K-UNV-PMXX-XX | Indoor Luminaires | High-Bay | High-Bay Luminaires for Commercial and Industrial Buildings | Premium | FALSE | [9 empty] | 42544 |  |  | Yes |  | 3.1 | 74904.28 | 129.37 | 579 | 19.19 | 0.93 | 4000 | 73
PN19D365 | Visionaire Lighting | BHB(Bow High Bay) | BHB-8-T4A-256LC-7-4K-[5 8]-PMXX-XX | Indoor Luminaires | High-Bay | High-Bay Luminaires for Commercial and Industrial Buildings | Premium | FALSE | [9 empty] | 42544 |  |  | Yes |  | 3.1 | 74904.28 | 129.37 | 579 | 19.19 | 0.93 | 4000 | 73
PJ3KNF1D | Visionaire Lighting | BHB(Bow High Bay) | BHB-8-FN-256LC-7-4K-UNV-PMXX-XX | Indoor Luminaires | High-Bay | High-Bay Luminaires for Commercial and Industrial Buildings | Premium | FALSE | [9 empty] | 42544 |  |  | Yes |  | 3.1 | 74141.11 | 128.05 | 579 | 19.19 | 0.93 | 4000 | 73
PG51PRAG | Visionaire Lighting | BHB(Bow High Bay) | BHB-8-FN-256LC-7-4K-[5 8]-PMXX-XX | Indoor Luminaires | High-Bay | High-Bay Luminaires for Commercial and Industrial Buildings | Premium | FALSE | [9 empty] | 42544 |  |  | Yes |  | 3.1 | 74141.11 | 128.05 | 579 | 19.19 | 0.93 | 4000 | 73
PPVWVZ1G | Visionaire Lighting | BHB(Bow High Bay) | BHB-8-T5-256LC-7-4K-UNV-PMXX-XX | Indoor Luminaires | High-Bay | High-Bay Luminaires for Commercial and Industrial Buildings | Premium | FALSE | [9 empty] | 42544 |  |  | Yes |  | 3.1 | 70828.46 | 122.33 | 579 | 19.19 | 0.93 | 4000 | 73
P6AG13U5 | Visionaire Lighting | BHB(Bow High Bay) | BHB-8-T5-256LC-7-4K-[5 8]-PMXX-XX | Indoor Luminaires | High-Bay | High-Bay Luminaires for Commercial and Industrial Buildings | Premium | FALSE | [9 empty] | 42544 |  |  | Yes |  | 3.1 | 70828.46 | 122.33 | 579 | 19.19 | 0.93 | 4000 | 73
P3UDTEXB | Visionaire Lighting | BHB(Bow High Bay) | BHB-8-T3-256LC-7-4K-[5 8]-PMXX-XX | Indoor Luminaires | High-Bay | High-Bay Luminaires for Commercial and Industrial Buildings | Premium | FALSE | [9 empty] | 42544 |  |  | Yes |  | 3.1 | 67491.84 | 116.57 | 579 | 19.19 | 0.93 | 4000 | 73
P2VYGF29 | Visionaire Lighting | BHB(Bow High Bay) | BHB-8-T3-256LC-7-4K-UNV-PMXX-XX | Indoor Luminaires | High-Bay | High-Bay Luminaires for Commercial and Industrial Buildings | Premium | FALSE | [9 empty] | 42544 |  |  | Yes |  | 3.1 | 67491.84 | 116.57 | 579 | 19.19 | 0.93 | 4000 | 73
PJ8SM3UM | Visionaire Lighting | BHB(Bow High Bay) | BHB-8-T2-256LC-7-4K-UNV-PMXX-XX | Indoor Luminaires | High-Bay | High-Bay Luminaires for Commercial and Industrial Buildings | Premium | FALSE | [9 empty] | 42544 |  |  | Yes |  | 3.1 | 67109.66 | 115.91 | 579 | 19.19 | 0.93 | 4000 | 73
P3YPDW3G | Visionaire Lighting | BHB(Bow High Bay) | BHB-8-T2-256LC-7-4K-[5 8]-PMXX-XX | Indoor Luminaires | High-Bay | High-Bay Luminaires for Commercial and Industrial Buildings | Premium | FALSE | [9 empty] | 42544 |  |  | Yes |  | 3.1 | 67109.66 | 115.91 | 579 | 19.19 | 0.93 | 4000 | 73
PKNNXHX5 | Visionaire Lighting | BHB(Bow High Bay) | BHB-8-L30D2-256LC-7-4K-UNV-PMXX-XX | Indoor Luminaires | High-Bay | High-Bay Luminaires for Commercial and Industrial Buildings | Premium | FALSE | [9 empty] | 42544 |  |  | Yes |  | 3.1 | 66152.77 | 114.25 | 579 | 19.19 | 0.93 | 4000 | 73
PJVNFYM6 | Visionaire Lighting | BHB(Bow High Bay) | BHB-8-L30D2-256LC-7-4K-[5 8]-PMXX-XX | Indoor Luminaires | High-Bay | High-Bay Luminaires for Commercial and Industrial Buildings | Premium | FALSE | [9 empty] | 42544 |  |  | Yes |  | 3.1 | 66152.77 | 114.25 | 579 | 19.19 | 0.93 | 4000 | 73
PYGP3HMB | Visionaire Lighting | BHB(Bow High Bay) | BHB-8-L30D4-256LC-7-4K-[5 8]-PMXX-XX | Indoor Luminaires | High-Bay | High-Bay Luminaires for Commercial and Industrial Buildings | Premium | FALSE | [9 empty] | 42544 |  |  | Yes |  | 3.1 | 66058 | 114.09 | 579 | 19.19 | 0.93 | 4000 | 73
PN51D3D4 | Visionaire Lighting | BHB(Bow High Bay) | BHB-8-L30D4-256LC-7-4K-UNV-PMXX-XX | Indoor Luminaires | High-Bay | High-Bay Luminaires for Commercial and Industrial Buildings | Premium | FALSE | [9 empty] | 42544 |  |  | Yes |  | 3.1 | 66058 | 114.09 | 579 | 19.19 | 0.93 | 4000 | 73
P8PF9VK7 | Visionaire Lighting | BHB(Bow High Bay) | BHB-8-T5W-256LC-7-4K-UNV-PMXX-XX | Indoor Luminaires | High-Bay | High-Bay Luminaires for Commercial and Industrial Buildings | Premium | FALSE | [9 empty] | 42544 |  |  | Yes |  | 3.1 | 65908 | 113.83 | 579 | 19.19 | 0.93 | 4000 | 73
P2E2EW87 | Visionaire Lighting | BHB(Bow High Bay) | BHB-8-T5W-256LC-7-4K-[5 8]-PMXX-XX | Indoor Luminaires | High-Bay | High-Bay Luminaires for Commercial and Industrial Buildings | Premium | FALSE | [9 empty] | 42544 |  |  | Yes |  | 3.1 | 65908 | 113.83 | 579 | 19.19 | 0.93 | 4000 | 73
PTCT76CZ | Visionaire Lighting | BHB(Bow High Bay) | BHB-8-FM-256LC-10-4K-UNV-PMXX-XX | Indoor Luminaires | High-Bay | High-Bay Luminaires for Commercial and Industrial Buildings | Premium | FALSE | [9 empty] | 42544 |  |  | Yes |  | 3.1 | 101163.64 | 114.57 | 883 | 13.35 | 0.94 | 4000 | 73
PQ34GFCX | Visionaire Lighting | BHB(Bow High Bay) | BHB-8-FM-256LC-10-4K-[5 8]-PMXX-XX | Indoor Luminaires | High-Bay | High-Bay Luminaires for Commercial and Industrial Buildings | Premium | FALSE | [9 empty] | 42544 |  |  | Yes |  | 3.1 | 101163.64 | 114.57 | 883 | 13.35 | 0.94 | 4000 | 73
PMQHZ557 | Visionaire Lighting | BHB(Bow High Bay) | BHB-8-T1-256LC-10-4K-[5 8]-PMXX-XX | Indoor Luminaires | High-Bay | High-Bay Luminaires for Commercial and Industrial Buildings | Premium | FALSE | [9 empty] | 42544 |  |  | Yes |  | 3.1 | 100928.05 | 114.3 | 883 | 13.35 | 0.94 | 4000 | 73
PE6TZABH | Visionaire Lighting | BHB(Bow High Bay) | BHB-8-T1-256LC-10-4K-UNV-PMXX-XX | Indoor Luminaires | High-Bay | High-Bay Luminaires for Commercial and Industrial Buildings | Premium | FALSE | [9 empty] | 42544 |  |  | Yes |  | 3.1 | 100928.05 | 114.3 | 883 | 13.35 | 0.94 | 4000 | 73
PYRPDFBU | Visionaire Lighting | BHB(Bow High Bay) | BHB-8-T4A-256LC-10-4K-[5 8]-PMXX-XX | Indoor Luminaires | High-Bay | High-Bay Luminaires for Commercial and Industrial Buildings | Premium | FALSE | [9 empty] | 42544 |  |  | Yes |  | 3.1 | 100200.44 | 113.48 | 883 | 13.35 | 0.94 | 4000 | 73
PRUGK1HQ | Visionaire Lighting | BHB(Bow High Bay) | BHB-8-T4A-256LC-10-4K-UNV-PMXX-XX | Indoor Luminaires | High-Bay | High-Bay Luminaires for Commercial and Industrial Buildings | Premium | FALSE | [9 empty] | 42544 |  |  | Yes |  | 3.1 | 100200.44 | 113.48 | 883 | 13.35 | 0.94 | 4000 | 73
PJREWH17 | Visionaire Lighting | BHB(Bow High Bay) | BHB-8-FN-256LC-10-4K-UNV-PMXX-XX | Indoor Luminaires | High-Bay | High-Bay Luminaires for Commercial and Industrial Buildings | Premium | FALSE | [9 empty] | 42544 |  |  | Yes |  | 3.1 | 99179.54 | 112.32 | 883 | 13.35 | 0.94 | 4000 | 73
PF8KBK56 | Visionaire Lighting | BHB(Bow High Bay) | BHB-8-FN-256LC-10-4K-[5 8]-PMXX-XX | Indoor Luminaires | High-Bay | High-Bay Luminaires for Commercial and Industrial Buildings | Premium | FALSE | [9 empty] | 42544 |  |  | Yes |  | 3.1 | 99179.54 | 112.32 | 883 | 13.35 | 0.94 | 4000 | 73
PUZVEN5C | Visionaire Lighting | BHB(Bow High Bay) | BHB-8-T5-256LC-10-4K-UNV-PMXX-XX | Indoor Luminaires | High-Bay | High-Bay Luminaires for Commercial and Industrial Buildings | Standard | FALSE | [9 empty] | 42544 |  |  | Yes |  | 3.1 | 94748.16 | 107.3 | 883 | 13.35 | 0.94 | 4000 | 73
PT9EESZG | Visionaire Lighting | BHB(Bow High Bay) | BHB-8-T5-256LC-10-4K-[5 8]-PMXX-XX | Indoor Luminaires | High-Bay | High-Bay Luminaires for Commercial and Industrial Buildings | Standard | FALSE | [9 empty] | 42544 |  |  | Yes |  | 3.1 | 94748.16 | 107.3 | 883 | 13.35 | 0.94 | 4000 | 73
P9VBZWKH | Visionaire Lighting | BHB(Bow High Bay) | BHB-8-T3-256LC-10-4K-UNV-PMXX-XX | Indoor Luminaires | High-Bay | High-Bay Luminaires for Commercial and Industrial Buildings | Standard | FALSE | [9 empty] | 42544 |  |  | Yes |  | 3.1 | 90284.73 | 102.25 | 883 | 13.35 | 0.94 | 4000 | 73
P339M8SA | Visionaire Lighting | BHB(Bow High Bay) | BHB-8-T3-256LC-10-4K-[5 8]-PMXX-XX | Indoor Luminaires | High-Bay | High-Bay Luminaires for Commercial and Industrial Buildings | Standard | FALSE | [9 empty] | 42544 |  |  | Yes |  | 3.1 | 90284.73 | 102.25 | 883 | 13.35 | 0.94 | 4000 | 73
PM7QU7BN | Visionaire Lighting | BHB(Bow High Bay) | BHB-8-T2-256LC-10-4K-[5 8]-PMXX-XX | Indoor Luminaires | High-Bay | High-Bay Luminaires for Commercial and Industrial Buildings | Standard | FALSE | [9 empty] | 42544 |  |  | Yes |  | 3.1 | 89773.48 | 101.67 | 883 | 13.35 | 0.94 | 4000 | 73
P1EE8SNR | Visionaire Lighting | BHB(Bow High Bay) | BHB-8-T2-256LC-10-4K-UNV-PMXX-XX | Indoor Luminaires | High-Bay | High-Bay Luminaires for Commercial and Industrial Buildings | Standard | FALSE | [9 empty] | 42544 |  |  | Yes |  | 3.1 | 89773.48 | 101.67 | 883 | 13.35 | 0.94 | 4000 | 73
PNKQJ33F | Visionaire Lighting | BHB(Bow High Bay) | BHB-8-L30D2-256LC-10-4K-UNV-PMXX-XX | Indoor Luminaires | High-Bay | High-Bay Luminaires for Commercial and Industrial Buildings | Standard | FALSE | [9 empty] | 42544 |  |  | Yes |  | 3.1 | 88493.43 | 100.22 | 883 | 13.35 | 0.94 | 4000 | 73
P84VZ3P4 | Visionaire Lighting | BHB(Bow High Bay) | BHB-8-L30D2-256LC-10-4K-[5 8]-PMXX-XX | Indoor Luminaires | High-Bay | High-Bay Luminaires for Commercial and Industrial Buildings | Standard | FALSE | [9 empty] | 42544 |  |  | Yes |  | 3.1 | 88493.43 | 100.22 | 883 | 13.35 | 0.94 | 4000 | 73
PQV3ETPU | Visionaire Lighting | BHB(Bow High Bay) | BHB-8-L30D4-256LC-10-4K-UNV-PMXX-XX | Indoor Luminaires | High-Bay | High-Bay Luminaires for Commercial and Industrial Buildings | Standard | FALSE | [9 empty] | 42544 |  |  | Yes |  | 3.1 | 88366.66 | 100.08 | 883 | 13.35 | 0.94 | 4000 | 73
P7KQRNFY | Visionaire Lighting | BHB(Bow High Bay) | BHB-8-L30D4-256LC-10-4K-[5 8]-PMXX-XX | Indoor Luminaires | High-Bay | High-Bay Luminaires for Commercial and Industrial Buildings | Standard | FALSE | [9 empty] | 42544 |  |  | Yes |  | 3.1 | 88366.66 | 100.08 | 883 | 13.35 | 0.94 | 4000 | 73
PRSS8TXG | Visionaire Lighting | BHB(Bow High Bay) | BHB-8-T5W-256LC-10-4K-UNV-PMXX-XX | Indoor Luminaires | High-Bay | High-Bay Luminaires for Commercial and Industrial Buildings | Standard | FALSE | [9 empty] | 42544 |  |  | Yes |  | 3.1 | 88166 | 99.85 | 883 | 13.35 | 0.94 | 4000 | 73
PERBEVAF | Visionaire Lighting | BHB(Bow High Bay) | BHB-8-T5W-256LC-10-4K-[5 8]-PMXX-XX | Indoor Luminaires | High-Bay | High-Bay Luminaires for Commercial and Industrial Buildings | Standard | FALSE | [9 empty] | 42544 |  |  | Yes |  | 3.1 | 88166 | 99.85 | 883 | 13.35 | 0.94 | 4000 | 73
PKZQZA3N | Visionaire Lighting | BHB(Bow High Bay) | BHB-8-FM-256LC-5-4K-UNV-PMXX-XX | Indoor Luminaires | High-Bay | High-Bay Luminaires for Commercial and Industrial Buildings | Premium | FALSE | [9 empty] | 42544 |  |  | Yes |  | 3.1 | 58805.4 | 139.12 | 422.7 | 12.6 | 0.95 | 4000 | 73
PBYMMYVB | Visionaire Lighting | BHB(Bow High Bay) | BHB-8-FM-256LC-5-4K-[5 8]-PMXX-XX | Indoor Luminaires | High-Bay | High-Bay Luminaires for Commercial and Industrial Buildings | Premium | FALSE | [9 empty] | 42544 |  |  | Yes |  | 3.1 | 58805.4 | 139.12 | 422.7 | 12.6 | 0.95 | 4000 | 73
PJT2TQ8Q | Visionaire Lighting | BHB(Bow High Bay) | BHB-8-T1-256LC-5-4K-UNV-PMXX-XX | Indoor Luminaires | High-Bay | High-Bay Luminaires for Commercial and Industrial Buildings | Premium | FALSE | [9 empty] | 42544 |  |  | Yes |  | 3.1 | 58668.45 | 138.79 | 422.7 | 12.6 | 0.95 | 4000 | 73
P8UUZQFF | Visionaire Lighting | BHB(Bow High Bay) | BHB-8-T1-256LC-5-4K-[5 8]-PMXX-XX | Indoor Luminaires | High-Bay | High-Bay Luminaires for Commercial and Industrial Buildings | Premium | FALSE | [9 empty] | 42544 |  |  | Yes |  | 3.1 | 58668.45 | 138.79 | 422.7 | 12.6 | 0.95 | 4000 | 73
P7BE7HSV | Visionaire Lighting | BHB(Bow High Bay) | BHB-8-T4A-256LC-5-4K-UNV-PMXX-XX | Indoor Luminaires | High-Bay | High-Bay Luminaires for Commercial and Industrial Buildings | Premium | FALSE | [9 empty] | 42544 |  |  | Yes |  | 3.1 | 58245.5 | 137.79 | 422.7 | 12.6 | 0.95 | 4000 | 73
P6KWA8FC | Visionaire Lighting | BHB(Bow High Bay) | BHB-8-T4A-256LC-5-4K-[5 8]-PMXX-XX | Indoor Luminaires | High-Bay | High-Bay Luminaires for Commercial and Industrial Buildings | Premium | FALSE | [9 empty] | 42544 |  |  | Yes |  | 3.1 | 58245.5 | 137.79 | 422.7 | 12.6 | 0.95 | 4000 | 73
PKS4RESZ | Visionaire Lighting | BHB(Bow High Bay) | BHB-8-FN-256LC-5-4K-UNV-PMXX-XX | Indoor Luminaires | High-Bay | High-Bay Luminaires for Commercial and Industrial Buildings | Premium | FALSE | [9 empty] | 42544 |  |  | Yes |  | 3.1 | 57652.06 | 136.39 | 422.7 | 12.6 | 0.95 | 4000 | 73
P1E2KCSK | Visionaire Lighting | BHB(Bow High Bay) | BHB-8-FN-256LC-5-4K-[5 8]-PMXX-XX | Indoor Luminaires | High-Bay | High-Bay Luminaires for Commercial and Industrial Buildings | Premium | FALSE | [9 empty] | 42544 |  |  | Yes |  | 3.1 | 57652.06 | 136.39 | 422.7 | 12.6 | 0.95 | 4000 | 73
PCBT5JT1 | Visionaire Lighting | BHB(Bow High Bay) | BHB-8-T5-256LC-5-4K-[5 8]-PMXX-XX | Indoor Luminaires | High-Bay | High-Bay Luminaires for Commercial and Industrial Buildings | Premium | FALSE | [9 empty] | 42544 |  |  | Yes |  | 3.1 | 55076.14 | 130.3 | 422.7 | 12.6 | 0.95 | 4000 | 73
P55MGVJS | Visionaire Lighting | BHB(Bow High Bay) | BHB-8-T5-256LC-5-4K-UNV-PMXX-XX | Indoor Luminaires | High-Bay | High-Bay Luminaires for Commercial and Industrial Buildings | Premium | FALSE | [9 empty] | 42544 |  |  | Yes |  | 3.1 | 55076.14 | 130.3 | 422.7 | 12.6 | 0.95 | 4000 | 73
PQS5CJS7 | Visionaire Lighting | BHB(Bow High Bay) | BHB-8-T3-256LC-5-4K-UNV-PMXX-XX | Indoor Luminaires | High-Bay | High-Bay Luminaires for Commercial and Industrial Buildings | Premium | FALSE | [9 empty] | 42544 |  |  | Yes |  | 3.1 | 52481.59 | 124.16 | 422.7 | 12.6 | 0.95 | 4000 | 73
P79PX39E | Visionaire Lighting | BHB(Bow High Bay) | BHB-8-T3-256LC-5-4K-[5 8]-PMXX-XX | Indoor Luminaires | High-Bay | High-Bay Luminaires for Commercial and Industrial Buildings | Premium | FALSE | [9 empty] | 42544 |  |  | Yes |  | 3.1 | 52481.59 | 124.16 | 422.7 | 12.6 | 0.95 | 4000 | 73
PNJ77WP8 | Visionaire Lighting | BHB(Bow High Bay) | BHB-8-T2-256LC-5-4K-UNV-PMXX-XX | Indoor Luminaires | High-Bay | High-Bay Luminaires for Commercial and Industrial Buildings | Premium | FALSE | [9 empty] | 42544 |  |  | Yes |  | 3.1 | 52184.41 | 123.45 | 422.7 | 12.6 | 0.95 | 4000 | 73
P6MUXQYG | Visionaire Lighting | BHB(Bow High Bay) | BHB-8-T2-256LC-5-4K-[5 8]-PMXX-XX | Indoor Luminaires | High-Bay | High-Bay Luminaires for Commercial and Industrial Buildings | Premium | FALSE | [9 empty] | 42544 |  |  | Yes |  | 3.1 | 52184.41 | 123.45 | 422.7 | 12.6 | 0.95 | 4000 | 73
PRXVFS5T | Visionaire Lighting | BHB(Bow High Bay) | BHB-8-L30D2-256LC-5-4K-UNV-PMXX-XX | Indoor Luminaires | High-Bay | High-Bay Luminaires for Commercial and Industrial Buildings | Premium | FALSE | [9 empty] | 42544 |  |  | Yes |  | 3.1 | 51440.33 | 121.69 | 422.7 | 12.6 | 0.95 | 4000 | 73
PJ8ZR9D4 | Visionaire Lighting | BHB(Bow High Bay) | BHB-8-L30D2-256LC-5-4K-[5 8]-PMXX-XX | Indoor Luminaires | High-Bay | High-Bay Luminaires for Commercial and Industrial Buildings | Premium | FALSE | [9 empty] | 42544 |  |  | Yes |  | 3.1 | 51440.33 | 121.69 | 422.7 | 12.6 | 0.95 | 4000 | 73
PPVZADS8 | Visionaire Lighting | BHB(Bow High Bay) | BHB-8-L30D4-256LC-5-4K-UNV-PMXX-XX | Indoor Luminaires | High-Bay | High-Bay Luminaires for Commercial and Industrial Buildings | Premium | FALSE | [9 empty] | 42544 |  |  | Yes |  | 3.1 | 51366.64 | 121.52 | 422.7 | 12.6 | 0.95 | 4000 | 73
PKA2EESJ | Visionaire Lighting | BHB(Bow High Bay) | BHB-8-L30D4-256LC-5-4K-[5 8]-PMXX-XX | Indoor Luminaires | High-Bay | High-Bay Luminaires for Commercial and Industrial Buildings | Premium | FALSE | [9 empty] | 42544 |  |  | Yes |  | 3.1 | 51366.64 | 121.52 | 422.7 | 12.6 | 0.95 | 4000 | 73
PX67821P | Visionaire Lighting | BHB(Bow High Bay) | BHB-8-T5W-256LC-5-4K-[5 8]-PMXX-XX | Indoor Luminaires | High-Bay | High-Bay Luminaires for Commercial and Industrial Buildings | Premium | FALSE | [9 empty] | 42544 |  |  | Yes |  | 3.1 | 51250 | 121.24 | 422.7 | 12.6 | 0.95 | 4000 | 73
PSDVWUS5 | Visionaire Lighting | BHB(Bow High Bay) | BHB-8-T5W-256LC-5-4K-UNV-PMXX-XX | Indoor Luminaires | High-Bay | High-Bay Luminaires for Commercial and Industrial Buildings | Premium | FALSE | [9 empty] | 42544 |  |  | Yes |  | 3.1 | 51250 | 121.24 | 422.7 | 12.6 | 0.95 | 4000 | 73
PQNYX11Z | Visionaire Lighting | BHB(Bow High Bay) | BHB-2-FM-64LC-5-4K-[UNV 5 8]-PMXX-XX | Indoor Luminaires | High-Bay | High-Bay Luminaires for Commercial and Industrial Buildings | Premium | FALSE | [9 empty] | 42544 |  |  | Yes |  | 3.1 | 15139.09 | 138.38 | 109.4 | 10.46 | 0.95 | 4000 | 73
P7PDZ9M4 | Visionaire Lighting | BHB(Bow High Bay) | BHB-2-T1-64LC-5-4K-[UNV 5 8]-PMXX-XX | Indoor Luminaires | High-Bay | High-Bay Luminaires for Commercial and Industrial Buildings | Premium | FALSE | [9 empty] | 42544 |  |  | Yes |  | 3.1 | 15103.83 | 138.06 | 109.4 | 10.46 | 0.95 | 4000 | 73
PGM69B77 | Visionaire Lighting | BHB(Bow High Bay) | BHB-2-T4A-64LC-5-4K-[UNV 5 8]-PMXX-XX | Indoor Luminaires | High-Bay | High-Bay Luminaires for Commercial and Industrial Buildings | Premium | FALSE | [9 empty] | 42544 |  |  | Yes |  | 3.1 | 14994.95 | 137.07 | 109.4 | 10.46 | 0.95 | 4000 | 73
PKFN5TMF | Visionaire Lighting | BHB(Bow High Bay) | BHB-2-FN-64LC-5-4K-[UNV 5 8]-PMXX-XX | Indoor Luminaires | High-Bay | High-Bay Luminaires for Commercial and Industrial Buildings | Premium | FALSE | [9 empty] | 42544 |  |  | Yes |  | 3.1 | 14842.17 | 135.67 | 109.4 | 10.46 | 0.95 | 4000 | 73
PMHQWPH7 | Visionaire Lighting | BHB(Bow High Bay) | BHB-2-T5-64LC-5-4K-[UNV 5 8]-PMXX-XX | Indoor Luminaires | High-Bay | High-Bay Luminaires for Commercial and Industrial Buildings | Premium | FALSE | [9 empty] | 42544 |  |  | Yes |  | 3.1 | 14179.02 | 129.61 | 109.4 | 10.46 | 0.95 | 4000 | 73
PPN75N6Q | Visionaire Lighting | BHB(Bow High Bay) | BHB-2-T3-64LC-5-4K-[UNV 5 8]-PMXX-XX | Indoor Luminaires | High-Bay | High-Bay Luminaires for Commercial and Industrial Buildings | Premium | FALSE | [9 empty] | 42544 |  |  | Yes |  | 3.1 | 13511.07 | 123.5 | 109.4 | 10.46 | 0.95 | 4000 | 73
PKE6V63E | Visionaire Lighting | BHB(Bow High Bay) | BHB-2-T2-64LC-5-4K-[UNV 5 8]-PMXX-XX | Indoor Luminaires | High-Bay | High-Bay Luminaires for Commercial and Industrial Buildings | Premium | FALSE | [9 empty] | 42544 |  |  | Yes |  | 3.1 | 13434.56 | 122.8 | 109.4 | 10.46 | 0.95 | 4000 | 73
PCG18Q79 | Visionaire Lighting | BHB(Bow High Bay) | BHB-2-L30D2-64LC-5-4K-[UNV 5 8]-PMXX-XX | Indoor Luminaires | High-Bay | High-Bay Luminaires for Commercial and Industrial Buildings | Premium | FALSE | [9 empty] | 42544 |  |  | Yes |  | 3.1 | 13243 | 121.05 | 109.4 | 10.46 | 0.95 | 4000 | 73
P6S8TVHP | Visionaire Lighting | BHB(Bow High Bay) | BHB-2-L30D4-64LC-5-4K-[UNV 5 8]-PMXX-XX | Indoor Luminaires | High-Bay | High-Bay Luminaires for Commercial and Industrial Buildings | Premium | FALSE | [9 empty] | 42544 |  |  | Yes |  | 3.1 | 13224.03 | 120.88 | 109.4 | 10.46 | 0.95 | 4000 | 73
P9MZXGBY | Visionaire Lighting | BHB(Bow High Bay) | BHB-2-T5W-64LC-5-4K-[UNV 5 8]-PMXX-XX | Indoor Luminaires | High-Bay | High-Bay Luminaires for Commercial and Industrial Buildings | Premium | FALSE | [9 empty] | 42544 |  |  | Yes |  | 3.1 | 13194 | 120.6 | 109.4 | 10.46 | 0.95 | 4000 | 73
PVZS68YR | Visionaire Lighting | BHB(Bow High Bay) | BHB-8-FM-256LC-7-4K-[5 8]-PMXX-XX-DIM-[MS or blank] | Indoor Luminaires | High-Bay | High-Bay Luminaires for Commercial and Industrial Buildings | Premium | FALSE | [9 empty] | 42544 |  |  | Yes |  | 3.1 | 75624.31 | 130.61 | 579 | 19.19 | 0.93 | 4000 | 73
PRNGPG96 | Visionaire Lighting | BHB(Bow High Bay) | BHB-8-FM-256LC-7-4K-UNV-PMXX-XX-DIM-[MS or blank] | Indoor Luminaires | High-Bay | High-Bay Luminaires for Commercial and Industrial Buildings | Premium | FALSE | [9 empty] | 42544 |  |  | Yes |  | 3.1 | 75624.31 | 130.61 | 579 | 19.19 | 0.93 | 4000 | 73
PJV272Z9 | Visionaire Lighting | BHB(Bow High Bay) | BHB-8-T1-256LC-7-4K-UNV-PMXX-XX-DIM-[MS or blank] | Indoor Luminaires | High-Bay | High-Bay Luminaires for Commercial and Industrial Buildings | Premium | FALSE | [9 empty] | 42544 |  |  | Yes |  | 3.1 | 75448.2 | 130.31 | 579 | 19.19 | 0.93 | 4000 | 73
PFJQ68P7 | Visionaire Lighting | BHB(Bow High Bay) | BHB-8-T1-256LC-7-4K-[5 8]-PMXX-XX-DIM-[MS or blank] | Indoor Luminaires | High-Bay | High-Bay Luminaires for Commercial and Industrial Buildings | Premium | FALSE | [9 empty] | 42544 |  |  | Yes |  | 3.1 | 75448.2 | 130.31 | 579 | 19.19 | 0.93 | 4000 | 73
PZN5S6K7 | Visionaire Lighting | BHB(Bow High Bay) | BHB-8-T4A-256LC-7-4K-[5 8]-PMXX-XX-DIM-[MS or blank] | Indoor Luminaires | High-Bay | High-Bay Luminaires for Commercial and Industrial Buildings | Premium | FALSE | [9 empty] | 42544 |  |  | Yes |  | 3.1 | 74904.28 | 129.37 | 579 | 19.19 | 0.93 | 4000 | 73
PNPG3DY2 | Visionaire Lighting | BHB(Bow High Bay) | BHB-8-T4A-256LC-7-4K-UNV-PMXX-XX-DIM-[MS or blank] | Indoor Luminaires | High-Bay | High-Bay Luminaires for Commercial and Industrial Buildings | Premium | FALSE | [9 empty] | 42544 |  |  | Yes |  | 3.1 | 74904.28 | 129.37 | 579 | 19.19 | 0.93 | 4000 | 73
PJ278AYZ | Visionaire Lighting | BHB(Bow High Bay) | BHB-8-FN-256LC-7-4K-UNV-PMXX-XX-DIM-[MS or blank] | Indoor Luminaires | High-Bay | High-Bay Luminaires for Commercial and Industrial Buildings | Premium | FALSE | [9 empty] | 42544 |  |  | Yes |  | 3.1 | 74141.11 | 128.05 | 579 | 19.19 | 0.93 | 4000 | 73
P4TPNGFS | Visionaire Lighting | BHB(Bow High Bay) | BHB-8-FN-256LC-7-4K-[5 8]-PMXX-XX-DIM-[MS or blank] | Indoor Luminaires | High-Bay | High-Bay Luminaires for Commercial and Industrial Buildings | Premium | FALSE | [9 empty] | 42544 |  |  | Yes |  | 3.1 | 74141.11 | 128.05 | 579 | 19.19 | 0.93 | 4000 | 73
PX7T3VVC | Visionaire Lighting | BHB(Bow High Bay) | BHB-8-T5-256LC-7-4K-[5 8]-PMXX-XX-DIM-[MS or blank] | Indoor Luminaires | High-Bay | High-Bay Luminaires for Commercial and Industrial Buildings | Premium | FALSE | [9 empty] | 42544 |  |  | Yes |  | 3.1 | 70828.46 | 122.33 | 579 | 19.19 | 0.93 | 4000 | 73
PB6NFYFW | Visionaire Lighting | BHB(Bow High Bay) | BHB-8-T5-256LC-7-4K-UNV-PMXX-XX-DIM-[MS or blank] | Indoor Luminaires | High-Bay | High-Bay Luminaires for Commercial and Industrial Buildings | Premium | FALSE | [9 empty] | 42544 |  |  | Yes |  | 3.1 | 70828.46 | 122.33 | 579 | 19.19 | 0.93 | 4000 | 73
PFTH7VP4 | Visionaire Lighting | BHB(Bow High Bay) | BHB-8-T3-256LC-7-4K-UNV-PMXX-XX-DIM-[MS or blank] | Indoor Luminaires | High-Bay | High-Bay Luminaires for Commercial and Industrial Buildings | Premium | FALSE | [9 empty] | 42544 |  |  | Yes |  | 3.1 | 67491.84 | 116.57 | 579 | 19.19 | 0.93 | 4000 | 73
P4A8BT9J | Visionaire Lighting | BHB(Bow High Bay) | BHB-8-T3-256LC-7-4K-[5 8]-PMXX-XX-DIM-[MS or blank] | Indoor Luminaires | High-Bay | High-Bay Luminaires for Commercial and Industrial Buildings | Premium | FALSE | [9 empty] | 42544 |  |  | Yes |  | 3.1 | 67491.84 | 116.57 | 579 | 19.19 | 0.93 | 4000 | 73
PF72DN23 | Visionaire Lighting | BHB(Bow High Bay) | BHB-8-T2-256LC-7-4K-UNV-PMXX-XX-DIM-[MS or blank] | Indoor Luminaires | High-Bay | High-Bay Luminaires for Commercial and Industrial Buildings | Premium | FALSE | [9 empty] | 42544 |  |  | Yes |  | 3.1 | 67109.66 | 115.91 | 579 | 19.19 | 0.93 | 4000 | 73
PDQX3QZC | Visionaire Lighting | BHB(Bow High Bay) | BHB-8-T2-256LC-7-4K-[5 8]-PMXX-XX-DIM-[MS or blank] | Indoor Luminaires | High-Bay | High-Bay Luminaires for Commercial and Industrial Buildings | Premium | FALSE | [9 empty] | 42544 |  |  | Yes |  | 3.1 | 67109.66 | 115.91 | 579 | 19.19 | 0.93 | 4000 | 73
PFUDYBHE | Visionaire Lighting | BHB(Bow High Bay) | BHB-8-L30D2-256LC-7-4K-UNV-PMXX-XX-DIM-[MS or blank] | Indoor Luminaires | High-Bay | High-Bay Luminaires for Commercial and Industrial Buildings | Premium | FALSE | [9 empty] | 42544 |  |  | Yes |  | 3.1 | 66152.77 | 114.25 | 579 | 19.19 | 0.93 | 4000 | 73
P6UQCCAS | Visionaire Lighting | BHB(Bow High Bay) | BHB-8-L30D2-256LC-7-4K-[5 8]-PMXX-XX-DIM-[MS or blank] | Indoor Luminaires | High-Bay | High-Bay Luminaires for Commercial and Industrial Buildings | Premium | FALSE | [9 empty] | 42544 |  |  | Yes |  | 3.1 | 66152.77 | 114.25 | 579 | 19.19 | 0.93 | 4000 | 73
PSDA4D98 | Visionaire Lighting | BHB(Bow High Bay) | BHB-8-L30D4-256LC-7-4K-[5 8]-PMXX-XX-DIM-[MS or blank] | Indoor Luminaires | High-Bay | High-Bay Luminaires for Commercial and Industrial Buildings | Premium | FALSE | [9 empty] | 42544 |  |  | Yes |  | 3.1 | 66058 | 114.09 | 579 | 19.19 | 0.93 | 4000 | 73
PBQ8ZWFC | Visionaire Lighting | BHB(Bow High Bay) | BHB-8-L30D4-256LC-7-4K-UNV-PMXX-XX-DIM-[MS or blank] | Indoor Luminaires | High-Bay | High-Bay Luminaires for Commercial and Industrial Buildings | Premium | FALSE | [9 empty] | 42544 |  |  | Yes |  | 3.1 | 66058 | 114.09 | 579 | 19.19 | 0.93 | 4000 | 73
PDZTY1HD | Visionaire Lighting | BHB(Bow High Bay) | BHB-8-T5W-256LC-7-4K-UNV-PMXX-XX-DIM-[MS or blank] | Indoor Luminaires | High-Bay | High-Bay Luminaires for Commercial and Industrial Buildings | Premium | FALSE | [9 empty] | 42544 |  |  | Yes |  | 3.1 | 65908 | 113.83 | 579 | 19.19 | 0.93 | 4000 | 73
P64US11H | Visionaire Lighting | BHB(Bow High Bay) | BHB-8-T5W-256LC-7-4K-[5 8]-PMXX-XX-DIM-[MS or blank] | Indoor Luminaires | High-Bay | High-Bay Luminaires for Commercial and Industrial Buildings | Premium | FALSE | [9 empty] | 42544 |  |  | Yes |  | 3.1 | 65908 | 113.83 | 579 | 19.19 | 0.93 | 4000 | 73
PBUTRKWM | Visionaire Lighting | BHB(Bow High Bay) | BHB-6-FM-192LC-10-4K-[5 8]-PMXX-XX-DIM-[MS or blank] | Indoor Luminaires | High-Bay | High-Bay Luminaires for Commercial and Industrial Buildings | Premium | FALSE | [9 empty] | 42544 |  |  | Yes |  | 3.1 | 82160.03 | 123.73 | 664 | 16.53 | 0.94 | 4000 | 73
PAE9NEWX | Visionaire Lighting | BHB(Bow High Bay) | BHB-6-T1-192LC-10-4K-[5 8]-PMXX-XX-DIM-[MS or blank] | Indoor Luminaires | High-Bay | High-Bay Luminaires for Commercial and Industrial Buildings | Premium | FALSE | [9 empty] | 42544 |  |  | Yes |  | 3.1 | 81968.7 | 123.45 | 664 | 16.53 | 0.94 | 4000 | 73
PY5VSS2P | Visionaire Lighting | BHB(Bow High Bay) | BHB-6-T4A-192LC-10-4K-[5 8]-PMXX-XX-DIM-[MS or blank] | Indoor Luminaires | High-Bay | High-Bay Luminaires for Commercial and Industrial Buildings | Premium | FALSE | [9 empty] | 42544 |  |  | Yes |  | 3.1 | 81377.77 | 122.56 | 664 | 16.53 | 0.94 | 4000 | 73
PUMPF3AJ | Visionaire Lighting | BHB(Bow High Bay) | BHB-6-FN-192LC-10-4K-[5 8]-PMXX-XX-DIM-[MS or blank] | Indoor Luminaires | High-Bay | High-Bay Luminaires for Commercial and Industrial Buildings | Premium | FALSE | [9 empty] | 42544 |  |  | Yes |  | 3.1 | 80548.64 | 121.31 | 664 | 16.53 | 0.94 | 4000 | 73
P4HSMKGC | Visionaire Lighting | BHB(Bow High Bay) | BHB-6-T5-192LC-10-4K-[5 8]-PMXX-XX-DIM-[MS or blank] | Indoor Luminaires | High-Bay | High-Bay Luminaires for Commercial and Industrial Buildings | Premium | FALSE | [9 empty] | 42544 |  |  | Yes |  | 3.1 | 76949.7 | 115.89 | 664 | 16.53 | 0.94 | 4000 | 73
PFMDDWTF | Visionaire Lighting | BHB(Bow High Bay) | BHB-6-T3-192LC-10-4K-[5 8]-PMXX-XX-DIM-[MS or blank] | Indoor Luminaires | High-Bay | High-Bay Luminaires for Commercial and Industrial Buildings | Premium | FALSE | [9 empty] | 42544 |  |  | Yes |  | 3.1 | 73324.72 | 110.43 | 664 | 16.53 | 0.94 | 4000 | 73
PYQEV2HE | Visionaire Lighting | BHB(Bow High Bay) | BHB-6-T2-192LC-10-4K-[5 8]-PMXX-XX-DIM-[MS or blank] | Indoor Luminaires | High-Bay | High-Bay Luminaires for Commercial and Industrial Buildings | Standard | FALSE | [9 empty] | 42544 |  |  | Yes |  | 3.1 | 72909.51 | 109.8 | 664 | 16.53 | 0.94 | 4000 | 73
PKP5X4H4 | Visionaire Lighting | BHB(Bow High Bay) | BHB-6-L30D2-192LC-10-4K-[5 8]-PMXX-XX-DIM-[MS or blank] | Indoor Luminaires | High-Bay | High-Bay Luminaires for Commercial and Industrial Buildings | Standard | FALSE | [9 empty] | 42544 |  |  | Yes |  | 3.1 | 71869.92 | 108.24 | 664 | 16.53 | 0.94 | 4000 | 73
PFYHSBBG | Visionaire Lighting | BHB(Bow High Bay) | BHB-6-L30D4-192LC-10-4K-[5 8]-PMXX-XX-DIM-[MS or blank] | Indoor Luminaires | High-Bay | High-Bay Luminaires for Commercial and Industrial Buildings | Standard | FALSE | [9 empty] | 42544 |  |  | Yes |  | 3.1 | 71766.97 | 108.08 | 664 | 16.53 | 0.94 | 4000 | 73
P8WSBD4T | Visionaire Lighting | BHB(Bow High Bay) | BHB-6-T5W-192LC-10-4K-[5 8]-PMXX-XX-DIM-[MS or blank] | Indoor Luminaires | High-Bay | High-Bay Luminaires for Commercial and Industrial Buildings | Standard | FALSE | [9 empty] | 42544 |  |  | Yes |  | 3.1 | 71604 | 107.84 | 664 | 16.53 | 0.94 | 4000 | 73
PMZCMG5N | Visionaire Lighting | BHB(Bow High Bay) | BHB-8-FM-256LC-10-4K-UNV-PMXX-XX-DIM-[MS or blank] | Indoor Luminaires | High-Bay | High-Bay Luminaires for Commercial and Industrial Buildings | Premium | FALSE | [9 empty] | 42544 |  |  | Yes |  | 3.1 | 101163.64 | 114.57 | 883 | 13.35 | 0.94 | 4000 | 73
P711M9Q5 | Visionaire Lighting | BHB(Bow High Bay) | BHB-8-FM-256LC-10-4K-[5 8]-PMXX-XX-DIM-[MS or blank] | Indoor Luminaires | High-Bay | High-Bay Luminaires for Commercial and Industrial Buildings | Premium | FALSE | [9 empty] | 42544 |  |  | Yes |  | 3.1 | 101163.64 | 114.57 | 883 | 13.35 | 0.94 | 4000 | 73
PNWAK8RW | Visionaire Lighting | BHB(Bow High Bay) | BHB-8-T1-256LC-10-4K-[5 8]-PMXX-XX-DIM-[MS or blank] | Indoor Luminaires | High-Bay | High-Bay Luminaires for Commercial and Industrial Buildings | Premium | FALSE | [9 empty] | 42544 |  |  | Yes |  | 3.1 | 100928.05 | 114.3 | 883 | 13.35 | 0.94 | 4000 | 73
PE27JB8G | Visionaire Lighting | BHB(Bow High Bay) | BHB-8-T1-256LC-10-4K-UNV-PMXX-XX-DIM-[MS or blank] | Indoor Luminaires | High-Bay | High-Bay Luminaires for Commercial and Industrial Buildings | Premium | FALSE | [9 empty] | 42544 |  |  | Yes |  | 3.1 | 100928.05 | 114.3 | 883 | 13.35 | 0.94 | 4000 | 73
PT2JZ3SB | Visionaire Lighting | BHB(Bow High Bay) | BHB-8-T4A-256LC-10-4K-[5 8]-PMXX-XX-DIM-[MS or blank] | Indoor Luminaires | High-Bay | High-Bay Luminaires for Commercial and Industrial Buildings | Premium | FALSE | [9 empty] | 42544 |  |  | Yes |  | 3.1 | 100200.44 | 113.48 | 883 | 13.35 | 0.94 | 4000 | 73
P3AFPCV8 | Visionaire Lighting | BHB(Bow High Bay) | BHB-8-T4A-256LC-10-4K-UNV-PMXX-XX-DIM-[MS or blank] | Indoor Luminaires | High-Bay | High-Bay Luminaires for Commercial and Industrial Buildings | Premium | FALSE | [9 empty] | 42544 |  |  | Yes |  | 3.1 | 100200.44 | 113.48 | 883 | 13.35 | 0.94 | 4000 | 73
PCRP7PE6 | Visionaire Lighting | BHB(Bow High Bay) | BHB-8-FN-256LC-10-4K-UNV-PMXX-XX-DIM-[MS or blank] | Indoor Luminaires | High-Bay | High-Bay Luminaires for Commercial and Industrial Buildings | Premium | FALSE | [9 empty] | 42544 |  |  | Yes |  | 3.1 | 99179.54 | 112.32 | 883 | 13.35 | 0.94 | 4000 | 73
PAM8FFRE | Visionaire Lighting | BHB(Bow High Bay) | BHB-8-FN-256LC-10-4K-[5 8]-PMXX-XX-DIM-[MS or blank] | Indoor Luminaires | High-Bay | High-Bay Luminaires for Commercial and Industrial Buildings | Premium | FALSE | [9 empty] | 42544 |  |  | Yes |  | 3.1 | 99179.54 | 112.32 | 883 | 13.35 | 0.94 | 4000 | 73
PY3CY1M7 | Visionaire Lighting | BHB(Bow High Bay) | BHB-8-T5-256LC-10-4K-UNV-PMXX-XX-DIM-[MS or blank] | Indoor Luminaires | High-Bay | High-Bay Luminaires for Commercial and Industrial Buildings | Standard | FALSE | [9 empty] | 42544 |  |  | Yes |  | 3.1 | 94748.16 | 107.3 | 883 | 13.35 | 0.94 | 4000 | 73
PKHJD75H | Visionaire Lighting | BHB(Bow High Bay) | BHB-8-T5-256LC-10-4K-[5 8]-PMXX-XX-DIM-[MS or blank] | Indoor Luminaires | High-Bay | High-Bay Luminaires for Commercial and Industrial Buildings | Standard | FALSE | [9 empty] | 42544 |  |  | Yes |  | 3.1 | 94748.16 | 107.3 | 883 | 13.35 | 0.94 | 4000 | 73
PHK64VRC | Visionaire Lighting | BHB(Bow High Bay) | BHB-8-T3-256LC-10-4K-UNV-PMXX-XX-DIM-[MS or blank] | Indoor Luminaires | High-Bay | High-Bay Luminaires for Commercial and Industrial Buildings | Standard | FALSE | [9 empty] | 42544 |  |  | Yes |  | 3.1 | 90284.73 | 102.25 | 883 | 13.35 | 0.94 | 4000 | 73
P2HM8186 | Visionaire Lighting | BHB(Bow High Bay) | BHB-8-T3-256LC-10-4K-[5 8]-PMXX-XX-DIM-[MS or blank] | Indoor Luminaires | High-Bay | High-Bay Luminaires for Commercial and Industrial Buildings | Standard | FALSE | [9 empty] | 42544 |  |  | Yes |  | 3.1 | 90284.73 | 102.25 | 883 | 13.35 | 0.94 | 4000 | 73
PXCXKMZH | Visionaire Lighting | BHB(Bow High Bay) | BHB-8-T2-256LC-10-4K-[5 8]-PMXX-XX-DIM-[MS or blank] | Indoor Luminaires | High-Bay | High-Bay Luminaires for Commercial and Industrial Buildings | Standard | FALSE | [9 empty] | 42544 |  |  | Yes |  | 3.1 | 89773.48 | 101.67 | 883 | 13.35 | 0.94 | 4000 | 73
P5BYENDM | Visionaire Lighting | BHB(Bow High Bay) | BHB-8-T2-256LC-10-4K-UNV-PMXX-XX-DIM-[MS or blank] | Indoor Luminaires | High-Bay | High-Bay Luminaires for Commercial and Industrial Buildings | Standard | FALSE | [9 empty] | 42544 |  |  | Yes |  | 3.1 | 89773.48 | 101.67 | 883 | 13.35 | 0.94 | 4000 | 73
P42WF8VN | Visionaire Lighting | BHB(Bow High Bay) | BHB-8-L30D2-256LC-10-4K-[5 8]-PMXX-XX-DIM-[MS or blank] | Indoor Luminaires | High-Bay | High-Bay Luminaires for Commercial and Industrial Buildings | Standard | FALSE | [9 empty] | 42544 |  |  | Yes |  | 3.1 | 88493.43 | 100.22 | 883 | 13.35 | 0.94 | 4000 | 73
P1168PJG | Visionaire Lighting | BHB(Bow High Bay) | BHB-8-L30D2-256LC-10-4K-UNV-PMXX-XX-DIM-[MS or blank] | Indoor Luminaires | High-Bay | High-Bay Luminaires for Commercial and Industrial Buildings | Standard | FALSE | [9 empty] | 42544 |  |  | Yes |  | 3.1 | 88493.43 | 100.22 | 883 | 13.35 | 0.94 | 4000 | 73
PHWSW2P6 | Visionaire Lighting | BHB(Bow High Bay) | BHB-8-L30D4-256LC-10-4K-UNV-PMXX-XX-DIM-[MS or blank] | Indoor Luminaires | High-Bay | High-Bay Luminaires for Commercial and Industrial Buildings | Standard | FALSE | [9 empty] | 42544 |  |  | Yes |  | 3.1 | 88366.66 | 100.08 | 883 | 13.35 | 0.94 | 4000 | 73
P5NFP49H | Visionaire Lighting | BHB(Bow High Bay) | BHB-8-L30D4-256LC-10-4K-[5 8]-PMXX-XX-DIM-[MS or blank] | Indoor Luminaires | High-Bay | High-Bay Luminaires for Commercial and Industrial Buildings | Standard | FALSE | [9 empty] | 42544 |  |  | Yes |  | 3.1 | 88366.66 | 100.08 | 883 | 13.35 | 0.94 | 4000 | 73
PUB9543H | Visionaire Lighting | BHB(Bow High Bay) | BHB-8-T5W-256LC-10-4K-[5 8]-PMXX-XX-DIM-[MS or blank] | Indoor Luminaires | High-Bay | High-Bay Luminaires for Commercial and Industrial Buildings | Standard | FALSE | [9 empty] | 42544 |  |  | Yes |  | 3.1 | 88166 | 99.85 | 883 | 13.35 | 0.94 | 4000 | 73
PNK8M91P | Visionaire Lighting | BHB(Bow High Bay) | BHB-8-T5W-256LC-10-4K-UNV-PMXX-XX-DIM-[MS or blank] | Indoor Luminaires | High-Bay | High-Bay Luminaires for Commercial and Industrial Buildings | Standard | FALSE | [9 empty] | 42544 |  |  | Yes |  | 3.1 | 88166 | 99.85 | 883 | 13.35 | 0.94 | 4000 | 73
PRTF2TBS | Visionaire Lighting | BHB(Bow High Bay) | BHB-8-FM-256LC-5-4K-[5 8]-PMXX-XX-DIM-[MS or blank] | Indoor Luminaires | High-Bay | High-Bay Luminaires for Commercial and Industrial Buildings | Premium | FALSE | [9 empty] | 42544 |  |  | Yes |  | 3.1 | 58805.4 | 139.12 | 422.7 | 12.6 | 0.95 | 4000 | 73
PQYFU132 | Visionaire Lighting | BHB(Bow High Bay) | BHB-8-FM-256LC-5-4K-UNV-PMXX-XX-DIM-[MS or blank] | Indoor Luminaires | High-Bay | High-Bay Luminaires for Commercial and Industrial Buildings | Premium | FALSE | [9 empty] | 42544 |  |  | Yes |  | 3.1 | 58805.4 | 139.12 | 422.7 | 12.6 | 0.95 | 4000 | 73
PT7NWT6A | Visionaire Lighting | BHB(Bow High Bay) | BHB-8-T1-256LC-5-4K-UNV-PMXX-XX-DIM-[MS or blank] | Indoor Luminaires | High-Bay | High-Bay Luminaires for Commercial and Industrial Buildings | Premium | FALSE | [9 empty] | 42544 |  |  | Yes |  | 3.1 | 58668.45 | 138.79 | 422.7 | 12.6 | 0.95 | 4000 | 73
P13KGG3P | Visionaire Lighting | BHB(Bow High Bay) | BHB-8-T1-256LC-5-4K-[5 8]-PMXX-XX-DIM-[MS or blank] | Indoor Luminaires | High-Bay | High-Bay Luminaires for Commercial and Industrial Buildings | Premium | FALSE | [9 empty] | 42544 |  |  | Yes |  | 3.1 | 58668.45 | 138.79 | 422.7 | 12.6 | 0.95 | 4000 | 73
PJU5MR5J | Visionaire Lighting | BHB(Bow High Bay) | BHB-8-T4A-256LC-5-4K-[5 8]-PMXX-XX-DIM-[MS or blank] | Indoor Luminaires | High-Bay | High-Bay Luminaires for Commercial and Industrial Buildings | Premium | FALSE | [9 empty] | 42544 |  |  | Yes |  | 3.1 | 58245.5 | 137.79 | 422.7 | 12.6 | 0.95 | 4000 | 73
P21T8S7D | Visionaire Lighting | BHB(Bow High Bay) | BHB-8-T4A-256LC-5-4K-UNV-PMXX-XX-DIM-[MS or blank] | Indoor Luminaires | High-Bay | High-Bay Luminaires for Commercial and Industrial Buildings | Premium | FALSE | [9 empty] | 42544 |  |  | Yes |  | 3.1 | 58245.5 | 137.79 | 422.7 | 12.6 | 0.95 | 4000 | 73
PZQDQFQK | Visionaire Lighting | BHB(Bow High Bay) | BHB-8-FN-256LC-5-4K-[5 8]-PMXX-XX-DIM-[MS or blank] | Indoor Luminaires | High-Bay | High-Bay Luminaires for Commercial and Industrial Buildings | Premium | FALSE | [9 empty] | 42544 |  |  | Yes |  | 3.1 | 57652.06 | 136.39 | 422.7 | 12.6 | 0.95 | 4000 | 73
PHAXN56K | Visionaire Lighting | BHB(Bow High Bay) | BHB-8-FN-256LC-5-4K-UNV-PMXX-XX-DIM-[MS or blank] | Indoor Luminaires | High-Bay | High-Bay Luminaires for Commercial and Industrial Buildings | Premium | FALSE | [9 empty] | 42544 |  |  | Yes |  | 3.1 | 57652.06 | 136.39 | 422.7 | 12.6 | 0.95 | 4000 | 73
PYRAKUDE | Visionaire Lighting | BHB(Bow High Bay) | BHB-8-T5-256LC-5-4K-[5 8]-PMXX-XX-DIM-[MS or blank] | Indoor Luminaires | High-Bay | High-Bay Luminaires for Commercial and Industrial Buildings | Premium | FALSE | [9 empty] | 42544 |  |  | Yes |  | 3.1 | 55076.14 | 130.3 | 422.7 | 12.6 | 0.95 | 4000 | 73
P79JCT1F | Visionaire Lighting | BHB(Bow High Bay) | BHB-8-T5-256LC-5-4K-UNV-PMXX-XX-DIM-[MS or blank] | Indoor Luminaires | High-Bay | High-Bay Luminaires for Commercial and Industrial Buildings | Premium | FALSE | [9 empty] | 42544 |  |  | Yes |  | 3.1 | 55076.14 | 130.3 | 422.7 | 12.6 | 0.95 | 4000 | 73
PN6R2AXA | Visionaire Lighting | BHB(Bow High Bay) | BHB-8-T3-256LC-5-4K-[5 8]-PMXX-XX-DIM-[MS or blank] | Indoor Luminaires | High-Bay | High-Bay Luminaires for Commercial and Industrial Buildings | Premium | FALSE | [9 empty] | 42544 |  |  | Yes |  | 3.1 | 52481.59 | 124.16 | 422.7 | 12.6 | 0.95 | 4000 | 73
P2GKXT28 | Visionaire Lighting | BHB(Bow High Bay) | BHB-8-T3-256LC-5-4K-UNV-PMXX-XX-DIM-[MS or blank] | Indoor Luminaires | High-Bay | High-Bay Luminaires for Commercial and Industrial Buildings | Premium | FALSE | [9 empty] | 42544 |  |  | Yes |  | 3.1 | 52481.59 | 124.16 | 422.7 | 12.6 | 0.95 | 4000 | 73
PEN1T9WG | Visionaire Lighting | BHB(Bow High Bay) | BHB-8-T2-256LC-5-4K-[5 8]-PMXX-XX-DIM-[MS or blank] | Indoor Luminaires | High-Bay | High-Bay Luminaires for Commercial and Industrial Buildings | Premium | FALSE | [9 empty] | 42544 |  |  | Yes |  | 3.1 | 52184.41 | 123.45 | 422.7 | 12.6 | 0.95 | 4000 | 73
PDRGRX68 | Visionaire Lighting | BHB(Bow High Bay) | BHB-8-T2-256LC-5-4K-UNV-PMXX-XX-DIM-[MS or blank] | Indoor Luminaires | High-Bay | High-Bay Luminaires for Commercial and Industrial Buildings | Premium | FALSE | [9 empty] | 42544 |  |  | Yes |  | 3.1 | 52184.41 | 123.45 | 422.7 | 12.6 | 0.95 | 4000 | 73
PJQ617DR | Visionaire Lighting | BHB(Bow High Bay) | BHB-8-L30D2-256LC-5-4K-[5 8]-PMXX-XX-DIM-[MS or blank] | Indoor Luminaires | High-Bay | High-Bay Luminaires for Commercial and Industrial Buildings | Premium | FALSE | [9 empty] | 42544 |  |  | Yes |  | 3.1 | 51440.33 | 121.69 | 422.7 | 12.6 | 0.95 | 4000 | 73
PF4YB96G | Visionaire Lighting | BHB(Bow High Bay) | BHB-8-L30D2-256LC-5-4K-UNV-PMXX-XX-DIM-[MS or blank] | Indoor Luminaires | High-Bay | High-Bay Luminaires for Commercial and Industrial Buildings | Premium | FALSE | [9 empty] | 42544 |  |  | Yes |  | 3.1 | 51440.33 | 121.69 | 422.7 | 12.6 | 0.95 | 4000 | 73
PS8PDF2K | Visionaire Lighting | BHB(Bow High Bay) | BHB-8-L30D4-256LC-5-4K-UNV-PMXX-XX-DIM-[MS or blank] | Indoor Luminaires | High-Bay | High-Bay Luminaires for Commercial and Industrial Buildings | Premium | FALSE | [9 empty] | 42544 |  |  | Yes |  | 3.1 | 51366.64 | 121.52 | 422.7 | 12.6 | 0.95 | 4000 | 73
P71HRSCJ | Visionaire Lighting | BHB(Bow High Bay) | BHB-8-L30D4-256LC-5-4K-[5 8]-PMXX-XX-DIM-[MS or blank] | Indoor Luminaires | High-Bay | High-Bay Luminaires for Commercial and Industrial Buildings | Premium | FALSE | [9 empty] | 42544 |  |  | Yes |  | 3.1 | 51366.64 | 121.52 | 422.7 | 12.6 | 0.95 | 4000 | 73
PSE53YT5 | Visionaire Lighting | BHB(Bow High Bay) | BHB-8-T5W-256LC-5-4K-UNV-PMXX-XX-DIM-[MS or blank] | Indoor Luminaires | High-Bay | High-Bay Luminaires for Commercial and Industrial Buildings | Premium | FALSE | [9 empty] | 42544 |  |  | Yes |  | 3.1 | 51250 | 121.24 | 422.7 | 12.6 | 0.95 | 4000 | 73
PCBBEGNC | Visionaire Lighting | BHB(Bow High Bay) | BHB-8-T5W-256LC-5-4K-[5 8]-PMXX-XX-DIM-[MS or blank] | Indoor Luminaires | High-Bay | High-Bay Luminaires for Commercial and Industrial Buildings | Premium | FALSE | [9 empty] | 42544 |  |  | Yes |  | 3.1 | 51250 | 121.24 | 422.7 | 12.6 | 0.95 | 4000 | 73
P4MDGVWC | Shat-R-Shield | Shat-R-Shield Inc. | 200HB50-PL-NC-VH-X-XX-XX-02 | Indoor Luminaires | High-Bay | High-Bay Luminaires for Commercial and Industrial Buildings | Standard | FALSE | [9 empty] | 42544 |  |  | No | Updated on 12/7/2016 | 3.1 | 23035 | 121.8139 | 189.1 | 12.69 | 0.9448 | 4877 | 82.5
PR4WA5U4 | Shat-R-Shield | Shat-R-Shield Inc. | 200HB50-PL-NC-VL-X-XX-XX-02 | Indoor Luminaires | High-Bay | High-Bay Luminaires for Commercial and Industrial Buildings | Standard | FALSE | [9 empty] | 42544 |  |  | No | Updated on 12/7/2016 | 3.1 | 23326.6 | 119.2566 | 195.6 | 4.07 | 0.9946 | 4813 | 82.5
PQDTJHK6 | Shat-R-Shield | Shat-R-Shield Inc. | 200HB50-AL-NC-VH-X-XX-XX-02 | Indoor Luminaires | High-Bay | High-Bay Luminaires for Commercial and Industrial Buildings | Standard | FALSE | [9 empty] | 42544 |  |  | No | Updated on 12/7/2016 | 3.1 | 23583.3 | 124.7794 | 189 | 12.68 | 0.9457 | 4856 | 82.2
PCK37Y12 | Shat-R-Shield | Shat-R-Shield Inc. | 200HB50-AL-NC-VL-X-XX-XX-02 | Indoor Luminaires | High-Bay | High-Bay Luminaires for Commercial and Industrial Buildings | Standard | FALSE | [9 empty] | 42544 |  |  | No | Updated on 12/7/2016 | 3.1 | 23568.7 | 120.9271 | 194.9 | 4.1 | 0.9945 | 4820 | 82.5
P4YX9G33 | Orion Energy Systems Inc | ISON | HBIF2J1AAXXXNDXX850XXXXXXXXXX | Indoor Luminaires | High-Bay | High-Bay Aisle Luminaires | Premium | FALSE | [9 empty] | 42544 |  |  | Yes | Updated on 9/12/2016 | 4 | 58816.5 | 154.7395 | 380.1 | 18.043 | 0.98 | 5111 | 83.7
PGS2JQQU | Orion Energy Systems Inc | ISON | HBIF2J1AAXXXFDXX850XXXXXXXXXX | Indoor Luminaires | High-Bay | High-Bay Aisle Luminaires | Premium | FALSE | [9 empty] | 42544 |  |  | Yes | Updated on 9/12/2016 | 4 | 58816.5 | 154.7395 | 380.1 | 18.043 | 0.98 | 5111 | 83.7
PZXF5GPE | Orion Energy Systems Inc | ISON | HBIF2H1AAXXXNDXX850XXXXXXXXXX | Indoor Luminaires | High-Bay | High-Bay Aisle Luminaires | Premium | FALSE | [9 empty] | 42544 |  |  | Yes | Updated on 9/12/2016 | 4 | 47395 | 153.3322 | 309.1 | 18.278 | 0.981 | 5102 | 83.6
PZ18B1ST | Orion Energy Systems Inc | ISON | HBIF2H1AAXXXFDXX850XXXXXXXXXX | Indoor Luminaires | High-Bay | High-Bay Aisle Luminaires | Premium | FALSE | [9 empty] | 42544 |  |  | Yes | Updated on 9/12/2016 | 4 | 47395 | 153.3322 | 309.1 | 18.278 | 0.981 | 5102 | 83.6
PG5M674K | Orion Energy Systems Inc | ISON | HBIF2I1AAXXXNDXX850XXXXXXXXXX | Indoor Luminaires | High-Bay | High-Bay Aisle Luminaires | Premium | FALSE | [9 empty] | 42544 |  |  | Yes | Updated on 9/12/2016 | 4 | 54130.2 | 156.6721 | 345.5 | 19.247 | 0.978 | 5099 | 83.7
PPPNKRAA | Orion Energy Systems Inc | ISON | HBIF2I1AAXXXFDXX850XXXXXXXXXX | Indoor Luminaires | High-Bay | High-Bay Aisle Luminaires | Premium | FALSE | [9 empty] | 42544 |  |  | Yes | Updated on 9/12/2016 | 4 | 54130.2 | 156.6721 | 345.5 | 19.247 | 0.978 | 5099 | 83.7
PD5NZRQV | Orion Energy Systems Inc | Apollo | VTOD12B1UNVNDXXSTFR850XXXXXXXXXXXXXX | Indoor Luminaires | High-Bay | High-Bay Luminaires for Commercial and Industrial Buildings | Premium | FALSE | [9 empty] | 42544 |  |  | Yes |  | 3.1 | 15607 | 146.2973 | 106.68 | 13.589 | 0.959 | 5097 | 83.6
PBJTWNRW | Orion Energy Systems Inc | ISON | HBIF2H1OAXXXNDXX850XXXXXXXXXX | Indoor Luminaires | High-Bay | High-Bay Luminaires for Commercial and Industrial Buildings | Premium | FALSE | [9 empty] | 42544 |  |  | Yes | Updated on 9/12/2016 | 4 | 49928.3 | 161.9471 | 308.3 | 18.368 | 0.981 | 5087 | 83.8
P5F7SZ7P | Orion Energy Systems Inc | ISON | HBIF2H1OAXXXFDXX850XXXXXXXXXX | Indoor Luminaires | High-Bay | High-Bay Luminaires for Commercial and Industrial Buildings | Premium | FALSE | [9 empty] | 42544 |  |  | Yes | Updated on 9/12/2016 | 4 | 49928.3 | 161.9471 | 308.3 | 18.368 | 0.981 | 5087 | 83.8
PTGVCM1U | Orion Energy Systems Inc | ISON | HBIF2J1OAXXXNDXX850XXXXXXXXXX | Indoor Luminaires | High-Bay | High-Bay Luminaires for Commercial and Industrial Buildings | Premium | FALSE | [9 empty] | 42544 |  |  | Yes | Updated on 9/12/2016 | 4 | 62244.7 | 163.7157 | 380.2 | 18.023 | 0.98 | 5081 | 83.8
P4GT1U1C | Orion Energy Systems Inc | ISON | HBIF2J1OAXXXFDXX850XXXXXXXXXX | Indoor Luminaires | High-Bay | High-Bay Luminaires for Commercial and Industrial Buildings | Premium | FALSE | [9 empty] | 42544 |  |  | Yes | Updated on 9/12/2016 | 4 | 62244.7 | 163.7157 | 380.2 | 18.023 | 0.98 | 5081 | 83.8
P9N4R6VD | Orion Energy Systems Inc | Apollo | VTOD12A1UNVNDXXSTFR850XXXXXXXXXXXXXX | Indoor Luminaires | High-Bay | High-Bay Luminaires for Commercial and Industrial Buildings | Premium | FALSE | [9 empty] | 42544 |  |  | Yes |  | 3.1 | 13537 | 151.2345 | 89.51 | 14.517 | 0.949 | 5079 | 83.6
PPSP7HNR | Orion Energy Systems Inc | ISON | HBIF2G1AAXXXNDXX850XXXXXXXXXX | Indoor Luminaires | High-Bay | High-Bay Aisle Luminaires | Premium | FALSE | [9 empty] | 42544 |  |  | Yes | Updated on 9/12/2016 | 4 | 39196 | 152.8526 | 256.43 | 20.925 | 0.976 | 5078 | 83.7
P8UK59NQ | Orion Energy Systems Inc | ISON | HBIF2G1AAXXXFDXX850XXXXXXXXXX | Indoor Luminaires | High-Bay | High-Bay Aisle Luminaires | Premium | FALSE | [9 empty] | 42544 |  |  | Yes | Updated on 9/12/2016 | 4 | 39196 | 152.8526 | 256.43 | 20.925 | 0.976 | 5078 | 83.7
PF3SGGGM | Orion Energy Systems Inc | ISON | HBIF2I1OAXXXNDXX850XXXXXXXXXX | Indoor Luminaires | High-Bay | High-Bay Luminaires for Commercial and Industrial Buildings | Premium | FALSE | [9 empty] | 42544 |  |  | Yes | Updated on 9/12/2016 | 4 | 57335.1 | 165.5983 | 346.23 | 19.216 | 0.978 | 5069 | 83.8
PWUSJRCC | Orion Energy Systems Inc | ISON | HBIF2I1OAXXXFDXX850XXXXXXXXXX | Indoor Luminaires | High-Bay | High-Bay Luminaires for Commercial and Industrial Buildings | Premium | FALSE | [9 empty] | 42544 |  |  | Yes | Updated on 9/12/2016 | 4 | 57335.1 | 165.5983 | 346.23 | 19.216 | 0.978 | 5069 | 83.8
PPNB5J99 | Orion Energy Systems Inc | ISON | HBIF2F1AAXXXNDXX850XXXXXXXXXX | Indoor Luminaires | High-Bay | High-Bay Aisle Luminaires | Premium | FALSE | [9 empty] | 42544 |  |  | Yes | Updated on 9/12/2016 | 4 | 35258.3 | 155.5765 | 226.63 | 22.506 | 0.973 | 5066 | 83.7
PHCVF372 | Orion Energy Systems Inc | ISON | HBIF2F1AAXXXFDXX850XXXXXXXXXX | Indoor Luminaires | High-Bay | High-Bay Aisle Luminaires | Premium | FALSE | [9 empty] | 42544 |  |  | Yes | Updated on 9/12/2016 | 4 | 35258.3 | 155.5765 | 226.63 | 22.506 | 0.973 | 5066 | 83.7
P2YQYP3V | Orion Energy Systems Inc | ISON | HBIF2G1OAXXXNDXX850XXXXXXXXXX | Indoor Luminaires | High-Bay | High-Bay Luminaires for Commercial and Industrial Buildings | Premium | FALSE | [9 empty] | 42544 |  |  | Yes | Updated on 9/12/2016 | 4 | 41265.4 | 161.0608 | 256.21 | 20.91 | 0.976 | 5063 | 83.8
P4P5G2GJ | Orion Energy Systems Inc | ISON | HBIF2G1OAXXXFDXX850XXXXXXXXXX | Indoor Luminaires | High-Bay | High-Bay Luminaires for Commercial and Industrial Buildings | Premium | FALSE | [9 empty] | 42544 |  |  | Yes | Updated on 9/12/2016 | 4 | 41265.4 | 161.0608 | 256.21 | 20.91 | 0.976 | 5063 | 83.8
PG5U7J8V | Orion Energy Systems Inc | ISON | HBIF2E1AAXXXNDXX850XXXXXXXXXX | Indoor Luminaires | High-Bay | High-Bay Aisle Luminaires | Premium | FALSE | [9 empty] | 42544 |  |  | Yes | Updated on 9/12/2016 | 4 | 31362.3 | 157.5678 | 199.04 | 24.298 | 0.968 | 5054 | 83.7
PWRCUMZH | Orion Energy Systems Inc | ISON | HBIF2F1OAXXXNDXX850XXXXXXXXXX | Indoor Luminaires | High-Bay | High-Bay Luminaires for Commercial and Industrial Buildings | Premium | FALSE | [9 empty] | 42544 |  |  | Yes | Updated on 9/12/2016 | 4 | 37126.3 | 163.5304 | 227.03 | 22.49 | 0.973 | 5052 | 83.8
PVK44ERF | Orion Energy Systems Inc | ISON | HBIF2F1OAXXXFDXX850XXXXXXXXXX | Indoor Luminaires | High-Bay | High-Bay Luminaires for Commercial and Industrial Buildings | Premium | FALSE | [9 empty] | 42544 |  |  | Yes | Updated on 9/12/2016 | 4 | 37126.3 | 163.5304 | 227.03 | 22.49 | 0.973 | 5052 | 83.8
P9DPGUFV | Orion Energy Systems Inc | ISON | HBIF2E1OAXXXNDXX850XXXXXXXXXX | Indoor Luminaires | High-Bay | High-Bay Luminaires for Commercial and Industrial Buildings | Premium | FALSE | [9 empty] | 42544 |  |  | Yes | Updated on 9/12/2016 | 4 | 32990.8 | 165.683 | 199.12 | 24.288 | 0.968 | 5042 | 83.8
PVUB2HJ4 | Orion Energy Systems Inc | ISON | HBIF2E1OAXXXFDXX850XXXXXXXXXX | Indoor Luminaires | High-Bay | High-Bay Luminaires for Commercial and Industrial Buildings | Premium | FALSE | [9 empty] | 42544 |  |  | Yes | Updated on 9/12/2016 | 4 | 32990.8 | 165.683 | 199.12 | 24.288 | 0.968 | 5042 | 83.8
PXN294GK | Orion Energy Systems Inc | ISON | HBIF2J1AAXXXNDXX840XXXXXXXXXX | Indoor Luminaires | High-Bay | High-Bay Aisle Luminaires | Premium | FALSE | [9 empty] | 42544 |  |  | Yes | Updated on 9/12/2016 | 4 | 57950.7 | 152.3495 | 380.38 | 17.998 | 0.98 | 4006 | 82.9
PHVP6JT7 | Orion Energy Systems Inc | ISON | HBIF2J1AAXXXFDXX840XXXXXXXXXX | Indoor Luminaires | High-Bay | High-Bay Aisle Luminaires | Premium | FALSE | [9 empty] | 42544 |  |  | Yes | Updated on 9/12/2016 | 4 | 57950.7 | 152.3495 | 380.38 | 17.998 | 0.98 | 4006 | 82.9
P22MAJD6 | Orion Energy Systems Inc | ISON | HBIF2I1AAXXXNDXX840XXXXXXXXXX | Indoor Luminaires | High-Bay | High-Bay Aisle Luminaires | Premium | FALSE | [9 empty] | 42544 |  |  | Yes | Updated on 9/12/2016 | 4 | 53338.4 | 154.1127 | 346.1 | 19.194 | 0.978 | 4001 | 82.9
P7N198NX | Orion Energy Systems Inc | ISON | HBIF2I1AAXXXFDXX840XXXXXXXXXX | Indoor Luminaires | High-Bay | High-Bay Aisle Luminaires | Premium | FALSE | [9 empty] | 42544 |  |  | Yes | Updated on 9/12/2016 | 4 | 53338.4 | 154.1127 | 346.1 | 19.194 | 0.978 | 4001 | 82.9
P5SWGGVP | Orion Energy Systems Inc | ISON | HBIF2H1AAXXXNDXX840XXXXXXXXXX | Indoor Luminaires | High-Bay | High-Bay Aisle Luminaires | Premium | FALSE | [9 empty] | 42544 |  |  | Yes | Updated on 9/12/2016 | 4 | 46719.4 | 151.7406 | 307.89 | 18.277 | 0.981 | 4000 | 82.8
PG2KZT1F | Orion Energy Systems Inc | ISON | HBIF2H1AAXXXFDXX840XXXXXXXXXX | Indoor Luminaires | High-Bay | High-Bay Aisle Luminaires | Premium | FALSE | [9 empty] | 42544 |  |  | Yes | Updated on 9/12/2016 | 4 | 46719.4 | 151.7406 | 307.89 | 18.277 | 0.981 | 4000 | 82.8
P955TYT5 | Orion Energy Systems Inc | ISON | HBIF2J1OAXXXNDXX840XXXXXXXXXX | Indoor Luminaires | High-Bay | High-Bay Luminaires for Commercial and Industrial Buildings | Premium | FALSE | [9 empty] | 42544 |  |  | Yes | Updated on 9/12/2016 | 4 | 61304.8 | 149.3782 | 410.4 | 17.977 | 0.981 | 3993 | 83
PAXAZZCY | Orion Energy Systems Inc | ISON | HBIF2H1OAXXXNDXX840XXXXXXXXXX | Indoor Luminaires | High-Bay | High-Bay Luminaires for Commercial and Industrial Buildings | Premium | FALSE | [9 empty] | 42544 |  |  | Yes | Updated on 9/12/2016 | 4 | 49248.8 | 159.6396 | 308.5 | 18.254 | 0.981 | 3990 | 82.9
P1TKFX36 | Orion Energy Systems Inc | ISON | HBIF2H1OAXXXFDXX840XXXXXXXXXX | Indoor Luminaires | High-Bay | High-Bay Luminaires for Commercial and Industrial Buildings | Premium | FALSE | [9 empty] | 42544 |  |  | Yes | Updated on 9/12/2016 | 4 | 49248.8 | 159.6396 | 308.5 | 18.254 | 0.981 | 3990 | 82.9
PGP3A1M2 | Orion Energy Systems Inc | ISON | HBIF2G1AAXXXNDXX840XXXXXXXXXX | Indoor Luminaires | High-Bay | High-Bay Aisle Luminaires | Premium | FALSE | [9 empty] | 42544 |  |  | Yes | Updated on 9/12/2016 | 4 | 38587.5 | 150.2511 | 256.82 | 20.914 | 0.976 | 3988 | 82.8
PPRX6X2J | Orion Energy Systems Inc | ISON | HBIF2G1AAXXXFDXX840XXXXXXXXXX | Indoor Luminaires | High-Bay | High-Bay Aisle Luminaires | Premium | FALSE | [9 empty] | 42544 |  |  | Yes | Updated on 9/12/2016 | 4 | 38587.5 | 150.2511 | 256.82 | 20.914 | 0.976 | 3988 | 82.8
PA5JRG1G | Orion Energy Systems Inc | ISON | HBIF2I1OAXXXNDXX840XXXXXXXXXX | Indoor Luminaires | High-Bay | High-Bay Luminaires for Commercial and Industrial Buildings | Premium | FALSE | [9 empty] | 42544 |  |  | Yes | Updated on 9/12/2016 | 4 | 56440.2 | 163.2163 | 345.8 | 19.16 | 0.978 | 3987 | 83
P8U1MWSY | Orion Energy Systems Inc | ISON | HBIF2I1OAXXXFDXX840XXXXXXXXXX | Indoor Luminaires | High-Bay | High-Bay Luminaires for Commercial and Industrial Buildings | Premium | FALSE | [9 empty] | 42544 |  |  | Yes | Updated on 9/12/2016 | 4 | 56440.2 | 163.2163 | 345.8 | 19.16 | 0.978 | 3987 | 83
PGN13622 | Orion Energy Systems Inc | ISON | HBIF2F1AAXXXNDXX840XXXXXXXXXX | Indoor Luminaires | High-Bay | High-Bay Aisle Luminaires | Premium | FALSE | [9 empty] | 42544 |  |  | Yes | Updated on 9/12/2016 | 4 | 34737.9 | 153.0641 | 226.95 | 22.509 | 0.972 | 3981 | 82.9
PMZX6BSX | Orion Energy Systems Inc | ISON | HBIF2F1AAXXXFDXX840XXXXXXXXXX | Indoor Luminaires | High-Bay | High-Bay Aisle Luminaires | Premium | FALSE | [9 empty] | 42544 |  |  | Yes | Updated on 9/12/2016 | 4 | 34737.9 | 153.0641 | 226.95 | 22.509 | 0.972 | 3981 | 82.9
PUSHFZVG | Orion Energy Systems Inc | ISON | HBIF2G1OAXXXNDXX840XXXXXXXXXX | Indoor Luminaires | High-Bay | High-Bay Luminaires for Commercial and Industrial Buildings | Premium | FALSE | [9 empty] | 42544 |  |  | Yes | Updated on 9/12/2016 | 4 | 40676 | 158.4759 | 256.67 | 20.912 | 0.976 | 3977 | 83
PRT5VM96 | Orion Energy Systems Inc | ISON | HBIF2G1OAXXXFDXX840XXXXXXXXXX | Indoor Luminaires | High-Bay | High-Bay Luminaires for Commercial and Industrial Buildings | Premium | FALSE | [9 empty] | 42544 |  |  | Yes | Updated on 9/12/2016 | 4 | 40676 | 158.4759 | 256.67 | 20.912 | 0.976 | 3977 | 83
PBVBY9QP | Orion Energy Systems Inc | ISON | HBIF2E1AAXXXNDXX840XXXXXXXXXX | Indoor Luminaires | High-Bay | High-Bay Aisle Luminaires | Premium | FALSE | [9 empty] | 42544 |  |  | Yes | Updated on 9/12/2016 | 4 | 30889 | 155.003 | 199.28 | 24.288 | 0.968 | 3975 | 82.9
P4PY68YB | Orion Energy Systems Inc | ISON | HBIF2F1OANXXXDXX840XXXXXXXXXX | Indoor Luminaires | High-Bay | High-Bay Luminaires for Commercial and Industrial Buildings | Premium | FALSE | [9 empty] | 42544 |  |  | Yes | Updated on 9/12/2016 | 4 | 36554.8 | 160.8572 | 227.25 | 22.483 | 0.973 | 3973 | 83
PX3CR9VU | Orion Energy Systems Inc | ISON | HBIF2F1OAXXXFDXX840XXXXXXXXXX | Indoor Luminaires | High-Bay | High-Bay Luminaires for Commercial and Industrial Buildings | Premium | FALSE | [9 empty] | 42544 |  |  | Yes | Updated on 9/12/2016 | 4 | 36554.8 | 160.8572 | 227.25 | 22.483 | 0.973 | 3973 | 83
PFPBFRXF | Orion Energy Systems Inc | ISON | HBIF2E1OAXXXNDXX840XXXXXXXXXX | Indoor Luminaires | High-Bay | High-Bay Luminaires for Commercial and Industrial Buildings | Premium | FALSE | [9 empty] | 42544 |  |  | Yes | Updated on 9/12/2016 | 4 | 32601.9 | 163.034 | 199.97 | 24.166 | 0.969 | 3965 | 83
PWZ69V3T | Orion Energy Systems Inc | ISON | HBIF2E1OAXXXFDXX840XXXXXXXXXX | Indoor Luminaires | High-Bay | High-Bay Luminaires for Commercial and Industrial Buildings | Premium | FALSE | [9 empty] | 42544 |  |  | Yes | Updated on 9/12/2016 | 4 | 32601.9 | 163.034 | 199.97 | 24.166 | 0.969 | 3965 | 83
PBPKMM7W | MHT Lighting | MHT Lighting | MHTL-HLB-HO-210E-4K-U-PL | Indoor Luminaires | High-Bay | High-Bay Luminaires for Commercial and Industrial Buildings | Standard | FALSE | [9 empty] | 42544 |  |  | Yes |  | 4 | 22834.05 | 109.99 | 207.61 | 7.45 | 0.977 | 3988 | 72.9
PJCZUHBY | PA-CO Lighting | PA-CO Lighting | PUAC-B-48-LED-240-50-347-[AC## CS## BC## WC## DIM OTH] | Indoor Luminaires | High-Bay | High-Bay Luminaires for Commercial and Industrial Buildings | Premium | FALSE | [9 empty] | 42544 | Dimmable | Continuous Below 10 | Yes |  | 3.1 | 26966.73 | 120.93 | 223 | 11.08 | 0.98 | 5243.57 | 85.16
P5B2AMX7 | PA-CO Lighting | PA-CO Lighting | PUAC-B-48-LED-200-50-347-[AC## CS## BC## WC## DIM OTH] | Indoor Luminaires | High-Bay | High-Bay Luminaires for Commercial and Industrial Buildings | Premium | FALSE | [9 empty] | 42544 | Dimmable | Continuous Below 10 | Yes |  | 3.1 | 23836.91 | 133.28 | 178.84 | 8.99 | 0.97 | 5243.57 | 85.16
PR75R1A7 | PA-CO Lighting | PA-CO Lighting | PUAC-B-48-LED-160-50-347-[AC## CS## BC## WC## DIM OTH] | Indoor Luminaires | High-Bay | High-Bay Luminaires for Commercial and Industrial Buildings | Premium | FALSE | [9 empty] | 42544 | Dimmable | Continuous Below 10 | Yes |  | 3.1 | 17866.15 | 125.12 | 142.79 | 8.99 | 0.96 | 5243.57 | 85.16
PX7PFBA4 | PA-CO Lighting | PA-CO Lighting | PUAC-B-48-LED-120-50-347-[AC## CS## BC## WC## DIM OTH] | Indoor Luminaires | High-Bay | High-Bay Luminaires for Commercial and Industrial Buildings | Premium | FALSE | [9 empty] | 42544 | Dimmable | Continuous Below 10 | Yes |  | 3.1 | 13951.89 | 141.96 | 98.28 | 7.03 | 0.94 | 5243.57 | 85.16
PHPFKFPF | PA-CO Lighting | PA-CO Lighting | PUAC-B-48-LED-120-50-MV-[AC## CS## BC## WC## DIM OTH] | Indoor Luminaires | High-Bay | High-Bay Luminaires for Commercial and Industrial Buildings | Premium | FALSE | [9 empty] | 42544 | Dimmable | Continuous Below 10 | Yes |  | 3.1 | 13071.46 | 138.89 | 94.12 | 14.09 | 0.92 | 5217 | 85.14
PWX31G25 | PA-CO Lighting | PA-CO Lighting | PUAC-B-48-LED-200-50-MV-[AC## CS## BC## WC## DIM OTH] | Indoor Luminaires | High-Bay | High-Bay Luminaires for Commercial and Industrial Buildings | Premium | FALSE | [9 empty] | 42544 | Dimmable | Continuous Below 10 | Yes |  | 3.1 | 22332.69 | 130.42 | 171.24 | 9.78 | 0.98 | 5217 | 85.14
P2CNQAYG | PA-CO Lighting | PA-CO Lighting | PUAC-B-48-LED-160-50-MV-[AC## CS## BC## WC## DIM OTH] | Indoor Luminaires | High-Bay | High-Bay Luminaires for Commercial and Industrial Buildings | Premium | FALSE | [9 empty] | 42544 | Dimmable | Continuous Below 10 | Yes |  | 3.1 | 16738.72 | 122.42 | 136.73 | 9.78 | 0.96 | 5217 | 85.14
PRY96PJ1 | PA-CO Lighting | PA-CO Lighting | PUAC-B-48-LED-240-40-347-[AC## CS## BC## WC## DIM OTH] | Indoor Luminaires | High-Bay | High-Bay Luminaires for Commercial and Industrial Buildings | Premium | FALSE | [9 empty] | 42544 | Dimmable | Continuous Below 10 | Yes |  | 3.1 | 24911 | 111 | 224.46 | 10.94 | 0.98 | 4145 | 84.46
PBEZK65G | PA-CO Lighting | PA-CO Lighting | PUAC-B-48-LED-200-40-347-[AC## CS## BC## WC## DIM OTH] | Indoor Luminaires | High-Bay | High-Bay Luminaires for Commercial and Industrial Buildings | Premium | FALSE | [9 empty] | 42544 | Dimmable | Continuous Below 10 | Yes |  | 3.1 | 20630.23 | 114.6 | 180.02 | 8.99 | 0.97 | 4145 | 84.46
PA2TTQFP | PA-CO Lighting | PA-CO Lighting | PUAC-B-48-LED-160-40-347-[AC## CS## BC## WC## DIM OTH] | Indoor Luminaires | High-Bay | High-Bay Luminaires for Commercial and Industrial Buildings | Premium | FALSE | [9 empty] | 42544 | Dimmable | Continuous Below 10 | Yes |  | 3.1 | 16504.18 | 114.82 | 143.74 | 8.99 | 0.96 | 4145 | 84.46
PSUR5MNZ | PA-CO Lighting | PA-CO Lighting | PUAC-B-48-LED-120-40-347-[AC## CS## BC## WC## DIM OTH] | Indoor Luminaires | High-Bay | High-Bay Luminaires for Commercial and Industrial Buildings | Premium | FALSE | [9 empty] | 42544 | Dimmable | Continuous Below 10 | Yes |  | 3.1 | 12888.31 | 130.32 | 98.95 | 7.03 | 0.93 | 4145 | 84.46
PTM5TT3E | PA-CO Lighting | PA-CO Lighting | PUAC-B-48-LED-200-40-MV-[AC## CS## BC## WC## DIM OTH] | Indoor Luminaires | High-Bay | High-Bay Luminaires for Commercial and Industrial Buildings | Premium | FALSE | [9 empty] | 42544 | Dimmable | Continuous Below 10 | Yes |  | 3.1 | 19328.36 | 112.14 | 172.36 | 9.78 | 0.97 | 4124 | 84.44
PNTMEAR4 | PA-CO Lighting | PA-CO Lighting | PUAC-B-48-LED-160-40-MV-[AC## CS## BC## WC## DIM OTH] | Indoor Luminaires | High-Bay | High-Bay Luminaires for Commercial and Industrial Buildings | Premium | FALSE | [9 empty] | 42544 | Dimmable | Continuous Below 10 | Yes |  | 3.1 | 15462.69 | 112.35 | 137.63 | 9.78 | 0.97 | 4124 | 84.44
PEHPS8JW | Delta Electronics Inc. | Delta | HBD[BP F]J4H0[0M]U | Indoor Luminaires | High-Bay | High-Bay Luminaires for Commercial and Industrial Buildings | Standard | TRUE | 25213.19 | 126.13 | 199.9 | 12.26 | 0.969 | 3934 | 81.9 | 5 | 50000 | 42543 |  |  | Yes |  | 3.1 | 25213.19 | 126.13 | 199.9 | 10.07 | 0.969 | 3934 | 81.9
P9X49MBZ | KOMEE USA | KOMEE | KMH-80W | Indoor Luminaires | High-Bay | Low-Bay Luminaires for Commercial and Industrial Buildings | Standard | TRUE | 8606.5 | 108.5 | 79.34 | 14.22 | 0.961 | 4986 | 82.5 | 5 | 50000 | 42543 |  |  | No |  | 3.1 | 8606.5 | 108.5 | 79.34 | 8.86 | 0.9914 | 4986 | 82.5
PFFDVCTY | Delta Electronics Inc. | Delta | HBD[BP F]F4H0[0M]U | Indoor Luminaires | High-Bay | High-Bay Luminaires for Commercial and Industrial Buildings | Standard | TRUE | 19885.68 | 125.38 | 158.6 | 13.28 | 0.96 | 3947 | 81.9 | 5 | 50000 | 42543 |  |  | Yes |  | 3.1 | 19885.68 | 125.38 | 158.6 | 10.19 | 0.987 | 3947 | 81.9
PA669V9V | KOMEE USA | KOMEE | KMH-100W | Indoor Luminaires | High-Bay | High-Bay Luminaires for Commercial and Industrial Buildings | Standard | TRUE | 10877 | 110.3 | 98.61 | 13.66 | 0.9483 | 4967 | 82.4 | 5 | 50000 | 42543 |  |  | No |  | 3.1 | 10877 | 110.3 | 98.61 | 7.01 | 0.9945 | 4967 | 82.4
P48XBEME | MAVERICK ENERGY SOLUTIONS INTERNATIONAL | Maverick Energy Solutions International | MES-HBD-100W 4000K | Indoor Luminaires | High-Bay | Low-Bay Luminaires for Commercial and Industrial Buildings | Standard | TRUE | 9681 | 100.67 | 96.17 | 12.1 | 0.9482 | 4007 | 71.2 | 5 |  | 42543 |  |  | NotYetVerified |  | 3 | 9681.6 |  | 100 |  |  | 4000
P78SQ3TH | Delta Electronics Inc. | Delta | HBD[BPF]H4H0[0M]U-X | Indoor Luminaires | High-Bay | High-Bay Luminaires for Commercial and Industrial Buildings | Premium | TRUE | 25523.53 | 148.65 | 171.7 | 13.26 | 0.945 | 3956 | 83.2 | 5 | 50000 | 42543 |  |  | Yes | Updated on 10/27/2016 | 3.1 | 25523.53 | 148.65 | 171.7 | 8.79 | 0.95 | 3956 | 83.2
PYQ5MQQ1 | Sigma Luminous | Sigma ICE | ICE-CH25-200W-57KF | Indoor Luminaires | High-Bay | High-Bay Luminaires for Commercial and Industrial Buildings | Standard | TRUE | 19145 | 99.2 | 193 | 8.04 | 0.942 | 5699 | 83.5 | 5 | 50000 | 42543 |  |  | No |  | 3.1 | 19145 | 99.2 | 193 | 5.48 | 0.996 | 5699 | 83.5
P9TFNF68 | KOMEE USA | KOMEE | KMH-200W | Indoor Luminaires | High-Bay | High-Bay Luminaires for Commercial and Industrial Buildings | Standard | TRUE | 20887 | 106.5 | 196.2 | 16.82 | 0.941 | 4992 | 82.5 | 5 | 50000 | 42543 |  |  | No |  | 3.1 | 20887 | 106.5 | 196.2 | 4.99 | 0.995 | 4992 | 82.5
PMGNN7GH | LSI Industries | INTERIOR | EGW 4 S LED HO CW UE | Indoor Luminaires | High-Bay | Low-Bay Luminaires for Commercial and Industrial Buildings | Standard | TRUE | 7385 | 123 | 60 | 8.75 | 0.938 | 5726 | 86 | 5 | 50000 | 42543 |  |  | No |  | 3.1 | 7385 | 123 | 60 | 6.08 | 0.993 | 5726 | 86
PQNFF8J6 | KOMEE USA | KOMEE | KMH-150W | Indoor Luminaires | High-Bay | High-Bay Luminaires for Commercial and Industrial Buildings | Standard | TRUE | 16498 | 108.3 | 152.4 | 12.46 | 0.9342 | 4996 | 82.5 | 5 | 50000 | 42543 |  |  | No |  | 3.1 | 16498 | 108.3 | 152.4 | 5.6 | 0.9957 | 4996 | 82.5
PJNM4YKH | KOMEE USA | KOMEE | KMH-150W | Indoor Luminaires | High-Bay | High-Bay Luminaires for Commercial and Industrial Buildings | Standard | TRUE | 16498 | 108.3 | 152.4 | 12.46 | 0.9342 | 4996 | 82.5 | 5 | 50000 | 42543 |  |  | No |  | 3.1 | 16498 | 108.3 | 152.4 | 5.6 | 0.9957 | 4996 | 82.5
P49JNANB | DECO Lighting | DECO Digital | TORPEDO-LED-215-40 | Indoor Luminaires | High-Bay | High-Bay Luminaires for Commercial and Industrial Buildings | Standard | TRUE | 26278 | 123 | 214.04 | 11 | 0.93 | 3983 | 74 | 5 | 50000 | 42543 |  |  | No |  | 3.1 | 26278 | 123 | 214.04 | 5 | 1 | 3983 | 74
P5BCVKNA | MAVERICK ENERGY SOLUTIONS INTERNATIONAL | Maverick Energy Solutions International | MES-RKPUS-200W 4000K | Indoor Retrofit Kit | High-Bay | Retrofit Kits for High-Bay Luminaires for Commercial and Industrial Buildings | Standard | TRUE | 27078 | 129.15 | 210.2 | 9.75 | 0.9209 | 3990 | 83.6 | 5 | 50000 | 42543 |  |  | No |  | 3 | 27078 | 129.15 | 209.7 | 9.75 | 0.9209 | 4000 | 83.6
PRCXHMG4 | DECO Lighting | DECO Digital | TORPEDO-LED-160-40 | Indoor Luminaires | High-Bay | High-Bay Luminaires for Commercial and Industrial Buildings | Standard | TRUE | 17837.91 | 113 | 157.42 | 15 | 0.92 | 3993 | 73 | 5 | 50000 | 42543 |  |  | No |  | 3.1 | 17837.91 | 113 | 157.42 | 7 | 0.99 | 3993 | 73
PAJPYSUD | MAVERICK ENERGY SOLUTIONS INTERNATIONAL | Maverick Energy Solutions International | MES-HBD-03-200WH 4000K | Indoor Luminaires | High-Bay | High-Bay Luminaires for Commercial and Industrial Buildings | Standard | TRUE | 20390 | 98.79 | 206.4 | 14.85 | 0.9196 | 3983 | 83.7 | 5 | 50000 | 42543 |  |  | No |  | 3 | 20390 | 98.79 | 206.4 | 14.85 | 0.9196 | 3983 | 83.7
PM1MNDG2 | Sigma Luminous | Sigma ICE | ICE-CH25-150W-30KF | Indoor Luminaires | High-Bay | High-Bay Luminaires for Commercial and Industrial Buildings | Standard | TRUE | 13787 | 92.1 | 149.6 | 11.24 | 0.913 | 3019 | 80.6 | 5 | 50000 | 42543 |  |  | No |  | 3.1 | 13787 | 92.1 | 149.6 | 6.44 | 0.994 | 3019 | 80.6
PDZK6C4U | MAVERICK ENERGY SOLUTIONS INTERNATIONAL | Maverick Energy Solutions International | MES-HBD-03-150WH 4000K | Indoor Luminaires | High-Bay | High-Bay Luminaires for Commercial and Industrial Buildings | Standard | TRUE | 15094 | 99.7 | 151.4 | 16.59 | 0.913 | 3994 | 83.7 | 5 | 50000 | 42543 |  |  | No |  | 3 | 15094 | 99.7 | 151.4 | 16.59 | 0.913 | 3994 | 83.7
PSSXTPW3 | MAVERICK ENERGY SOLUTIONS INTERNATIONAL | Maverick Energy Solutions International | MES-RKPUS-200W 5700K | Indoor Retrofit Kit | High-Bay | Retrofit Kits for High-Bay Luminaires for Commercial and Industrial Buildings | Standard | FALSE | [9 empty] | 42543 |  |  | No |  | 3 | 28161 | 131.84 | 213.6 | 9.37 | 0.9203 | 5700 | 83.5
PA39X7RH | MAVERICK ENERGY SOLUTIONS INTERNATIONAL | Maverick Energy Solutions International | MES-RKPUS-200W 5000K | Indoor Retrofit Kit | High-Bay | Retrofit Kits for High-Bay Luminaires for Commercial and Industrial Buildings | Standard | FALSE | [9 empty] | 42543 |  |  | No |  | 3 | 25242 | 119.63 | 211 | 9.57 | 0.9947 | 5000 | 83.6
PPVBGAWX | MAVERICK ENERGY SOLUTIONS INTERNATIONAL | Maverick Energy Solutions International | MES-RKPUS-200W 4500K | Indoor Retrofit Kit | High-Bay | Retrofit Kits for High-Bay Luminaires for Commercial and Industrial Buildings | Standard | FALSE | [9 empty] | 42543 |  |  | No |  | 3 | 25242 | 119.63 | 211 | 9.57 | 0.9947 | 4500 | 83.6
P1ER2T2B | Sigma Luminous | Sigma ICE | ICE-CH25-200W-57K90 | Indoor Luminaires | High-Bay | High-Bay Luminaires for Commercial and Industrial Buildings | Standard | FALSE | [9 empty] | 42543 |  |  | No |  | 3.1 | 23510.84 | 122.13 | 192.5 | 5.5 | 0.996 | 5699 | 81.75
PE3QRX6G | Sigma Luminous | Sigma ICE | ICE-CH25-200W-57KDD | Indoor Luminaires | High-Bay | High-Bay Luminaires for Commercial and Industrial Buildings | Standard | FALSE | [9 empty] | 42543 |  |  | No |  | 3.1 | 19976.79 | 103.78 | 192.5 | 5.5 | 0.996 | 5699 | 81.75
P4TH9P57 | Sigma Luminous | Sigma ICE | ICE-CH25-180W-57KF | Indoor Luminaires | High-Bay | High-Bay Luminaires for Commercial and Industrial Buildings | Standard | FALSE | [9 empty] | 42543 |  |  | No |  | 3.1 | 17997 | 100.4 | 179.2 | 5.69 | 0.996 | 5677 | 83.6
PNFNKJB3 | Sigma Luminous | Sigma ICE | ICE-CH25-180W-57K90 | Indoor Luminaires | High-Bay | High-Bay Luminaires for Commercial and Industrial Buildings | Standard | FALSE | [9 empty] | 42543 |  |  | No |  | 3.1 | 22101.05 | 122.85 | 179.9 | 5.66 | 0.996 | 5677 | 82
P31EPXRD | Sigma Luminous | Sigma ICE | ICE-CH25-180W-57KDD | Indoor Luminaires | High-Bay | High-Bay Luminaires for Commercial and Industrial Buildings | Standard | FALSE | [9 empty] | 42543 |  |  | No |  | 3.1 | 18778.91 | 104.39 | 179.9 | 5.66 | 0.996 | 5677 | 82
PKGEZ259 | Sigma Luminous | Sigma ICE | ICE-CH25-150W-57K90 | Indoor Luminaires | High-Bay | High-Bay Luminaires for Commercial and Industrial Buildings | Standard | FALSE | [9 empty] | 42543 |  |  | No |  | 3.1 | 18184.83 | 121.35 | 149.85 | 6.45 | 0.994 | 5674 | 83.8
PWA1E8HT | Sigma Luminous | Sigma ICE | ICE-CH25-150W-57KDD | Indoor Luminaires | High-Bay | High-Bay Luminaires for Commercial and Industrial Buildings | Standard | FALSE | [9 empty] | 42543 |  |  | No |  | 3.1 | 15451.36 | 103.11 | 149.85 | 6.45 | 0.994 | 5674 | 83.8
PFX5KQQ6 | Sigma Luminous | Sigma ICE | ICE-CH25-150W-57KF | Indoor Luminaires | High-Bay | High-Bay Luminaires for Commercial and Industrial Buildings | Standard | FALSE | [9 empty] | 42543 |  |  | No |  | 3.1 | 14808 | 98.7 | 150.1 | 6.45 | 0.994 | 5674 | 83.8
PFNZW2PB | Sigma Luminous | Sigma ICE | ICE-CH25-150W-50K90 | Indoor Luminaires | High-Bay | High-Bay Luminaires for Commercial and Industrial Buildings | Standard | FALSE | [9 empty] | 42543 |  |  | No |  | 3.1 | 17548.36 | 117.11 | 149.85 | 6.45 | 0.994 | 5023 | 82.2
PKJBKQSC | Sigma Luminous | Sigma ICE | ICE-CH25-150W-50KDD | Indoor Luminaires | High-Bay | High-Bay Luminaires for Commercial and Industrial Buildings | Standard | FALSE | [9 empty] | 42543 |  |  | No |  | 3.1 | 14910.56 | 99.5 | 149.85 | 6.45 | 0.994 | 5023 | 82.2
PMHEHHCW | Sigma Luminous | Sigma ICE | ICE-CH25-150W-50KF | Indoor Luminaires | High-Bay | High-Bay Luminaires for Commercial and Industrial Buildings | Standard | FALSE | [9 empty] | 42543 |  |  | No |  | 3.1 | 14289.72 | 95.36 | 149.85 | 6.45 | 0.994 | 5023 | 82.2
PEV2YAZ1 | Sigma Luminous | Sigma ICE | ICE-CH25-200W-50K90 | Indoor Luminaires | High-Bay | High-Bay Luminaires for Commercial and Industrial Buildings | Standard | FALSE | [9 empty] | 42543 |  |  | No |  | 3.1 | 22829.03 | 118.59 | 192.5 | 5.5 | 0.996 | 5019 | 81.75
PK681XNW | Sigma Luminous | Sigma ICE | ICE-CH25-200W-50KDD | Indoor Luminaires | High-Bay | High-Bay Luminaires for Commercial and Industrial Buildings | Standard | FALSE | [9 empty] | 42543 |  |  | No |  | 3.1 | 19397.46 | 100.77 | 192.5 | 5.5 | 0.996 | 5019 | 81.75
PA5E95FX | Sigma Luminous | Sigma ICE | ICE-CH25-200W-50KF | Indoor Luminaires | High-Bay | High-Bay Luminaires for Commercial and Industrial Buildings | Standard | FALSE | [9 empty] | 42543 |  |  | No |  | 3.1 | 18589.8 | 96.57 | 192.5 | 5.5 | 0.996 | 5019 | 81.75
PJE22VRP | Sigma Luminous | Sigma ICE | ICE-CH25-180W-50K90 | Indoor Luminaires | High-Bay | High-Bay Luminaires for Commercial and Industrial Buildings | Standard | FALSE | [9 empty] | 42543 |  |  | No |  | 3.1 | 21592.73 | 120.03 | 179.9 | 5.66 | 0.996 | 5018 | 82
PHS9E67Y | Sigma Luminous | Sigma ICE | ICE-CH25-180W-50KDD | Indoor Luminaires | High-Bay | High-Bay Luminaires for Commercial and Industrial Buildings | Standard | FALSE | [9 empty] | 42543 |  |  | No |  | 3.1 | 18347 | 101.98 | 179.9 | 5.66 | 0.996 | 5018 | 82
PD1XUUTA | Sigma Luminous | Sigma ICE | ICE-CH25-180W-50KF | Indoor Luminaires | High-Bay | High-Bay Luminaires for Commercial and Industrial Buildings | Standard | FALSE | [9 empty] | 42543 |  |  | No |  | 3.1 | 17583.07 | 97.74 | 179.9 | 5.66 | 0.996 | 5018 | 82
PDUJARP8 | Sigma Luminous | Sigma ICE | ICE-CH25-150W-40K90 | Indoor Luminaires | High-Bay | High-Bay Luminaires for Commercial and Industrial Buildings | Standard | FALSE | [9 empty] | 42543 |  |  | No |  | 3.1 | 17523.59 | 116.94 | 149.85 | 6.45 | 0.994 | 4023 | 82.2
PBGY5RGN | Sigma Luminous | Sigma ICE | ICE-CH25-150W-40KDD | Indoor Luminaires | High-Bay | High-Bay Luminaires for Commercial and Industrial Buildings | Standard | FALSE | [9 empty] | 42543 |  |  | No |  | 3.1 | 14889.51 | 99.36 | 149.85 | 6.45 | 0.994 | 4023 | 82.2
PZZ729XE | Sigma Luminous | Sigma ICE | ICE-CH25-150W-40KF | Indoor Luminaires | High-Bay | High-Bay Luminaires for Commercial and Industrial Buildings | Standard | FALSE | [9 empty] | 42543 |  |  | No |  | 3.1 | 14269.55 | 95.23 | 149.85 | 6.45 | 0.994 | 4023 | 82.2
PFFE2NHP | Sigma Luminous | Sigma ICE | ICE-CH25-200W-40K90 | Indoor Luminaires | High-Bay | High-Bay Luminaires for Commercial and Industrial Buildings | Standard | FALSE | [9 empty] | 42543 |  |  | No |  | 3.1 | 22795.06 | 118.42 | 192.5 | 5.5 | 0.996 | 4019 | 81.75
PRTG31N6 | Sigma Luminous | Sigma ICE | ICE-CH25-200W-40KDD | Indoor Luminaires | High-Bay | High-Bay Luminaires for Commercial and Industrial Buildings | Standard | FALSE | [9 empty] | 42543 |  |  | No |  | 3.1 | 19368.59 | 100.62 | 192.5 | 5.5 | 0.996 | 4019 | 81.75
PPDV2ERG | Sigma Luminous | Sigma ICE | ICE-CH25-200W-40KF | Indoor Luminaires | High-Bay | High-Bay Luminaires for Commercial and Industrial Buildings | Standard | FALSE | [9 empty] | 42543 |  |  | No |  | 3.1 | 18562.13 | 96.43 | 192.5 | 5.5 | 0.996 | 4019 | 81.75
P8GCB9FC | Sigma Luminous | Sigma ICE | ICE-CH25-180W-40K90 | Indoor Luminaires | High-Bay | High-Bay Luminaires for Commercial and Industrial Buildings | Standard | FALSE | [9 empty] | 42543 |  |  | No |  | 3.1 | 21193.54 | 117.81 | 179.9 | 5.66 | 0.996 | 4018 | 82
P9X9HG92 | Sigma Luminous | Sigma ICE | ICE-CH25-180W-40KDD | Indoor Luminaires | High-Bay | High-Bay Luminaires for Commercial and Industrial Buildings | Standard | FALSE | [9 empty] | 42543 |  |  | No |  | 3.1 | 18007.81 | 100.1 | 179.9 | 5.66 | 0.996 | 4018 | 82
P7A1UYAU | Sigma Luminous | Sigma ICE | ICE-CH25-180W-40KF | Indoor Luminaires | High-Bay | High-Bay Luminaires for Commercial and Industrial Buildings | Standard | FALSE | [9 empty] | 42543 |  |  | No |  | 3.1 | 17258.01 | 95.93 | 179.9 | 5.66 | 0.996 | 4018 | 82
PNMX7JEJ | Sigma Luminous | Sigma ICE | ICE-CH25-150W-30K90 | Indoor Luminaires | High-Bay | High-Bay Luminaires for Commercial and Industrial Buildings | Standard | FALSE | [9 empty] | 42543 |  |  | No |  | 3.1 | 16931 | 113.5 | 149.2 | 6.45 | 0.995 | 3019 | 80.6
PKF8QY4H | Sigma Luminous | Sigma ICE | ICE-CH25-150W-30KDD | Indoor Luminaires | High-Bay | High-Bay Luminaires for Commercial and Industrial Buildings | Standard | FALSE | [9 empty] | 42543 |  |  | No |  | 3.1 | 14386 | 95.4 | 150.8 | 6.45 | 0.995 | 3019 | 80.6
P2A5UJRX | Sigma Luminous | Sigma ICE | ICE-CH25-200W-30K90 | Indoor Luminaires | High-Bay | High-Bay Luminaires for Commercial and Industrial Buildings | Standard | FALSE | [9 empty] | 42543 |  |  | No |  | 3.1 | 22152.63 | 115.08 | 192.5 | 5.5 | 0.996 | 3018 | 81.75
PH85F8XE | Sigma Luminous | Sigma ICE | ICE-CH25-200W-30KDD | Indoor Luminaires | High-Bay | High-Bay Luminaires for Commercial and Industrial Buildings | Standard | FALSE | [9 empty] | 42543 |  |  | No |  | 3.1 | 18822.74 | 97.78 | 192.5 | 5.5 | 0.996 | 3018 | 81.75
P1CDDK6G | Sigma Luminous | Sigma ICE | ICE-CH25-200W-30KF | Indoor Luminaires | High-Bay | High-Bay Luminaires for Commercial and Industrial Buildings | Standard | FALSE | [9 empty] | 42543 |  |  | No |  | 3.1 | 18039 | 93.9 | 192 | 5.52 | 0.996 | 3018 | 80
PGNA1G7X | Sigma Luminous | Sigma ICE | ICE-CH25-180W-30K90 | Indoor Luminaires | High-Bay | High-Bay Luminaires for Commercial and Industrial Buildings | Standard | FALSE | [9 empty] | 42543 |  |  | No |  | 3.1 | 20717.05 | 115.16 | 179.9 | 5.66 | 0.996 | 3006 | 82
PFH694ZF | Sigma Luminous | Sigma ICE | ICE-CH25-180W-30KDD | Indoor Luminaires | High-Bay | High-Bay Luminaires for Commercial and Industrial Buildings | Standard | FALSE | [9 empty] | 42543 |  |  | No |  | 3.1 | 17602.95 | 97.85 | 179.9 | 5.66 | 0.996 | 3006 | 82
PTSFUPWD | Sigma Luminous | Sigma ICE | ICE-CH25-180W-30KF | Indoor Luminaires | High-Bay | High-Bay Luminaires for Commercial and Industrial Buildings | Standard | FALSE | [9 empty] | 42543 |  |  | No |  | 3.1 | 16870 | 93.4 | 180.6 | 5.62 | 0.996 | 3006 | 80.4
P1QZTYQK | LSI Industries | INTERIOR | EGW 4 S LED HO CW UE SD50 | Indoor Luminaires | High-Bay | Low-Bay Luminaires for Commercial and Industrial Buildings | Standard | FALSE | [9 empty] | 42543 |  |  | No |  | 3.1 | 7385 | 123 | 60 | 6.08 | 0.993 | 5726 | 86
PEMJEDN1 | Delta Electronics Inc. | Delta | HBD[BP F]F5H0[0M]U | Indoor Luminaires | High-Bay | High-Bay Luminaires for Commercial and Industrial Buildings | Standard | FALSE | [9 empty] | 42543 | Dimmable | Continuous Below 10 | Yes |  | 3.1 | 19883 | 127.37 | 156.1 | 9.87 | 0.987 | 5077 | 83.9
P2U3VF7V | Delta Electronics Inc. | Delta | HBD[BP F]J5H0[0M]U | Indoor Luminaires | High-Bay | High-Bay Luminaires for Commercial and Industrial Buildings | Standard | FALSE | [9 empty] | 42543 | Dimmable | Continuous Below 10 | Yes |  | 3.1 | 25746 | 126.96 | 202.8 | 9.72 | 0.97 | 5070 | 84
PCDDK8JY | Delta Electronics Inc. | Delta | HBD[BPF]H5H0[0M]U-X | Indoor Luminaires | High-Bay | High-Bay Luminaires for Commercial and Industrial Buildings | Premium | FALSE | [9 empty] | 42543 | Dimmable | Continuous Below 10 | Yes | Updated on 10/27/2016 | 3.1 | 26019 | 152.45 | 170.7 | 8.79 | 0.95 | 5026 | 84.4
PRQMV6J2 | MAVERICK ENERGY SOLUTIONS INTERNATIONAL | Maverick Energy Solutions International | MES-HBD-03-200WH 5700K | Indoor Luminaires | High-Bay | High-Bay Luminaires for Commercial and Industrial Buildings | Standard | FALSE | [9 empty] | 42543 | Not Dimmable | Not Dimmable | No |  | 3 | 21202 | 100.06 | 211.9 | 14.47 | 0.9348 | 5700 | 83.6
PN8PRYDA | MAVERICK ENERGY SOLUTIONS INTERNATIONAL | Maverick Energy Solutions International | MES-HBD-03-150WH 5700K | Indoor Luminaires | High-Bay | High-Bay Luminaires for Commercial and Industrial Buildings | Standard | FALSE | [9 empty] | 42543 | Not Dimmable | Not Dimmable | No |  | 3 | 15910 | 102.25 | 155.6 | 16.81 | 0.9315 | 5700 | 83.4
P47PYR4V | MAVERICK ENERGY SOLUTIONS INTERNATIONAL | Maverick Energy Solutions International | MES-HBD-100W 5700K | Indoor Luminaires | High-Bay | Low-Bay Luminaires for Commercial and Industrial Buildings | Standard | FALSE | [9 empty] | 42543 | Not Dimmable | Not Dimmable | NotYetVerified |  | 3 | 10000 | 100 | 100 |  |  | 5700 | 70
PCS8M57K | MAVERICK ENERGY SOLUTIONS INTERNATIONAL | Maverick Energy Solutions International | MES-HBD-03-150WH 5000K | Indoor Luminaires | High-Bay | High-Bay Luminaires for Commercial and Industrial Buildings | Standard | FALSE | [9 empty] | 42543 | Not Dimmable | Not Dimmable | No |  | 3 | 15255 | 99.71 | 153 | 16.59 | 0.913 | 5000 | 83.7
PG9R76F1 | MAVERICK ENERGY SOLUTIONS INTERNATIONAL | Maverick Energy Solutions International | MES-HBD-03-200WH 5000K | Indoor Luminaires | High-Bay | High-Bay Luminaires for Commercial and Industrial Buildings | Standard | FALSE | [9 empty] | 42543 | Not Dimmable | Not Dimmable | No |  | 3 | 20390 | 98.79 | 206.4 | 14.85 | 0.9196 | 5000 | 83.7
PHBN2MZT | MAVERICK ENERGY SOLUTIONS INTERNATIONAL | Maverick Energy Solutions International | MES-HBD-100W 5000K | Indoor Luminaires | High-Bay | Low-Bay Luminaires for Commercial and Industrial Buildings | Standard | FALSE | [9 empty] | 42543 | Not Dimmable | Not Dimmable | NotYetVerified |  | 3 | 10000 | 100 | 100 |  |  | 5000 | 70
P45NMQ4N | MAVERICK ENERGY SOLUTIONS INTERNATIONAL | Maverick Energy Solutions International | MES-HBD-03-150WH 4500K | Indoor Luminaires | High-Bay | High-Bay Luminaires for Commercial and Industrial Buildings | Standard | FALSE | [9 empty] | 42543 | Not Dimmable | Not Dimmable | No |  | 3 | 15255 | 99.71 | 153 | 16.59 | 0.913 | 4500 | 83.7
P2JBR7UP | MAVERICK ENERGY SOLUTIONS INTERNATIONAL | Maverick Energy Solutions International | MES-HBD-03-200WH 4500K | Indoor Luminaires | High-Bay | High-Bay Luminaires for Commercial and Industrial Buildings | Standard | FALSE | [9 empty] | 42543 | Not Dimmable | Not Dimmable | No |  | 3 | 20390 | 98.79 | 206.4 | 14.85 | 0.9196 | 4500 | 83.7
PGRV7U1C | MAVERICK ENERGY SOLUTIONS INTERNATIONAL | Maverick Energy Solutions International | MES-HBD-100W 4500K | Indoor Luminaires | High-Bay | Low-Bay Luminaires for Commercial and Industrial Buildings | Standard | FALSE | [9 empty] | 42543 | Not Dimmable | Not Dimmable | NotYetVerified |  | 3 | 10000 | 100 | 100 |  |  | 4500 | 70
P3DAPJEU | DuraComm Corporation | DuraBay | DBL-4-35K-120-CA-[CRMMBRPEN]-[120-277]-40 | Indoor Luminaires | High-Bay | Low-Bay Luminaires for Commercial and Industrial Buildings | Premium | FALSE | [9 empty] | 42542 |  |  | Yes | Updated on 3/30/2017 | 4.1 | 5700 | 130.29 | 43.75 | 13.6 | 0.93 | 3500 | 70
PASSSF9D | XtraLight Manufacturing Ltd. | XtraLight | LHH-22000L-40K-UNV-T | Indoor Luminaires | High-Bay | High-Bay Luminaires for Commercial and Industrial Buildings | Premium | TRUE | 20405 | 108.1 | 188.66 | 10.64 | 0.969 | 3975 | 72.53 | 5 | 50000 | 42542 |  |  | Yes |  | 3.1 | 20405 | 108.16 | 188.66 | 4.94 | 0.999 | 3975 | 72.53
PTS3Q8BT | XtraLight Manufacturing Ltd. | XtraLight | LHH-22000L-40K-UNV-A | Indoor Luminaires | High-Bay | High-Bay Aisle Luminaires | Premium | TRUE | 20642 | 109.4 | 188.62 | 10.56 | 0.969 | 3967 | 72.99 | 5 | 50000 | 42542 |  |  | Yes |  | 3.1 | 20642 | 109.4 | 188.68 | 4.9 | 0.999 | 3967 | 72.99
PFZC7YJB | XtraLight Manufacturing Ltd. | XtraLight | LHH-22000L-40K-UNV-S | Indoor Luminaires | High-Bay | High-Bay Luminaires for Commercial and Industrial Buildings | Standard | TRUE | 19155 | 101.8 | 188.23 | 10.55 | 0.969 | 3984 | 72.99 | 5 | 50000 | 42542 |  |  | Yes |  | 3.1 | 19155 | 101.76 | 188.23 | 4.99 | 0.999 | 3984 | 72.99
PZ2MN7NU | ICEPIPE Corporation | ICEPIPE | CD4000-400W-B3E-3000K-DP2 | Indoor Luminaires | High-Bay | High-Bay Luminaires for Commercial and Industrial Buildings | Standard | TRUE | 34314 | 88.1 | 380.5 | 19.64 | 0.958 | 3117 | 80.2 | 5 | 50000 | 42542 |  |  | No |  | 3.1 | 34303 | 88.2 | 389.1 | 10.71 | 0.99 | 3117 | 80.2
P38ZHBTX | ICEPIPE Corporation | ICEPIPE | CD4000-400W-B3E-5700K-DP2 | Indoor Luminaires | High-Bay | High-Bay Luminaires for Commercial and Industrial Buildings | Standard | TRUE | 33901 | 88.2 | 374.5 | 20.48 | 0.955 | 5486 | 83.1 | 5 | 50000 | 42542 |  |  | No |  | 3.1 | 33903 | 88.2 | 384.5 | 10.42 | 0.99 | 5486 | 83.12
PG2SVAE3 | James Trading Company Limited | JAMES | ZY-H3-225W XDZ 3000K PREMIUM | Indoor Luminaires | High-Bay | High-Bay Luminaires for Commercial and Industrial Buildings | Premium | TRUE | 31266 | 138.41 | 225.9 | 8.35 | 0.95 | 3102 | 81.6 | 5 | 50000 | 42542 |  |  | No |  | 4 | 31266 | 138.41 | 225 | 20 | 0.9 | 3000 | 84.5
PAVK3U9B | GE Lighting Solutions | Albeo | ABR1[0 1 2 3 4 5 D]2H47BxNxxxx | Indoor Luminaires | High-Bay | High-Bay Luminaires for Commercial and Industrial Buildings | Premium | TRUE | 20809.9 | 115.3 | 180.5 | 9.9 | 0.95 | 3965 | 74 | 5 | 100000 | 42542 |  |  | Yes |  | 3.1 | 20300 | 114 | 178 | 20 | 0.9 | 4000 | 70
P2BMBYJS | GE Lighting Solutions | Albeo | ABR1[0 1 2 3 4 5 D]1H47BxNxxxx | Indoor Luminaires | High-Bay | High-Bay Luminaires for Commercial and Industrial Buildings | Premium | TRUE | 10571.8 | 117 | 90.4 | 9.8 | 0.95 | 3958 | 73.9 | 5 | 100000 | 42542 |  |  | Yes |  | 3.1 | 10400 | 115.6 | 90 | 20 | 0.9 | 4000 | 70
PB6WJP8K | XtraLight Manufacturing Ltd. | XtraLight | LHH-18000L-40K-UNV-S | Indoor Luminaires | High-Bay | High-Bay Luminaires for Commercial and Industrial Buildings | Premium | TRUE | 15513 | 111.9 | 138.58 | 7.79 | 0.946 | 3914 | 72.87 | 5 | 50000 | 42542 |  |  | Yes |  | 3.1 | 15513 | 111.9 | 138.63 | 7.79 | 0.999 | 3914 | 72.87
PWYAZ8SQ | XtraLight Manufacturing Ltd. | XtraLight | LHH-18000L-50K-UNV-S | Indoor Luminaires | High-Bay | High-Bay Luminaires for Commercial and Industrial Buildings | Premium | TRUE | 16000 | 115 | 139.06 | 7.2 | 0.945 | 5013 | 72.74 | 5 | 50000 | 42542 |  |  | Yes |  | 3.1 | 16000 | 115.06 | 139.06 | 6.26 | 0.999 | 5013 | 72.74
PBX8G6FU | Nuwave LLC | ALSET | LBC-11L-35K-UL | Indoor Luminaires | High-Bay | High-Bay Luminaires for Commercial and Industrial Buildings | Premium | TRUE | 10989 | 112.57 | 97.62 | 13.11 | 0.9262 | 3322 | 90.4 | 5 | 50000 | 42542 |  |  | No |  | 3.1 | 10989 | 112.57 | 97.62 | 13.11 | 0.926 | 3500 | 90.4
PKDK3ZAR | FOSHAN INNOVATIVE LIGHTING | Innovative | LL-524802B | Indoor Luminaires | High-Bay | Low-Bay Luminaires for Commercial and Industrial Buildings | Standard | TRUE | 5217.64 | 103.76 | 50.33 | 22.74 | 0.873 | 5206 | 85.1 | 5 | 50000 | 42542 |  |  | No |  | 3.1 | 5460 | 105 | 52 | 25 | 0.9 | 5000 | 80
P224SM8R | XtraLight Manufacturing Ltd. | XtraLight | LHH-18000L-50K-UNV-A | Indoor Luminaires | High-Bay | High-Bay Aisle Luminaires | Premium | FALSE | [9 empty] | 42542 |  |  | Yes |  | 3.1 | 17128 | 123.01 | 139.24 | 6.29 | 0.999 | 4994 | 72.59
P8BWB1EN | XtraLight Manufacturing Ltd. | XtraLight | LHH-18000L-50K-UNV-N | Indoor Luminaires | High-Bay | High-Bay Luminaires for Commercial and Industrial Buildings | Premium | FALSE | [9 empty] | 42542 |  |  | Yes |  | 3.1 | 17841 | 127.9 | 139.49 | 6.24 | 0.999 | 4984 | 72.53
P8JQMKVQ | XtraLight Manufacturing Ltd. | XtraLight | LHH-22000L-50K-UNV-S | Indoor Luminaires | High-Bay | High-Bay Luminaires for Commercial and Industrial Buildings | Standard | FALSE | [9 empty] | 42542 |  |  | Yes |  | 3.1 | 19952 | 106.94 | 186.57 | 4.7 | 0.999 | 4967 | 73.63
PVGEUDHZ | XtraLight Manufacturing Ltd. | XtraLight | LHH-22000L-50K-UNV-A | Indoor Luminaires | High-Bay | High-Bay Aisle Luminaires | Premium | FALSE | [9 empty] | 42542 |  |  | Yes |  | 3.1 | 21278 | 114.06 | 186.55 | 4.63 | 0.999 | 4967 | 73.35
PGN6PE3Q | XtraLight Manufacturing Ltd. | XtraLight | LHH-22000L-50K-UNV-N | Indoor Luminaires | High-Bay | High-Bay Luminaires for Commercial and Industrial Buildings | Premium | FALSE | [9 empty] | 42542 |  |  | Yes |  | 3.1 | 22169 | 118.89 | 186.46 | 4.74 | 0.999 | 4956 | 73.32
PMJMBAJR | XtraLight Manufacturing Ltd. | XtraLight | LHH-22000L-50K-UNV-T | Indoor Luminaires | High-Bay | High-Bay Luminaires for Commercial and Industrial Buildings | Premium | FALSE | [9 empty] | 42542 |  |  | Yes |  | 3.1 | 21341 | 113.3 | 188.44 | 4.92 | 0.999 | 4951 | 74.31
PHCUNK6A | XtraLight Manufacturing Ltd. | XtraLight | LHH-18000L-50K-UNV-T | Indoor Luminaires | High-Bay | High-Bay Luminaires for Commercial and Industrial Buildings | Premium | FALSE | [9 empty] | 42542 |  |  | Yes |  | 3.1 | 16910 | 121.7 | 138.98 | 6.09 | 0.999 | 4886 | 74.13
PAEGFE84 | XtraLight Manufacturing Ltd. | XtraLight | LHH-18000L-40K-UNV-N | Indoor Luminaires | High-Bay | High-Bay Luminaires for Commercial and Industrial Buildings | Premium | FALSE | [9 empty] | 42542 |  |  | Yes |  | 3.1 | 17128.33 | 121.7 | 140.74 | 6.25 | 0.999 | 4000 | 70
P4HHKXMC | XtraLight Manufacturing Ltd. | XtraLight | LHH-18000L-40K-UNV-A | Indoor Luminaires | High-Bay | High-Bay Aisle Luminaires | Premium | FALSE | [9 empty] | 42542 |  |  | Yes |  | 3.1 | 16443.81 | 117.05 | 140.48 | 6.25 | 0.999 | 4000 | 70
P68ERAV7 | XtraLight Manufacturing Ltd. | XtraLight | LHH-18000L-40K-UNV-T | Indoor Luminaires | High-Bay | High-Bay Luminaires for Commercial and Industrial Buildings | Premium | FALSE | [9 empty] | 42542 |  |  | Yes |  | 3.1 | 16234.52 | 115.81 | 140.19 | 6.25 | 0.999 | 4000 | 70
PWK7JZA3 | XtraLight Manufacturing Ltd. | XtraLight | LHH-22000L-40K-UNV-N | Indoor Luminaires | High-Bay | High-Bay Luminaires for Commercial and Industrial Buildings | Premium | FALSE | [9 empty] | 42542 |  |  | Yes |  | 3.1 | 21330 | 112.64 | 189.37 | 4.87 | 0.999 | 3968 | 72.35
PJDX153M | James Trading Company Limited | JAMES | ZY-H3-225W XNZ 5700K PREMIUM | Indoor Luminaires | High-Bay | High-Bay Luminaires for Commercial and Industrial Buildings | Premium | FALSE | [9 empty] | 42542 |  |  | No |  | 4 | 32000 | 142 | 225 | 20 | 0.9 | 5700 | 84.5
PPBQHF53 | James Trading Company Limited | JAMES | ZY-H3-225W XDZ 5700K PREMIUM | Indoor Luminaires | High-Bay | High-Bay Luminaires for Commercial and Industrial Buildings | Premium | FALSE | [9 empty] | 42542 |  |  | No |  | 4 | 32000 | 142 | 225 | 20 | 0.9 | 5700 | 84.5
P18VEYUW | James Trading Company Limited | JAMES | ZY-H3-225W XNZ 5000K PREMIUM | Indoor Luminaires | High-Bay | High-Bay Luminaires for Commercial and Industrial Buildings | Premium | FALSE | [9 empty] | 42542 |  |  | No |  | 4 | 32000 | 142 | 225 | 20 | 0.9 | 5000 | 84.5
PEBZ642M | James Trading Company Limited | JAMES | ZY-H3-225W XDZ 5000K PREMIUM | Indoor Luminaires | High-Bay | High-Bay Luminaires for Commercial and Industrial Buildings | Premium | FALSE | [9 empty] | 42542 |  |  | No |  | 4 | 32000 | 142 | 225 | 20 | 0.9 | 5000 | 84.5
PT7RAHNK | James Trading Company Limited | JAMES | ZY-H3-225W XNZ 4500K PREMIUM | Indoor Luminaires | High-Bay | High-Bay Luminaires for Commercial and Industrial Buildings | Premium | FALSE | [9 empty] | 42542 |  |  | No |  | 4 | 31725 | 141 | 225 | 20 | 0.9 | 4500 | 84.5
PZCTGCEN | James Trading Company Limited | JAMES | ZY-H3-225W XDZ 4500K PREMIUM | Indoor Luminaires | High-Bay | High-Bay Luminaires for Commercial and Industrial Buildings | Premium | FALSE | [9 empty] | 42542 |  |  | No |  | 4 | 31725 | 141 | 225 | 20 | 0.9 | 4500 | 84.5
PZ8N89QP | James Trading Company Limited | JAMES | ZY-H3-225W XNZ 4000K PREMIUM | Indoor Luminaires | High-Bay | High-Bay Luminaires for Commercial and Industrial Buildings | Premium | FALSE | [9 empty] | 42542 |  |  | No |  | 4 | 31725 | 141 | 225 | 20 | 0.9 | 4000 | 84.5
PY2N3KUM | James Trading Company Limited | JAMES | ZY-H3-225W XDZ 4000K PREMIUM | Indoor Luminaires | High-Bay | High-Bay Luminaires for Commercial and Industrial Buildings | Premium | FALSE | [9 empty] | 42542 |  |  | No |  | 4 | 31725 | 141 | 225 | 20 | 0.9 | 4000 | 84.5
P4C3NKXT | James Trading Company Limited | JAMES | ZY-H3-225W XNZ 3500K PREMIUM | Indoor Luminaires | High-Bay | High-Bay Luminaires for Commercial and Industrial Buildings | Premium | FALSE | [9 empty] | 42542 |  |  | No |  | 4 | 31266 | 138.41 | 225 | 20 | 0.9 | 3500 | 84.5
PTVXM4AY | James Trading Company Limited | JAMES | ZY-H3-225W XDZ 3500K PREMIUM | Indoor Luminaires | High-Bay | High-Bay Luminaires for Commercial and Industrial Buildings | Premium | FALSE | [9 empty] | 42542 |  |  | No |  | 4 | 31266 | 138.41 | 225 | 20 | 0.9 | 3500 | 84.5
PC3QVMJV | James Trading Company Limited | JAMES | ZY-H3-225W XNZ 3000K PREMIUM | Indoor Luminaires | High-Bay | High-Bay Luminaires for Commercial and Industrial Buildings | Premium | FALSE | [9 empty] | 42542 |  |  | No |  | 4 | 31266 | 138.41 | 225 | 20 | 0.9 | 3000 | 84.5
P4H782XY | GE Lighting Solutions | Albeo | ABR1[0 1 2 3 4 5 D]4H57AxNxxxx | Indoor Luminaires | High-Bay | High-Bay Luminaires for Commercial and Industrial Buildings | Premium | FALSE | [9 empty] | 42542 | Not Dimmable | Not Dimmable | Yes |  | 3 | 44000 | 123.6 | 356 | 20 | 0.9 | 5000 | 70
PZSGFP82 | GE Lighting Solutions | Albeo | ABR1[0 1 2 3 4 5 D]4H57CxNxxxx | Indoor Luminaires | High-Bay | High-Bay Luminaires for Commercial and Industrial Buildings | Premium | FALSE | [9 empty] | 42542 |  |  | Yes |  | 3 | 43200 | 121.3 | 356 | 20 | 0.9 | 5000 | 70
PR5X2CAZ | GE Lighting Solutions | Albeo | ABR1[0 1 2 3 4 5 D]4H57DxNxxxx | Indoor Luminaires | High-Bay | High-Bay Luminaires for Commercial and Industrial Buildings | Premium | FALSE | [9 empty] | 42542 |  |  | Yes |  | 3 | 41600 | 116.9 | 356 | 20 | 0.9 | 5000 | 70
PJKN7QZR | GE Lighting Solutions | Albeo | ABR1[0 1 2 3 4 5 D]4H57BxNxxxx | Indoor Luminaires | High-Bay | High-Bay Luminaires for Commercial and Industrial Buildings | Premium | FALSE | [9 empty] | 42542 |  |  | Yes |  | 3 | 40700 | 114.3 | 356 | 20 | 0.9 | 5000 | 70
PN6TBYJS | GE Lighting Solutions | Albeo | ABR1[0 1 2 3 4 5 D]4T57AxNxxxx | Indoor Luminaires | High-Bay | High-Bay Luminaires for Commercial and Industrial Buildings | Premium | FALSE | [9 empty] | 42542 |  |  | Yes |  | 3 | 33300 | 133.2 | 250 | 20 | 0.9 | 5000 | 70
PCCKHZ9E | GE Lighting Solutions | Albeo | ABR1[0 1 2 3 4 5 D]4T57CxNxxxx | Indoor Luminaires | High-Bay | High-Bay Luminaires for Commercial and Industrial Buildings | Premium | FALSE | [9 empty] | 42542 | Not Dimmable | Not Dimmable | Yes |  | 3 | 32700 | 130.8 | 250 | 20 | 0.9 | 5000 | 70
PHNQFTC3 | GE Lighting Solutions | Albeo | ABR1[0 1 2 3 4 5 D]4T57DxNxxxx | Indoor Luminaires | High-Bay | High-Bay Luminaires for Commercial and Industrial Buildings | Premium | FALSE | [9 empty] | 42542 |  |  | Yes |  | 3 | 31500 | 126 | 250 | 20 | 0.9 | 5000 | 70
PMP36FB4 | GE Lighting Solutions | Albeo | ABR1[0 1 2 3 4 5 D]4T57BxNxxxx | Indoor Luminaires | High-Bay | High-Bay Luminaires for Commercial and Industrial Buildings | Premium | FALSE | [9 empty] | 42542 |  |  | Yes |  | 3 | 30800 | 123.2 | 250 | 20 | 0.9 | 5000 | 70
PFAFWH7M | GE Lighting Solutions | Albeo | ABR1[0 1 2 3 4 5 D]2H57AxNxxxx | Indoor Luminaires | High-Bay | High-Bay Luminaires for Commercial and Industrial Buildings | Premium | FALSE | [9 empty] | 42542 |  |  | Yes |  | 3 | 22000 | 123.6 | 178 | 20 | 0.9 | 5000 | 70
PU9DJEA6 | GE Lighting Solutions | Albeo | ABR1[0 1 2 3 4 5 D]2H57CxNxxxx | Indoor Luminaires | High-Bay | High-Bay Luminaires for Commercial and Industrial Buildings | Premium | FALSE | [9 empty] | 42542 |  |  | Yes |  | 3 | 21600 | 121.3 | 178 | 20 | 0.9 | 5000 | 70
PTU3EUME | GE Lighting Solutions | Albeo | ABR1[0 1 2 3 4 5 D]2H57DxNxxxx | Indoor Luminaires | High-Bay | High-Bay Luminaires for Commercial and Industrial Buildings | Premium | FALSE | [9 empty] | 42542 |  |  | Yes |  | 3 | 20800 | 116.9 | 178 | 20 | 0.9 | 5000 | 70
P32MX5KA | GE Lighting Solutions | Albeo | ABR1[0 1 2 3 4 5 D]2H57BxNxxxx | Indoor Luminaires | High-Bay | High-Bay Luminaires for Commercial and Industrial Buildings | Premium | FALSE | [9 empty] | 42542 | Not Dimmable | Not Dimmable | Yes |  | 3 | 20300 | 114 | 178 | 20 | 0.9 | 5000 | 70
PZXVZVSQ | GE Lighting Solutions | Albeo | ABR1[0 1 2 3 4 5 D]2T57AxNxxxx | Indoor Luminaires | High-Bay | High-Bay Luminaires for Commercial and Industrial Buildings | Premium | FALSE | [9 empty] | 42542 |  |  | Yes |  | 3 | 16700 | 133.6 | 125 | 20 | 0.9 | 5000 | 70
PEPEZ63U | GE Lighting Solutions | Albeo | ABR1[0 1 2 3 4 5 D]2T57CxNxxxx | Indoor Luminaires | High-Bay | High-Bay Luminaires for Commercial and Industrial Buildings | Premium | FALSE | [9 empty] | 42542 |  |  | Yes |  | 3 | 16300 | 130.4 | 125 | 20 | 0.9 | 5000 | 70
P7KFWJ41 | GE Lighting Solutions | Albeo | ABR1[0 1 2 3 4 5 D]2T57DxNxxxx | Indoor Luminaires | High-Bay | High-Bay Luminaires for Commercial and Industrial Buildings | Premium | FALSE | [9 empty] | 42542 | Not Dimmable | Not Dimmable | Yes |  | 3 | 15800 | 126.4 | 125 | 20 | 0.9 | 5000 | 70
P857DNQ7 | GE Lighting Solutions | Albeo | ABR1[0 1 2 3 4 5 D]2T57BxNxxxx | Indoor Luminaires | High-Bay | High-Bay Luminaires for Commercial and Industrial Buildings | Premium | FALSE | [9 empty] | 42542 | Not Dimmable | Not Dimmable | Yes |  | 3 | 15400 | 123.2 | 125 | 20 | 0.9 | 5000 | 70
PS5SKQDJ | GE Lighting Solutions | Albeo | ABR1[0 1 2 3 4 5 D]1H57AxNxxxx | Indoor Luminaires | High-Bay | High-Bay Luminaires for Commercial and Industrial Buildings | Premium | FALSE | [9 empty] | 42542 |  |  | Yes |  | 3 | 11300 | 125.6 | 90 | 20 | 0.9 | 5000 | 70
PXK2KZK5 | GE Lighting Solutions | Albeo | ABR1[0 1 2 3 4 5 D]1H57CxNxxxx | Indoor Luminaires | High-Bay | High-Bay Luminaires for Commercial and Industrial Buildings | Premium | FALSE | [9 empty] | 42542 |  |  | Yes |  | 3 | 11100 | 123.3 | 90 | 20 | 0.9 | 5000 | 70
P6D5V815 | GE Lighting Solutions | Albeo | ABR1[0 1 2 3 4 5 D]1H57DxNxxxx | Indoor Luminaires | High-Bay | High-Bay Luminaires for Commercial and Industrial Buildings | Premium | FALSE | [9 empty] | 42542 | Not Dimmable | Not Dimmable | Yes |  | 3 | 10700 | 118.9 | 90 | 20 | 0.9 | 5000 | 70
PHRW3CN6 | GE Lighting Solutions | Albeo | ABR1[0 1 2 3 4 5 D]1H57BxNxxxx | Indoor Luminaires | High-Bay | High-Bay Luminaires for Commercial and Industrial Buildings | Premium | FALSE | [9 empty] | 42542 |  |  | Yes |  | 3 | 10400 | 115.6 | 90 | 20 | 0.9 | 5000 | 70
PW25DNHC | GE Lighting Solutions | Albeo | ABR1[0 1 2 3 4 5 D]1T57AxNxxxx | Indoor Luminaires | High-Bay | Low-Bay Luminaires for Commercial and Industrial Buildings | Premium | FALSE | [9 empty] | 42542 |  |  | Yes |  | 3 | 8400 | 131.25 | 64 | 20 | 0.9 | 5000 | 70
PE9H5AW9 | GE Lighting Solutions | Albeo | ABR1[0 1 2 3 4 5 D]1T57CxNxxxx | Indoor Luminaires | High-Bay | Low-Bay Luminaires for Commercial and Industrial Buildings | Premium | FALSE | [9 empty] | 42542 |  |  | Yes |  | 3 | 8300 | 129.7 | 64 | 20 | 0.9 | 5000 | 70
PHQXGCD4 | GE Lighting Solutions | Albeo | ABR1[0 1 2 3 4 5 D]1T57DxNxxxx | Indoor Luminaires | High-Bay | Low-Bay Luminaires for Commercial and Industrial Buildings | Premium | FALSE | [9 empty] | 42542 |  |  | Yes |  | 3 | 8000 | 125 | 64 | 20 | 0.9 | 5000 | 70
P58ZWG72 | GE Lighting Solutions | Albeo | ABR1[0 1 2 3 4 5 D]1T57BxNxxxx | Indoor Luminaires | High-Bay | Low-Bay Luminaires for Commercial and Industrial Buildings | Premium | FALSE | [9 empty] | 42542 | Not Dimmable | Not Dimmable | Yes |  | 3 | 7800 | 121.9 | 64 | 20 | 0.9 | 5000 | 70
PUD6GUZ2 | GE Lighting Solutions | Albeo | ABR1[0 1 2 3 4 5 D]4H57AxVxxxx | Indoor Luminaires | High-Bay | High-Bay Luminaires for Commercial and Industrial Buildings | Premium | FALSE | [9 empty] | 42542 |  |  | Yes |  | 3 | 44000 | 123.6 | 356 | 20 | 0.9 | 5000 | 70
PSN7FJ3V | GE Lighting Solutions | Albeo | ABR1[0 1 2 3 4 5 D]4H57CxVxxxx | Indoor Luminaires | High-Bay | High-Bay Luminaires for Commercial and Industrial Buildings | Premium | FALSE | [9 empty] | 42542 |  |  | Yes |  | 3 | 43200 | 121.3 | 356 | 20 | 0.9 | 5000 | 70
PZ6Q5C72 | GE Lighting Solutions | Albeo | ABR1[0 1 2 3 4 5 D]4H57DxVxxxx | Indoor Luminaires | High-Bay | High-Bay Luminaires for Commercial and Industrial Buildings | Premium | FALSE | [9 empty] | 42542 |  |  | Yes |  | 3 | 41600 | 116.9 | 356 | 20 | 0.9 | 5000 | 70
PBCJ3YGF | GE Lighting Solutions | Albeo | ABR1[0 1 2 3 4 5 D]4H57BxVxxxx | Indoor Luminaires | High-Bay | High-Bay Luminaires for Commercial and Industrial Buildings | Premium | FALSE | [9 empty] | 42542 | Dimmable | Continuous Below 10 | Yes |  | 3 | 40700 | 114.3 | 356 | 20 | 0.9 | 5000 | 70
PZ5TDDX6 | GE Lighting Solutions | Albeo | ABR1[0 1 2 3 4 5 D]4T57AxVxxxx | Indoor Luminaires | High-Bay | High-Bay Luminaires for Commercial and Industrial Buildings | Premium | FALSE | [9 empty] | 42542 |  |  | Yes |  | 3 | 33300 | 133.2 | 250 | 20 | 0.9 | 5000 | 70
PKB3M8FT | GE Lighting Solutions | Albeo | ABR1[0 1 2 3 4 5 D]4T57CxVxxxx | Indoor Luminaires | High-Bay | High-Bay Luminaires for Commercial and Industrial Buildings | Premium | FALSE | [9 empty] | 42542 |  |  | Yes |  | 3 | 32700 | 130.8 | 250 | 20 | 0.9 | 5000 | 70
PD8VTFV8 | GE Lighting Solutions | Albeo | ABR1[0 1 2 3 4 5 D]4T57DxVxxxx | Indoor Luminaires | High-Bay | High-Bay Luminaires for Commercial and Industrial Buildings | Premium | FALSE | [9 empty] | 42542 | Dimmable | Continuous Below 10 | Yes |  | 3 | 31500 | 126 | 250 | 20 | 0.9 | 5000 | 70
PP7B9XGJ | GE Lighting Solutions | Albeo | ABR1[0 1 2 3 4 5 D]4T57BxVxxxx | Indoor Luminaires | High-Bay | High-Bay Luminaires for Commercial and Industrial Buildings | Premium | FALSE | [9 empty] | 42542 |  |  | Yes |  | 3 | 30800 | 123.2 | 250 | 20 | 0.9 | 5000 | 70
P95Q8QB7 | GE Lighting Solutions | Albeo | ABR1[0 1 2 3 4 5 D]2H57AxVxxxx | Indoor Luminaires | High-Bay | High-Bay Luminaires for Commercial and Industrial Buildings | Premium | FALSE | [9 empty] | 42542 | Dimmable | Continuous Below 10 | Yes |  | 3 | 22000 | 123.6 | 178 | 20 | 0.9 | 5000 | 70
P3N4YGQX | GE Lighting Solutions | Albeo | ABR1[0 1 2 3 4 5 D]2H57CxVxxxx | Indoor Luminaires | High-Bay | High-Bay Luminaires for Commercial and Industrial Buildings | Premium | FALSE | [9 empty] | 42542 | Dimmable | Continuous Below 10 | Yes |  | 3 | 21600 | 121.3 | 178 | 20 | 0.9 | 5000 | 70
PPWSQNC8 | GE Lighting Solutions | Albeo | ABR1[0 1 2 3 4 5 D]2H57DxVxxxx | Indoor Luminaires | High-Bay | High-Bay Luminaires for Commercial and Industrial Buildings | Premium | FALSE | [9 empty] | 42542 |  |  | Yes |  | 3 | 20800 | 116.9 | 178 | 20 | 0.9 | 5000 | 70
PHVM8EW6 | GE Lighting Solutions | Albeo | ABR1[0 1 2 3 4 5 D]2H57BxVxxxx | Indoor Luminaires | High-Bay | High-Bay Luminaires for Commercial and Industrial Buildings | Premium | FALSE | [9 empty] | 42542 |  |  | Yes |  | 3 | 20300 | 114 | 178 | 20 | 0.9 | 5000 | 70
P8U3SUK3 | GE Lighting Solutions | Albeo | ABR1[0 1 2 3 4 5 D]2T57AxVxxxx | Indoor Luminaires | High-Bay | High-Bay Luminaires for Commercial and Industrial Buildings | Premium | FALSE | [9 empty] | 42542 | Dimmable | Continuous Below 10 | Yes |  | 3 | 16700 | 133.6 | 125 | 20 | 0.9 | 5000 | 70
P45M3V67 | GE Lighting Solutions | Albeo | ABR1[0 1 2 3 4 5 D]2T57CxVxxxx | Indoor Luminaires | High-Bay | High-Bay Luminaires for Commercial and Industrial Buildings | Premium | FALSE | [9 empty] | 42542 | Dimmable | Continuous Below 10 | Yes |  | 3 | 16300 | 130.4 | 125 | 20 | 0.9 | 5000 | 70
PJUR1YJ1 | GE Lighting Solutions | Albeo | ABR1[0 1 2 3 4 5 D]2T57DxVxxxx | Indoor Luminaires | High-Bay | High-Bay Luminaires for Commercial and Industrial Buildings | Premium | FALSE | [9 empty] | 42542 |  |  | Yes |  | 3 | 15800 | 126.4 | 125 | 20 | 0.9 | 5000 | 70
P973FMNR | GE Lighting Solutions | Albeo | ABR1[0 1 2 3 4 5 D]2T57BxVxxxx | Indoor Luminaires | High-Bay | High-Bay Luminaires for Commercial and Industrial Buildings | Premium | FALSE | [9 empty] | 42542 | Dimmable | Continuous Below 10 | Yes |  | 3 | 15400 | 123.2 | 125 | 20 | 0.9 | 5000 | 70
PC5AZGVQ | GE Lighting Solutions | Albeo | ABR1[0 1 2 3 4 5 D]1H57AxVxxxx | Indoor Luminaires | High-Bay | High-Bay Luminaires for Commercial and Industrial Buildings | Premium | FALSE | [9 empty] | 42542 | Dimmable | Continuous Below 10 | Yes |  | 3 | 11300 | 125.6 | 90 | 20 | 0.9 | 5000 | 70
P8QFSC6S | GE Lighting Solutions | Albeo | ABR1[0 1 2 3 4 5 D]1H57CxVxxxx | Indoor Luminaires | High-Bay | High-Bay Luminaires for Commercial and Industrial Buildings | Premium | FALSE | [9 empty] | 42542 | Dimmable | Continuous Below 10 | Yes |  | 3 | 11100 | 123.3 | 90 | 20 | 0.9 | 5000 | 70
PYESRAT5 | GE Lighting Solutions | Albeo | ABR1[0 1 2 3 4 5 D]1H57DxVxxxx | Indoor Luminaires | High-Bay | High-Bay Luminaires for Commercial and Industrial Buildings | Premium | FALSE | [9 empty] | 42542 |  |  | Yes |  | 3 | 10700 | 118.9 | 90 | 20 | 0.9 | 5000 | 70
PX6MWPB2 | GE Lighting Solutions | Albeo | ABR1[0 1 2 3 4 5 D]1H57BxVxxxx | Indoor Luminaires | High-Bay | High-Bay Luminaires for Commercial and Industrial Buildings | Premium | FALSE | [9 empty] | 42542 |  |  | Yes |  | 3 | 10400 | 115.6 | 90 | 20 | 0.9 | 5000 | 70
PSCC1CEK | GE Lighting Solutions | Albeo | ABR1[0 1 2 3 4 5 D]1T57AxVxxxx | Indoor Luminaires | High-Bay | Low-Bay Luminaires for Commercial and Industrial Buildings | Premium | FALSE | [9 empty] | 42542 |  |  | Yes |  | 3 | 8400 | 131.25 | 64 | 20 | 0.9 | 5000 | 70
PVGYJEHT | GE Lighting Solutions | Albeo | ABR1[0 1 2 3 4 5 D]1T57CxVxxxx | Indoor Luminaires | High-Bay | Low-Bay Luminaires for Commercial and Industrial Buildings | Premium | FALSE | [9 empty] | 42542 |  |  | Yes |  | 3 | 8300 | 129.7 | 64 | 20 | 0.9 | 5000 | 70
P7DR3836 | GE Lighting Solutions | Albeo | ABR1[0 1 2 3 4 5 D]1T57DxVxxxx | Indoor Luminaires | High-Bay | Low-Bay Luminaires for Commercial and Industrial Buildings | Premium | FALSE | [9 empty] | 42542 | Dimmable | Continuous Below 10 | Yes |  | 3 | 8000 | 125 | 64 | 20 | 0.9 | 5000 | 70
P16AH9U1 | GE Lighting Solutions | Albeo | ABR1[0 1 2 3 4 5 D]1T57BxVxxxx | Indoor Luminaires | High-Bay | Low-Bay Luminaires for Commercial and Industrial Buildings | Premium | FALSE | [9 empty] | 42542 | Dimmable | Continuous Below 10 | Yes |  | 3 | 7800 | 121.9 | 64 | 20 | 0.9 | 5000 | 70
P8RCBCHW | GE Lighting Solutions | Albeo | ABR1[0 1 2 3 4 5 D]4H47AxNxxxx | Indoor Luminaires | High-Bay | High-Bay Luminaires for Commercial and Industrial Buildings | Premium | FALSE | [9 empty] | 42542 | Not Dimmable | Not Dimmable | Yes |  | 3 | 44000 | 123.6 | 356 | 20 | 0.9 | 4000 | 70
PEZ1TQGM | GE Lighting Solutions | Albeo | ABR1[0 1 2 3 4 5 D]4H47CxNxxxx | Indoor Luminaires | High-Bay | High-Bay Luminaires for Commercial and Industrial Buildings | Premium | FALSE | [9 empty] | 42542 |  |  | Yes |  | 3 | 43200 | 121.3 | 356 | 20 | 0.9 | 4000 | 70
PDV15M22 | GE Lighting Solutions | Albeo | ABR1[0 1 2 3 4 5 D]4H47DxNxxxx | Indoor Luminaires | High-Bay | High-Bay Luminaires for Commercial and Industrial Buildings | Premium | FALSE | [9 empty] | 42542 | Not Dimmable | Not Dimmable | Yes |  | 3 | 41600 | 116.9 | 356 | 20 | 0.9 | 4000 | 70
PN9VH5KF | GE Lighting Solutions | Albeo | ABR1[0 1 2 3 4 5 D]4H47BxNxxxx | Indoor Luminaires | High-Bay | High-Bay Luminaires for Commercial and Industrial Buildings | Premium | FALSE | [9 empty] | 42542 |  |  | Yes |  | 3 | 40700 | 114.3 | 356 | 20 | 0.9 | 4000 | 70
PQ5YDMQQ | GE Lighting Solutions | Albeo | ABR1[0 1 2 3 4 5 D]4T47AxNxxxx | Indoor Luminaires | High-Bay | High-Bay Luminaires for Commercial and Industrial Buildings | Premium | FALSE | [9 empty] | 42542 |  |  | Yes |  | 3 | 33300 | 133.2 | 250 | 20 | 0.9 | 4000 | 70
PNW4277N | GE Lighting Solutions | Albeo | ABR1[0 1 2 3 4 5 D]4T47CxNxxxx | Indoor Luminaires | High-Bay | High-Bay Luminaires for Commercial and Industrial Buildings | Premium | FALSE | [9 empty] | 42542 |  |  | Yes |  | 3 | 32700 | 130.8 | 250 | 20 | 0.9 | 4000 | 70
PHD5TJE9 | GE Lighting Solutions | Albeo | ABR1[0 1 2 3 4 5 D]4T47DxNxxxx | Indoor Luminaires | High-Bay | High-Bay Luminaires for Commercial and Industrial Buildings | Premium | FALSE | [9 empty] | 42542 |  |  | Yes |  | 3 | 31500 | 126 | 250 | 20 | 0.9 | 4000 | 70
PPS9Y6PZ | GE Lighting Solutions | Albeo | ABR1[0 1 2 3 4 5 D]4T47BxNxxxx | Indoor Luminaires | High-Bay | High-Bay Luminaires for Commercial and Industrial Buildings | Premium | FALSE | [9 empty] | 42542 |  |  | Yes |  | 3 | 30800 | 123.2 | 250 | 20 | 0.9 | 4000 | 70
P13UJE93 | GE Lighting Solutions | Albeo | ABR1[0 1 2 3 4 5 D]2H47AxNxxxx | Indoor Luminaires | High-Bay | High-Bay Luminaires for Commercial and Industrial Buildings | Premium | FALSE | [9 empty] | 42542 | Not Dimmable | Not Dimmable | Yes |  | 3 | 22000 | 123.6 | 178 | 20 | 0.9 | 4000 | 70
P5Z8HU4D | GE Lighting Solutions | Albeo | ABR1[0 1 2 3 4 5 D]2H47CxNxxxx | Indoor Luminaires | High-Bay | High-Bay Luminaires for Commercial and Industrial Buildings | Premium | FALSE | [9 empty] | 42542 | Not Dimmable | Not Dimmable | Yes |  | 3 | 21600 | 121.3 | 178 | 20 | 0.9 | 4000 | 70
PWN82VVJ | GE Lighting Solutions | Albeo | ABR1[0 1 2 3 4 5 D]2H47DxNxxxx | Indoor Luminaires | High-Bay | High-Bay Luminaires for Commercial and Industrial Buildings | Premium | FALSE | [9 empty] | 42542 |  |  | Yes |  | 3 | 20800 | 116.9 | 178 | 20 | 0.9 | 4000 | 70
P8EYABSR | GE Lighting Solutions | Albeo | ABR1[0 1 2 3 4 5 D]2T47AxNxxxx | Indoor Luminaires | High-Bay | High-Bay Luminaires for Commercial and Industrial Buildings | Premium | FALSE | [9 empty] | 42542 | Not Dimmable | Not Dimmable | Yes |  | 3 | 16700 | 133.6 | 125 | 20 | 0.9 | 4000 | 70
PEK4Z3A9 | GE Lighting Solutions | Albeo | ABR1[0 1 2 3 4 5 D]2T47CxNxxxx | Indoor Luminaires | High-Bay | High-Bay Luminaires for Commercial and Industrial Buildings | Premium | FALSE | [9 empty] | 42542 |  |  | Yes |  | 3 | 16300 | 130.4 | 125 | 20 | 0.9 | 4000 | 70
P5SDYFVW | GE Lighting Solutions | Albeo | ABR1[0 1 2 3 4 5 D]2T47DxNxxxx | Indoor Luminaires | High-Bay | High-Bay Luminaires for Commercial and Industrial Buildings | Premium | FALSE | [9 empty] | 42542 |  |  | Yes |  | 3 | 15800 | 126.4 | 125 | 20 | 0.9 | 4000 | 70
PBRM9SP1 | GE Lighting Solutions | Albeo | ABR1[0 1 2 3 4 5 D]2T47BxNxxxx | Indoor Luminaires | High-Bay | High-Bay Luminaires for Commercial and Industrial Buildings | Premium | FALSE | [9 empty] | 42542 | Not Dimmable | Not Dimmable | Yes |  | 3 | 15400 | 123.2 | 125 | 20 | 0.9 | 4000 | 70
P556NZMM | GE Lighting Solutions | Albeo | ABR1[0 1 2 3 4 5 D]1H47AxNxxxx | Indoor Luminaires | High-Bay | High-Bay Luminaires for Commercial and Industrial Buildings | Premium | FALSE | [9 empty] | 42542 | Not Dimmable | Not Dimmable | Yes |  | 3 | 11300 | 125.6 | 90 | 20 | 0.9 | 4000 | 70
P52BB4DZ | GE Lighting Solutions | Albeo | ABR1[0 1 2 3 4 5 D]1H47CxNxxxx | Indoor Luminaires | High-Bay | High-Bay Luminaires for Commercial and Industrial Buildings | Premium | FALSE | [9 empty] | 42542 | Not Dimmable | Not Dimmable | Yes |  | 3 | 11100 | 123.3 | 90 | 20 | 0.9 | 4000 | 70
PV1EV3UF | GE Lighting Solutions | Albeo | ABR1[0 1 2 3 4 5 D]1H47DxNxxxx | Indoor Luminaires | High-Bay | High-Bay Luminaires for Commercial and Industrial Buildings | Premium | FALSE | [9 empty] | 42542 |  |  | Yes |  | 3 | 10700 | 118.9 | 90 | 20 | 0.9 | 4000 | 70
PMYFJWVG | GE Lighting Solutions | Albeo | ABR1[0 1 2 3 4 5 D]1T47AxNxxxx | Indoor Luminaires | High-Bay | Low-Bay Luminaires for Commercial and Industrial Buildings | Premium | FALSE | [9 empty] | 42542 |  |  | Yes |  | 3 | 8400 | 131.25 | 64 | 20 | 0.9 | 4000 | 70
PRB3K55F | GE Lighting Solutions | Albeo | ABR1[0 1 2 3 4 5 D]1T47CxNxxxx | Indoor Luminaires | High-Bay | Low-Bay Luminaires for Commercial and Industrial Buildings | Premium | FALSE | [9 empty] | 42542 |  |  | Yes |  | 3 | 8300 | 129.7 | 64 | 20 | 0.9 | 4000 | 70
P9MTPJHQ | GE Lighting Solutions | Albeo | ABR1[0 1 2 3 4 5 D]1T47DxNxxxx | Indoor Luminaires | High-Bay | Low-Bay Luminaires for Commercial and Industrial Buildings | Premium | FALSE | [9 empty] | 42542 | Not Dimmable | Not Dimmable | Yes |  | 3 | 8000 | 125 | 64 | 20 | 0.9 | 4000 | 70
P6HBSGVH | GE Lighting Solutions | Albeo | ABR1[0 1 2 3 4 5 D]1T47BxNxxxx | Indoor Luminaires | High-Bay | Low-Bay Luminaires for Commercial and Industrial Buildings | Premium | FALSE | [9 empty] | 42542 | Not Dimmable | Not Dimmable | Yes |  | 3 | 7800 | 121.9 | 64 | 20 | 0.9 | 4000 | 70
P3H5QX1A | GE Lighting Solutions | Albeo | ABR1[0 1 2 3 4 5 D]4H47AxVxxxx | Indoor Luminaires | High-Bay | High-Bay Luminaires for Commercial and Industrial Buildings | Premium | FALSE | [9 empty] | 42542 | Dimmable | Continuous Below 10 | Yes |  | 3 | 44000 | 123.6 | 356 | 20 | 0.9 | 4000 | 70
PV1K686R | GE Lighting Solutions | Albeo | ABR1[0 1 2 3 4 5 D]4H47CxVxxxx | Indoor Luminaires | High-Bay | High-Bay Luminaires for Commercial and Industrial Buildings | Premium | FALSE | [9 empty] | 42542 |  |  | Yes |  | 3 | 43200 | 121.3 | 356 | 20 | 0.9 | 4000 | 70
P8AJMJ3P | GE Lighting Solutions | Albeo | ABR1[0 1 2 3 4 5 D]4H47DxVxxxx | Indoor Luminaires | High-Bay | High-Bay Luminaires for Commercial and Industrial Buildings | Premium | FALSE | [9 empty] | 42542 | Dimmable | Continuous Below 10 | Yes |  | 3 | 41600 | 116.9 | 356 | 20 | 0.9 | 4000 | 70
PVX4DDR9 | GE Lighting Solutions | Albeo | ABR1[0 1 2 3 4 5 D]4H47BxVxxxx | Indoor Luminaires | High-Bay | High-Bay Luminaires for Commercial and Industrial Buildings | Premium | FALSE | [9 empty] | 42542 |  |  | Yes |  | 3 | 40700 | 114.3 | 356 | 20 | 0.9 | 4000 | 70
P5MZKABA | GE Lighting Solutions | Albeo | ABR1[0 1 2 3 4 5 D]4T47AxVxxxx | Indoor Luminaires | High-Bay | High-Bay Luminaires for Commercial and Industrial Buildings | Premium | FALSE | [9 empty] | 42542 | Dimmable | Continuous Below 10 | Yes |  | 3 | 33300 | 133.2 | 250 | 20 | 0.9 | 4000 | 70
PTFV59GY | GE Lighting Solutions | Albeo | ABR1[0 1 2 3 4 5 D]4T47CxVxxxx | Indoor Luminaires | High-Bay | High-Bay Luminaires for Commercial and Industrial Buildings | Premium | FALSE | [9 empty] | 42542 |  |  | Yes |  | 3 | 32700 | 130.8 | 250 | 20 | 0.9 | 4000 | 70
PDT2SYHP | GE Lighting Solutions | Albeo | ABR1[0 1 2 3 4 5 D]4T47DxVxxxx | Indoor Luminaires | High-Bay | High-Bay Luminaires for Commercial and Industrial Buildings | Premium | FALSE | [9 empty] | 42542 | Dimmable | Continuous Below 10 | Yes |  | 3 | 31500 | 126 | 250 | 20 | 0.9 | 4000 | 70
PBT3VJ2F | GE Lighting Solutions | Albeo | ABR1[0 1 2 3 4 5 D]4T47BxVxxxx | Indoor Luminaires | High-Bay | High-Bay Luminaires for Commercial and Industrial Buildings | Premium | FALSE | [9 empty] | 42542 | Dimmable | Continuous Below 10 | Yes |  | 3 | 30800 | 123.2 | 250 | 20 | 0.9 | 4000 | 70
PFY3XSHE | GE Lighting Solutions | Albeo | ABR1[0 1 2 3 4 5 D]2H47AxVxxxx | Indoor Luminaires | High-Bay | High-Bay Luminaires for Commercial and Industrial Buildings | Premium | FALSE | [9 empty] | 42542 |  |  | Yes |  | 3 | 22000 | 123.6 | 178 | 20 | 0.9 | 4000 | 70
PC3UR7D1 | GE Lighting Solutions | Albeo | ABR1[0 1 2 3 4 5 D]2H47CxVxxxx | Indoor Luminaires | High-Bay | High-Bay Luminaires for Commercial and Industrial Buildings | Premium | FALSE | [9 empty] | 42542 | Dimmable | Continuous Below 10 | Yes |  | 3 | 21600 | 121.3 | 178 | 20 | 0.9 | 4000 | 70
P8E8EKYD | GE Lighting Solutions | Albeo | ABR1[0 1 2 3 4 5 D]2H47DxVxxxx | Indoor Luminaires | High-Bay | High-Bay Luminaires for Commercial and Industrial Buildings | Premium | FALSE | [9 empty] | 42542 | Dimmable | Continuous Below 10 | Yes |  | 3 | 20800 | 116.9 | 178 | 20 | 0.9 | 4000 | 70
PXWUCT15 | GE Lighting Solutions | Albeo | ABR1[0 1 2 3 4 5 D]2H47BxVxxxx | Indoor Luminaires | High-Bay | High-Bay Luminaires for Commercial and Industrial Buildings | Premium | FALSE | [9 empty] | 42542 |  |  | Yes |  | 3 | 20300 | 114 | 178 | 20 | 0.9 | 4000 | 70
PVHPSKVK | GE Lighting Solutions | Albeo | ABR1[0 1 2 3 4 5 D]2T47AxVxxxx | Indoor Luminaires | High-Bay | High-Bay Luminaires for Commercial and Industrial Buildings | Premium | FALSE | [9 empty] | 42542 |  |  | Yes |  | 3 | 16700 | 133.6 | 125 | 20 | 0.9 | 4000 | 70
PJSRBPBK | GE Lighting Solutions | Albeo | ABR1[0 1 2 3 4 5 D]2T47CxVxxxx | Indoor Luminaires | High-Bay | High-Bay Luminaires for Commercial and Industrial Buildings | Premium | FALSE | [9 empty] | 42542 |  |  | Yes |  | 3 | 16300 | 130.4 | 125 | 20 | 0.9 | 4000 | 70
PZERUDDF | GE Lighting Solutions | Albeo | ABR1[0 1 2 3 4 5 D]2T47DxVxxxx | Indoor Luminaires | High-Bay | High-Bay Luminaires for Commercial and Industrial Buildings | Premium | FALSE | [9 empty] | 42542 |  |  | Yes |  | 3 | 15800 | 126.4 | 125 | 20 | 0.9 | 4000 | 70
P2RARM69 | GE Lighting Solutions | Albeo | ABR1[0 1 2 3 4 5 D]2T47BxVxxxx | Indoor Luminaires | High-Bay | High-Bay Luminaires for Commercial and Industrial Buildings | Premium | FALSE | [9 empty] | 42542 | Dimmable | Continuous Below 10 | Yes |  | 3 | 15400 | 123.2 | 125 | 20 | 0.9 | 4000 | 70
PD56BTMK | GE Lighting Solutions | Albeo | ABR1[0 1 2 3 4 5 D]1H47AxVxxxx | Indoor Luminaires | High-Bay | High-Bay Luminaires for Commercial and Industrial Buildings | Premium | FALSE | [9 empty] | 42542 | Dimmable | Continuous Below 10 | Yes |  | 3 | 11300 | 125.6 | 90 | 20 | 0.9 | 4000 | 70
PM36R6FE | GE Lighting Solutions | Albeo | ABR1[0 1 2 3 4 5 D]1H47CxVxxxx | Indoor Luminaires | High-Bay | High-Bay Luminaires for Commercial and Industrial Buildings | Premium | FALSE | [9 empty] | 42542 |  |  | Yes |  | 3 | 11100 | 123.3 | 90 | 20 | 0.9 | 4000 | 70
PCD2JTPP | GE Lighting Solutions | Albeo | ABR1[0 1 2 3 4 5 D]1H47DxVxxxx | Indoor Luminaires | High-Bay | High-Bay Luminaires for Commercial and Industrial Buildings | Premium | FALSE | [9 empty] | 42542 | Dimmable | Continuous Below 10 | Yes |  | 3 | 10700 | 118.9 | 90 | 20 | 0.9 | 4000 | 70
PSPA6Q7H | GE Lighting Solutions | Albeo | ABR1[0 1 2 3 4 5 D]1H47BxVxxxx | Indoor Luminaires | High-Bay | High-Bay Luminaires for Commercial and Industrial Buildings | Premium | FALSE | [9 empty] | 42542 |  |  | Yes |  | 3 | 10400 | 115.6 | 90 | 20 | 0.9 | 4000 | 70
PTT6NW7M | GE Lighting Solutions | Albeo | ABR1[0 1 2 3 4 5 D]1T47AxVxxxx | Indoor Luminaires | High-Bay | Low-Bay Luminaires for Commercial and Industrial Buildings | Premium | FALSE | [9 empty] | 42542 |  |  | Yes |  | 3 | 8400 | 131.25 | 64 | 20 | 0.9 | 4000 | 70
PWNC3WPK | GE Lighting Solutions | Albeo | ABR1[0 1 2 3 4 5 D]1T47CxVxxxx | Indoor Luminaires | High-Bay | Low-Bay Luminaires for Commercial and Industrial Buildings | Premium | FALSE | [9 empty] | 42542 |  |  | Yes |  | 3 | 8300 | 129.7 | 64 | 20 | 0.9 | 4000 | 70
PZ64BA5V | GE Lighting Solutions | Albeo | ABR1[0 1 2 3 4 5 D]1T47DxVxxxx | Indoor Luminaires | High-Bay | Low-Bay Luminaires for Commercial and Industrial Buildings | Premium | FALSE | [9 empty] | 42542 |  |  | Yes |  | 3 | 8000 | 125 | 64 | 20 | 0.9 | 4000 | 70
P2BQPSG8 | GE Lighting Solutions | Albeo | ABR1[0 1 2 3 4 5 D]1T47BxVxxxx | Indoor Luminaires | High-Bay | Low-Bay Luminaires for Commercial and Industrial Buildings | Premium | FALSE | [9 empty] | 42542 | Dimmable | Continuous Below 10 | Yes |  | 3 | 7800 | 121.9 | 64 | 20 | 0.9 | 4000 | 70
PW5TE5ER | ICEPIPE Corporation | ICEPIPE | CD4000-400W-B3E-5000K | Indoor Luminaires | High-Bay | High-Bay Luminaires for Commercial and Industrial Buildings | Standard | FALSE | [9 empty] | 42542 | Not Dimmable | Not Dimmable | No |  | 3 | 43688 | 112.2 | 389.5 | 10.57 | 0.99 | 5023 | 81.7
PV2NQQWT | ICEPIPE Corporation | ICEPIPE | CD4000-400W-B3E-5000K-DP2 | Indoor Luminaires | High-Bay | High-Bay Luminaires for Commercial and Industrial Buildings | Standard | FALSE | [9 empty] | 42542 | Not Dimmable | Not Dimmable | No |  | 3 | 34276 | 88.61 | 386.8 | 10.57 | 0.99 | 5023 | 81.7
PKV6KP76 | ICEPIPE Corporation | ICEPIPE | CD4000-400W-B3E-4000K | Indoor Luminaires | High-Bay | High-Bay Luminaires for Commercial and Industrial Buildings | Standard | FALSE | [9 empty] | 42542 | Not Dimmable | Not Dimmable | No |  | 3 | 44203 | 113.5 | 389.5 | 10.57 | 0.99 | 4023 | 81.7
PHGHFNMB | ICEPIPE Corporation | ICEPIPE | CD4000-400W-B3E-4000K-DP2 | Indoor Luminaires | High-Bay | High-Bay Luminaires for Commercial and Industrial Buildings | Standard | FALSE | [9 empty] | 42542 | Not Dimmable | Not Dimmable | No |  | 3 | 34680 | 89.66 | 386.8 | 10.57 | 0.99 | 4023 | 81.7
PKK2UYMV | ICEPIPE Corporation | ICEPIPE | CD4000-400W-B3E-3000K | Indoor Luminaires | High-Bay | High-Bay Luminaires for Commercial and Industrial Buildings | Standard | FALSE | [9 empty] | 42542 | Not Dimmable | Not Dimmable | No |  | 3 | 43722 | 110.7 | 394.9 | 10.57 | 0.99 | 3117 | 80.2
PRNJDFCC | Acuity Brands Lighting | Holophane | PHZ 24L 4K 90CRI X X X M | Indoor Luminaires | High-Bay | High-Bay Luminaires for Commercial and Industrial Buildings | Standard | TRUE | 17365 | 86.57 | 200.59 | 3.83 | 0.98 | 4211 | 94.19 | 5 |  | 42541 |  |  | Yes |  | 3.1 | 17365 | 87 | 200.59 | 3.83 | 0.98 | 4000 | 94.19
P000004E6 | Acuity Brands Lighting | Holophane | PHZ 24L 4K 70CRI X X X N FR | Indoor Luminaires | High-Bay | High-Bay Luminaires for Commercial and Industrial Buildings | Premium | TRUE | 22906 | 115.83 | 197.75 | 3.8 | 0.98 | 3911 | 73.12 | 5 |  | 42541 |  |  | Yes |  | 3.1 | 21853 | 111 | 197 | 3.83 | 0.98 | 3911 | 73.12
PNJQ6XJC | LSI Industries | INTERIOR | EGW 4 S LED VHO CW UE | Indoor Luminaires | High-Bay | High-Bay Luminaires for Commercial and Industrial Buildings | Standard | TRUE | 11182 | 133 | 84.2 | 6.55 | 0.9767 | 5703 | 86 | 5 | 60000 | 42541 |  |  | No |  | 3.1 | 11182 | 133 | 84.2 | 6.1 | 0.998 | 5703 | 86
P000004D8 | Acuity Brands Lighting | Holophane | PHZ 12L 4K 70CRI X X X W FR | Indoor Luminaires | High-Bay | High-Bay Luminaires for Commercial and Industrial Buildings | Premium | TRUE | 11802 | 117.12 | 100.77 | 7.22 | 0.976 | 3929 | 72.8 | 5 |  | 42541 |  |  | Yes | Product updated on 9/1/2016 | 3.1 | 10899 | 109 | 100 | 7.22 | 0.976 | 3929 | 72.8
PTJZ3CVP | Acuity Brands Lighting | Holophane | PHZ 35L 5K 90CRI X X X WA | Indoor Luminaires | High-Bay | High-Bay Luminaires for Commercial and Industrial Buildings | Standard | TRUE | 23823 | 84.3 | 282.6 | 11.01 | 0.966 | 5313 | 95.8 | 5 |  | 42541 |  |  | Yes |  | 3.1 | 22864 | 80 | 285 | 7.38 | 0.975 | 5000 | 90
PQ7BGJ5P | Acuity Brands Lighting | Holophane | PHZ 40L 3K 70CRI X X X N | Indoor Luminaires | High-Bay | High-Bay Luminaires for Commercial and Industrial Buildings | Standard | TRUE | 41122 | 119.99 | 342.7 | 12.85 | 0.956 | 3071 | 71.5 | 5 |  | 42541 |  |  | Yes |  | 3.1 | 37678 | 110 | 342.7 | 3.86 | 0.979 | 3071 | 71.5
PFXRQ6P9 | Visionaire Lighting | BHB(Bow High Bay) | BHB-2-T5W-64LC-5-4K-[UNV 5 8]-PMXX-XX-DIM-[MS or blank] | Indoor Luminaires | High-Bay | High-Bay Luminaires for Commercial and Industrial Buildings | Premium | TRUE | 13194 | 120.6 | 109.4 | 10.46 | 0.953 | 3928 | 72.9 | 5 | 75000 | 42541 |  |  | Yes |  | 3.1 | 13194 | 120.6 | 109.4 | 10.46 | 0.95 | 4000 | 73
P223C44C | LSI Industries | INTERIOR | EGW 4 S LED XHO CW UE | Indoor Luminaires | High-Bay | High-Bay Luminaires for Commercial and Industrial Buildings | Standard | TRUE | 21693 | 135 | 160.3 | 11.82 | 0.9526 | 5769 | 86 | 5 | 60000 | 42541 |  |  | No |  | 3.1 | 21693 | 135 | 160.3 | 6.08 | 0.995 | 5769 | 86
PCMQH47D | Visionaire Lighting | BHB(Bow High Bay) | BHB-6-T5W-192LC-10-4K-UNV-PMXX-XX-DIM-[MS or blank] | Indoor Luminaires | High-Bay | High-Bay Luminaires for Commercial and Industrial Buildings | Standard | TRUE | 71604 | 107.9 | 663.8 | 16.53 | 0.942 | 3990 | 72.8 | 5 | 75000 | 42541 |  |  | Yes |  | 3.1 | 71604 | 107.84 | 664 | 16.53 | 0.94 | 4000 | 73
P8TC2Q69 | Visionaire Lighting | BHB(Bow High Bay) | BHB-4-T5W-128LC-10-4K-UNV-PMXX-XX-DIM-[MS or blank] | Indoor Luminaires | High-Bay | High-Bay Luminaires for Commercial and Industrial Buildings | Standard | TRUE | 42288 | 97.73 | 432.7 | 16.53 | 0.93 | 4982 | 74.3 | 5 | 75000 | 42541 |  |  | Yes |  | 3.1 | 42288 | 97.66 | 433 | 13.35 | 0.94 | 4000 | 73
P000004CV | Acuity Brands Lighting | Holophane | PHZ 12L 3K 80CRI X X X N FR | Indoor Luminaires | High-Bay | High-Bay Luminaires for Commercial and Industrial Buildings | Standard | TRUE | 10060 | 80.91 | 124.3 | 12.4 | 0.91 | 3156 | 82.5 | 5 |  | 42541 |  |  | Yes |  | 3.1 | 9305 | 93 | 100 | 7.22 | 0.976 | 3000 | 80
PY6D7RAQ | Visionaire Lighting | BHB(Bow High Bay) | BHB-6-FM-192LC-10-5K-[5 8]-PMXX-XX | Indoor Luminaires | High-Bay | High-Bay Luminaires for Commercial and Industrial Buildings | Premium | FALSE | [9 empty] | 42541 |  |  | Yes |  | 3.1 | 86484.24 | 130.25 | 664 | 16.53 | 0.94 | 5000 | 73
P7H6BWGX | Visionaire Lighting | BHB(Bow High Bay) | BHB-6-FM-192LC-10-5K-UNV-PMXX-XX | Indoor Luminaires | High-Bay | High-Bay Luminaires for Commercial and Industrial Buildings | Premium | FALSE | [9 empty] | 42541 |  |  | Yes |  | 3.1 | 86484.24 | 130.25 | 664 | 16.53 | 0.94 | 5000 | 73
PUZZQX8F | Visionaire Lighting | BHB(Bow High Bay) | BHB-6-T1-192LC-10-5K-[5 8]-PMXX-XX | Indoor Luminaires | High-Bay | High-Bay Luminaires for Commercial and Industrial Buildings | Premium | FALSE | [9 empty] | 42541 |  |  | Yes |  | 3.1 | 86282.84 | 129.94 | 664 | 16.53 | 0.94 | 5000 | 73
PQYCNHE9 | Visionaire Lighting | BHB(Bow High Bay) | BHB-6-T1-192LC-10-5K-UNV-PMXX-XX | Indoor Luminaires | High-Bay | High-Bay Luminaires for Commercial and Industrial Buildings | Premium | FALSE | [9 empty] | 42541 |  |  | Yes |  | 3.1 | 86282.84 | 129.94 | 664 | 16.53 | 0.94 | 5000 | 73
PEFJBSHX | Visionaire Lighting | BHB(Bow High Bay) | BHB-6-T4A-192LC-10-5K-[5 8]-PMXX-XX | Indoor Luminaires | High-Bay | High-Bay Luminaires for Commercial and Industrial Buildings | Premium | FALSE | [9 empty] | 42541 |  |  | Yes |  | 3.1 | 85660.81 | 129.01 | 664 | 16.53 | 0.94 | 5000 | 73
P31QCAX7 | Visionaire Lighting | BHB(Bow High Bay) | BHB-6-T4A-192LC-10-5K-UNV-PMXX-XX | Indoor Luminaires | High-Bay | High-Bay Luminaires for Commercial and Industrial Buildings | Premium | FALSE | [9 empty] | 42541 |  |  | Yes |  | 3.1 | 85660.81 | 129.01 | 664 | 16.53 | 0.94 | 5000 | 73
PT9MAFRV | Visionaire Lighting | BHB(Bow High Bay) | BHB-6-FN-192LC-10-5K-UNV-PMXX-XX | Indoor Luminaires | High-Bay | High-Bay Luminaires for Commercial and Industrial Buildings | Premium | FALSE | [9 empty] | 42541 |  |  | Yes |  | 3.1 | 84788.05 | 127.69 | 664 | 16.53 | 0.94 | 5000 | 73
PP9YF9AA | Visionaire Lighting | BHB(Bow High Bay) | BHB-6-FN-192LC-10-5K-[5 8]-PMXX-XX | Indoor Luminaires | High-Bay | High-Bay Luminaires for Commercial and Industrial Buildings | Premium | FALSE | [9 empty] | 42541 |  |  | Yes |  | 3.1 | 84788.05 | 127.69 | 664 | 16.53 | 0.94 | 5000 | 73
PS4FDNGX | Visionaire Lighting | BHB(Bow High Bay) | BHB-6-T5-192LC-10-5K-UNV-PMXX-XX | Indoor Luminaires | High-Bay | High-Bay Luminaires for Commercial and Industrial Buildings | Premium | FALSE | [9 empty] | 42541 |  |  | Yes |  | 3.1 | 80999.68 | 121.99 | 664 | 16.53 | 0.94 | 5000 | 73
PC79AF5M | Visionaire Lighting | BHB(Bow High Bay) | BHB-6-T5-192LC-10-5K-[5 8]-PMXX-XX | Indoor Luminaires | High-Bay | High-Bay Luminaires for Commercial and Industrial Buildings | Premium | FALSE | [9 empty] | 42541 |  |  | Yes |  | 3.1 | 80999.68 | 121.99 | 664 | 16.53 | 0.94 | 5000 | 73
PAKU8ZS4 | Visionaire Lighting | BHB(Bow High Bay) | BHB-6-T3-192LC-10-5K-UNV-PMXX-XX | Indoor Luminaires | High-Bay | High-Bay Luminaires for Commercial and Industrial Buildings | Premium | FALSE | [9 empty] | 42541 |  |  | Yes |  | 3.1 | 77183.92 | 116.24 | 664 | 16.53 | 0.94 | 5000 | 73
P8SVH3BX | Visionaire Lighting | BHB(Bow High Bay) | BHB-6-T3-192LC-10-5K-[5 8]-PMXX-XX | Indoor Luminaires | High-Bay | High-Bay Luminaires for Commercial and Industrial Buildings | Premium | FALSE | [9 empty] | 42541 |  |  | Yes |  | 3.1 | 77183.92 | 116.24 | 664 | 16.53 | 0.94 | 5000 | 73
P1GFCN67 | Visionaire Lighting | BHB(Bow High Bay) | BHB-6-T2-192LC-10-5K-[5 8]-PMXX-XX | Indoor Luminaires | High-Bay | High-Bay Luminaires for Commercial and Industrial Buildings | Premium | FALSE | [9 empty] | 42541 |  |  | Yes |  | 3.1 | 76746.85 | 115.58 | 664 | 16.53 | 0.94 | 5000 | 73
P18MMSAH | Visionaire Lighting | BHB(Bow High Bay) | BHB-6-T2-192LC-10-5K-UNV-PMXX-XX | Indoor Luminaires | High-Bay | High-Bay Luminaires for Commercial and Industrial Buildings | Premium | FALSE | [9 empty] | 42541 |  |  | Yes |  | 3.1 | 76746.85 | 115.58 | 664 | 16.53 | 0.94 | 5000 | 73
PUQNEZUY | Visionaire Lighting | BHB(Bow High Bay) | BHB-6-L30D2-192LC-10-5K-[5 8]-PMXX-XX | Indoor Luminaires | High-Bay | High-Bay Luminaires for Commercial and Industrial Buildings | Premium | FALSE | [9 empty] | 42541 |  |  | Yes |  | 3.1 | 75652.55 | 113.93 | 664 | 16.53 | 0.94 | 5000 | 73
P7YKGTCH | Visionaire Lighting | BHB(Bow High Bay) | BHB-6-L30D2-192LC-10-5K-UNV-PMXX-XX | Indoor Luminaires | High-Bay | High-Bay Luminaires for Commercial and Industrial Buildings | Premium | FALSE | [9 empty] | 42541 |  |  | Yes |  | 3.1 | 75652.55 | 113.93 | 664 | 16.53 | 0.94 | 5000 | 73
PKFCGBWS | Visionaire Lighting | BHB(Bow High Bay) | BHB-6-L30D4-192LC-10-5K-[5 8]-PMXX-XX | Indoor Luminaires | High-Bay | High-Bay Luminaires for Commercial and Industrial Buildings | Premium | FALSE | [9 empty] | 42541 |  |  | Yes |  | 3.1 | 75544.18 | 113.77 | 664 | 16.53 | 0.94 | 5000 | 73
PDFHE4W8 | Visionaire Lighting | BHB(Bow High Bay) | BHB-6-L30D4-192LC-10-5K-UNV-PMXX-XX | Indoor Luminaires | High-Bay | High-Bay Luminaires for Commercial and Industrial Buildings | Premium | FALSE | [9 empty] | 42541 |  |  | Yes |  | 3.1 | 75544.18 | 113.77 | 664 | 16.53 | 0.94 | 5000 | 73
PRZP955U | Visionaire Lighting | BHB(Bow High Bay) | BHB-6-T5W-192LC-10-5K-[5 8]-PMXX-XX | Indoor Luminaires | High-Bay | High-Bay Luminaires for Commercial and Industrial Buildings | Premium | FALSE | [9 empty] | 42541 |  |  | Yes |  | 3.1 | 75372.63 | 113.51 | 664 | 16.53 | 0.94 | 5000 | 73
PCRJ3A7J | Visionaire Lighting | BHB(Bow High Bay) | BHB-6-T5W-192LC-10-5K-UNV-PMXX-XX | Indoor Luminaires | High-Bay | High-Bay Luminaires for Commercial and Industrial Buildings | Premium | FALSE | [9 empty] | 42541 |  |  | Yes |  | 3.1 | 75372.63 | 113.51 | 664 | 16.53 | 0.94 | 5000 | 73
PW4HNAXB | Visionaire Lighting | BHB(Bow High Bay) | BHB-4-FM-128LC-10-5K-UNV-PMXX-XX | Indoor Luminaires | High-Bay | High-Bay Luminaires for Commercial and Industrial Buildings | Premium | FALSE | [9 empty] | 42541 |  |  | Yes |  | 3.1 | 51076 | 117.96 | 433 | 13.35 | 0.94 | 5000 | 73
PAERH7ZH | Visionaire Lighting | BHB(Bow High Bay) | BHB-4-FM-128LC-10-5K-[5 8]-PMXX-XX | Indoor Luminaires | High-Bay | High-Bay Luminaires for Commercial and Industrial Buildings | Premium | FALSE | [9 empty] | 42541 |  |  | Yes |  | 3.1 | 51076 | 117.96 | 433 | 13.35 | 0.94 | 5000 | 73
PWK6A6BP | Visionaire Lighting | BHB(Bow High Bay) | BHB-4-T1-128LC-10-5K-UNV-PMXX-XX | Indoor Luminaires | High-Bay | High-Bay Luminaires for Commercial and Industrial Buildings | Premium | FALSE | [9 empty] | 42541 |  |  | Yes |  | 3.1 | 50957.05 | 117.68 | 433 | 13.35 | 0.94 | 5000 | 73
P59AFQUK | Visionaire Lighting | BHB(Bow High Bay) | BHB-4-T1-128LC-10-5K-[5 8]-PMXX-XX | Indoor Luminaires | High-Bay | High-Bay Luminaires for Commercial and Industrial Buildings | Premium | FALSE | [9 empty] | 42541 |  |  | Yes |  | 3.1 | 50957.05 | 117.68 | 433 | 13.35 | 0.94 | 5000 | 73
PWT5EJ57 | Visionaire Lighting | BHB(Bow High Bay) | BHB-4-T4A-128LC-10-5K-[5 8]-PMXX-XX | Indoor Luminaires | High-Bay | High-Bay Luminaires for Commercial and Industrial Buildings | Premium | FALSE | [9 empty] | 42541 |  |  | Yes |  | 3.1 | 50589.69 | 116.84 | 433 | 13.35 | 0.94 | 5000 | 73
PV3QFR9M | Visionaire Lighting | BHB(Bow High Bay) | BHB-4-T4A-128LC-10-5K-UNV-PMXX-XX | Indoor Luminaires | High-Bay | High-Bay Luminaires for Commercial and Industrial Buildings | Premium | FALSE | [9 empty] | 42541 |  |  | Yes |  | 3.1 | 50589.69 | 116.84 | 433 | 13.35 | 0.94 | 5000 | 73
PPYJFBWW | Visionaire Lighting | BHB(Bow High Bay) | BHB-4-FN-128LC-10-5K-UNV-PMXX-XX | Indoor Luminaires | High-Bay | High-Bay Luminaires for Commercial and Industrial Buildings | Premium | FALSE | [9 empty] | 42541 |  |  | Yes |  | 3.1 | 50074.25 | 115.64 | 433 | 13.35 | 0.94 | 5000 | 73
PMHYDFJJ | Visionaire Lighting | BHB(Bow High Bay) | BHB-4-FN-128LC-10-5K-[5 8]-PMXX-XX | Indoor Luminaires | High-Bay | High-Bay Luminaires for Commercial and Industrial Buildings | Premium | FALSE | [9 empty] | 42541 |  |  | Yes |  | 3.1 | 50074.25 | 115.64 | 433 | 13.35 | 0.94 | 5000 | 73
PRK9M1NK | Visionaire Lighting | BHB(Bow High Bay) | BHB-4-T5-128LC-10-5K-UNV-PMXX-XX | Indoor Luminaires | High-Bay | High-Bay Luminaires for Commercial and Industrial Buildings | Premium | FALSE | [9 empty] | 42541 |  |  | Yes |  | 3.1 | 47836.92 | 110.48 | 433 | 13.35 | 0.94 | 5000 | 73
PAE2PG9S | Visionaire Lighting | BHB(Bow High Bay) | BHB-4-T5-128LC-10-5K-[5 8]-PMXX-XX | Indoor Luminaires | High-Bay | High-Bay Luminaires for Commercial and Industrial Buildings | Premium | FALSE | [9 empty] | 42541 |  |  | Yes |  | 3.1 | 47836.92 | 110.48 | 433 | 13.35 | 0.94 | 5000 | 73
PKDP2P9C | Visionaire Lighting | BHB(Bow High Bay) | BHB-4-T3-128LC-10-5K-UNV-PMXX-XX | Indoor Luminaires | High-Bay | High-Bay Luminaires for Commercial and Industrial Buildings | Standard | FALSE | [9 empty] | 42541 |  |  | Yes |  | 3.1 | 45583.4 | 105.27 | 433 | 13.35 | 0.94 | 5000 | 73
PF41S1KV | Visionaire Lighting | BHB(Bow High Bay) | BHB-4-T3-128LC-10-5K-[5 8]-PMXX-XX | Indoor Luminaires | High-Bay | High-Bay Luminaires for Commercial and Industrial Buildings | Standard | FALSE | [9 empty] | 42541 |  |  | Yes |  | 3.1 | 45583.4 | 105.27 | 433 | 13.35 | 0.94 | 5000 | 73
PD9GFJPJ | Visionaire Lighting | BHB(Bow High Bay) | BHB-4-T2-128LC-10-5K-[5 8]-PMXX-XX | Indoor Luminaires | High-Bay | High-Bay Luminaires for Commercial and Industrial Buildings | Standard | FALSE | [9 empty] | 42541 |  |  | Yes |  | 3.1 | 45325.27 | 104.68 | 433 | 13.35 | 0.94 | 5000 | 73
P1BB515S | Visionaire Lighting | BHB(Bow High Bay) | BHB-4-T2-128LC-10-5K-UNV-PMXX-XX | Indoor Luminaires | High-Bay | High-Bay Luminaires for Commercial and Industrial Buildings | Standard | FALSE | [9 empty] | 42541 |  |  | Yes |  | 3.1 | 45325.27 | 104.68 | 433 | 13.35 | 0.94 | 5000 | 73
PSS5QCCJ | Visionaire Lighting | BHB(Bow High Bay) | BHB-4-L30D2-128LC-10-5K-UNV-PMXX-XX | Indoor Luminaires | High-Bay | High-Bay Luminaires for Commercial and Industrial Buildings | Standard | FALSE | [9 empty] | 42541 |  |  | Yes |  | 3.1 | 44679 | 103.18 | 433 | 13.35 | 0.94 | 5000 | 73
PRFAFZPC | Visionaire Lighting | BHB(Bow High Bay) | BHB-4-L30D2-128LC-10-5K-[5 8]-PMXX-XX | Indoor Luminaires | High-Bay | High-Bay Luminaires for Commercial and Industrial Buildings | Standard | FALSE | [9 empty] | 42541 |  |  | Yes |  | 3.1 | 44679 | 103.18 | 433 | 13.35 | 0.94 | 5000 | 73
P4R2CQ2U | Visionaire Lighting | BHB(Bow High Bay) | BHB-4-L30D4-128LC-10-5K-[5 8]-PMXX-XX | Indoor Luminaires | High-Bay | High-Bay Luminaires for Commercial and Industrial Buildings | Standard | FALSE | [9 empty] | 42541 |  |  | Yes |  | 3.1 | 44614.99 | 103.04 | 433 | 13.35 | 0.94 | 5000 | 73
P1CTATG6 | Visionaire Lighting | BHB(Bow High Bay) | BHB-4-L30D4-128LC-10-5K-UNV-PMXX-XX | Indoor Luminaires | High-Bay | High-Bay Luminaires for Commercial and Industrial Buildings | Standard | FALSE | [9 empty] | 42541 |  |  | Yes |  | 3.1 | 44614.99 | 103.04 | 433 | 13.35 | 0.94 | 5000 | 73
PWKWSQBU | Visionaire Lighting | BHB(Bow High Bay) | BHB-4-T5W-128LC-10-5K-[5 8]-PMXX-XX | Indoor Luminaires | High-Bay | High-Bay Luminaires for Commercial and Industrial Buildings | Standard | FALSE | [9 empty] | 42541 |  |  | Yes |  | 3.1 | 44513.68 | 102.8 | 433 | 13.35 | 0.94 | 5000 | 73
PQE3R9W9 | Visionaire Lighting | BHB(Bow High Bay) | BHB-4-T5W-128LC-10-5K-UNV-PMXX-XX | Indoor Luminaires | High-Bay | High-Bay Luminaires for Commercial and Industrial Buildings | Standard | FALSE | [9 empty] | 42541 |  |  | Yes |  | 3.1 | 44513.68 | 102.8 | 433 | 13.35 | 0.94 | 5000 | 73
PXPAKWRF | Visionaire Lighting | BHB(Bow High Bay) | BHB-4-FM-128LC-7-5K-[UNV 5 8]-PMXX-XX | Indoor Luminaires | High-Bay | High-Bay Luminaires for Commercial and Industrial Buildings | Premium | FALSE | [9 empty] | 42541 |  |  | Yes |  | 3.1 | 37262.24 | 131.67 | 283 | 13.14 | 0.91 | 5000 | 73
PPAWSS3C | Visionaire Lighting | BHB(Bow High Bay) | BHB-4-T1-128LC-7-5K-[UNV 5 8]-PMXX-XX | Indoor Luminaires | High-Bay | High-Bay Luminaires for Commercial and Industrial Buildings | Premium | FALSE | [9 empty] | 42541 |  |  | Yes |  | 3.1 | 37175.46 | 131.36 | 283 | 13.14 | 0.91 | 5000 | 73
PGRRRU23 | Visionaire Lighting | BHB(Bow High Bay) | BHB-4-T4A-128LC-7-5K-[UNV 5 8]-PMXX-XX | Indoor Luminaires | High-Bay | High-Bay Luminaires for Commercial and Industrial Buildings | Premium | FALSE | [9 empty] | 42541 |  |  | Yes |  | 3.1 | 36907.46 | 130.42 | 283 | 13.14 | 0.91 | 5000 | 73
PP8TVEYW | Visionaire Lighting | BHB(Bow High Bay) | BHB-4-FN-128LC-7-5K-[UNV 5 8]-PMXX-XX | Indoor Luminaires | High-Bay | High-Bay Luminaires for Commercial and Industrial Buildings | Premium | FALSE | [9 empty] | 42541 |  |  | Yes |  | 3.1 | 36531.42 | 129.09 | 283 | 13.14 | 0.91 | 5000 | 73
PW5XDBVR | Visionaire Lighting | BHB(Bow High Bay) | BHB-4-T5-128LC-7-5K-[UNV 5 8]-PMXX-XX | Indoor Luminaires | High-Bay | High-Bay Luminaires for Commercial and Industrial Buildings | Premium | FALSE | [9 empty] | 42541 |  |  | Yes |  | 3.1 | 34899.19 | 123.32 | 283 | 13.14 | 0.91 | 5000 | 73
P4RVS3KT | Visionaire Lighting | BHB(Bow High Bay) | BHB-4-T3-128LC-7-5K-[UNV 5 8]-PMXX-XX | Indoor Luminaires | High-Bay | High-Bay Luminaires for Commercial and Industrial Buildings | Premium | FALSE | [9 empty] | 42541 |  |  | Yes |  | 3.1 | 33255.14 | 117.51 | 283 | 13.14 | 0.91 | 5000 | 73
PKMFWSSB | Visionaire Lighting | BHB(Bow High Bay) | BHB-4-T2-128LC-7-5K-[UNV 5 8]-PMXX-XX | Indoor Luminaires | High-Bay | High-Bay Luminaires for Commercial and Industrial Buildings | Premium | FALSE | [9 empty] | 42541 |  |  | Yes |  | 3.1 | 33066.83 | 116.84 | 283 | 13.14 | 0.91 | 5000 | 73
PVFB7AJZ | Visionaire Lighting | BHB(Bow High Bay) | BHB-4-L30D2-128LC-7-5K-[UNV 5 8]-PMXX-XX | Indoor Luminaires | High-Bay | High-Bay Luminaires for Commercial and Industrial Buildings | Premium | FALSE | [9 empty] | 42541 |  |  | Yes |  | 3.1 | 32595.34 | 115.18 | 283 | 13.14 | 0.91 | 5000 | 73
PSUTR7WF | Visionaire Lighting | BHB(Bow High Bay) | BHB-4-L30D4-128LC-7-5K-[UNV 5 8]-PMXX-XX | Indoor Luminaires | High-Bay | High-Bay Luminaires for Commercial and Industrial Buildings | Premium | FALSE | [9 empty] | 42541 |  |  | Yes |  | 3.1 | 32548.65 | 115.01 | 283 | 13.14 | 0.91 | 5000 | 73
PY38SBHE | Visionaire Lighting | BHB(Bow High Bay) | BHB-4-T5W-128LC-7-5K-[UNV 5 8]-PMXX-XX | Indoor Luminaires | High-Bay | High-Bay Luminaires for Commercial and Industrial Buildings | Premium | FALSE | [9 empty] | 42541 |  |  | Yes |  | 3.1 | 32474.74 | 114.75 | 283 | 13.14 | 0.91 | 5000 | 73
PDN9YQK6 | Visionaire Lighting | BHB(Bow High Bay) | BHB-2-FM-64LC-7-5K-UNV-PMXX-XX | Indoor Luminaires | High-Bay | High-Bay Luminaires for Commercial and Industrial Buildings | Premium | FALSE | [9 empty] | 42541 |  |  | Yes |  | 3.1 | 19635.42 | 137.31 | 143 | 13.14 | 0.91 | 5000 | 73
PD86PT2M | Visionaire Lighting | BHB(Bow High Bay) | BHB-2-FM-64LC-7-5K-[5 8]-PMXX-XX | Indoor Luminaires | High-Bay | High-Bay Luminaires for Commercial and Industrial Buildings | Premium | FALSE | [9 empty] | 42541 |  |  | Yes |  | 3.1 | 19635.42 | 137.31 | 143 | 13.14 | 0.91 | 5000 | 73
PR9DKJQR | Visionaire Lighting | BHB(Bow High Bay) | BHB-2-T1-64LC-7-5K-[5 8]-PMXX-XX | Indoor Luminaires | High-Bay | High-Bay Luminaires for Commercial and Industrial Buildings | Premium | FALSE | [9 empty] | 42541 |  |  | Yes |  | 3.1 | 19589.69 | 136.99 | 143 | 13.14 | 0.91 | 5000 | 73
PNGND8WB | Visionaire Lighting | BHB(Bow High Bay) | BHB-2-T1-64LC-7-5K-UNV-PMXX-XX | Indoor Luminaires | High-Bay | High-Bay Luminaires for Commercial and Industrial Buildings | Premium | FALSE | [9 empty] | 42541 |  |  | Yes |  | 3.1 | 19589.69 | 136.99 | 143 | 13.14 | 0.91 | 5000 | 73
PS5YCQRQ | Visionaire Lighting | BHB(Bow High Bay) | BHB-2-T4A-64LC-7-5K-UNV-PMXX-XX | Indoor Luminaires | High-Bay | High-Bay Luminaires for Commercial and Industrial Buildings | Premium | FALSE | [9 empty] | 42541 |  |  | Yes |  | 3.1 | 19448.46 | 136 | 143 | 13.14 | 0.91 | 5000 | 73
PD1TXT6U | Visionaire Lighting | BHB(Bow High Bay) | BHB-2-T4A-64LC-7-5K-[5 8]-PMXX-XX | Indoor Luminaires | High-Bay | High-Bay Luminaires for Commercial and Industrial Buildings | Premium | FALSE | [9 empty] | 42541 |  |  | Yes |  | 3.1 | 19448.46 | 136 | 143 | 13.14 | 0.91 | 5000 | 73
PU4MMFQ4 | Visionaire Lighting | BHB(Bow High Bay) | BHB-2-FN-64LC-7-5K-[5 8]-PMXX-XX | Indoor Luminaires | High-Bay | High-Bay Luminaires for Commercial and Industrial Buildings | Premium | FALSE | [9 empty] | 42541 |  |  | Yes |  | 3.1 | 19250.31 | 134.62 | 143 | 13.14 | 0.91 | 5000 | 73
PN5A2SMX | Visionaire Lighting | BHB(Bow High Bay) | BHB-2-FN-64LC-7-5K-UNV-PMXX-XX | Indoor Luminaires | High-Bay | High-Bay Luminaires for Commercial and Industrial Buildings | Premium | FALSE | [9 empty] | 42541 |  |  | Yes |  | 3.1 | 19250.31 | 134.62 | 143 | 13.14 | 0.91 | 5000 | 73
PTM123Y9 | Visionaire Lighting | BHB(Bow High Bay) | BHB-2-T5-64LC-7-5K-[5 8]-PMXX-XX | Indoor Luminaires | High-Bay | High-Bay Luminaires for Commercial and Industrial Buildings | Premium | FALSE | [9 empty] | 42541 |  |  | Yes |  | 3.1 | 18390.2 | 128.6 | 143 | 13.14 | 0.91 | 5000 | 73
PSCGS9Z5 | Visionaire Lighting | BHB(Bow High Bay) | BHB-2-T5-64LC-7-5K-UNV-PMXX-XX | Indoor Luminaires | High-Bay | High-Bay Luminaires for Commercial and Industrial Buildings | Premium | FALSE | [9 empty] | 42541 |  |  | Yes |  | 3.1 | 18390.2 | 128.6 | 143 | 13.14 | 0.91 | 5000 | 73
PHQYQP9G | Visionaire Lighting | BHB(Bow High Bay) | BHB-2-T3-64LC-7-5K-UNV-PMXX-XX | Indoor Luminaires | High-Bay | High-Bay Luminaires for Commercial and Industrial Buildings | Premium | FALSE | [9 empty] | 42541 |  |  | Yes |  | 3.1 | 17523.87 | 122.54 | 143 | 13.14 | 0.91 | 5000 | 73
PE4RNK26 | Visionaire Lighting | BHB(Bow High Bay) | BHB-2-T3-64LC-7-5K-[5 8]-PMXX-XX | Indoor Luminaires | High-Bay | High-Bay Luminaires for Commercial and Industrial Buildings | Premium | FALSE | [9 empty] | 42541 |  |  | Yes |  | 3.1 | 17523.87 | 122.54 | 143 | 13.14 | 0.91 | 5000 | 73
PGQSE8EZ | Visionaire Lighting | BHB(Bow High Bay) | BHB-2-T2-64LC-7-5K-UNV-PMXX-XX | Indoor Luminaires | High-Bay | High-Bay Luminaires for Commercial and Industrial Buildings | Premium | FALSE | [9 empty] | 42541 |  |  | Yes |  | 3.1 | 17424.64 | 121.85 | 143 | 13.14 | 0.91 | 5000 | 73
P6NCJCV2 | Visionaire Lighting | BHB(Bow High Bay) | BHB-2-T2-64LC-7-5K-[5 8]-PMXX-XX | Indoor Luminaires | High-Bay | High-Bay Luminaires for Commercial and Industrial Buildings | Premium | FALSE | [9 empty] | 42541 |  |  | Yes |  | 3.1 | 17424.64 | 121.85 | 143 | 13.14 | 0.91 | 5000 | 73
PNZBUFX1 | Visionaire Lighting | BHB(Bow High Bay) | BHB-2-L30D2-64LC-7-5K-UNV-PMXX-XX | Indoor Luminaires | High-Bay | High-Bay Luminaires for Commercial and Industrial Buildings | Premium | FALSE | [9 empty] | 42541 |  |  | Yes |  | 3.1 | 17176.18 | 120.11 | 143 | 13.14 | 0.91 | 5000 | 73
PJVY1T6N | Visionaire Lighting | BHB(Bow High Bay) | BHB-2-L30D2-64LC-7-5K-[5 8]-PMXX-XX | Indoor Luminaires | High-Bay | High-Bay Luminaires for Commercial and Industrial Buildings | Premium | FALSE | [9 empty] | 42541 |  |  | Yes |  | 3.1 | 17176.18 | 120.11 | 143 | 13.14 | 0.91 | 5000 | 73
PNKY9R4S | Visionaire Lighting | BHB(Bow High Bay) | BHB-2-L30D4-64LC-7-5K-UNV-PMXX-XX | Indoor Luminaires | High-Bay | High-Bay Luminaires for Commercial and Industrial Buildings | Premium | FALSE | [9 empty] | 42541 |  |  | Yes |  | 3.1 | 17151.58 | 119.94 | 143 | 13.14 | 0.91 | 5000 | 73
PBNTK72S | Visionaire Lighting | BHB(Bow High Bay) | BHB-2-L30D4-64LC-7-5K-[5 8]-PMXX-XX | Indoor Luminaires | High-Bay | High-Bay Luminaires for Commercial and Industrial Buildings | Premium | FALSE | [9 empty] | 42541 |  |  | Yes |  | 3.1 | 17151.58 | 119.94 | 143 | 13.14 | 0.91 | 5000 | 73
PXUYHV1R | Visionaire Lighting | BHB(Bow High Bay) | BHB-2-T5W-64LC-7-5K-[5 8]-PMXX-XX | Indoor Luminaires | High-Bay | High-Bay Luminaires for Commercial and Industrial Buildings | Premium | FALSE | [9 empty] | 42541 |  |  | Yes |  | 3.1 | 17112.63 | 119.67 | 143 | 13.14 | 0.91 | 5000 | 73
P17NBVAU | Visionaire Lighting | BHB(Bow High Bay) | BHB-2-T5W-64LC-7-5K-UNV-PMXX-XX | Indoor Luminaires | High-Bay | High-Bay Luminaires for Commercial and Industrial Buildings | Premium | FALSE | [9 empty] | 42541 |  |  | Yes |  | 3.1 | 17112.63 | 119.67 | 143 | 13.14 | 0.91 | 5000 | 73
P3ZDYSTF | Visionaire Lighting | BHB(Bow High Bay) | BHB-6-FM-192LC-5-5K-[UNV 5 8]-PMXX-XX | Indoor Luminaires | High-Bay | High-Bay Luminaires for Commercial and Industrial Buildings | Premium | FALSE | [9 empty] | 42541 |  |  | Yes |  | 3.1 | 51062.71 | 162.62 | 314 | 10.11 | 0.98 | 5000 | 73
P6GVXJ9F | Visionaire Lighting | BHB(Bow High Bay) | BHB-6-T1-192LC-5-5K-[UNV 5 8]-PMXX-XX | Indoor Luminaires | High-Bay | High-Bay Luminaires for Commercial and Industrial Buildings | Premium | FALSE | [9 empty] | 42541 |  |  | Yes |  | 3.1 | 50943.8 | 162.24 | 314 | 10.11 | 0.98 | 5000 | 73
P1NCCGZX | Visionaire Lighting | BHB(Bow High Bay) | BHB-6-T4A-192LC-5-5K-[UNV 5 8]-PMXX-XX | Indoor Luminaires | High-Bay | High-Bay Luminaires for Commercial and Industrial Buildings | Premium | FALSE | [9 empty] | 42541 |  |  | Yes |  | 3.1 | 50576.53 | 161.07 | 314 | 10.11 | 0.98 | 5000 | 73
PS7YHD4A | Visionaire Lighting | BHB(Bow High Bay) | BHB-6-FN-192LC-5-5K-[UNV 5 8]-PMXX-XX | Indoor Luminaires | High-Bay | High-Bay Luminaires for Commercial and Industrial Buildings | Premium | FALSE | [9 empty] | 42541 |  |  | Yes |  | 3.1 | 50061.23 | 159.43 | 314 | 10.11 | 0.98 | 5000 | 73
P81A2U3J | Visionaire Lighting | BHB(Bow High Bay) | BHB-6-T5-192LC-5-5K-[UNV 5 8]-PMXX-XX | Indoor Luminaires | High-Bay | High-Bay Luminaires for Commercial and Industrial Buildings | Premium | FALSE | [9 empty] | 42541 |  |  | Yes |  | 3.1 | 47824.47 | 152.31 | 314 | 10.11 | 0.98 | 5000 | 73
PKHX9KBS | Visionaire Lighting | BHB(Bow High Bay) | BHB-6-T3-192LC-5-5K-[UNV 5 8]-PMXX-XX | Indoor Luminaires | High-Bay | High-Bay Luminaires for Commercial and Industrial Buildings | Premium | FALSE | [9 empty] | 42541 |  |  | Yes |  | 3.1 | 45571.54 | 145.13 | 314 | 10.11 | 0.98 | 5000 | 73
PWHX7NYX | Visionaire Lighting | BHB(Bow High Bay) | BHB-6-T2-192LC-5-5K-[UNV 5 8]-PMXX-XX | Indoor Luminaires | High-Bay | High-Bay Luminaires for Commercial and Industrial Buildings | Premium | FALSE | [9 empty] | 42541 |  |  | Yes |  | 3.1 | 45313.48 | 144.31 | 314 | 10.11 | 0.98 | 5000 | 73
P4SUCKTX | Visionaire Lighting | BHB(Bow High Bay) | BHB-6-L30D2-192LC-5-5K-[UNV 5 8]-PMXX-XX | Indoor Luminaires | High-Bay | High-Bay Luminaires for Commercial and Industrial Buildings | Premium | FALSE | [9 empty] | 42541 |  |  | Yes |  | 3.1 | 44667.38 | 142.25 | 314 | 10.11 | 0.98 | 5000 | 73
PSWF36P6 | Visionaire Lighting | BHB(Bow High Bay) | BHB-6-L30D4-192LC-5-5K-[UNV 5 8]-PMXX-XX | Indoor Luminaires | High-Bay | High-Bay Luminaires for Commercial and Industrial Buildings | Premium | FALSE | [9 empty] | 42541 |  |  | Yes |  | 3.1 | 44603.39 | 142.05 | 314 | 10.11 | 0.98 | 5000 | 73
PPGTJQH7 | Visionaire Lighting | BHB(Bow High Bay) | BHB-6-T5W-192LC-5-5K-[UNV 5 8]-PMXX-XX | Indoor Luminaires | High-Bay | High-Bay Luminaires for Commercial and Industrial Buildings | Premium | FALSE | [9 empty] | 42541 |  |  | Yes |  | 3.1 | 44502.11 | 141.73 | 314 | 10.11 | 0.98 | 5000 | 73
PK5HDC47 | Visionaire Lighting | BHB(Bow High Bay) | BHB-2-FM-64LC-10-5K-[5 8]-PMXX-XX | Indoor Luminaires | High-Bay | High-Bay Luminaires for Commercial and Industrial Buildings | Premium | FALSE | [9 empty] | 42541 |  |  | Yes |  | 3.1 | 27315.9 | 124.45 | 219.5 | 9.84 | 0.95 | 5000 | 73
PC69WPX7 | Visionaire Lighting | BHB(Bow High Bay) | BHB-2-FM-64LC-10-5K-UNV-PMXX-XX | Indoor Luminaires | High-Bay | High-Bay Luminaires for Commercial and Industrial Buildings | Premium | FALSE | [9 empty] | 42541 |  |  | Yes |  | 3.1 | 27315.9 | 124.45 | 219.5 | 9.84 | 0.95 | 5000 | 73
PW7E1GAF | Visionaire Lighting | BHB(Bow High Bay) | BHB-2-T1-64LC-10-5K-UNV-PMXX-XX | Indoor Luminaires | High-Bay | High-Bay Luminaires for Commercial and Industrial Buildings | Premium | FALSE | [9 empty] | 42541 |  |  | Yes |  | 3.1 | 27252.29 | 124.16 | 219.5 | 9.84 | 0.95 | 5000 | 73
PC12U7BV | Visionaire Lighting | BHB(Bow High Bay) | BHB-2-T1-64LC-10-5K-[5 8]-PMXX-XX | Indoor Luminaires | High-Bay | High-Bay Luminaires for Commercial and Industrial Buildings | Premium | FALSE | [9 empty] | 42541 |  |  | Yes |  | 3.1 | 27252.29 | 124.16 | 219.5 | 9.84 | 0.95 | 5000 | 73
PYR44X92 | Visionaire Lighting | BHB(Bow High Bay) | BHB-2-T4A-64LC-10-5K-UNV-PMXX-XX | Indoor Luminaires | High-Bay | High-Bay Luminaires for Commercial and Industrial Buildings | Premium | FALSE | [9 empty] | 42541 |  |  | Yes |  | 3.1 | 27055.82 | 123.26 | 219.5 | 9.84 | 0.95 | 5000 | 73
PF9M9X79 | Visionaire Lighting | BHB(Bow High Bay) | BHB-2-T4A-64LC-10-5K-[5 8]-PMXX-XX | Indoor Luminaires | High-Bay | High-Bay Luminaires for Commercial and Industrial Buildings | Premium | FALSE | [9 empty] | 42541 |  |  | Yes |  | 3.1 | 27055.82 | 123.26 | 219.5 | 9.84 | 0.95 | 5000 | 73
PTZTHJR1 | Visionaire Lighting | BHB(Bow High Bay) | BHB-2-FN-64LC-10-5K-[5 8]-PMXX-XX | Indoor Luminaires | High-Bay | High-Bay Luminaires for Commercial and Industrial Buildings | Premium | FALSE | [9 empty] | 42541 |  |  | Yes |  | 3.1 | 26780.16 | 122.01 | 219.5 | 9.84 | 0.95 | 5000 | 73
PACCN363 | Visionaire Lighting | BHB(Bow High Bay) | BHB-2-FN-64LC-10-5K-UNV-PMXX-XX | Indoor Luminaires | High-Bay | High-Bay Luminaires for Commercial and Industrial Buildings | Premium | FALSE | [9 empty] | 42541 |  |  | Yes |  | 3.1 | 26780.16 | 122.01 | 219.5 | 9.84 | 0.95 | 5000 | 73
PJ1RHW9R | Visionaire Lighting | BHB(Bow High Bay) | BHB-2-T5-64LC-10-5K-UNV-PMXX-XX | Indoor Luminaires | High-Bay | High-Bay Luminaires for Commercial and Industrial Buildings | Premium | FALSE | [9 empty] | 42541 |  |  | Yes |  | 3.1 | 25583.61 | 116.55 | 219.5 | 9.84 | 0.95 | 5000 | 73
PAMH4PQQ | Visionaire Lighting | BHB(Bow High Bay) | BHB-2-T5-64LC-10-5K-[5 8]-PMXX-XX | Indoor Luminaires | High-Bay | High-Bay Luminaires for Commercial and Industrial Buildings | Premium | FALSE | [9 empty] | 42541 |  |  | Yes |  | 3.1 | 25583.61 | 116.55 | 219.5 | 9.84 | 0.95 | 5000 | 73
PYAGVHSQ | Visionaire Lighting | BHB(Bow High Bay) | BHB-2-T3-64LC-10-5K-[5 8]-PMXX-XX | Indoor Luminaires | High-Bay | High-Bay Luminaires for Commercial and Industrial Buildings | Premium | FALSE | [9 empty] | 42541 |  |  | Yes |  | 3.1 | 24378.41 | 111.06 | 219.5 | 9.84 | 0.95 | 5000 | 73
PSQ9XBNB | Visionaire Lighting | BHB(Bow High Bay) | BHB-2-T3-64LC-10-5K-UNV-PMXX-XX | Indoor Luminaires | High-Bay | High-Bay Luminaires for Commercial and Industrial Buildings | Premium | FALSE | [9 empty] | 42541 |  |  | Yes |  | 3.1 | 24378.41 | 111.06 | 219.5 | 9.84 | 0.95 | 5000 | 73
PZC9YD49 | Visionaire Lighting | BHB(Bow High Bay) | BHB-2-T2-64LC-10-5K-[5 8]-PMXX-XX | Indoor Luminaires | High-Bay | High-Bay Luminaires for Commercial and Industrial Buildings | Premium | FALSE | [9 empty] | 42541 |  |  | Yes |  | 3.1 | 24240.36 | 110.43 | 219.5 | 9.84 | 0.95 | 5000 | 73
PU6MTSMT | Visionaire Lighting | BHB(Bow High Bay) | BHB-2-T2-64LC-10-5K-UNV-PMXX-XX | Indoor Luminaires | High-Bay | High-Bay Luminaires for Commercial and Industrial Buildings | Premium | FALSE | [9 empty] | 42541 |  |  | Yes |  | 3.1 | 24240.36 | 110.43 | 219.5 | 9.84 | 0.95 | 5000 | 73
PRK7VBPK | Visionaire Lighting | BHB(Bow High Bay) | BHB-2-FM-64LC-10-5K-UNV-PMXX-XX | Indoor Luminaires | High-Bay | High-Bay Luminaires for Commercial and Industrial Buildings | Standard | FALSE | [9 empty] | 42541 |  |  | Yes |  | 3.1 | 23894.73 | 108.86 | 219.5 | 9.84 | 0.95 | 5000 | 73
P1QVKEWY | Visionaire Lighting | BHB(Bow High Bay) | BHB-2-FM-64LC-10-5K-[5 8]-PMXX-XX | Indoor Luminaires | High-Bay | High-Bay Luminaires for Commercial and Industrial Buildings | Standard | FALSE | [9 empty] | 42541 |  |  | Yes |  | 3.1 | 23894.73 | 108.86 | 219.5 | 9.84 | 0.95 | 5000 | 73
PE6K5MBT | Visionaire Lighting | BHB(Bow High Bay) | BHB-2-FM-64LC-10-5K-UNV-PMXX-XX | Indoor Luminaires | High-Bay | High-Bay Luminaires for Commercial and Industrial Buildings | Standard | FALSE | [9 empty] | 42541 |  |  | Yes |  | 3.1 | 23860.5 | 108.7 | 219.5 | 9.84 | 0.95 | 5000 | 73
P2151PVJ | Visionaire Lighting | BHB(Bow High Bay) | BHB-2-FM-64LC-10-5K-[5 8]-PMXX-XX | Indoor Luminaires | High-Bay | High-Bay Luminaires for Commercial and Industrial Buildings | Standard | FALSE | [9 empty] | 42541 |  |  | Yes |  | 3.1 | 23860.5 | 108.7 | 219.5 | 9.84 | 0.95 | 5000 | 73
PPJSFB2B | Visionaire Lighting | BHB(Bow High Bay) | BHB-2-T5W-64LC-10-5K-[5 8]-PMXX-XX | Indoor Luminaires | High-Bay | High-Bay Luminaires for Commercial and Industrial Buildings | Standard | FALSE | [9 empty] | 42541 |  |  | Yes |  | 3.1 | 23806.32 | 108.46 | 219.5 | 9.84 | 0.95 | 5000 | 73
P8JKXCCR | Visionaire Lighting | BHB(Bow High Bay) | BHB-2-T5W-64LC-10-5K-UNV-PMXX-XX | Indoor Luminaires | High-Bay | High-Bay Luminaires for Commercial and Industrial Buildings | Standard | FALSE | [9 empty] | 42541 |  |  | Yes |  | 3.1 | 23806.32 | 108.46 | 219.5 | 9.84 | 0.95 | 5000 | 73
PFQ39UA6 | Visionaire Lighting | BHB(Bow High Bay) | BHB-4-FM-128LC-5-5K-[UNV 5 8]-PMXX-XX | Indoor Luminaires | High-Bay | High-Bay Luminaires for Commercial and Industrial Buildings | Premium | FALSE | [9 empty] | 42541 |  |  | Yes |  | 3.1 | 29537.07 | 145.5 | 203 | 9.78 | 0.99 | 5000 | 73
PF28EFGJ | Visionaire Lighting | BHB(Bow High Bay) | BHB-4-T1-128LC-5-5K-[UNV 5 8]-PMXX-XX | Indoor Luminaires | High-Bay | High-Bay Luminaires for Commercial and Industrial Buildings | Premium | FALSE | [9 empty] | 42541 |  |  | Yes |  | 3.1 | 29468.28 | 145.16 | 203 | 9.78 | 0.99 | 5000 | 73
PKX2SQDP | Visionaire Lighting | BHB(Bow High Bay) | BHB-4-T4A-128LC-5-5K-[UNV 5 8]-PMXX-XX | Indoor Luminaires | High-Bay | High-Bay Luminaires for Commercial and Industrial Buildings | Premium | FALSE | [9 empty] | 42541 |  |  | Yes |  | 3.1 | 29255.84 | 144.12 | 203 | 9.78 | 0.99 | 5000 | 73
PWA3UREZ | Visionaire Lighting | BHB(Bow High Bay) | BHB-4-FN-128LC-5-5K-[UNV 5 8]-PMXX-XX | Indoor Luminaires | High-Bay | High-Bay Luminaires for Commercial and Industrial Buildings | Premium | FALSE | [9 empty] | 42541 |  |  | Yes |  | 3.1 | 28957.76 | 142.65 | 203 | 9.78 | 0.99 | 5000 | 73
PXQDU2AU | Visionaire Lighting | BHB(Bow High Bay) | BHB-4-T5-128LC-5-5K-[UNV 5 8]-PMXX-XX | Indoor Luminaires | High-Bay | High-Bay Luminaires for Commercial and Industrial Buildings | Premium | FALSE | [9 empty] | 42541 |  |  | Yes |  | 3.1 | 27663.92 | 136.28 | 203 | 9.78 | 0.99 | 5000 | 73
PSCC34WK | Visionaire Lighting | BHB(Bow High Bay) | BHB-4-T3-128LC-5-5K-[UNV 5 8]-PMXX-XX | Indoor Luminaires | High-Bay | High-Bay Luminaires for Commercial and Industrial Buildings | Premium | FALSE | [9 empty] | 42541 |  |  | Yes |  | 3.1 | 26360.72 | 129.86 | 203 | 9.78 | 0.99 | 5000 | 73
PA8H3QRG | Visionaire Lighting | BHB(Bow High Bay) | BHB-4-T2-128LC-5-5K-[UNV 5 8]-PMXX-XX | Indoor Luminaires | High-Bay | High-Bay Luminaires for Commercial and Industrial Buildings | Premium | FALSE | [9 empty] | 42541 |  |  | Yes |  | 3.1 | 26211.45 | 129.12 | 203 | 9.78 | 0.99 | 5000 | 73
PDGX2D5P | Visionaire Lighting | BHB(Bow High Bay) | BHB-4-L30D2-128LC-5-5K-[UNV 5 8]-PMXX-XX | Indoor Luminaires | High-Bay | High-Bay Luminaires for Commercial and Industrial Buildings | Premium | FALSE | [9 empty] | 42541 |  |  | Yes |  | 3.1 | 25837.71 | 127.28 | 203 | 9.78 | 0.99 | 5000 | 73
PUEJXQYD | Visionaire Lighting | BHB(Bow High Bay) | BHB-4-L30D4-128LC-5-5K-[UNV 5 8]-PMXX-XX | Indoor Luminaires | High-Bay | High-Bay Luminaires for Commercial and Industrial Buildings | Premium | FALSE | [9 empty] | 42541 |  |  | Yes |  | 3.1 | 25800.69 | 127.1 | 203 | 9.78 | 0.99 | 5000 | 73
PPSX7QY3 | Visionaire Lighting | BHB(Bow High Bay) | BHB-4-T5W-128LC-5-5K-[UNV 5 8]-PMXX-XX | Indoor Luminaires | High-Bay | High-Bay Luminaires for Commercial and Industrial Buildings | Premium | FALSE | [9 empty] | 42541 |  |  | Yes |  | 3.1 | 25742.11 | 126.81 | 203 | 9.78 | 0.99 | 5000 | 73
P2HKY7BZ | Visionaire Lighting | BHB(Bow High Bay) | BHB-6-FM-192LC-7-5K-[UNV 5 8]-PMXX-XX | Indoor Luminaires | High-Bay | High-Bay Luminaires for Commercial and Industrial Buildings | Premium | FALSE | [9 empty] | 42541 |  |  | Yes |  | 3.1 | 66299.27 | 150.68 | 440 | 9.26 | 0.99 | 5000 | 73
PUMQNGEX | Visionaire Lighting | BHB(Bow High Bay) | BHB-6-T1-192LC-7-5K-[UNV 5 8]-PMXX-XX | Indoor Luminaires | High-Bay | High-Bay Luminaires for Commercial and Industrial Buildings | Premium | FALSE | [9 empty] | 42541 |  |  | Yes |  | 3.1 | 66144.87 | 150.33 | 440 | 9.26 | 0.99 | 5000 | 73
P4AVWXKF | Visionaire Lighting | BHB(Bow High Bay) | BHB-6-T4A-192LC-7-5K-[UNV 5 8]-PMXX-XX | Indoor Luminaires | High-Bay | High-Bay Luminaires for Commercial and Industrial Buildings | Premium | FALSE | [9 empty] | 42541 |  |  | Yes |  | 3.1 | 65668.02 | 149.25 | 440 | 9.26 | 0.99 | 5000 | 73
PNBHUZRT | Visionaire Lighting | BHB(Bow High Bay) | BHB-6-FN-192LC-7-5K-[UNV 5 8]-PMXX-XX | Indoor Luminaires | High-Bay | High-Bay Luminaires for Commercial and Industrial Buildings | Premium | FALSE | [9 empty] | 42541 |  |  | Yes |  | 3.1 | 64998.96 | 147.72 | 440 | 9.26 | 0.99 | 5000 | 73
PJD9PC9F | Visionaire Lighting | BHB(Bow High Bay) | BHB-6-T5-192LC-7-5K-[UNV 5 8]-PMXX-XX | Indoor Luminaires | High-Bay | High-Bay Luminaires for Commercial and Industrial Buildings | Premium | FALSE | [9 empty] | 42541 |  |  | Yes |  | 3.1 | 62094.78 | 141.12 | 440 | 9.26 | 0.99 | 5000 | 73
PPYXE4SP | Visionaire Lighting | BHB(Bow High Bay) | BHB-6-T3-192LC-7-5K-[UNV 5 8]-PMXX-XX | Indoor Luminaires | High-Bay | High-Bay Luminaires for Commercial and Industrial Buildings | Premium | FALSE | [9 empty] | 42541 |  |  | Yes |  | 3.1 | 59169.6 | 134.48 | 440 | 9.26 | 0.99 | 5000 | 73
PHG153UX | Visionaire Lighting | BHB(Bow High Bay) | BHB-6-T2-192LC-7-5K-[UNV 5 8]-PMXX-XX | Indoor Luminaires | High-Bay | High-Bay Luminaires for Commercial and Industrial Buildings | Premium | FALSE | [9 empty] | 42541 |  |  | Yes |  | 3.1 | 58834.54 | 133.71 | 440 | 9.26 | 0.99 | 5000 | 73
PK42U5S9 | Visionaire Lighting | BHB(Bow High Bay) | BHB-6-L30D2-192LC-7-5K-[UNV 5 8]-PMXX-XX | Indoor Luminaires | High-Bay | High-Bay Luminaires for Commercial and Industrial Buildings | Premium | FALSE | [9 empty] | 42541 |  |  | Yes |  | 3.1 | 57995.64 | 131.81 | 440 | 9.26 | 0.99 | 5000 | 73
PC1RZUSX | Visionaire Lighting | BHB(Bow High Bay) | BHB-6-L30D4-192LC-7-5K-[UNV 5 8]-PMXX-XX | Indoor Luminaires | High-Bay | High-Bay Luminaires for Commercial and Industrial Buildings | Premium | FALSE | [9 empty] | 42541 |  |  | Yes |  | 3.1 | 57912.56 | 131.62 | 440 | 9.26 | 0.99 | 5000 | 73
P2MGDFX7 | Visionaire Lighting | BHB(Bow High Bay) | BHB-6-T5W-192LC-7-5K-[UNV 5 8]-PMXX-XX | Indoor Luminaires | High-Bay | High-Bay Luminaires for Commercial and Industrial Buildings | Premium | FALSE | [9 empty] | 42541 |  |  | Yes |  | 3.1 | 57781.05 | 131.32 | 440 | 9.26 | 0.99 | 5000 | 73
PQ8VWW4C | Visionaire Lighting | BHB(Bow High Bay) | BHB-6-FM-192LC-10-5K-UNV-PMXX-XX-DIM-[MS or blank] | Indoor Luminaires | High-Bay | High-Bay Luminaires for Commercial and Industrial Buildings | Premium | FALSE | [9 empty] | 42541 |  |  | Yes |  | 3.1 | 86484.24 | 130.25 | 664 | 16.53 | 0.94 | 5000 | 73
PFC3Y51Y | Visionaire Lighting | BHB(Bow High Bay) | BHB-6-T1-192LC-10-5K-UNV-PMXX-XX-DIM-[MS or blank] | Indoor Luminaires | High-Bay | High-Bay Luminaires for Commercial and Industrial Buildings | Premium | FALSE | [9 empty] | 42541 |  |  | Yes |  | 3.1 | 86282.84 | 129.94 | 664 | 16.53 | 0.94 | 5000 | 73
PDYSQWJS | Visionaire Lighting | BHB(Bow High Bay) | BHB-6-T4A-192LC-10-5K-UNV-PMXX-XX-DIM-[MS or blank] | Indoor Luminaires | High-Bay | High-Bay Luminaires for Commercial and Industrial Buildings | Premium | FALSE | [9 empty] | 42541 |  |  | Yes |  | 3.1 | 85660.81 | 129.01 | 664 | 16.53 | 0.94 | 5000 | 73
PD1RFRQ4 | Visionaire Lighting | BHB(Bow High Bay) | BHB-6-FN-192LC-10-5K-UNV-PMXX-XX-DIM-[MS or blank] | Indoor Luminaires | High-Bay | High-Bay Luminaires for Commercial and Industrial Buildings | Premium | FALSE | [9 empty] | 42541 |  |  | Yes |  | 3.1 | 84788.05 | 127.69 | 664 | 16.53 | 0.94 | 5000 | 73
P5RG931C | Visionaire Lighting | BHB(Bow High Bay) | BHB-6-T5-192LC-10-5K-UNV-PMXX-XX-DIM-[MS or blank] | Indoor Luminaires | High-Bay | High-Bay Luminaires for Commercial and Industrial Buildings | Premium | FALSE | [9 empty] | 42541 |  |  | Yes |  | 3.1 | 80999.68 | 121.99 | 664 | 16.53 | 0.94 | 5000 | 73
P2ARC9YG | Visionaire Lighting | BHB(Bow High Bay) | BHB-6-T3-192LC-10-5K-UNV-PMXX-XX-DIM-[MS or blank] | Indoor Luminaires | High-Bay | High-Bay Luminaires for Commercial and Industrial Buildings | Premium | FALSE | [9 empty] | 42541 |  |  | Yes |  | 3.1 | 77183.92 | 116.24 | 664 | 16.53 | 0.94 | 5000 | 73
PZFAKJCC | Visionaire Lighting | BHB(Bow High Bay) | BHB-6-T2-192LC-10-5K-UNV-PMXX-XX-DIM-[MS or blank] | Indoor Luminaires | High-Bay | High-Bay Luminaires for Commercial and Industrial Buildings | Premium | FALSE | [9 empty] | 42541 |  |  | Yes |  | 3.1 | 76746.85 | 115.58 | 664 | 16.53 | 0.94 | 5000 | 73
PPKHHRF4 | Visionaire Lighting | BHB(Bow High Bay) | BHB-6-L30D2-192LC-10-5K-UNV-PMXX-XX-DIM-[MS or blank] | Indoor Luminaires | High-Bay | High-Bay Luminaires for Commercial and Industrial Buildings | Premium | FALSE | [9 empty] | 42541 |  |  | Yes |  | 3.1 | 75652.55 | 113.93 | 664 | 16.53 | 0.94 | 5000 | 73
P14KRMAJ | Visionaire Lighting | BHB(Bow High Bay) | BHB-6-L30D4-192LC-10-5K-UNV-PMXX-XX-DIM-[MS or blank] | Indoor Luminaires | High-Bay | High-Bay Luminaires for Commercial and Industrial Buildings | Premium | FALSE | [9 empty] | 42541 |  |  | Yes |  | 3.1 | 75544.18 | 113.77 | 664 | 16.53 | 0.94 | 5000 | 73
PSXR2U5E | Visionaire Lighting | BHB(Bow High Bay) | BHB-6-T5W-192LC-10-5K-UNV-PMXX-XX-DIM-[MS or blank] | Indoor Luminaires | High-Bay | High-Bay Luminaires for Commercial and Industrial Buildings | Premium | FALSE | [9 empty] | 42541 |  |  | Yes |  | 3.1 | 75372.63 | 113.51 | 664 | 16.53 | 0.94 | 5000 | 73
PJA3GM9E | Visionaire Lighting | BHB(Bow High Bay) | BHB-4-FM-128LC-10-5K-UNV-PMXX-XX-DIM-[MS or blank] | Indoor Luminaires | High-Bay | High-Bay Luminaires for Commercial and Industrial Buildings | Premium | FALSE | [9 empty] | 42541 |  |  | Yes |  | 3.1 | 51076 | 117.96 | 433 | 13.35 | 0.94 | 5000 | 73
PH6HE56B | Visionaire Lighting | BHB(Bow High Bay) | BHB-4-FM-128LC-10-5K-[5 8]-PMXX-XX-DIM-[MS or blank] | Indoor Luminaires | High-Bay | High-Bay Luminaires for Commercial and Industrial Buildings | Premium | FALSE | [9 empty] | 42541 |  |  | Yes |  | 3.1 | 51076 | 117.96 | 433 | 13.35 | 0.94 | 5000 | 73
PWG5495Z | Visionaire Lighting | BHB(Bow High Bay) | BHB-4-T1-128LC-10-5K-UNV-PMXX-XX-DIM-[MS or blank] | Indoor Luminaires | High-Bay | High-Bay Luminaires for Commercial and Industrial Buildings | Premium | FALSE | [9 empty] | 42541 |  |  | Yes |  | 3.1 | 50957.05 | 117.68 | 433 | 13.35 | 0.94 | 5000 | 73
PBMEWDCV | Visionaire Lighting | BHB(Bow High Bay) | BHB-4-T1-128LC-10-5K-[5 8]-PMXX-XX-DIM-[MS or blank] | Indoor Luminaires | High-Bay | High-Bay Luminaires for Commercial and Industrial Buildings | Premium | FALSE | [9 empty] | 42541 |  |  | Yes |  | 3.1 | 50957.05 | 117.68 | 433 | 13.35 | 0.94 | 5000 | 73
PR282PAF | Visionaire Lighting | BHB(Bow High Bay) | BHB-4-T4A-128LC-10-5K-UNV-PMXX-XX-DIM-[MS or blank] | Indoor Luminaires | High-Bay | High-Bay Luminaires for Commercial and Industrial Buildings | Premium | FALSE | [9 empty] | 42541 |  |  | Yes |  | 3.1 | 50589.69 | 116.84 | 433 | 13.35 | 0.94 | 5000 | 73
P97XRUJF | Visionaire Lighting | BHB(Bow High Bay) | BHB-4-T4A-128LC-10-5K-[5 8]-PMXX-XX-DIM-[MS or blank] | Indoor Luminaires | High-Bay | High-Bay Luminaires for Commercial and Industrial Buildings | Premium | FALSE | [9 empty] | 42541 |  |  | Yes |  | 3.1 | 50589.69 | 116.84 | 433 | 13.35 | 0.94 | 5000 | 73
PN8G3SKB | Visionaire Lighting | BHB(Bow High Bay) | BHB-4-FN-128LC-10-5K-[5 8]-PMXX-XX-DIM-[MS or blank] | Indoor Luminaires | High-Bay | High-Bay Luminaires for Commercial and Industrial Buildings | Premium | FALSE | [9 empty] | 42541 |  |  | Yes |  | 3.1 | 50074.25 | 115.64 | 433 | 13.35 | 0.94 | 5000 | 73
PAKW9XF8 | Visionaire Lighting | BHB(Bow High Bay) | BHB-4-FN-128LC-10-5K-UNV-PMXX-XX-DIM-[MS or blank] | Indoor Luminaires | High-Bay | High-Bay Luminaires for Commercial and Industrial Buildings | Premium | FALSE | [9 empty] | 42541 |  |  | Yes |  | 3.1 | 50074.25 | 115.64 | 433 | 13.35 | 0.94 | 5000 | 73
PHYRQFKN | Visionaire Lighting | BHB(Bow High Bay) | BHB-4-T5-128LC-10-5K-[5 8]-PMXX-XX-DIM-[MS or blank] | Indoor Luminaires | High-Bay | High-Bay Luminaires for Commercial and Industrial Buildings | Premium | FALSE | [9 empty] | 42541 |  |  | Yes |  | 3.1 | 47836.92 | 110.48 | 433 | 13.35 | 0.94 | 5000 | 73
P1G8HWZ8 | Visionaire Lighting | BHB(Bow High Bay) | BHB-4-T5-128LC-10-5K-UNV-PMXX-XX-DIM-[MS or blank] | Indoor Luminaires | High-Bay | High-Bay Luminaires for Commercial and Industrial Buildings | Premium | FALSE | [9 empty] | 42541 |  |  | Yes |  | 3.1 | 47836.92 | 110.48 | 433 | 13.35 | 0.94 | 5000 | 73
PM3HK1MP | Visionaire Lighting | BHB(Bow High Bay) | BHB-4-T3-128LC-10-5K-[5 8]-PMXX-XX-DIM-[MS or blank] | Indoor Luminaires | High-Bay | High-Bay Luminaires for Commercial and Industrial Buildings | Standard | FALSE | [9 empty] | 42541 |  |  | Yes |  | 3.1 | 45583.4 | 105.27 | 433 | 13.35 | 0.94 | 5000 | 73
PCC56EM9 | Visionaire Lighting | BHB(Bow High Bay) | BHB-4-T3-128LC-10-5K-UNV-PMXX-XX-DIM-[MS or blank] | Indoor Luminaires | High-Bay | High-Bay Luminaires for Commercial and Industrial Buildings | Standard | FALSE | [9 empty] | 42541 |  |  | Yes |  | 3.1 | 45583.4 | 105.27 | 433 | 13.35 | 0.94 | 5000 | 73
PU7S6513 | Visionaire Lighting | BHB(Bow High Bay) | BHB-4-T2-128LC-10-5K-UNV-PMXX-XX-DIM-[MS or blank] | Indoor Luminaires | High-Bay | High-Bay Luminaires for Commercial and Industrial Buildings | Standard | FALSE | [9 empty] | 42541 |  |  | Yes |  | 3.1 | 45325.27 | 104.68 | 433 | 13.35 | 0.94 | 5000 | 73
PP23M5ZP | Visionaire Lighting | BHB(Bow High Bay) | BHB-4-T2-128LC-10-5K-[5 8]-PMXX-XX-DIM-[MS or blank] | Indoor Luminaires | High-Bay | High-Bay Luminaires for Commercial and Industrial Buildings | Standard | FALSE | [9 empty] | 42541 |  |  | Yes |  | 3.1 | 45325.27 | 104.68 | 433 | 13.35 | 0.94 | 5000 | 73
PQ7BV5U4 | Visionaire Lighting | BHB(Bow High Bay) | BHB-4-L30D2-128LC-10-5K-UNV-PMXX-XX-DIM-[MS or blank] | Indoor Luminaires | High-Bay | High-Bay Luminaires for Commercial and Industrial Buildings | Standard | FALSE | [9 empty] | 42541 |  |  | Yes |  | 3.1 | 44679 | 103.18 | 433 | 13.35 | 0.94 | 5000 | 73
PPTFV4PF | Visionaire Lighting | BHB(Bow High Bay) | BHB-4-L30D2-128LC-10-5K-[5 8]-PMXX-XX-DIM-[MS or blank] | Indoor Luminaires | High-Bay | High-Bay Luminaires for Commercial and Industrial Buildings | Standard | FALSE | [9 empty] | 42541 |  |  | Yes |  | 3.1 | 44679 | 103.18 | 433 | 13.35 | 0.94 | 5000 | 73
PCN7ZPBB | Visionaire Lighting | BHB(Bow High Bay) | BHB-4-L30D4-128LC-10-5K-[5 8]-PMXX-XX-DIM-[MS or blank] | Indoor Luminaires | High-Bay | High-Bay Luminaires for Commercial and Industrial Buildings | Standard | FALSE | [9 empty] | 42541 |  |  | Yes |  | 3.1 | 44614.99 | 103.04 | 433 | 13.35 | 0.94 | 5000 | 73
P1TXHB4W | Visionaire Lighting | BHB(Bow High Bay) | BHB-4-L30D4-128LC-10-5K-UNV-PMXX-XX-DIM-[MS or blank] | Indoor Luminaires | High-Bay | High-Bay Luminaires for Commercial and Industrial Buildings | Standard | FALSE | [9 empty] | 42541 |  |  | Yes |  | 3.1 | 44614.99 | 103.04 | 433 | 13.35 | 0.94 | 5000 | 73
PRBZFWFC | Visionaire Lighting | BHB(Bow High Bay) | BHB-4-T5W-128LC-10-5K-UNV-PMXX-XX-DIM-[MS or blank] | Indoor Luminaires | High-Bay | High-Bay Luminaires for Commercial and Industrial Buildings | Standard | FALSE | [9 empty] | 42541 |  |  | Yes |  | 3.1 | 44513.68 | 102.8 | 433 | 13.35 | 0.94 | 5000 | 73
PK317TMD | Visionaire Lighting | BHB(Bow High Bay) | BHB-4-T5W-128LC-10-5K-[5 8]-PMXX-XX-DIM-[MS or blank] | Indoor Luminaires | High-Bay | High-Bay Luminaires for Commercial and Industrial Buildings | Standard | FALSE | [9 empty] | 42541 |  |  | Yes |  | 3.1 | 44513.68 | 102.8 | 433 | 13.35 | 0.94 | 5000 | 73
PJ7PNPUE | Visionaire Lighting | BHB(Bow High Bay) | BHB-4-FM-128LC-7-5K-[UNV 5 8]-PMXX-XX-DIM-[MS or blank] | Indoor Luminaires | High-Bay | High-Bay Luminaires for Commercial and Industrial Buildings | Premium | FALSE | [9 empty] | 42541 |  |  | Yes |  | 3.1 | 37262.24 | 131.67 | 283 | 13.14 | 0.91 | 5000 | 73
PBV4UD9K | Visionaire Lighting | BHB(Bow High Bay) | BHB-4-T1-128LC-7-5K-[UNV 5 8]-PMXX-XX-DIM-[MS or blank] | Indoor Luminaires | High-Bay | High-Bay Luminaires for Commercial and Industrial Buildings | Premium | FALSE | [9 empty] | 42541 |  |  | Yes |  | 3.1 | 37175.46 | 131.36 | 283 | 13.14 | 0.91 | 5000 | 73
P7NKF4AN | Visionaire Lighting | BHB(Bow High Bay) | BHB-4-T4A-128LC-7-5K-[UNV 5 8]-PMXX-XX-DIM-[MS or blank] | Indoor Luminaires | High-Bay | High-Bay Luminaires for Commercial and Industrial Buildings | Premium | FALSE | [9 empty] | 42541 |  |  | Yes |  | 3.1 | 36907.46 | 130.42 | 283 | 13.14 | 0.91 | 5000 | 73
PB4MRSVV | Visionaire Lighting | BHB(Bow High Bay) | BHB-4-FN-128LC-7-5K-[UNV 5 8]-PMXX-XX-DIM-[MS or blank] | Indoor Luminaires | High-Bay | High-Bay Luminaires for Commercial and Industrial Buildings | Premium | FALSE | [9 empty] | 42541 |  |  | Yes |  | 3.1 | 36531.42 | 129.09 | 283 | 13.14 | 0.91 | 5000 | 73
PC5ANTBJ | Visionaire Lighting | BHB(Bow High Bay) | BHB-4-T5-128LC-7-5K-[UNV 5 8]-PMXX-XX-DIM-[MS or blank] | Indoor Luminaires | High-Bay | High-Bay Luminaires for Commercial and Industrial Buildings | Premium | FALSE | [9 empty] | 42541 |  |  | Yes |  | 3.1 | 34899.19 | 123.32 | 283 | 13.14 | 0.91 | 5000 | 73
PPE4VW17 | Visionaire Lighting | BHB(Bow High Bay) | BHB-4-T3-128LC-7-5K-[UNV 5 8]-PMXX-XX-DIM-[MS or blank] | Indoor Luminaires | High-Bay | High-Bay Luminaires for Commercial and Industrial Buildings | Premium | FALSE | [9 empty] | 42541 |  |  | Yes |  | 3.1 | 33255.14 | 117.51 | 283 | 13.14 | 0.91 | 5000 | 73
PQYHKQBG | Visionaire Lighting | BHB(Bow High Bay) | BHB-4-T2-128LC-7-5K-[UNV 5 8]-PMXX-XX-DIM-[MS or blank] | Indoor Luminaires | High-Bay | High-Bay Luminaires for Commercial and Industrial Buildings | Premium | FALSE | [9 empty] | 42541 |  |  | Yes |  | 3.1 | 33066.83 | 116.84 | 283 | 13.14 | 0.91 | 5000 | 73
PGUPJ87M | Visionaire Lighting | BHB(Bow High Bay) | BHB-4-L30D2-128LC-7-5K-[UNV 5 8]-PMXX-XX-DIM-[MS or blank] | Indoor Luminaires | High-Bay | High-Bay Luminaires for Commercial and Industrial Buildings | Premium | FALSE | [9 empty] | 42541 |  |  | Yes |  | 3.1 | 32595.34 | 115.18 | 283 | 13.14 | 0.91 | 5000 | 73
P3H86983 | Visionaire Lighting | BHB(Bow High Bay) | BHB-4-L30D4-128LC-7-5K-[UNV 5 8]-PMXX-XX-DIM-[MS or blank] | Indoor Luminaires | High-Bay | High-Bay Luminaires for Commercial and Industrial Buildings | Premium | FALSE | [9 empty] | 42541 |  |  | Yes |  | 3.1 | 32548.65 | 115.01 | 283 | 13.14 | 0.91 | 5000 | 73
PW5CJM98 | Visionaire Lighting | BHB(Bow High Bay) | BHB-4-T5W-128LC-7-5K-[UNV 5 8]-PMXX-XX-DIM-[MS or blank] | Indoor Luminaires | High-Bay | High-Bay Luminaires for Commercial and Industrial Buildings | Premium | FALSE | [9 empty] | 42541 |  |  | Yes |  | 3.1 | 32474.74 | 114.75 | 283 | 13.14 | 0.91 | 5000 | 73
PWWGK899 | Visionaire Lighting | BHB(Bow High Bay) | BHB-2-FM-64LC-7-5K-[5 8]-PMXX-XX-DIM-[MS or blank] | Indoor Luminaires | High-Bay | High-Bay Luminaires for Commercial and Industrial Buildings | Premium | FALSE | [9 empty] | 42541 |  |  | Yes |  | 3.1 | 19635.42 | 137.31 | 143 | 13.14 | 0.91 | 5000 | 73
P37ZGUMN | Visionaire Lighting | BHB(Bow High Bay) | BHB-2-FM-64LC-7-5K-UNV-PMXX-XX-DIM-[MS or blank] | Indoor Luminaires | High-Bay | High-Bay Luminaires for Commercial and Industrial Buildings | Premium | FALSE | [9 empty] | 42541 |  |  | Yes |  | 3.1 | 19635.42 | 137.31 | 143 | 13.14 | 0.91 | 5000 | 73
PHCCPC6K | Visionaire Lighting | BHB(Bow High Bay) | BHB-2-T1-64LC-7-5K-[5 8]-PMXX-XX-DIM-[MS or blank] | Indoor Luminaires | High-Bay | High-Bay Luminaires for Commercial and Industrial Buildings | Premium | FALSE | [9 empty] | 42541 |  |  | Yes |  | 3.1 | 19589.69 | 136.99 | 143 | 13.14 | 0.91 | 5000 | 73
P5U2FRDJ | Visionaire Lighting | BHB(Bow High Bay) | BHB-2-T1-64LC-7-5K-UNV-PMXX-XX-DIM-[MS or blank] | Indoor Luminaires | High-Bay | High-Bay Luminaires for Commercial and Industrial Buildings | Premium | FALSE | [9 empty] | 42541 |  |  | Yes |  | 3.1 | 19589.69 | 136.99 | 143 | 13.14 | 0.91 | 5000 | 73
PSRUKVFN | Visionaire Lighting | BHB(Bow High Bay) | BHB-2-T4A-64LC-7-5K-UNV-PMXX-XX-DIM-[MS or blank] | Indoor Luminaires | High-Bay | High-Bay Luminaires for Commercial and Industrial Buildings | Premium | FALSE | [9 empty] | 42541 |  |  | Yes |  | 3.1 | 19448.46 | 136 | 143 | 13.14 | 0.91 | 5000 | 73
PJC28YG1 | Visionaire Lighting | BHB(Bow High Bay) | BHB-2-T4A-64LC-7-5K-[5 8]-PMXX-XX-DIM-[MS or blank] | Indoor Luminaires | High-Bay | High-Bay Luminaires for Commercial and Industrial Buildings | Premium | FALSE | [9 empty] | 42541 |  |  | Yes |  | 3.1 | 19448.46 | 136 | 143 | 13.14 | 0.91 | 5000 | 73
PJDSFM11 | Visionaire Lighting | BHB(Bow High Bay) | BHB-2-FN-64LC-7-5K-UNV-PMXX-XX-DIM-[MS or blank] | Indoor Luminaires | High-Bay | High-Bay Luminaires for Commercial and Industrial Buildings | Premium | FALSE | [9 empty] | 42541 |  |  | Yes |  | 3.1 | 19250.31 | 134.62 | 143 | 13.14 | 0.91 | 5000 | 73
P2ABPC47 | Visionaire Lighting | BHB(Bow High Bay) | BHB-2-FN-64LC-7-5K-[5 8]-PMXX-XX-DIM-[MS or blank] | Indoor Luminaires | High-Bay | High-Bay Luminaires for Commercial and Industrial Buildings | Premium | FALSE | [9 empty] | 42541 |  |  | Yes |  | 3.1 | 19250.31 | 134.62 | 143 | 13.14 | 0.91 | 5000 | 73
PEBPY3DQ | Visionaire Lighting | BHB(Bow High Bay) | BHB-2-T5-64LC-7-5K-[5 8]-PMXX-XX-DIM-[MS or blank] | Indoor Luminaires | High-Bay | High-Bay Luminaires for Commercial and Industrial Buildings | Premium | FALSE | [9 empty] | 42541 |  |  | Yes |  | 3.1 | 18390.2 | 128.6 | 143 | 13.14 | 0.91 | 5000 | 73
P84JWP4Q | Visionaire Lighting | BHB(Bow High Bay) | BHB-2-T5-64LC-7-5K-UNV-PMXX-XX-DIM-[MS or blank] | Indoor Luminaires | High-Bay | High-Bay Luminaires for Commercial and Industrial Buildings | Premium | FALSE | [9 empty] | 42541 |  |  | Yes |  | 3.1 | 18390.2 | 128.6 | 143 | 13.14 | 0.91 | 5000 | 73
PPX1STEN | Visionaire Lighting | BHB(Bow High Bay) | BHB-2-T3-64LC-7-5K-UNV-PMXX-XX-DIM-[MS or blank] | Indoor Luminaires | High-Bay | High-Bay Luminaires for Commercial and Industrial Buildings | Premium | FALSE | [9 empty] | 42541 |  |  | Yes |  | 3.1 | 17523.87 | 122.54 | 143 | 13.14 | 0.91 | 5000 | 73
PDS86MKT | Visionaire Lighting | BHB(Bow High Bay) | BHB-2-T3-64LC-7-5K-[5 8]-PMXX-XX-DIM-[MS or blank] | Indoor Luminaires | High-Bay | High-Bay Luminaires for Commercial and Industrial Buildings | Premium | FALSE | [9 empty] | 42541 |  |  | Yes |  | 3.1 | 17523.87 | 122.54 | 143 | 13.14 | 0.91 | 5000 | 73
PT9J71EN | Visionaire Lighting | BHB(Bow High Bay) | BHB-2-T2-64LC-7-5K-[5 8]-PMXX-XX-DIM-[MS or blank] | Indoor Luminaires | High-Bay | High-Bay Luminaires for Commercial and Industrial Buildings | Premium | FALSE | [9 empty] | 42541 |  |  | Yes |  | 3.1 | 17424.64 | 121.85 | 143 | 13.14 | 0.91 | 5000 | 73
PEYKYHXV | Visionaire Lighting | BHB(Bow High Bay) | BHB-2-T2-64LC-7-5K-UNV-PMXX-XX-DIM-[MS or blank] | Indoor Luminaires | High-Bay | High-Bay Luminaires for Commercial and Industrial Buildings | Premium | FALSE | [9 empty] | 42541 |  |  | Yes |  | 3.1 | 17424.64 | 121.85 | 143 | 13.14 | 0.91 | 5000 | 73
PDG5677G | Visionaire Lighting | BHB(Bow High Bay) | BHB-2-L30D2-64LC-7-5K-UNV-PMXX-XX-DIM-[MS or blank] | Indoor Luminaires | High-Bay | High-Bay Luminaires for Commercial and Industrial Buildings | Premium | FALSE | [9 empty] | 42541 |  |  | Yes |  | 3.1 | 17176.18 | 120.11 | 143 | 13.14 | 0.91 | 5000 | 73
P9MQQZVP | Visionaire Lighting | BHB(Bow High Bay) | BHB-2-L30D2-64LC-7-5K-[5 8]-PMXX-XX-DIM-[MS or blank] | Indoor Luminaires | High-Bay | High-Bay Luminaires for Commercial and Industrial Buildings | Premium | FALSE | [9 empty] | 42541 |  |  | Yes |  | 3.1 | 17176.18 | 120.11 | 143 | 13.14 | 0.91 | 5000 | 73
P86J7A87 | Visionaire Lighting | BHB(Bow High Bay) | BHB-2-L30D4-64LC-7-5K-[5 8]-PMXX-XX-DIM-[MS or blank] | Indoor Luminaires | High-Bay | High-Bay Luminaires for Commercial and Industrial Buildings | Premium | FALSE | [9 empty] | 42541 |  |  | Yes |  | 3.1 | 17151.58 | 119.94 | 143 | 13.14 | 0.91 | 5000 | 73
P5BB43EX | Visionaire Lighting | BHB(Bow High Bay) | BHB-2-L30D4-64LC-7-5K-UNV-PMXX-XX-DIM-[MS or blank] | Indoor Luminaires | High-Bay | High-Bay Luminaires for Commercial and Industrial Buildings | Premium | FALSE | [9 empty] | 42541 |  |  | Yes |  | 3.1 | 17151.58 | 119.94 | 143 | 13.14 | 0.91 | 5000 | 73
PGMC41ZB | Visionaire Lighting | BHB(Bow High Bay) | BHB-2-T5W-64LC-7-5K-[5 8]-PMXX-XX-DIM-[MS or blank] | Indoor Luminaires | High-Bay | High-Bay Luminaires for Commercial and Industrial Buildings | Premium | FALSE | [9 empty] | 42541 |  |  | Yes |  | 3.1 | 17112.63 | 119.67 | 143 | 13.14 | 0.91 | 5000 | 73
P2YJY91H | Visionaire Lighting | BHB(Bow High Bay) | BHB-2-T5W-64LC-7-5K-UNV-PMXX-XX-DIM-[MS or blank] | Indoor Luminaires | High-Bay | High-Bay Luminaires for Commercial and Industrial Buildings | Premium | FALSE | [9 empty] | 42541 |  |  | Yes |  | 3.1 | 17112.63 | 119.67 | 143 | 13.14 | 0.91 | 5000 | 73
P7UUC3QY | Visionaire Lighting | BHB(Bow High Bay) | BHB-2-FM-64LC-5-5K-[UNV 5 8]-PMXX-XX-DIM-[MS or blank] | Indoor Luminaires | High-Bay | High-Bay Luminaires for Commercial and Industrial Buildings | Premium | FALSE | [9 empty] | 42541 |  |  | Yes |  | 3.1 | 15935.89 | 145.67 | 109.4 | 10.46 | 0.95 | 5000 | 73
P5G1KV5J | Visionaire Lighting | BHB(Bow High Bay) | BHB-2-T1-64LC-5-5K-[UNV 5 8]-PMXX-XX-DIM-[MS or blank] | Indoor Luminaires | High-Bay | High-Bay Luminaires for Commercial and Industrial Buildings | Premium | FALSE | [9 empty] | 42541 |  |  | Yes |  | 3.1 | 15898.77 | 145.33 | 109.4 | 10.46 | 0.95 | 5000 | 73
PFVNQJVX | Visionaire Lighting | BHB(Bow High Bay) | BHB-2-T4A-64LC-5-5K-[UNV 5 8]-PMXX-XX-DIM-[MS or blank] | Indoor Luminaires | High-Bay | High-Bay Luminaires for Commercial and Industrial Buildings | Premium | FALSE | [9 empty] | 42541 |  |  | Yes |  | 3.1 | 15784.16 | 144.28 | 109.4 | 10.46 | 0.95 | 5000 | 73
PBQS7Q2K | Visionaire Lighting | BHB(Bow High Bay) | BHB-2-FN-64LC-5-5K-[UNV 5 8]-PMXX-XX-DIM-[MS or blank] | Indoor Luminaires | High-Bay | High-Bay Luminaires for Commercial and Industrial Buildings | Premium | FALSE | [9 empty] | 42541 |  |  | Yes |  | 3.1 | 15623.34 | 142.81 | 109.4 | 10.46 | 0.95 | 5000 | 73
P274THJZ | Visionaire Lighting | BHB(Bow High Bay) | BHB-2-T5-64LC-5-5K-[UNV 5 8]-PMXX-XX-DIM-[MS or blank] | Indoor Luminaires | High-Bay | High-Bay Luminaires for Commercial and Industrial Buildings | Premium | FALSE | [9 empty] | 42541 |  |  | Yes |  | 3.1 | 14925.28 | 136.43 | 109.4 | 10.46 | 0.95 | 5000 | 73
P88HWJ19 | Visionaire Lighting | BHB(Bow High Bay) | BHB-2-T3-64LC-5-5K-[UNV 5 8]-PMXX-XX-DIM-[MS or blank] | Indoor Luminaires | High-Bay | High-Bay Luminaires for Commercial and Industrial Buildings | Premium | FALSE | [9 empty] | 42541 |  |  | Yes |  | 3.1 | 14222.18 | 130 | 109.4 | 10.46 | 0.95 | 5000 | 73
PZ4QJDT4 | Visionaire Lighting | BHB(Bow High Bay) | BHB-2-T2-64LC-5-5K-[UNV 5 8]-PMXX-XX-DIM-[MS or blank] | Indoor Luminaires | High-Bay | High-Bay Luminaires for Commercial and Industrial Buildings | Premium | FALSE | [9 empty] | 42541 |  |  | Yes |  | 3.1 | 14141.64 | 129.27 | 109.4 | 10.46 | 0.95 | 5000 | 73
PXP6MKX7 | Visionaire Lighting | BHB(Bow High Bay) | BHB-2-L30D2-64LC-5-5K-[UNV 5 8]-PMXX-XX-DIM-[MS or blank] | Indoor Luminaires | High-Bay | High-Bay Luminaires for Commercial and Industrial Buildings | Premium | FALSE | [9 empty] | 42541 |  |  | Yes |  | 3.1 | 13940 | 127.42 | 109.4 | 10.46 | 0.95 | 5000 | 73
P6V25JEZ | Visionaire Lighting | BHB(Bow High Bay) | BHB-2-L30D4-64LC-5-5K-[UNV 5 8]-PMXX-XX-DIM-[MS or blank] | Indoor Luminaires | High-Bay | High-Bay Luminaires for Commercial and Industrial Buildings | Premium | FALSE | [9 empty] | 42541 |  |  | Yes |  | 3.1 | 13920.03 | 127.24 | 109.4 | 10.46 | 0.95 | 5000 | 73
PJFPTCXJ | Visionaire Lighting | BHB(Bow High Bay) | BHB-2-T5W-64LC-5-5K-[UNV 5 8]-PMXX-XX-DIM-[MS or blank] | Indoor Luminaires | High-Bay | High-Bay Luminaires for Commercial and Industrial Buildings | Premium | FALSE | [9 empty] | 42541 |  |  | Yes |  | 3.1 | 13888.42 | 126.95 | 109.4 | 10.46 | 0.95 | 5000 | 73
P67EHG7T | Visionaire Lighting | BHB(Bow High Bay) | BHB-6-FM-192LC-5-5K-[UNV 5 8]-PMXX-XX-DIM-[MS or blank] | Indoor Luminaires | High-Bay | High-Bay Luminaires for Commercial and Industrial Buildings | Premium | FALSE | [9 empty] | 42541 |  |  | Yes |  | 3.1 | 51062.71 | 162.62 | 314 | 10.11 | 0.98 | 5000 | 73
PNNR25SG | Visionaire Lighting | BHB(Bow High Bay) | BHB-6-T1-192LC-5-5K-[UNV 5 8]-PMXX-XX-DIM-[MS or blank] | Indoor Luminaires | High-Bay | High-Bay Luminaires for Commercial and Industrial Buildings | Premium | FALSE | [9 empty] | 42541 |  |  | Yes |  | 3.1 | 50943.8 | 162.24 | 314 | 10.11 | 0.98 | 5000 | 73
P4M3KCC6 | Visionaire Lighting | BHB(Bow High Bay) | BHB-6-T4A-192LC-5-5K-[UNV 5 8]-PMXX-XX-DIM-[MS or blank] | Indoor Luminaires | High-Bay | High-Bay Luminaires for Commercial and Industrial Buildings | Premium | FALSE | [9 empty] | 42541 |  |  | Yes |  | 3.1 | 50576.53 | 161.07 | 314 | 10.11 | 0.98 | 5000 | 73
PF3NUP5V | Visionaire Lighting | BHB(Bow High Bay) | BHB-6-FN-192LC-5-5K-[UNV 5 8]-PMXX-XX-DIM-[MS or blank] | Indoor Luminaires | High-Bay | High-Bay Luminaires for Commercial and Industrial Buildings | Premium | FALSE | [9 empty] | 42541 |  |  | Yes |  | 3.1 | 50061.23 | 159.43 | 314 | 10.11 | 0.98 | 5000 | 73
P8SGEP73 | Visionaire Lighting | BHB(Bow High Bay) | BHB-6-T5-192LC-5-5K-[UNV 5 8]-PMXX-XX-DIM-[MS or blank] | Indoor Luminaires | High-Bay | High-Bay Luminaires for Commercial and Industrial Buildings | Premium | FALSE | [9 empty] | 42541 |  |  | Yes |  | 3.1 | 47824.47 | 152.31 | 314 | 10.11 | 0.98 | 5000 | 73
PWZCU6UR | Visionaire Lighting | BHB(Bow High Bay) | BHB-6-T3-192LC-5-5K-[UNV 5 8]-PMXX-XX-DIM-[MS or blank] | Indoor Luminaires | High-Bay | High-Bay Luminaires for Commercial and Industrial Buildings | Premium | FALSE | [9 empty] | 42541 |  |  | Yes |  | 3.1 | 45571.54 | 145.13 | 314 | 10.11 | 0.98 | 5000 | 73
PB53Z38S | Visionaire Lighting | BHB(Bow High Bay) | BHB-6-T2-192LC-5-5K-[UNV 5 8]-PMXX-XX-DIM-[MS or blank] | Indoor Luminaires | High-Bay | High-Bay Luminaires for Commercial and Industrial Buildings | Premium | FALSE | [9 empty] | 42541 |  |  | Yes |  | 3.1 | 45313.48 | 144.31 | 314 | 10.11 | 0.98 | 5000 | 73
PAXS2PKD | Visionaire Lighting | BHB(Bow High Bay) | BHB-6-L30D2-192LC-5-5K-[UNV 5 8]-PMXX-XX-DIM-[MS or blank] | Indoor Luminaires | High-Bay | High-Bay Luminaires for Commercial and Industrial Buildings | Premium | FALSE | [9 empty] | 42541 |  |  | Yes |  | 3.1 | 44667.38 | 142.25 | 314 | 10.11 | 0.98 | 5000 | 73
PNVVPBYK | Visionaire Lighting | BHB(Bow High Bay) | BHB-6-L30D4-192LC-5-5K-[UNV 5 8]-PMXX-XX-DIM-[MS or blank] | Indoor Luminaires | High-Bay | High-Bay Luminaires for Commercial and Industrial Buildings | Premium | FALSE | [9 empty] | 42541 |  |  | Yes |  | 3.1 | 44603.39 | 142.05 | 314 | 10.11 | 0.98 | 5000 | 73
PK8H6XS6 | Visionaire Lighting | BHB(Bow High Bay) | BHB-6-T5W-192LC-5-5K-[UNV 5 8]-PMXX-XX-DIM-[MS or blank] | Indoor Luminaires | High-Bay | High-Bay Luminaires for Commercial and Industrial Buildings | Premium | FALSE | [9 empty] | 42541 |  |  | Yes |  | 3.1 | 44502.11 | 141.73 | 314 | 10.11 | 0.98 | 5000 | 73
PZMESYJX | Visionaire Lighting | BHB(Bow High Bay) | BHB-2-FM-64LC-10-5K-[5 8]-PMXX-XX-DIM-[MS or blank] | Indoor Luminaires | High-Bay | High-Bay Luminaires for Commercial and Industrial Buildings | Premium | FALSE | [9 empty] | 42541 |  |  | Yes |  | 3.1 | 27315.9 | 124.45 | 219.5 | 9.84 | 0.95 | 5000 | 73
PQPNP8B4 | Visionaire Lighting | BHB(Bow High Bay) | BHB-2-FM-64LC-10-5K-UNV-PMXX-XX-DIM-[MS or blank] | Indoor Luminaires | High-Bay | High-Bay Luminaires for Commercial and Industrial Buildings | Premium | FALSE | [9 empty] | 42541 |  |  | Yes |  | 3.1 | 27315.9 | 124.45 | 219.5 | 9.84 | 0.95 | 5000 | 73
PY2ZK76N | Visionaire Lighting | BHB(Bow High Bay) | BHB-2-T1-64LC-10-5K-UNV-PMXX-XX-DIM-[MS or blank] | Indoor Luminaires | High-Bay | High-Bay Luminaires for Commercial and Industrial Buildings | Premium | FALSE | [9 empty] | 42541 |  |  | Yes |  | 3.1 | 27252.29 | 124.16 | 219.5 | 9.84 | 0.95 | 5000 | 73
PCXTX8JQ | Visionaire Lighting | BHB(Bow High Bay) | BHB-2-T1-64LC-10-5K-[5 8]-PMXX-XX-DIM-[MS or blank] | Indoor Luminaires | High-Bay | High-Bay Luminaires for Commercial and Industrial Buildings | Premium | FALSE | [9 empty] | 42541 |  |  | Yes |  | 3.1 | 27252.29 | 124.16 | 219.5 | 9.84 | 0.95 | 5000 | 73
PQF6X29Z | Visionaire Lighting | BHB(Bow High Bay) | BHB-2-T4A-64LC-10-5K-[5 8]-PMXX-XX-DIM-[MS or blank] | Indoor Luminaires | High-Bay | High-Bay Luminaires for Commercial and Industrial Buildings | Premium | FALSE | [9 empty] | 42541 |  |  | Yes |  | 3.1 | 27055.82 | 123.26 | 219.5 | 9.84 | 0.95 | 5000 | 73
P5FTDMTR | Visionaire Lighting | BHB(Bow High Bay) | BHB-2-T4A-64LC-10-5K-UNV-PMXX-XX-DIM-[MS or blank] | Indoor Luminaires | High-Bay | High-Bay Luminaires for Commercial and Industrial Buildings | Premium | FALSE | [9 empty] | 42541 |  |  | Yes |  | 3.1 | 27055.82 | 123.26 | 219.5 | 9.84 | 0.95 | 5000 | 73
PD4ECPUA | Visionaire Lighting | BHB(Bow High Bay) | BHB-2-FN-64LC-10-5K-[5 8]-PMXX-XX-DIM-[MS or blank] | Indoor Luminaires | High-Bay | High-Bay Luminaires for Commercial and Industrial Buildings | Premium | FALSE | [9 empty] | 42541 |  |  | Yes |  | 3.1 | 26780.16 | 122.01 | 219.5 | 9.84 | 0.95 | 5000 | 73
P68DDNX5 | Visionaire Lighting | BHB(Bow High Bay) | BHB-2-FN-64LC-10-5K-UNV-PMXX-XX-DIM-[MS or blank] | Indoor Luminaires | High-Bay | High-Bay Luminaires for Commercial and Industrial Buildings | Premium | FALSE | [9 empty] | 42541 |  |  | Yes |  | 3.1 | 26780.16 | 122.01 | 219.5 | 9.84 | 0.95 | 5000 | 73
P98W32T2 | Visionaire Lighting | BHB(Bow High Bay) | BHB-2-T5-64LC-10-5K-UNV-PMXX-XX-DIM-[MS or blank] | Indoor Luminaires | High-Bay | High-Bay Luminaires for Commercial and Industrial Buildings | Premium | FALSE | [9 empty] | 42541 |  |  | Yes |  | 3.1 | 25583.61 | 116.55 | 219.5 | 9.84 | 0.95 | 5000 | 73
P1N4953X | Visionaire Lighting | BHB(Bow High Bay) | BHB-2-T5-64LC-10-5K-[5 8]-PMXX-XX-DIM-[MS or blank] | Indoor Luminaires | High-Bay | High-Bay Luminaires for Commercial and Industrial Buildings | Premium | FALSE | [9 empty] | 42541 |  |  | Yes |  | 3.1 | 25583.61 | 116.55 | 219.5 | 9.84 | 0.95 | 5000 | 73
P6PFNMNR | Visionaire Lighting | BHB(Bow High Bay) | BHB-2-T3-64LC-10-5K-[5 8]-PMXX-XX-DIM-[MS or blank] | Indoor Luminaires | High-Bay | High-Bay Luminaires for Commercial and Industrial Buildings | Premium | FALSE | [9 empty] | 42541 |  |  | Yes |  | 3.1 | 24378.41 | 111.06 | 219.5 | 9.84 | 0.95 | 5000 | 73
P3NKTDNP | Visionaire Lighting | BHB(Bow High Bay) | BHB-2-T3-64LC-10-5K-UNV-PMXX-XX-DIM-[MS or blank] | Indoor Luminaires | High-Bay | High-Bay Luminaires for Commercial and Industrial Buildings | Premium | FALSE | [9 empty] | 42541 |  |  | Yes |  | 3.1 | 24378.41 | 111.06 | 219.5 | 9.84 | 0.95 | 5000 | 73
PXEUT9RW | Visionaire Lighting | BHB(Bow High Bay) | BHB-2-T2-64LC-10-5K-UNV-PMXX-XX-DIM-[MS or blank] | Indoor Luminaires | High-Bay | High-Bay Luminaires for Commercial and Industrial Buildings | Premium | FALSE | [9 empty] | 42541 |  |  | Yes |  | 3.1 | 24240.36 | 110.43 | 219.5 | 9.84 | 0.95 | 5000 | 73
P3U1M2KP | Visionaire Lighting | BHB(Bow High Bay) | BHB-2-T2-64LC-10-5K-[5 8]-PMXX-XX-DIM-[MS or blank] | Indoor Luminaires | High-Bay | High-Bay Luminaires for Commercial and Industrial Buildings | Premium | FALSE | [9 empty] | 42541 |  |  | Yes |  | 3.1 | 24240.36 | 110.43 | 219.5 | 9.84 | 0.95 | 5000 | 73
PWGGVN6X | Visionaire Lighting | BHB(Bow High Bay) | BHB-2-FM-64LC-10-5K-UNV-PMXX-XX-DIM-[MS or blank] | Indoor Luminaires | High-Bay | High-Bay Luminaires for Commercial and Industrial Buildings | Standard | FALSE | [9 empty] | 42541 |  |  | Yes |  | 3.1 | 23894.73 | 108.86 | 219.5 | 9.84 | 0.95 | 5000 | 73
PSW9FKZB | Visionaire Lighting | BHB(Bow High Bay) | BHB-2-FM-64LC-10-5K-[5 8]-PMXX-XX-DIM-[MS or blank] | Indoor Luminaires | High-Bay | High-Bay Luminaires for Commercial and Industrial Buildings | Standard | FALSE | [9 empty] | 42541 |  |  | Yes |  | 3.1 | 23894.73 | 108.86 | 219.5 | 9.84 | 0.95 | 5000 | 73
PG7N7T2X | Visionaire Lighting | BHB(Bow High Bay) | BHB-2-FM-64LC-10-5K-[5 8]-PMXX-XX-DIM-[MS or blank] | Indoor Luminaires | High-Bay | High-Bay Luminaires for Commercial and Industrial Buildings | Standard | FALSE | [9 empty] | 42541 |  |  | Yes |  | 3.1 | 23860.5 | 108.7 | 219.5 | 9.84 | 0.95 | 5000 | 73
PF7ZH747 | Visionaire Lighting | BHB(Bow High Bay) | BHB-2-FM-64LC-10-5K-UNV-PMXX-XX-DIM-[MS or blank] | Indoor Luminaires | High-Bay | High-Bay Luminaires for Commercial and Industrial Buildings | Standard | FALSE | [9 empty] | 42541 |  |  | Yes |  | 3.1 | 23860.5 | 108.7 | 219.5 | 9.84 | 0.95 | 5000 | 73
PJVJUQZQ | Visionaire Lighting | BHB(Bow High Bay) | BHB-2-T5W-64LC-10-5K-[5 8]-PMXX-XX-DIM-[MS or blank] | Indoor Luminaires | High-Bay | High-Bay Luminaires for Commercial and Industrial Buildings | Standard | FALSE | [9 empty] | 42541 |  |  | Yes |  | 3.1 | 23806.32 | 108.46 | 219.5 | 9.84 | 0.95 | 5000 | 73
P6J8FDER | Visionaire Lighting | BHB(Bow High Bay) | BHB-2-T5W-64LC-10-5K-UNV-PMXX-XX-DIM-[MS or blank] | Indoor Luminaires | High-Bay | High-Bay Luminaires for Commercial and Industrial Buildings | Standard | FALSE | [9 empty] | 42541 |  |  | Yes |  | 3.1 | 23806.32 | 108.46 | 219.5 | 9.84 | 0.95 | 5000 | 73
P7UV2E7Q | Visionaire Lighting | BHB(Bow High Bay) | BHB-4-FM-128LC-5-5K-[UNV 5 8]-PMXX-XX-DIM-[MS or blank] | Indoor Luminaires | High-Bay | High-Bay Luminaires for Commercial and Industrial Buildings | Premium | FALSE | [9 empty] | 42541 |  |  | Yes |  | 3.1 | 29537.07 | 145.5 | 203 | 9.78 | 0.99 | 5000 | 73
PN8GKZXC | Visionaire Lighting | BHB(Bow High Bay) | BHB-4-T1-128LC-5-5K-[UNV 5 8]-PMXX-XX-DIM-[MS or blank] | Indoor Luminaires | High-Bay | High-Bay Luminaires for Commercial and Industrial Buildings | Premium | FALSE | [9 empty] | 42541 |  |  | Yes |  | 3.1 | 29468.28 | 145.16 | 203 | 9.78 | 0.99 | 5000 | 73
P74KV6Z6 | Visionaire Lighting | BHB(Bow High Bay) | BHB-4-T4A-128LC-5-5K-[UNV 5 8]-PMXX-XX-DIM-[MS or blank] | Indoor Luminaires | High-Bay | High-Bay Luminaires for Commercial and Industrial Buildings | Premium | FALSE | [9 empty] | 42541 |  |  | Yes |  | 3.1 | 29255.84 | 144.12 | 203 | 9.78 | 0.99 | 5000 | 73
P4T1MY2A | Visionaire Lighting | BHB(Bow High Bay) | BHB-4-FN-128LC-5-5K-[UNV 5 8]-PMXX-XX-DIM-[MS or blank] | Indoor Luminaires | High-Bay | High-Bay Luminaires for Commercial and Industrial Buildings | Premium | FALSE | [9 empty] | 42541 |  |  | Yes |  | 3.1 | 28957.76 | 142.65 | 203 | 9.78 | 0.99 | 5000 | 73
PBKJ26T6 | Visionaire Lighting | BHB(Bow High Bay) | BHB-4-T5-128LC-5-5K-[UNV 5 8]-PMXX-XX-DIM-[MS or blank] | Indoor Luminaires | High-Bay | High-Bay Luminaires for Commercial and Industrial Buildings | Premium | FALSE | [9 empty] | 42541 |  |  | Yes |  | 3.1 | 27663.92 | 136.28 | 203 | 9.78 | 0.99 | 5000 | 73
P8R7BTA1 | Visionaire Lighting | BHB(Bow High Bay) | BHB-4-T3-128LC-5-5K-[UNV 5 8]-PMXX-XX-DIM-[MS or blank] | Indoor Luminaires | High-Bay | High-Bay Luminaires for Commercial and Industrial Buildings | Premium | FALSE | [9 empty] | 42541 |  |  | Yes |  | 3.1 | 26360.72 | 129.86 | 203 | 9.78 | 0.99 | 5000 | 73
P4VH8N1Y | Visionaire Lighting | BHB(Bow High Bay) | BHB-4-T2-128LC-5-5K-[UNV 5 8]-PMXX-XX-DIM-[MS or blank] | Indoor Luminaires | High-Bay | High-Bay Luminaires for Commercial and Industrial Buildings | Premium | FALSE | [9 empty] | 42541 |  |  | Yes |  | 3.1 | 26211.45 | 129.12 | 203 | 9.78 | 0.99 | 5000 | 73
PD6138G2 | Visionaire Lighting | BHB(Bow High Bay) | BHB-4-L30D2-128LC-5-5K-[UNV 5 8]-PMXX-XX-DIM-[MS or blank] | Indoor Luminaires | High-Bay | High-Bay Luminaires for Commercial and Industrial Buildings | Premium | FALSE | [9 empty] | 42541 |  |  | Yes |  | 3.1 | 25837.71 | 127.28 | 203 | 9.78 | 0.99 | 5000 | 73
PJ9FRH3C | Visionaire Lighting | BHB(Bow High Bay) | BHB-4-L30D4-128LC-5-5K-[UNV 5 8]-PMXX-XX-DIM-[MS or blank] | Indoor Luminaires | High-Bay | High-Bay Luminaires for Commercial and Industrial Buildings | Premium | FALSE | [9 empty] | 42541 |  |  | Yes |  | 3.1 | 25800.69 | 127.1 | 203 | 9.78 | 0.99 | 5000 | 73
P6UXCG34 | Visionaire Lighting | BHB(Bow High Bay) | BHB-4-T5W-128LC-5-5K-[UNV 5 8]-PMXX-XX-DIM-[MS or blank] | Indoor Luminaires | High-Bay | High-Bay Luminaires for Commercial and Industrial Buildings | Premium | FALSE | [9 empty] | 42541 |  |  | Yes |  | 3.1 | 25742.11 | 126.81 | 203 | 9.78 | 0.99 | 5000 | 73
PWAF5HRV | Visionaire Lighting | BHB(Bow High Bay) | BHB-6-FM-192LC-7-5K-[UNV 5 8]-PMXX-XX-DIM-[MS or blank] | Indoor Luminaires | High-Bay | High-Bay Luminaires for Commercial and Industrial Buildings | Premium | FALSE | [9 empty] | 42541 |  |  | Yes |  | 3.1 | 66299.27 | 150.68 | 440 | 9.26 | 0.99 | 5000 | 73
PV7BXR3D | Visionaire Lighting | BHB(Bow High Bay) | BHB-6-T1-192LC-7-5K-[UNV 5 8]-PMXX-XX-DIM-[MS or blank] | Indoor Luminaires | High-Bay | High-Bay Luminaires for Commercial and Industrial Buildings | Premium | FALSE | [9 empty] | 42541 |  |  | Yes |  | 3.1 | 66144.87 | 150.33 | 440 | 9.26 | 0.99 | 5000 | 73
P9AHV8ET | Visionaire Lighting | BHB(Bow High Bay) | BHB-6-T4A-192LC-7-5K-[UNV 5 8]-PMXX-XX-DIM-[MS or blank] | Indoor Luminaires | High-Bay | High-Bay Luminaires for Commercial and Industrial Buildings | Premium | FALSE | [9 empty] | 42541 |  |  | Yes |  | 3.1 | 65668.02 | 149.25 | 440 | 9.26 | 0.99 | 5000 | 73
PS7ZB6XT | Visionaire Lighting | BHB(Bow High Bay) | BHB-6-FN-192LC-7-5K-[UNV 5 8]-PMXX-XX-DIM-[MS or blank] | Indoor Luminaires | High-Bay | High-Bay Luminaires for Commercial and Industrial Buildings | Premium | FALSE | [9 empty] | 42541 |  |  | Yes |  | 3.1 | 64998.96 | 147.72 | 440 | 9.26 | 0.99 | 5000 | 73
PE2G6DN7 | Visionaire Lighting | BHB(Bow High Bay) | BHB-6-T5-192LC-7-5K-[UNV 5 8]-PMXX-XX-DIM-[MS or blank] | Indoor Luminaires | High-Bay | High-Bay Luminaires for Commercial and Industrial Buildings | Premium | FALSE | [9 empty] | 42541 |  |  | Yes |  | 3.1 | 62094.78 | 141.12 | 440 | 9.26 | 0.99 | 5000 | 73
PE8M4HZ9 | Visionaire Lighting | BHB(Bow High Bay) | BHB-6-T3-192LC-7-5K-[UNV 5 8]-PMXX-XX-DIM-[MS or blank] | Indoor Luminaires | High-Bay | High-Bay Luminaires for Commercial and Industrial Buildings | Premium | FALSE | [9 empty] | 42541 |  |  | Yes |  | 3.1 | 59169.6 | 134.48 | 440 | 9.26 | 0.99 | 5000 | 73
P9BBG19Z | Visionaire Lighting | BHB(Bow High Bay) | BHB-6-T2-192LC-7-5K-[UNV 5 8]-PMXX-XX-DIM-[MS or blank] | Indoor Luminaires | High-Bay | High-Bay Luminaires for Commercial and Industrial Buildings | Premium | FALSE | [9 empty] | 42541 |  |  | Yes |  | 3.1 | 58834.54 | 133.71 | 440 | 9.26 | 0.99 | 5000 | 73
P63CSXW4 | Visionaire Lighting | BHB(Bow High Bay) | BHB-6-L30D2-192LC-7-5K-[UNV 5 8]-PMXX-XX-DIM-[MS or blank] | Indoor Luminaires | High-Bay | High-Bay Luminaires for Commercial and Industrial Buildings | Premium | FALSE | [9 empty] | 42541 |  |  | Yes |  | 3.1 | 57995.64 | 131.81 | 440 | 9.26 | 0.99 | 5000 | 73
PJ5KXX2P | Visionaire Lighting | BHB(Bow High Bay) | BHB-6-L30D4-192LC-7-5K-[UNV 5 8]-PMXX-XX-DIM-[MS or blank] | Indoor Luminaires | High-Bay | High-Bay Luminaires for Commercial and Industrial Buildings | Premium | FALSE | [9 empty] | 42541 |  |  | Yes |  | 3.1 | 57912.56 | 131.62 | 440 | 9.26 | 0.99 | 5000 | 73
P1EP7HMD | Visionaire Lighting | BHB(Bow High Bay) | BHB-6-T5W-192LC-7-5K-[UNV 5 8]-PMXX-XX-DIM-[MS or blank] | Indoor Luminaires | High-Bay | High-Bay Luminaires for Commercial and Industrial Buildings | Premium | FALSE | [9 empty] | 42541 |  |  | Yes |  | 3.1 | 57781.05 | 131.32 | 440 | 9.26 | 0.99 | 5000 | 73
PB1UWAF6 | Visionaire Lighting | BHB(Bow High Bay) | BHB-6-FM-192LC-10-4K-UNV-PMXX-XX | Indoor Luminaires | High-Bay | High-Bay Luminaires for Commercial and Industrial Buildings | Premium | FALSE | [9 empty] | 42541 |  |  | Yes |  | 3.1 | 82160.03 | 123.73 | 664 | 16.53 | 0.94 | 4000 | 73
P6FP3W3B | Visionaire Lighting | BHB(Bow High Bay) | BHB-6-FM-192LC-10-4K-[5 8]-PMXX-XX | Indoor Luminaires | High-Bay | High-Bay Luminaires for Commercial and Industrial Buildings | Premium | FALSE | [9 empty] | 42541 |  |  | Yes |  | 3.1 | 82160.03 | 123.73 | 664 | 16.53 | 0.94 | 4000 | 73
PNQBX4SS | Visionaire Lighting | BHB(Bow High Bay) | BHB-6-T1-192LC-10-4K-UNV-PMXX-XX | Indoor Luminaires | High-Bay | High-Bay Luminaires for Commercial and Industrial Buildings | Premium | FALSE | [9 empty] | 42541 |  |  | Yes |  | 3.1 | 81968.7 | 123.45 | 664 | 16.53 | 0.94 | 4000 | 73
P4JFZVVJ | Visionaire Lighting | BHB(Bow High Bay) | BHB-6-T1-192LC-10-4K-[5 8]-PMXX-XX | Indoor Luminaires | High-Bay | High-Bay Luminaires for Commercial and Industrial Buildings | Premium | FALSE | [9 empty] | 42541 |  |  | Yes |  | 3.1 | 81968.7 | 123.45 | 664 | 16.53 | 0.94 | 4000 | 73
PSRVMF8J | Visionaire Lighting | BHB(Bow High Bay) | BHB-6-T4A-192LC-10-4K-UNV-PMXX-XX | Indoor Luminaires | High-Bay | High-Bay Luminaires for Commercial and Industrial Buildings | Premium | FALSE | [9 empty] | 42541 |  |  | Yes |  | 3.1 | 81377.77 | 122.56 | 664 | 16.53 | 0.94 | 4000 | 73
P39VT4AP | Visionaire Lighting | BHB(Bow High Bay) | BHB-6-T4A-192LC-10-4K-[5 8]-PMXX-XX | Indoor Luminaires | High-Bay | High-Bay Luminaires for Commercial and Industrial Buildings | Premium | FALSE | [9 empty] | 42541 |  |  | Yes |  | 3.1 | 81377.77 | 122.56 | 664 | 16.53 | 0.94 | 4000 | 73
PWHPM1YT | Visionaire Lighting | BHB(Bow High Bay) | BHB-6-FN-192LC-10-4K-[5 8]-PMXX-XX | Indoor Luminaires | High-Bay | High-Bay Luminaires for Commercial and Industrial Buildings | Premium | FALSE | [9 empty] | 42541 |  |  | Yes |  | 3.1 | 80548.64 | 121.31 | 664 | 16.53 | 0.94 | 4000 | 73
PSZWA5SH | Visionaire Lighting | BHB(Bow High Bay) | BHB-6-FN-192LC-10-4K-UNV-PMXX-XX | Indoor Luminaires | High-Bay | High-Bay Luminaires for Commercial and Industrial Buildings | Premium | FALSE | [9 empty] | 42541 |  |  | Yes |  | 3.1 | 80548.64 | 121.31 | 664 | 16.53 | 0.94 | 4000 | 73
PK24F96P | Visionaire Lighting | BHB(Bow High Bay) | BHB-6-T5-192LC-10-4K-UNV-PMXX-XX | Indoor Luminaires | High-Bay | High-Bay Luminaires for Commercial and Industrial Buildings | Premium | FALSE | [9 empty] | 42541 |  |  | Yes |  | 3.1 | 76949.7 | 115.89 | 664 | 16.53 | 0.94 | 4000 | 73
P4D6N4WC | Visionaire Lighting | BHB(Bow High Bay) | BHB-6-T5-192LC-10-4K-[5 8]-PMXX-XX | Indoor Luminaires | High-Bay | High-Bay Luminaires for Commercial and Industrial Buildings | Premium | FALSE | [9 empty] | 42541 |  |  | Yes |  | 3.1 | 76949.7 | 115.89 | 664 | 16.53 | 0.94 | 4000 | 73
PWJB1A9E | Visionaire Lighting | BHB(Bow High Bay) | BHB-6-T3-192LC-10-4K-[5 8]-PMXX-XX | Indoor Luminaires | High-Bay | High-Bay Luminaires for Commercial and Industrial Buildings | Premium | FALSE | [9 empty] | 42541 |  |  | Yes |  | 3.1 | 73324.72 | 110.43 | 664 | 16.53 | 0.94 | 4000 | 73
P5YZF7RR | Visionaire Lighting | BHB(Bow High Bay) | BHB-6-T3-192LC-10-4K-UNV-PMXX-XX | Indoor Luminaires | High-Bay | High-Bay Luminaires for Commercial and Industrial Buildings | Premium | FALSE | [9 empty] | 42541 |  |  | Yes |  | 3.1 | 73324.72 | 110.43 | 664 | 16.53 | 0.94 | 4000 | 73
P9NB74XT | Visionaire Lighting | BHB(Bow High Bay) | BHB-6-T2-192LC-10-4K-UNV-PMXX-XX | Indoor Luminaires | High-Bay | High-Bay Luminaires for Commercial and Industrial Buildings | Standard | FALSE | [9 empty] | 42541 |  |  | Yes |  | 3.1 | 72909.51 | 109.8 | 664 | 16.53 | 0.94 | 4000 | 73
P2CB4FNV | Visionaire Lighting | BHB(Bow High Bay) | BHB-6-T2-192LC-10-4K-[5 8]-PMXX-XX | Indoor Luminaires | High-Bay | High-Bay Luminaires for Commercial and Industrial Buildings | Standard | FALSE | [9 empty] | 42541 |  |  | Yes |  | 3.1 | 72909.51 | 109.8 | 664 | 16.53 | 0.94 | 4000 | 73
PKVF2U68 | Visionaire Lighting | BHB(Bow High Bay) | BHB-6-L30D2-192LC-10-4K-[5 8]-PMXX-XX | Indoor Luminaires | High-Bay | High-Bay Luminaires for Commercial and Industrial Buildings | Standard | FALSE | [9 empty] | 42541 |  |  | Yes |  | 3.1 | 71869.92 | 108.24 | 664 | 16.53 | 0.94 | 4000 | 73
P9SKYTGZ | Visionaire Lighting | BHB(Bow High Bay) | BHB-6-L30D2-192LC-10-4K-UNV-PMXX-XX | Indoor Luminaires | High-Bay | High-Bay Luminaires for Commercial and Industrial Buildings | Standard | FALSE | [9 empty] | 42541 |  |  | Yes |  | 3.1 | 71869.92 | 108.24 | 664 | 16.53 | 0.94 | 4000 | 73
PVH252DA | Visionaire Lighting | BHB(Bow High Bay) | BHB-6-L30D4-192LC-10-4K-UNV-PMXX-XX | Indoor Luminaires | High-Bay | High-Bay Luminaires for Commercial and Industrial Buildings | Standard | FALSE | [9 empty] | 42541 |  |  | Yes |  | 3.1 | 71766.97 | 108.08 | 664 | 16.53 | 0.94 | 4000 | 73
P8FSM1SY | Visionaire Lighting | BHB(Bow High Bay) | BHB-6-L30D4-192LC-10-4K-[5 8]-PMXX-XX | Indoor Luminaires | High-Bay | High-Bay Luminaires for Commercial and Industrial Buildings | Standard | FALSE | [9 empty] | 42541 |  |  | Yes |  | 3.1 | 71766.97 | 108.08 | 664 | 16.53 | 0.94 | 4000 | 73
P8ZNBWNF | Visionaire Lighting | BHB(Bow High Bay) | BHB-6-T5W-192LC-10-4K-[5 8]-PMXX-XX | Indoor Luminaires | High-Bay | High-Bay Luminaires for Commercial and Industrial Buildings | Standard | FALSE | [9 empty] | 42541 |  |  | Yes |  | 3.1 | 71604 | 107.84 | 664 | 16.53 | 0.94 | 4000 | 73
P4JBCVHM | Visionaire Lighting | BHB(Bow High Bay) | BHB-6-T5W-192LC-10-4K-UNV-PMXX-XX | Indoor Luminaires | High-Bay | High-Bay Luminaires for Commercial and Industrial Buildings | Standard | FALSE | [9 empty] | 42541 |  |  | Yes |  | 3.1 | 71604 | 107.84 | 664 | 16.53 | 0.94 | 4000 | 73
PMVM379M | Visionaire Lighting | BHB(Bow High Bay) | BHB-4-FM-128LC-10-4K-[5 8]-PMXX-XX | Indoor Luminaires | High-Bay | High-Bay Luminaires for Commercial and Industrial Buildings | Premium | FALSE | [9 empty] | 42541 |  |  | Yes |  | 3.1 | 48522.2 | 112.06 | 433 | 13.35 | 0.94 | 4000 | 73
P7ZA4MBA | Visionaire Lighting | BHB(Bow High Bay) | BHB-4-FM-128LC-10-4K-UNV-PMXX-XX | Indoor Luminaires | High-Bay | High-Bay Luminaires for Commercial and Industrial Buildings | Premium | FALSE | [9 empty] | 42541 |  |  | Yes |  | 3.1 | 48522.2 | 112.06 | 433 | 13.35 | 0.94 | 4000 | 73
PXW92CN3 | Visionaire Lighting | BHB(Bow High Bay) | BHB-4-T1-128LC-10-4K-UNV-PMXX-XX | Indoor Luminaires | High-Bay | High-Bay Luminaires for Commercial and Industrial Buildings | Premium | FALSE | [9 empty] | 42541 |  |  | Yes |  | 3.1 | 48409.2 | 111.8 | 433 | 13.35 | 0.94 | 4000 | 73
P9VMPNCG | Visionaire Lighting | BHB(Bow High Bay) | BHB-4-T1-128LC-10-4K-[5 8]-PMXX-XX | Indoor Luminaires | High-Bay | High-Bay Luminaires for Commercial and Industrial Buildings | Premium | FALSE | [9 empty] | 42541 |  |  | Yes |  | 3.1 | 48409.2 | 111.8 | 433 | 13.35 | 0.94 | 4000 | 73
PX8A7UZX | Visionaire Lighting | BHB(Bow High Bay) | BHB-4-T4A-128LC-10-4K-[5 8]-PMXX-XX | Indoor Luminaires | High-Bay | High-Bay Luminaires for Commercial and Industrial Buildings | Premium | FALSE | [9 empty] | 42541 |  |  | Yes |  | 3.1 | 48060.21 | 110.99 | 433 | 13.35 | 0.94 | 4000 | 73
PX7VA8R6 | Visionaire Lighting | BHB(Bow High Bay) | BHB-4-T4A-128LC-10-4K-UNV-PMXX-XX | Indoor Luminaires | High-Bay | High-Bay Luminaires for Commercial and Industrial Buildings | Premium | FALSE | [9 empty] | 42541 |  |  | Yes |  | 3.1 | 48060.21 | 110.99 | 433 | 13.35 | 0.94 | 4000 | 73
PM5AZPQH | Visionaire Lighting | BHB(Bow High Bay) | BHB-4-FN-128LC-10-4K-[5 8]-PMXX-XX | Indoor Luminaires | High-Bay | High-Bay Luminaires for Commercial and Industrial Buildings | Standard | FALSE | [9 empty] | 42541 |  |  | Yes |  | 3.1 | 47570.54 | 109.86 | 433 | 13.35 | 0.94 | 4000 | 73
PHFT8C1B | Visionaire Lighting | BHB(Bow High Bay) | BHB-4-FN-128LC-10-4K-UNV-PMXX-XX | Indoor Luminaires | High-Bay | High-Bay Luminaires for Commercial and Industrial Buildings | Standard | FALSE | [9 empty] | 42541 |  |  | Yes |  | 3.1 | 47570.54 | 109.86 | 433 | 13.35 | 0.94 | 4000 | 73
PV1FUQZX | Visionaire Lighting | BHB(Bow High Bay) | BHB-4-T5-128LC-10-4K-[5 8]-PMXX-XX | Indoor Luminaires | High-Bay | High-Bay Luminaires for Commercial and Industrial Buildings | Standard | FALSE | [9 empty] | 42541 |  |  | Yes |  | 3.1 | 45445.07 | 104.95 | 433 | 13.35 | 0.94 | 4000 | 73
PPAEGCQ9 | Visionaire Lighting | BHB(Bow High Bay) | BHB-4-T5-128LC-10-4K-UNV-PMXX-XX | Indoor Luminaires | High-Bay | High-Bay Luminaires for Commercial and Industrial Buildings | Standard | FALSE | [9 empty] | 42541 |  |  | Yes |  | 3.1 | 45445.07 | 104.95 | 433 | 13.35 | 0.94 | 4000 | 73
PS28ZZJ7 | Visionaire Lighting | BHB(Bow High Bay) | BHB-4-T3-128LC-10-4K-[5 8]-PMXX-XX | Indoor Luminaires | High-Bay | High-Bay Luminaires for Commercial and Industrial Buildings | Standard | FALSE | [9 empty] | 42541 |  |  | Yes |  | 3.1 | 43304.23 | 100.01 | 433 | 13.35 | 0.94 | 4000 | 73
PRX4QDJD | Visionaire Lighting | BHB(Bow High Bay) | BHB-4-T3-128LC-10-4K-UNV-PMXX-XX | Indoor Luminaires | High-Bay | High-Bay Luminaires for Commercial and Industrial Buildings | Standard | FALSE | [9 empty] | 42541 |  |  | Yes |  | 3.1 | 43304.23 | 100.01 | 433 | 13.35 | 0.94 | 4000 | 73
PS75QCG9 | Visionaire Lighting | BHB(Bow High Bay) | BHB-4-T2-128LC-10-4K-UNV-PMXX-XX | Indoor Luminaires | High-Bay | High-Bay Luminaires for Commercial and Industrial Buildings | Standard | FALSE | [9 empty] | 42541 |  |  | Yes |  | 3.1 | 43059.01 | 99.44 | 433 | 13.35 | 0.94 | 4000 | 73
PDE9PNZ5 | Visionaire Lighting | BHB(Bow High Bay) | BHB-4-T2-128LC-10-4K-[5 8]-PMXX-XX | Indoor Luminaires | High-Bay | High-Bay Luminaires for Commercial and Industrial Buildings | Standard | FALSE | [9 empty] | 42541 |  |  | Yes |  | 3.1 | 43059.01 | 99.44 | 433 | 13.35 | 0.94 | 4000 | 73
PZQ1D77D | Visionaire Lighting | BHB(Bow High Bay) | BHB-4-L30D2-128LC-10-4K-UNV-PMXX-XX | Indoor Luminaires | High-Bay | High-Bay Luminaires for Commercial and Industrial Buildings | Standard | FALSE | [9 empty] | 42541 |  |  | Yes |  | 3.1 | 42445.05 | 98.03 | 433 | 13.35 | 0.94 | 4000 | 73
PXKR4PVT | Visionaire Lighting | BHB(Bow High Bay) | BHB-4-L30D2-128LC-10-4K-[5 8]-PMXX-XX | Indoor Luminaires | High-Bay | High-Bay Luminaires for Commercial and Industrial Buildings | Standard | FALSE | [9 empty] | 42541 |  |  | Yes |  | 3.1 | 42445.05 | 98.03 | 433 | 13.35 | 0.94 | 4000 | 73
PQ4589HJ | Visionaire Lighting | BHB(Bow High Bay) | BHB-4-L30D4-128LC-10-4K-[5 8]-PMXX-XX | Indoor Luminaires | High-Bay | High-Bay Luminaires for Commercial and Industrial Buildings | Standard | FALSE | [9 empty] | 42541 |  |  | Yes |  | 3.1 | 42384.25 | 97.89 | 433 | 13.35 | 0.94 | 4000 | 73
P71G929Z | Visionaire Lighting | BHB(Bow High Bay) | BHB-4-L30D4-128LC-10-4K-UNV-PMXX-XX | Indoor Luminaires | High-Bay | High-Bay Luminaires for Commercial and Industrial Buildings | Standard | FALSE | [9 empty] | 42541 |  |  | Yes |  | 3.1 | 42384.25 | 97.89 | 433 | 13.35 | 0.94 | 4000 | 73
PH69YU4N | Visionaire Lighting | BHB(Bow High Bay) | BHB-4-T5W-128LC-10-4K-[5 8]-PMXX-XX | Indoor Luminaires | High-Bay | High-Bay Luminaires for Commercial and Industrial Buildings | Standard | FALSE | [9 empty] | 42541 |  |  | Yes |  | 3.1 | 42288 | 97.66 | 433 | 13.35 | 0.94 | 4000 | 73
P2AUUCNC | Visionaire Lighting | BHB(Bow High Bay) | BHB-4-T5W-128LC-10-4K-UNV-PMXX-XX | Indoor Luminaires | High-Bay | High-Bay Luminaires for Commercial and Industrial Buildings | Standard | FALSE | [9 empty] | 42541 |  |  | Yes |  | 3.1 | 42288 | 97.66 | 433 | 13.35 | 0.94 | 4000 | 73
P4ZQQ94K | Visionaire Lighting | BHB(Bow High Bay) | BHB-4-FM-128LC-7-4K-[UNV 5 8]-PMXX-XX | Indoor Luminaires | High-Bay | High-Bay Luminaires for Commercial and Industrial Buildings | Premium | FALSE | [9 empty] | 42541 |  |  | Yes |  | 3.1 | 35399.13 | 125.09 | 283 | 13.14 | 0.91 | 4000 | 73
PVR5Q8SZ | Visionaire Lighting | BHB(Bow High Bay) | BHB-4-T1-128LC-7-4K-[UNV 5 8]-PMXX-XX | Indoor Luminaires | High-Bay | High-Bay Luminaires for Commercial and Industrial Buildings | Premium | FALSE | [9 empty] | 42541 |  |  | Yes |  | 3.1 | 35316.69 | 124.79 | 283 | 13.14 | 0.91 | 4000 | 73
PK9EK3QB | Visionaire Lighting | BHB(Bow High Bay) | BHB-4-T4A-128LC-7-4K-[UNV 5 8]-PMXX-XX | Indoor Luminaires | High-Bay | High-Bay Luminaires for Commercial and Industrial Buildings | Premium | FALSE | [9 empty] | 42541 |  |  | Yes |  | 3.1 | 35062.08 | 123.89 | 283 | 13.14 | 0.91 | 4000 | 73
PHY3EF7U | Visionaire Lighting | BHB(Bow High Bay) | BHB-4-FN-128LC-7-4K-[UNV 5 8]-PMXX-XX | Indoor Luminaires | High-Bay | High-Bay Luminaires for Commercial and Industrial Buildings | Premium | FALSE | [9 empty] | 42541 |  |  | Yes |  | 3.1 | 34704.85 | 122.63 | 283 | 13.14 | 0.91 | 4000 | 73
P6U6ASWV | Visionaire Lighting | BHB(Bow High Bay) | BHB-4-T5-128LC-7-4K-[UNV 5 8]-PMXX-XX | Indoor Luminaires | High-Bay | High-Bay Luminaires for Commercial and Industrial Buildings | Premium | FALSE | [9 empty] | 42541 |  |  | Yes |  | 3.1 | 33154.23 | 117.15 | 283 | 13.14 | 0.91 | 4000 | 73
P9KVH9YJ | Visionaire Lighting | BHB(Bow High Bay) | BHB-4-T3-128LC-7-4K-[UNV 5 8]-PMXX-XX | Indoor Luminaires | High-Bay | High-Bay Luminaires for Commercial and Industrial Buildings | Premium | FALSE | [9 empty] | 42541 |  |  | Yes |  | 3.1 | 31592.38 | 111.63 | 283 | 13.14 | 0.91 | 4000 | 73
PW9889YS | Visionaire Lighting | BHB(Bow High Bay) | BHB-4-T2-128LC-7-4K-[UNV 5 8]-PMXX-XX | Indoor Luminaires | High-Bay | High-Bay Luminaires for Commercial and Industrial Buildings | Premium | FALSE | [9 empty] | 42541 |  |  | Yes |  | 3.1 | 31413.49 | 111 | 283 | 13.14 | 0.91 | 4000 | 73
PR1DECX1 | Visionaire Lighting | BHB(Bow High Bay) | BHB-4-L30D2-128LC-7-4K-[UNV 5 8]-PMXX-XX | Indoor Luminaires | High-Bay | High-Bay Luminaires for Commercial and Industrial Buildings | Standard | FALSE | [9 empty] | 42541 |  |  | Yes |  | 3.1 | 30965.57 | 109.42 | 283 | 13.14 | 0.91 | 4000 | 73
PQC8SC69 | Visionaire Lighting | BHB(Bow High Bay) | BHB-4-L30D4-128LC-7-4K-[UNV 5 8]-PMXX-XX | Indoor Luminaires | High-Bay | High-Bay Luminaires for Commercial and Industrial Buildings | Standard | FALSE | [9 empty] | 42541 |  |  | Yes |  | 3.1 | 30921.22 | 109.26 | 283 | 13.14 | 0.91 | 4000 | 73
P97UWTGS | Visionaire Lighting | BHB(Bow High Bay) | BHB-4-T5W-128LC-7-4K-[UNV 5 8]-PMXX-XX | Indoor Luminaires | High-Bay | High-Bay Luminaires for Commercial and Industrial Buildings | Standard | FALSE | [9 empty] | 42541 |  |  | Yes |  | 3.1 | 30851 | 109.01 | 283 | 13.14 | 0.91 | 4000 | 73
PQXX9TAF | Visionaire Lighting | BHB(Bow High Bay) | BHB-2-FM-64LC-7-4K-[5 8]-PMXX-XX | Indoor Luminaires | High-Bay | High-Bay Luminaires for Commercial and Industrial Buildings | Premium | FALSE | [9 empty] | 42541 |  |  | Yes |  | 3.1 | 18653.65 | 130.45 | 143 | 13.14 | 0.91 | 4000 | 73
PG7KR9FB | Visionaire Lighting | BHB(Bow High Bay) | BHB-2-FM-64LC-7-4K-UNV-PMXX-XX | Indoor Luminaires | High-Bay | High-Bay Luminaires for Commercial and Industrial Buildings | Premium | FALSE | [9 empty] | 42541 |  |  | Yes |  | 3.1 | 18653.65 | 130.45 | 143 | 13.14 | 0.91 | 4000 | 73
PP9MQ4BA | Visionaire Lighting | BHB(Bow High Bay) | BHB-2-T1-64LC-7-4K-UNV-PMXX-XX | Indoor Luminaires | High-Bay | High-Bay Luminaires for Commercial and Industrial Buildings | Premium | FALSE | [9 empty] | 42541 |  |  | Yes |  | 3.1 | 18610.2 | 130.14 | 143 | 13.14 | 0.91 | 4000 | 73
PEZ98JVX | Visionaire Lighting | BHB(Bow High Bay) | BHB-2-T1-64LC-7-4K-[5 8]-PMXX-XX | Indoor Luminaires | High-Bay | High-Bay Luminaires for Commercial and Industrial Buildings | Premium | FALSE | [9 empty] | 42541 |  |  | Yes |  | 3.1 | 18610.2 | 130.14 | 143 | 13.14 | 0.91 | 4000 | 73
PMGTCYMN | Visionaire Lighting | BHB(Bow High Bay) | BHB-2-T4A-64LC-7-4K-UNV-PMXX-XX | Indoor Luminaires | High-Bay | High-Bay Luminaires for Commercial and Industrial Buildings | Premium | FALSE | [9 empty] | 42541 |  |  | Yes |  | 3.1 | 18476.04 | 129.2 | 143 | 13.14 | 0.91 | 4000 | 73
P8NCBZF6 | Visionaire Lighting | BHB(Bow High Bay) | BHB-2-T4A-64LC-7-4K-[5 8]-PMXX-XX | Indoor Luminaires | High-Bay | High-Bay Luminaires for Commercial and Industrial Buildings | Premium | FALSE | [9 empty] | 42541 |  |  | Yes |  | 3.1 | 18476.04 | 129.2 | 143 | 13.14 | 0.91 | 4000 | 73
PTS18QCK | Visionaire Lighting | BHB(Bow High Bay) | BHB-2-FN-64LC-7-4K-[5 8]-PMXX-XX | Indoor Luminaires | High-Bay | High-Bay Luminaires for Commercial and Industrial Buildings | Premium | FALSE | [9 empty] | 42541 |  |  | Yes |  | 3.1 | 18287.8 | 127.89 | 143 | 13.14 | 0.91 | 4000 | 73
PJADWUPH | Visionaire Lighting | BHB(Bow High Bay) | BHB-2-FN-64LC-7-4K-UNV-PMXX-XX | Indoor Luminaires | High-Bay | High-Bay Luminaires for Commercial and Industrial Buildings | Premium | FALSE | [9 empty] | 42541 |  |  | Yes |  | 3.1 | 18287.8 | 127.89 | 143 | 13.14 | 0.91 | 4000 | 73
PG3SR5K7 | Visionaire Lighting | BHB(Bow High Bay) | BHB-2-T5-64LC-7-4K-[5 8]-PMXX-XX | Indoor Luminaires | High-Bay | High-Bay Luminaires for Commercial and Industrial Buildings | Premium | FALSE | [9 empty] | 42541 |  |  | Yes |  | 3.1 | 17470.69 | 122.17 | 143 | 13.14 | 0.91 | 4000 | 73
P7FZDQVB | Visionaire Lighting | BHB(Bow High Bay) | BHB-2-T5-64LC-7-4K-UNV-PMXX-XX | Indoor Luminaires | High-Bay | High-Bay Luminaires for Commercial and Industrial Buildings | Premium | FALSE | [9 empty] | 42541 |  |  | Yes |  | 3.1 | 17470.69 | 122.17 | 143 | 13.14 | 0.91 | 4000 | 73
PSWPF6AC | Visionaire Lighting | BHB(Bow High Bay) | BHB-2-T3-64LC-7-4K-UNV-PMXX-XX | Indoor Luminaires | High-Bay | High-Bay Luminaires for Commercial and Industrial Buildings | Premium | FALSE | [9 empty] | 42541 |  |  | Yes |  | 3.1 | 16647.67 | 116.42 | 143 | 13.14 | 0.91 | 4000 | 73
P4RXGNUT | Visionaire Lighting | BHB(Bow High Bay) | BHB-2-T3-64LC-7-4K-[5 8]-PMXX-XX | Indoor Luminaires | High-Bay | High-Bay Luminaires for Commercial and Industrial Buildings | Premium | FALSE | [9 empty] | 42541 |  |  | Yes |  | 3.1 | 16647.67 | 116.42 | 143 | 13.14 | 0.91 | 4000 | 73
PN2R5C8G | Visionaire Lighting | BHB(Bow High Bay) | BHB-2-T2-64LC-7-4K-[5 8]-PMXX-XX | Indoor Luminaires | High-Bay | High-Bay Luminaires for Commercial and Industrial Buildings | Premium | FALSE | [9 empty] | 42541 |  |  | Yes |  | 3.1 | 16553.4 | 115.76 | 143 | 13.14 | 0.91 | 4000 | 73
P8AHE5XR | Visionaire Lighting | BHB(Bow High Bay) | BHB-2-T2-64LC-7-4K-UNV-PMXX-XX | Indoor Luminaires | High-Bay | High-Bay Luminaires for Commercial and Industrial Buildings | Premium | FALSE | [9 empty] | 42541 |  |  | Yes |  | 3.1 | 16553.4 | 115.76 | 143 | 13.14 | 0.91 | 4000 | 73
PM67VQ2F | Visionaire Lighting | BHB(Bow High Bay) | BHB-2-L30D2-64LC-7-4K-[5 8]-PMXX-XX | Indoor Luminaires | High-Bay | High-Bay Luminaires for Commercial and Industrial Buildings | Premium | FALSE | [9 empty] | 42541 |  |  | Yes |  | 3.1 | 16317.38 | 113.32 | 144 | 13.14 | 0.91 | 4000 | 73
P23ME1XA | Visionaire Lighting | BHB(Bow High Bay) | BHB-2-L30D2-64LC-7-4K-UNV-PMXX-XX | Indoor Luminaires | High-Bay | High-Bay Luminaires for Commercial and Industrial Buildings | Premium | FALSE | [9 empty] | 42541 |  |  | Yes |  | 3.1 | 16317.38 | 113.32 | 144 | 13.14 | 0.91 | 4000 | 73
P98PHYJX | Visionaire Lighting | BHB(Bow High Bay) | BHB-2-L30D4-64LC-7-4K-[5 8]-PMXX-XX | Indoor Luminaires | High-Bay | High-Bay Luminaires for Commercial and Industrial Buildings | Premium | FALSE | [9 empty] | 42541 |  |  | Yes |  | 3.1 | 16294 | 112.37 | 145 | 13.14 | 0.91 | 4000 | 73
P5TAQCPT | Visionaire Lighting | BHB(Bow High Bay) | BHB-2-L30D4-64LC-7-4K-UNV-PMXX-XX | Indoor Luminaires | High-Bay | High-Bay Luminaires for Commercial and Industrial Buildings | Premium | FALSE | [9 empty] | 42541 |  |  | Yes |  | 3.1 | 16294 | 112.37 | 145 | 13.14 | 0.91 | 4000 | 73
PGAXDBJC | Visionaire Lighting | BHB(Bow High Bay) | BHB-2-T5W-64LC-7-4K-[5 8]-PMXX-XX | Indoor Luminaires | High-Bay | High-Bay Luminaires for Commercial and Industrial Buildings | Premium | FALSE | [9 empty] | 42541 |  |  | Yes |  | 3.1 | 16257 | 113.69 | 143 | 13.14 | 0.91 | 4000 | 73
P9JF33BR | Visionaire Lighting | BHB(Bow High Bay) | BHB-2-T5W-64LC-7-4K-UNV-PMXX-XX | Indoor Luminaires | High-Bay | High-Bay Luminaires for Commercial and Industrial Buildings | Premium | FALSE | [9 empty] | 42541 |  |  | Yes |  | 3.1 | 16257 | 113.69 | 143 | 13.14 | 0.91 | 4000 | 73
PEW3ETPQ | Visionaire Lighting | BHB(Bow High Bay) | BHB-6-FM-192LC-5-4K-[UNV 5 8]-PMXX-XX | Indoor Luminaires | High-Bay | High-Bay Luminaires for Commercial and Industrial Buildings | Premium | FALSE | [9 empty] | 42541 |  |  | Yes |  | 3.1 | 48509.58 | 154.49 | 314 | 10.11 | 0.98 | 4000 | 73
PUDAKHBJ | Visionaire Lighting | BHB(Bow High Bay) | BHB-6-T1-192LC-5-4K-[UNV 5 8]-PMXX-XX | Indoor Luminaires | High-Bay | High-Bay Luminaires for Commercial and Industrial Buildings | Premium | FALSE | [9 empty] | 42541 |  |  | Yes |  | 3.1 | 48396.61 | 154.13 | 314 | 10.11 | 0.98 | 4000 | 73
PEVK1XRS | Visionaire Lighting | BHB(Bow High Bay) | BHB-6-T4A-192LC-5-4K-[UNV 5 8]-PMXX-XX | Indoor Luminaires | High-Bay | High-Bay Luminaires for Commercial and Industrial Buildings | Premium | FALSE | [9 empty] | 42541 |  |  | Yes |  | 3.1 | 48047.7 | 153.02 | 314 | 10.11 | 0.98 | 4000 | 73
P89CDZC3 | Visionaire Lighting | BHB(Bow High Bay) | BHB-6-FN-192LC-5-4K-[UNV 5 8]-PMXX-XX | Indoor Luminaires | High-Bay | High-Bay Luminaires for Commercial and Industrial Buildings | Premium | FALSE | [9 empty] | 42541 |  |  | Yes |  | 3.1 | 47558.17 | 151.46 | 314 | 10.11 | 0.98 | 4000 | 73
P36B2TZR | Visionaire Lighting | BHB(Bow High Bay) | BHB-6-T5-192LC-5-4K-[UNV 5 8]-PMXX-XX | Indoor Luminaires | High-Bay | High-Bay Luminaires for Commercial and Industrial Buildings | Premium | FALSE | [9 empty] | 42541 |  |  | Yes |  | 3.1 | 45433.25 | 144.69 | 314 | 10.11 | 0.98 | 4000 | 73
PAMEJKHF | Visionaire Lighting | BHB(Bow High Bay) | BHB-6-T3-192LC-5-4K-[UNV 5 8]-PMXX-XX | Indoor Luminaires | High-Bay | High-Bay Luminaires for Commercial and Industrial Buildings | Premium | FALSE | [9 empty] | 42541 |  |  | Yes |  | 3.1 | 43292.96 | 137.88 | 314 | 10.11 | 0.98 | 4000 | 73
PJGBCVYA | Visionaire Lighting | BHB(Bow High Bay) | BHB-6-T2-192LC-5-4K-[UNV 5 8]-PMXX-XX | Indoor Luminaires | High-Bay | High-Bay Luminaires for Commercial and Industrial Buildings | Premium | FALSE | [9 empty] | 42541 |  |  | Yes |  | 3.1 | 43047.81 | 137.09 | 314 | 10.11 | 0.98 | 4000 | 73
PTZVWV2S | Visionaire Lighting | BHB(Bow High Bay) | BHB-6-L30D2-192LC-5-4K-[UNV 5 8]-PMXX-XX | Indoor Luminaires | High-Bay | High-Bay Luminaires for Commercial and Industrial Buildings | Premium | FALSE | [9 empty] | 42541 |  |  | Yes |  | 3.1 | 42434.01 | 135.14 | 314 | 10.11 | 0.98 | 4000 | 73
PKAMC8UA | Visionaire Lighting | BHB(Bow High Bay) | BHB-6-L30D4-192LC-5-4K-[UNV 5 8]-PMXX-XX | Indoor Luminaires | High-Bay | High-Bay Luminaires for Commercial and Industrial Buildings | Premium | FALSE | [9 empty] | 42541 |  |  | Yes |  | 3.1 | 42373.22 | 134.95 | 314 | 10.11 | 0.98 | 4000 | 73
PAQ8YX9F | Visionaire Lighting | BHB(Bow High Bay) | BHB-6-T5W-192LC-5-4K-[UNV 5 8]-PMXX-XX | Indoor Luminaires | High-Bay | High-Bay Luminaires for Commercial and Industrial Buildings | Premium | FALSE | [9 empty] | 42541 |  |  | Yes |  | 3.1 | 42277 | 134.64 | 314 | 10.11 | 0.98 | 4000 | 73
PSEABDDM | Visionaire Lighting | BHB(Bow High Bay) | BHB-2-FM-64LC-10-4K-[5 8]-PMXX-XX | Indoor Luminaires | High-Bay | High-Bay Luminaires for Commercial and Industrial Buildings | Premium | FALSE | [9 empty] | 42541 |  |  | Yes |  | 3.1 | 25950.1 | 118.22 | 219.5 | 9.84 | 0.95 | 4000 | 73
PC6PB5DJ | Visionaire Lighting | BHB(Bow High Bay) | BHB-2-FM-64LC-10-4K-UNV-PMXX-XX | Indoor Luminaires | High-Bay | High-Bay Luminaires for Commercial and Industrial Buildings | Premium | FALSE | [9 empty] | 42541 |  |  | Yes |  | 3.1 | 25950.1 | 118.22 | 219.5 | 9.84 | 0.95 | 4000 | 73
PSMP49YD | Visionaire Lighting | BHB(Bow High Bay) | BHB-2-T1-64LC-10-4K-UNV-PMXX-XX | Indoor Luminaires | High-Bay | High-Bay Luminaires for Commercial and Industrial Buildings | Premium | FALSE | [9 empty] | 42541 |  |  | Yes |  | 3.1 | 25889.67 | 117.95 | 219.5 | 9.84 | 0.95 | 4000 | 73
PK2D1AQV | Visionaire Lighting | BHB(Bow High Bay) | BHB-2-T1-64LC-10-4K-[5 8]-PMXX-XX | Indoor Luminaires | High-Bay | High-Bay Luminaires for Commercial and Industrial Buildings | Premium | FALSE | [9 empty] | 42541 |  |  | Yes |  | 3.1 | 25889.67 | 117.95 | 219.5 | 9.84 | 0.95 | 4000 | 73
PHKSPP49 | Visionaire Lighting | BHB(Bow High Bay) | BHB-2-T4A-64LC-10-4K-UNV-PMXX-XX | Indoor Luminaires | High-Bay | High-Bay Luminaires for Commercial and Industrial Buildings | Premium | FALSE | [9 empty] | 42541 |  |  | Yes |  | 3.1 | 25703.03 | 117.1 | 219.5 | 9.84 | 0.95 | 4000 | 73
P8ATB5CS | Visionaire Lighting | BHB(Bow High Bay) | BHB-2-T4A-64LC-10-4K-[5 8]-PMXX-XX | Indoor Luminaires | High-Bay | High-Bay Luminaires for Commercial and Industrial Buildings | Premium | FALSE | [9 empty] | 42541 |  |  | Yes |  | 3.1 | 25703.03 | 117.1 | 219.5 | 9.84 | 0.95 | 4000 | 73
PPMQBF8Y | Visionaire Lighting | BHB(Bow High Bay) | BHB-2-FN-64LC-10-4K-[5 8]-PMXX-XX | Indoor Luminaires | High-Bay | High-Bay Luminaires for Commercial and Industrial Buildings | Premium | FALSE | [9 empty] | 42541 |  |  | Yes |  | 3.1 | 25441.15 | 115.91 | 219.5 | 9.84 | 0.95 | 4000 | 73
PB2WC5NY | Visionaire Lighting | BHB(Bow High Bay) | BHB-2-FN-64LC-10-4K-UNV-PMXX-XX | Indoor Luminaires | High-Bay | High-Bay Luminaires for Commercial and Industrial Buildings | Premium | FALSE | [9 empty] | 42541 |  |  | Yes |  | 3.1 | 25441.15 | 115.91 | 219.5 | 9.84 | 0.95 | 4000 | 73
PVN3BSEW | Visionaire Lighting | BHB(Bow High Bay) | BHB-2-T5-64LC-10-4K-UNV-PMXX-XX | Indoor Luminaires | High-Bay | High-Bay Luminaires for Commercial and Industrial Buildings | Premium | FALSE | [9 empty] | 42541 |  |  | Yes |  | 3.1 | 24304.43 | 110.73 | 219.5 | 9.84 | 0.95 | 4000 | 73
PS3AHYN4 | Visionaire Lighting | BHB(Bow High Bay) | BHB-2-T5-64LC-10-4K-[5 8]-PMXX-XX | Indoor Luminaires | High-Bay | High-Bay Luminaires for Commercial and Industrial Buildings | Premium | FALSE | [9 empty] | 42541 |  |  | Yes |  | 3.1 | 24304.43 | 110.73 | 219.5 | 9.84 | 0.95 | 4000 | 73
PZG3VP9P | Visionaire Lighting | BHB(Bow High Bay) | BHB-2-T3-64LC-10-4K-UNV-PMXX-XX | Indoor Luminaires | High-Bay | High-Bay Luminaires for Commercial and Industrial Buildings | Standard | FALSE | [9 empty] | 42541 |  |  | Yes |  | 3.1 | 23159.49 | 105.51 | 219.5 | 9.84 | 0.95 | 4000 | 73
PP5PJ6YP | Visionaire Lighting | BHB(Bow High Bay) | BHB-2-T3-64LC-10-4K-[5 8]-PMXX-XX | Indoor Luminaires | High-Bay | High-Bay Luminaires for Commercial and Industrial Buildings | Standard | FALSE | [9 empty] | 42541 |  |  | Yes |  | 3.1 | 23159.49 | 105.51 | 219.5 | 9.84 | 0.95 | 4000 | 73
P9XK7D2N | Visionaire Lighting | BHB(Bow High Bay) | BHB-2-T2-64LC-10-4K-UNV-PMXX-XX | Indoor Luminaires | High-Bay | High-Bay Luminaires for Commercial and Industrial Buildings | Standard | FALSE | [9 empty] | 42541 |  |  | Yes |  | 3.1 | 23028.34 | 104.91 | 219.5 | 9.84 | 0.95 | 4000 | 73
P7GMMSZP | Visionaire Lighting | BHB(Bow High Bay) | BHB-2-T2-64LC-10-4K-[5 8]-PMXX-XX | Indoor Luminaires | High-Bay | High-Bay Luminaires for Commercial and Industrial Buildings | Standard | FALSE | [9 empty] | 42541 |  |  | Yes |  | 3.1 | 23028.34 | 104.91 | 219.5 | 9.84 | 0.95 | 4000 | 73
PA7QV4EP | Visionaire Lighting | BHB(Bow High Bay) | BHB-2-L30D2-64LC-10-4K-UNV-PMXX-XX | Indoor Luminaires | High-Bay | High-Bay Luminaires for Commercial and Industrial Buildings | Standard | FALSE | [9 empty] | 42541 |  |  | Yes |  | 3.1 | 22699.99 | 103.42 | 219.5 | 9.84 | 0.95 | 4000 | 73
P2WYFNDQ | Visionaire Lighting | BHB(Bow High Bay) | BHB-2-L30D2-64LC-10-4K-[5 8]-PMXX-XX | Indoor Luminaires | High-Bay | High-Bay Luminaires for Commercial and Industrial Buildings | Standard | FALSE | [9 empty] | 42541 |  |  | Yes |  | 3.1 | 22699.99 | 103.42 | 219.5 | 9.84 | 0.95 | 4000 | 73
PPKC3NVH | Visionaire Lighting | BHB(Bow High Bay) | BHB-2-L30D4-64LC-10-4K-[5 8]-PMXX-XX | Indoor Luminaires | High-Bay | High-Bay Luminaires for Commercial and Industrial Buildings | Standard | FALSE | [9 empty] | 42541 |  |  | Yes |  | 3.1 | 22667.47 | 103.27 | 219.5 | 9.84 | 0.95 | 4000 | 73
PKS6WX2Y | Visionaire Lighting | BHB(Bow High Bay) | BHB-2-L30D4-64LC-10-4K-UNV-PMXX-XX | Indoor Luminaires | High-Bay | High-Bay Luminaires for Commercial and Industrial Buildings | Standard | FALSE | [9 empty] | 42541 |  |  | Yes |  | 3.1 | 22667.47 | 103.27 | 219.5 | 9.84 | 0.95 | 4000 | 73
PF2YTM1N | Visionaire Lighting | BHB(Bow High Bay) | BHB-2-T5W-64LC-10-4K-[5 8]-PMXX-XX | Indoor Luminaires | High-Bay | High-Bay Luminaires for Commercial and Industrial Buildings | Standard | FALSE | [9 empty] | 42541 |  |  | Yes |  | 3.1 | 22616 | 103.03 | 219.5 | 9.84 | 0.95 | 4000 | 73
PBV5QX2N | Visionaire Lighting | BHB(Bow High Bay) | BHB-2-T5W-64LC-10-4K-UNV-PMXX-XX | Indoor Luminaires | High-Bay | High-Bay Luminaires for Commercial and Industrial Buildings | Standard | FALSE | [9 empty] | 42541 |  |  | Yes |  | 3.1 | 22616 | 103.03 | 219.5 | 9.84 | 0.95 | 4000 | 73
P1FR3DW7 | Visionaire Lighting | BHB(Bow High Bay) | BHB-4-FM-128LC-5-4K-[UNV 5 8]-PMXX-XX | Indoor Luminaires | High-Bay | High-Bay Luminaires for Commercial and Industrial Buildings | Premium | FALSE | [9 empty] | 42541 |  |  | Yes |  | 3.1 | 28060.21 | 138.23 | 203 | 9.78 | 0.99 | 4000 | 73
P21QG1NX | Visionaire Lighting | BHB(Bow High Bay) | BHB-4-T1-128LC-5-4K-[UNV 5 8]-PMXX-XX | Indoor Luminaires | High-Bay | High-Bay Luminaires for Commercial and Industrial Buildings | Premium | FALSE | [9 empty] | 42541 |  |  | Yes |  | 3.1 | 27994.87 | 137.91 | 203 | 9.78 | 0.99 | 4000 | 73
P4657EP2 | Visionaire Lighting | BHB(Bow High Bay) | BHB-4-T4A-128LC-5-4K-[UNV 5 8]-PMXX-XX | Indoor Luminaires | High-Bay | High-Bay Luminaires for Commercial and Industrial Buildings | Premium | FALSE | [9 empty] | 42541 |  |  | Yes |  | 3.1 | 27793.05 | 136.91 | 203 | 9.78 | 0.99 | 4000 | 73
PV57YN8M | Visionaire Lighting | BHB(Bow High Bay) | BHB-4-FN-128LC-5-4K-[UNV 5 8]-PMXX-XX | Indoor Luminaires | High-Bay | High-Bay Luminaires for Commercial and Industrial Buildings | Premium | FALSE | [9 empty] | 42541 |  |  | Yes |  | 3.1 | 27509.87 | 135.52 | 203 | 9.78 | 0.99 | 4000 | 73
P8XT56RU | Visionaire Lighting | BHB(Bow High Bay) | BHB-4-T5-128LC-5-4K-[UNV 5 8]-PMXX-XX | Indoor Luminaires | High-Bay | High-Bay Luminaires for Commercial and Industrial Buildings | Premium | FALSE | [9 empty] | 42541 |  |  | Yes |  | 3.1 | 26280.72 | 129.46 | 203 | 9.78 | 0.99 | 4000 | 73
PRAZKWSY | Visionaire Lighting | BHB(Bow High Bay) | BHB-4-T3-128LC-5-4K-[UNV 5 8]-PMXX-XX | Indoor Luminaires | High-Bay | High-Bay Luminaires for Commercial and Industrial Buildings | Premium | FALSE | [9 empty] | 42541 |  |  | Yes |  | 3.1 | 25042.68 | 123.36 | 203 | 9.78 | 0.99 | 4000 | 73
PK41NRJ1 | Visionaire Lighting | BHB(Bow High Bay) | BHB-4-T2-128LC-5-4K-[UNV 5 8]-PMXX-XX | Indoor Luminaires | High-Bay | High-Bay Luminaires for Commercial and Industrial Buildings | Premium | FALSE | [9 empty] | 42541 |  |  | Yes |  | 3.1 | 24900.87 | 122.66 | 203 | 9.78 | 0.99 | 4000 | 73
P4UJV86N | Visionaire Lighting | BHB(Bow High Bay) | BHB-4-L30D2-128LC-5-4K-[UNV 5 8]-PMXX-XX | Indoor Luminaires | High-Bay | High-Bay Luminaires for Commercial and Industrial Buildings | Premium | FALSE | [9 empty] | 42541 |  |  | Yes |  | 3.1 | 24545.82 | 120.92 | 203 | 9.78 | 0.99 | 4000 | 73
PGHTV3FK | Visionaire Lighting | BHB(Bow High Bay) | BHB-4-L30D4-128LC-5-4K-[UNV 5 8]-PMXX-XX | Indoor Luminaires | High-Bay | High-Bay Luminaires for Commercial and Industrial Buildings | Premium | FALSE | [9 empty] | 42541 |  |  | Yes |  | 3.1 | 24510.66 | 120.74 | 203 | 9.78 | 0.99 | 4000 | 73
PE47NRKR | Visionaire Lighting | BHB(Bow High Bay) | BHB-4-T5W-128LC-5-4K-[UNV 5 8]-PMXX-XX | Indoor Luminaires | High-Bay | High-Bay Luminaires for Commercial and Industrial Buildings | Premium | FALSE | [9 empty] | 42541 |  |  | Yes |  | 3.1 | 24455 | 120.47 | 203 | 9.78 | 0.99 | 4000 | 73
PZC1VKMK | Visionaire Lighting | BHB(Bow High Bay) | BHB-6-FM-192LC-7-4K-[UNV 5 8]-PMXX-XX | Indoor Luminaires | High-Bay | High-Bay Luminaires for Commercial and Industrial Buildings | Premium | FALSE | [9 empty] | 42541 |  |  | Yes |  | 3.1 | 62984.31 | 143.15 | 440 | 9.26 | 0.99 | 4000 | 73
PAD164VH | Visionaire Lighting | BHB(Bow High Bay) | BHB-6-T1-192LC-7-4K-[UNV 5 8]-PMXX-XX | Indoor Luminaires | High-Bay | High-Bay Luminaires for Commercial and Industrial Buildings | Premium | FALSE | [9 empty] | 42541 |  |  | Yes |  | 3.1 | 62837.63 | 142.81 | 440 | 9.26 | 0.99 | 4000 | 73
P18FE1J9 | Visionaire Lighting | BHB(Bow High Bay) | BHB-6-T4A-192LC-7-4K-[UNV 5 8]-PMXX-XX | Indoor Luminaires | High-Bay | High-Bay Luminaires for Commercial and Industrial Buildings | Premium | FALSE | [9 empty] | 42541 |  |  | Yes |  | 3.1 | 62384.62 | 141.78 | 440 | 9.26 | 0.99 | 4000 | 73
PCZ9Q6SR | Visionaire Lighting | BHB(Bow High Bay) | BHB-6-FN-192LC-7-4K-[UNV 5 8]-PMXX-XX | Indoor Luminaires | High-Bay | High-Bay Luminaires for Commercial and Industrial Buildings | Premium | FALSE | [9 empty] | 42541 |  |  | Yes |  | 3.1 | 61749.01 | 140.34 | 440 | 9.26 | 0.99 | 4000 | 73
PMSQGQE2 | Visionaire Lighting | BHB(Bow High Bay) | BHB-6-T5-192LC-7-4K-[UNV 5 8]-PMXX-XX | Indoor Luminaires | High-Bay | High-Bay Luminaires for Commercial and Industrial Buildings | Premium | FALSE | [9 empty] | 42541 |  |  | Yes |  | 3.1 | 58990.04 | 134.07 | 440 | 9.26 | 0.99 | 4000 | 73
PB7CCKDU | Visionaire Lighting | BHB(Bow High Bay) | BHB-6-T3-192LC-7-4K-[UNV 5 8]-PMXX-XX | Indoor Luminaires | High-Bay | High-Bay Luminaires for Commercial and Industrial Buildings | Premium | FALSE | [9 empty] | 42541 |  |  | Yes |  | 3.1 | 56211.12 | 127.75 | 440 | 9.26 | 0.99 | 4000 | 73
PQQ5D5XF | Visionaire Lighting | BHB(Bow High Bay) | BHB-6-T2-192LC-7-4K-[UNV 5 8]-PMXX-XX | Indoor Luminaires | High-Bay | High-Bay Luminaires for Commercial and Industrial Buildings | Premium | FALSE | [9 empty] | 42541 |  |  | Yes |  | 3.1 | 55892.81 | 127.03 | 440 | 9.26 | 0.99 | 4000 | 73
PFU2CMJD | Visionaire Lighting | BHB(Bow High Bay) | BHB-6-L30D2-192LC-7-4K-[UNV 5 8]-PMXX-XX | Indoor Luminaires | High-Bay | High-Bay Luminaires for Commercial and Industrial Buildings | Premium | FALSE | [9 empty] | 42541 |  |  | Yes |  | 3.1 | 55095.86 | 125.22 | 440 | 9.26 | 0.99 | 4000 | 73
P7R6QSPR | Visionaire Lighting | BHB(Bow High Bay) | BHB-6-L30D4-192LC-7-4K-[UNV 5 8]-PMXX-XX | Indoor Luminaires | High-Bay | High-Bay Luminaires for Commercial and Industrial Buildings | Premium | FALSE | [9 empty] | 42541 |  |  | Yes |  | 3.1 | 55016.93 | 125.04 | 440 | 9.26 | 0.99 | 4000 | 73
PVP2Y77Q | Visionaire Lighting | BHB(Bow High Bay) | BHB-6-T5W-192LC-7-4K-[UNV 5 8]-PMXX-XX | Indoor Luminaires | High-Bay | High-Bay Luminaires for Commercial and Industrial Buildings | Premium | FALSE | [9 empty] | 42541 |  |  | Yes |  | 3.1 | 54892 | 124.75 | 440 | 9.26 | 0.99 | 4000 | 73
PHVQEWKT | Visionaire Lighting | BHB(Bow High Bay) | BHB-6-FM-192LC-10-4K-UNV-PMXX-XX-DIM-[MS or blank] | Indoor Luminaires | High-Bay | High-Bay Luminaires for Commercial and Industrial Buildings | Premium | FALSE | [9 empty] | 42541 |  |  | Yes |  | 3.1 | 82160.03 | 123.73 | 664 | 16.53 | 0.94 | 4000 | 73
P4769P6S | Visionaire Lighting | BHB(Bow High Bay) | BHB-6-T1-192LC-10-4K-UNV-PMXX-XX-DIM-[MS or blank] | Indoor Luminaires | High-Bay | High-Bay Luminaires for Commercial and Industrial Buildings | Premium | FALSE | [9 empty] | 42541 |  |  | Yes |  | 3.1 | 81968.7 | 123.45 | 664 | 16.53 | 0.94 | 4000 | 73
PMMRVZKG | Visionaire Lighting | BHB(Bow High Bay) | BHB-6-T4A-192LC-10-4K-UNV-PMXX-XX-DIM-[MS or blank] | Indoor Luminaires | High-Bay | High-Bay Luminaires for Commercial and Industrial Buildings | Premium | FALSE | [9 empty] | 42541 |  |  | Yes |  | 3.1 | 81377.77 | 122.56 | 664 | 16.53 | 0.94 | 4000 | 73
PCK55VC3 | Visionaire Lighting | BHB(Bow High Bay) | BHB-6-FN-192LC-10-4K-UNV-PMXX-XX-DIM-[MS or blank] | Indoor Luminaires | High-Bay | High-Bay Luminaires for Commercial and Industrial Buildings | Premium | FALSE | [9 empty] | 42541 |  |  | Yes |  | 3.1 | 80548.64 | 121.31 | 664 | 16.53 | 0.94 | 4000 | 73
PBPQJ5E3 | Visionaire Lighting | BHB(Bow High Bay) | BHB-6-T5-192LC-10-4K-UNV-PMXX-XX-DIM-[MS or blank] | Indoor Luminaires | High-Bay | High-Bay Luminaires for Commercial and Industrial Buildings | Premium | FALSE | [9 empty] | 42541 |  |  | Yes |  | 3.1 | 76949.7 | 115.89 | 664 | 16.53 | 0.94 | 4000 | 73
P2AB56N5 | Visionaire Lighting | BHB(Bow High Bay) | BHB-6-T3-192LC-10-4K-UNV-PMXX-XX-DIM-[MS or blank] | Indoor Luminaires | High-Bay | High-Bay Luminaires for Commercial and Industrial Buildings | Premium | FALSE | [9 empty] | 42541 |  |  | Yes |  | 3.1 | 73324.72 | 110.43 | 664 | 16.53 | 0.94 | 4000 | 73
PDUTBT9U | Visionaire Lighting | BHB(Bow High Bay) | BHB-6-T2-192LC-10-4K-UNV-PMXX-XX-DIM-[MS or blank] | Indoor Luminaires | High-Bay | High-Bay Luminaires for Commercial and Industrial Buildings | Standard | FALSE | [9 empty] | 42541 |  |  | Yes |  | 3.1 | 72909.51 | 109.8 | 664 | 16.53 | 0.94 | 4000 | 73
P5J22QUT | Visionaire Lighting | BHB(Bow High Bay) | BHB-6-L30D2-192LC-10-4K-UNV-PMXX-XX-DIM-[MS or blank] | Indoor Luminaires | High-Bay | High-Bay Luminaires for Commercial and Industrial Buildings | Standard | FALSE | [9 empty] | 42541 |  |  | Yes |  | 3.1 | 71869.92 | 108.24 | 664 | 16.53 | 0.94 | 4000 | 73
PWQQYWKB | Visionaire Lighting | BHB(Bow High Bay) | BHB-6-L30D4-192LC-10-4K-UNV-PMXX-XX-DIM-[MS or blank] | Indoor Luminaires | High-Bay | High-Bay Luminaires for Commercial and Industrial Buildings | Standard | FALSE | [9 empty] | 42541 |  |  | Yes |  | 3.1 | 71766.97 | 108.08 | 664 | 16.53 | 0.94 | 4000 | 73
PUX7TES6 | Visionaire Lighting | BHB(Bow High Bay) | BHB-4-FM-128LC-10-4K-UNV-PMXX-XX-DIM-[MS or blank] | Indoor Luminaires | High-Bay | High-Bay Luminaires for Commercial and Industrial Buildings | Premium | FALSE | [9 empty] | 42541 |  |  | Yes |  | 3.1 | 48522.2 | 112.06 | 433 | 13.35 | 0.94 | 4000 | 73
PPX8NAV6 | Visionaire Lighting | BHB(Bow High Bay) | BHB-4-FM-128LC-10-4K-[5 8]-PMXX-XX-DIM-[MS or blank] | Indoor Luminaires | High-Bay | High-Bay Luminaires for Commercial and Industrial Buildings | Premium | FALSE | [9 empty] | 42541 |  |  | Yes |  | 3.1 | 48522.2 | 112.06 | 433 | 13.35 | 0.94 | 4000 | 73
PJ1MJ296 | Visionaire Lighting | BHB(Bow High Bay) | BHB-4-T1-128LC-10-4K-UNV-PMXX-XX-DIM-[MS or blank] | Indoor Luminaires | High-Bay | High-Bay Luminaires for Commercial and Industrial Buildings | Premium | FALSE | [9 empty] | 42541 |  |  | Yes |  | 3.1 | 48409.2 | 111.8 | 433 | 13.35 | 0.94 | 4000 | 73
PBEZTF6R | Visionaire Lighting | BHB(Bow High Bay) | BHB-4-T1-128LC-10-4K-[5 8]-PMXX-XX-DIM-[MS or blank] | Indoor Luminaires | High-Bay | High-Bay Luminaires for Commercial and Industrial Buildings | Premium | FALSE | [9 empty] | 42541 |  |  | Yes |  | 3.1 | 48409.2 | 111.8 | 433 | 13.35 | 0.94 | 4000 | 73
PMZ9PBWH | Visionaire Lighting | BHB(Bow High Bay) | BHB-4-T4A-128LC-10-4K-UNV-PMXX-XX-DIM-[MS or blank] | Indoor Luminaires | High-Bay | High-Bay Luminaires for Commercial and Industrial Buildings | Premium | FALSE | [9 empty] | 42541 |  |  | Yes |  | 3.1 | 48060.21 | 110.99 | 433 | 13.35 | 0.94 | 4000 | 73
PEYW2XHJ | Visionaire Lighting | BHB(Bow High Bay) | BHB-4-T4A-128LC-10-4K-[5 8]-PMXX-XX-DIM-[MS or blank] | Indoor Luminaires | High-Bay | High-Bay Luminaires for Commercial and Industrial Buildings | Premium | FALSE | [9 empty] | 42541 |  |  | Yes |  | 3.1 | 48060.21 | 110.99 | 433 | 13.35 | 0.94 | 4000 | 73
PVJ49KPV | Visionaire Lighting | BHB(Bow High Bay) | BHB-4-FN-128LC-10-4K-[5 8]-PMXX-XX-DIM-[MS or blank] | Indoor Luminaires | High-Bay | High-Bay Luminaires for Commercial and Industrial Buildings | Standard | FALSE | [9 empty] | 42541 |  |  | Yes |  | 3.1 | 47570.54 | 109.86 | 433 | 13.35 | 0.94 | 4000 | 73
PGCCXVJX | Visionaire Lighting | BHB(Bow High Bay) | BHB-4-FN-128LC-10-4K-UNV-PMXX-XX-DIM-[MS or blank] | Indoor Luminaires | High-Bay | High-Bay Luminaires for Commercial and Industrial Buildings | Standard | FALSE | [9 empty] | 42541 |  |  | Yes |  | 3.1 | 47570.54 | 109.86 | 433 | 13.35 | 0.94 | 4000 | 73
PVPUSW39 | Visionaire Lighting | BHB(Bow High Bay) | BHB-4-T5-128LC-10-4K-UNV-PMXX-XX-DIM-[MS or blank] | Indoor Luminaires | High-Bay | High-Bay Luminaires for Commercial and Industrial Buildings | Standard | FALSE | [9 empty] | 42541 |  |  | Yes |  | 3.1 | 45445.07 | 104.95 | 433 | 13.35 | 0.94 | 4000 | 73
P281WMMH | Visionaire Lighting | BHB(Bow High Bay) | BHB-4-T5-128LC-10-4K-[5 8]-PMXX-XX-DIM-[MS or blank] | Indoor Luminaires | High-Bay | High-Bay Luminaires for Commercial and Industrial Buildings | Standard | FALSE | [9 empty] | 42541 |  |  | Yes |  | 3.1 | 45445.07 | 104.95 | 433 | 13.35 | 0.94 | 4000 | 73
PFEAKZ3A | Visionaire Lighting | BHB(Bow High Bay) | BHB-4-T3-128LC-10-4K-[5 8]-PMXX-XX-DIM-[MS or blank] | Indoor Luminaires | High-Bay | High-Bay Luminaires for Commercial and Industrial Buildings | Standard | FALSE | [9 empty] | 42541 |  |  | Yes |  | 3.1 | 43304.23 | 100.01 | 433 | 13.35 | 0.94 | 4000 | 73
P7WADSDP | Visionaire Lighting | BHB(Bow High Bay) | BHB-4-T3-128LC-10-4K-UNV-PMXX-XX-DIM-[MS or blank] | Indoor Luminaires | High-Bay | High-Bay Luminaires for Commercial and Industrial Buildings | Standard | FALSE | [9 empty] | 42541 |  |  | Yes |  | 3.1 | 43304.23 | 100.01 | 433 | 13.35 | 0.94 | 4000 | 73
PU91NQ24 | Visionaire Lighting | BHB(Bow High Bay) | BHB-4-T2-128LC-10-4K-UNV-PMXX-XX-DIM-[MS or blank] | Indoor Luminaires | High-Bay | High-Bay Luminaires for Commercial and Industrial Buildings | Standard | FALSE | [9 empty] | 42541 |  |  | Yes |  | 3.1 | 43059.01 | 99.44 | 433 | 13.35 | 0.94 | 4000 | 73
PSN215HR | Visionaire Lighting | BHB(Bow High Bay) | BHB-4-T2-128LC-10-4K-[5 8]-PMXX-XX-DIM-[MS or blank] | Indoor Luminaires | High-Bay | High-Bay Luminaires for Commercial and Industrial Buildings | Standard | FALSE | [9 empty] | 42541 |  |  | Yes |  | 3.1 | 43059.01 | 99.44 | 433 | 13.35 | 0.94 | 4000 | 73
PW72T4P8 | Visionaire Lighting | BHB(Bow High Bay) | BHB-4-L30D2-128LC-10-4K-UNV-PMXX-XX-DIM-[MS or blank] | Indoor Luminaires | High-Bay | High-Bay Luminaires for Commercial and Industrial Buildings | Standard | FALSE | [9 empty] | 42541 |  |  | Yes |  | 3.1 | 42445.05 | 98.03 | 433 | 13.35 | 0.94 | 4000 | 73
PSD2TXFZ | Visionaire Lighting | BHB(Bow High Bay) | BHB-4-L30D2-128LC-10-4K-[5 8]-PMXX-XX-DIM-[MS or blank] | Indoor Luminaires | High-Bay | High-Bay Luminaires for Commercial and Industrial Buildings | Standard | FALSE | [9 empty] | 42541 |  |  | Yes |  | 3.1 | 42445.05 | 98.03 | 433 | 13.35 | 0.94 | 4000 | 73
PPBEU6GJ | Visionaire Lighting | BHB(Bow High Bay) | BHB-4-L30D4-128LC-10-4K-[5 8]-PMXX-XX-DIM-[MS or blank] | Indoor Luminaires | High-Bay | High-Bay Luminaires for Commercial and Industrial Buildings | Standard | FALSE | [9 empty] | 42541 |  |  | Yes |  | 3.1 | 42384.25 | 97.89 | 433 | 13.35 | 0.94 | 4000 | 73
PAN6ZNX8 | Visionaire Lighting | BHB(Bow High Bay) | BHB-4-L30D4-128LC-10-4K-UNV-PMXX-XX-DIM-[MS or blank] | Indoor Luminaires | High-Bay | High-Bay Luminaires for Commercial and Industrial Buildings | Standard | FALSE | [9 empty] | 42541 |  |  | Yes |  | 3.1 | 42384.25 | 97.89 | 433 | 13.35 | 0.94 | 4000 | 73
P6DZECZ8 | Visionaire Lighting | BHB(Bow High Bay) | BHB-4-T5W-128LC-10-4K-[5 8]-PMXX-XX-DIM-[MS or blank] | Indoor Luminaires | High-Bay | High-Bay Luminaires for Commercial and Industrial Buildings | Standard | FALSE | [9 empty] | 42541 |  |  | Yes |  | 3.1 | 42288 | 97.66 | 433 | 13.35 | 0.94 | 4000 | 73
PMFZXNMJ | Visionaire Lighting | BHB(Bow High Bay) | BHB-4-FM-128LC-7-4K-[UNV 5 8]-PMXX-XX-DIM-[MS or blank] | Indoor Luminaires | High-Bay | High-Bay Luminaires for Commercial and Industrial Buildings | Premium | FALSE | [9 empty] | 42541 |  |  | Yes |  | 3.1 | 35399.13 | 125.09 | 283 | 13.14 | 0.91 | 4000 | 73
P7J8MG6C | Visionaire Lighting | BHB(Bow High Bay) | BHB-4-T1-128LC-7-4K-[UNV 5 8]-PMXX-XX-DIM-[MS or blank] | Indoor Luminaires | High-Bay | High-Bay Luminaires for Commercial and Industrial Buildings | Premium | FALSE | [9 empty] | 42541 |  |  | Yes |  | 3.1 | 35316.69 | 124.79 | 283 | 13.14 | 0.91 | 4000 | 73
PX7JJWBU | Visionaire Lighting | BHB(Bow High Bay) | BHB-4-T4A-128LC-7-4K-[UNV 5 8]-PMXX-XX-DIM-[MS or blank] | Indoor Luminaires | High-Bay | High-Bay Luminaires for Commercial and Industrial Buildings | Premium | FALSE | [9 empty] | 42541 |  |  | Yes |  | 3.1 | 35062.08 | 123.89 | 283 | 13.14 | 0.91 | 4000 | 73
PNSWAKXT | Visionaire Lighting | BHB(Bow High Bay) | BHB-4-FN-128LC-7-4K-[UNV 5 8]-PMXX-XX-DIM-[MS or blank] | Indoor Luminaires | High-Bay | High-Bay Luminaires for Commercial and Industrial Buildings | Premium | FALSE | [9 empty] | 42541 |  |  | Yes |  | 3.1 | 34704.85 | 122.63 | 283 | 13.14 | 0.91 | 4000 | 73
PTV5R87A | Visionaire Lighting | BHB(Bow High Bay) | BHB-4-T5-128LC-7-4K-[UNV 5 8]-PMXX-XX-DIM-[MS or blank] | Indoor Luminaires | High-Bay | High-Bay Luminaires for Commercial and Industrial Buildings | Premium | FALSE | [9 empty] | 42541 |  |  | Yes |  | 3.1 | 33154.23 | 117.15 | 283 | 13.14 | 0.91 | 4000 | 73
P2YA2VR2 | Visionaire Lighting | BHB(Bow High Bay) | BHB-4-T3-128LC-7-4K-[UNV 5 8]-PMXX-XX-DIM-[MS or blank] | Indoor Luminaires | High-Bay | High-Bay Luminaires for Commercial and Industrial Buildings | Premium | FALSE | [9 empty] | 42541 |  |  | Yes |  | 3.1 | 31592.38 | 111.63 | 283 | 13.14 | 0.91 | 4000 | 73
PMUJG86E | Visionaire Lighting | BHB(Bow High Bay) | BHB-4-T2-128LC-7-4K-[UNV 5 8]-PMXX-XX-DIM-[MS or blank] | Indoor Luminaires | High-Bay | High-Bay Luminaires for Commercial and Industrial Buildings | Premium | FALSE | [9 empty] | 42541 |  |  | Yes |  | 3.1 | 31413.49 | 111 | 283 | 13.14 | 0.91 | 4000 | 73
PNZCW5T3 | Visionaire Lighting | BHB(Bow High Bay) | BHB-4-L30D2-128LC-7-4K-[UNV 5 8]-PMXX-XX-DIM-[MS or blank] | Indoor Luminaires | High-Bay | High-Bay Luminaires for Commercial and Industrial Buildings | Standard | FALSE | [9 empty] | 42541 |  |  | Yes |  | 3.1 | 30965.57 | 109.42 | 283 | 13.14 | 0.91 | 4000 | 73
P9P198ES | Visionaire Lighting | BHB(Bow High Bay) | BHB-4-L30D4-128LC-7-4K-[UNV 5 8]-PMXX-XX-DIM-[MS or blank] | Indoor Luminaires | High-Bay | High-Bay Luminaires for Commercial and Industrial Buildings | Standard | FALSE | [9 empty] | 42541 |  |  | Yes |  | 3.1 | 30921.22 | 109.26 | 283 | 13.14 | 0.91 | 4000 | 73
PJWQ7AN3 | Visionaire Lighting | BHB(Bow High Bay) | BHB-4-T5W-128LC-7-4K-[UNV 5 8]-PMXX-XX-DIM-[MS or blank] | Indoor Luminaires | High-Bay | High-Bay Luminaires for Commercial and Industrial Buildings | Standard | FALSE | [9 empty] | 42541 |  |  | Yes |  | 3.1 | 30851 | 109.01 | 283 | 13.14 | 0.91 | 4000 | 73
PYJQR6XA | Visionaire Lighting | BHB(Bow High Bay) | BHB-2-FM-64LC-7-4K-[5 8]-PMXX-XX-DIM-[MS or blank] | Indoor Luminaires | High-Bay | High-Bay Luminaires for Commercial and Industrial Buildings | Premium | FALSE | [9 empty] | 42541 |  |  | Yes |  | 3.1 | 18653.65 | 130.45 | 143 | 13.14 | 0.91 | 4000 | 73
PJMQQECA | Visionaire Lighting | BHB(Bow High Bay) | BHB-2-FM-64LC-7-4K-UNV-PMXX-XX-DIM-[MS or blank] | Indoor Luminaires | High-Bay | High-Bay Luminaires for Commercial and Industrial Buildings | Premium | FALSE | [9 empty] | 42541 |  |  | Yes |  | 3.1 | 18653.65 | 130.45 | 143 | 13.14 | 0.91 | 4000 | 73
PCMMAG88 | Visionaire Lighting | BHB(Bow High Bay) | BHB-2-T1-64LC-7-4K-[5 8]-PMXX-XX-DIM-[MS or blank] | Indoor Luminaires | High-Bay | High-Bay Luminaires for Commercial and Industrial Buildings | Premium | FALSE | [9 empty] | 42541 |  |  | Yes |  | 3.1 | 18610.2 | 130.14 | 143 | 13.14 | 0.91 | 4000 | 73
P35DGD1E | Visionaire Lighting | BHB(Bow High Bay) | BHB-2-T1-64LC-7-4K-UNV-PMXX-XX-DIM-[MS or blank] | Indoor Luminaires | High-Bay | High-Bay Luminaires for Commercial and Industrial Buildings | Premium | FALSE | [9 empty] | 42541 |  |  | Yes |  | 3.1 | 18610.2 | 130.14 | 143 | 13.14 | 0.91 | 4000 | 73
PC2V1H31 | Visionaire Lighting | BHB(Bow High Bay) | BHB-2-T4A-64LC-7-4K-[5 8]-PMXX-XX-DIM-[MS or blank] | Indoor Luminaires | High-Bay | High-Bay Luminaires for Commercial and Industrial Buildings | Premium | FALSE | [9 empty] | 42541 |  |  | Yes |  | 3.1 | 18476.04 | 129.2 | 143 | 13.14 | 0.91 | 4000 | 73
P3TF29ME | Visionaire Lighting | BHB(Bow High Bay) | BHB-2-T4A-64LC-7-4K-UNV-PMXX-XX-DIM-[MS or blank] | Indoor Luminaires | High-Bay | High-Bay Luminaires for Commercial and Industrial Buildings | Premium | FALSE | [9 empty] | 42541 |  |  | Yes |  | 3.1 | 18476.04 | 129.2 | 143 | 13.14 | 0.91 | 4000 | 73
PTPSSMCT | Visionaire Lighting | BHB(Bow High Bay) | BHB-2-FN-64LC-7-4K-UNV-PMXX-XX-DIM-[MS or blank] | Indoor Luminaires | High-Bay | High-Bay Luminaires for Commercial and Industrial Buildings | Premium | FALSE | [9 empty] | 42541 |  |  | Yes |  | 3.1 | 18287.8 | 127.89 | 143 | 13.14 | 0.91 | 4000 | 73
P2HWSKCW | Visionaire Lighting | BHB(Bow High Bay) | BHB-2-FN-64LC-7-4K-[5 8]-PMXX-XX-DIM-[MS or blank] | Indoor Luminaires | High-Bay | High-Bay Luminaires for Commercial and Industrial Buildings | Premium | FALSE | [9 empty] | 42541 |  |  | Yes |  | 3.1 | 18287.8 | 127.89 | 143 | 13.14 | 0.91 | 4000 | 73
PAP6Q38M | Visionaire Lighting | BHB(Bow High Bay) | BHB-2-T5-64LC-7-4K-[5 8]-PMXX-XX-DIM-[MS or blank] | Indoor Luminaires | High-Bay | High-Bay Luminaires for Commercial and Industrial Buildings | Premium | FALSE | [9 empty] | 42541 |  |  | Yes |  | 3.1 | 17470.69 | 122.17 | 143 | 13.14 | 0.91 | 4000 | 73
P51BFWWE | Visionaire Lighting | BHB(Bow High Bay) | BHB-2-T5-64LC-7-4K-UNV-PMXX-XX-DIM-[MS or blank] | Indoor Luminaires | High-Bay | High-Bay Luminaires for Commercial and Industrial Buildings | Premium | FALSE | [9 empty] | 42541 |  |  | Yes |  | 3.1 | 17470.69 | 122.17 | 143 | 13.14 | 0.91 | 4000 | 73
PVJQ3S8K | Visionaire Lighting | BHB(Bow High Bay) | BHB-2-T3-64LC-7-4K-[5 8]-PMXX-XX-DIM-[MS or blank] | Indoor Luminaires | High-Bay | High-Bay Luminaires for Commercial and Industrial Buildings | Premium | FALSE | [9 empty] | 42541 |  |  | Yes |  | 3.1 | 16647.67 | 116.42 | 143 | 13.14 | 0.91 | 4000 | 73
PPKQQ5AW | Visionaire Lighting | BHB(Bow High Bay) | BHB-2-T3-64LC-7-4K-UNV-PMXX-XX-DIM-[MS or blank] | Indoor Luminaires | High-Bay | High-Bay Luminaires for Commercial and Industrial Buildings | Premium | FALSE | [9 empty] | 42541 |  |  | Yes |  | 3.1 | 16647.67 | 116.42 | 143 | 13.14 | 0.91 | 4000 | 73
PGQ996VV | Visionaire Lighting | BHB(Bow High Bay) | BHB-2-T2-64LC-7-4K-[5 8]-PMXX-XX-DIM-[MS or blank] | Indoor Luminaires | High-Bay | High-Bay Luminaires for Commercial and Industrial Buildings | Premium | FALSE | [9 empty] | 42541 |  |  | Yes |  | 3.1 | 16553.4 | 115.76 | 143 | 13.14 | 0.91 | 4000 | 73
PE6S44M4 | Visionaire Lighting | BHB(Bow High Bay) | BHB-2-T2-64LC-7-4K-UNV-PMXX-XX-DIM-[MS or blank] | Indoor Luminaires | High-Bay | High-Bay Luminaires for Commercial and Industrial Buildings | Premium | FALSE | [9 empty] | 42541 |  |  | Yes |  | 3.1 | 16553.4 | 115.76 | 143 | 13.14 | 0.91 | 4000 | 73
PV1J9EHF | Visionaire Lighting | BHB(Bow High Bay) | BHB-2-L30D2-64LC-7-4K-[5 8]-PMXX-XX-DIM-[MS or blank] | Indoor Luminaires | High-Bay | High-Bay Luminaires for Commercial and Industrial Buildings | Premium | FALSE | [9 empty] | 42541 |  |  | Yes |  | 3.1 | 16317.38 | 113.32 | 144 | 13.14 | 0.91 | 4000 | 73
PN8QEP9K | Visionaire Lighting | BHB(Bow High Bay) | BHB-2-L30D2-64LC-7-4K-UNV-PMXX-XX-DIM-[MS or blank] | Indoor Luminaires | High-Bay | High-Bay Luminaires for Commercial and Industrial Buildings | Premium | FALSE | [9 empty] | 42541 |  |  | Yes |  | 3.1 | 16317.38 | 113.32 | 144 | 13.14 | 0.91 | 4000 | 73
PERYGZZY | Visionaire Lighting | BHB(Bow High Bay) | BHB-2-L30D4-64LC-7-4K-UNV-PMXX-XX-DIM-[MS or blank] | Indoor Luminaires | High-Bay | High-Bay Luminaires for Commercial and Industrial Buildings | Premium | FALSE | [9 empty] | 42541 |  |  | Yes |  | 3.1 | 16294 | 112.37 | 145 | 13.14 | 0.91 | 4000 | 73
PBCVDXJS | Visionaire Lighting | BHB(Bow High Bay) | BHB-2-L30D4-64LC-7-4K-[5 8]-PMXX-XX-DIM-[MS or blank] | Indoor Luminaires | High-Bay | High-Bay Luminaires for Commercial and Industrial Buildings | Premium | FALSE | [9 empty] | 42541 |  |  | Yes |  | 3.1 | 16294 | 112.37 | 145 | 13.14 | 0.91 | 4000 | 73
PZQ5YYUS | Visionaire Lighting | BHB(Bow High Bay) | BHB-2-T5W-64LC-7-4K-UNV-PMXX-XX-DIM-[MS or blank] | Indoor Luminaires | High-Bay | High-Bay Luminaires for Commercial and Industrial Buildings | Premium | FALSE | [9 empty] | 42541 |  |  | Yes |  | 3.1 | 16257 | 113.69 | 143 | 13.14 | 0.91 | 4000 | 73
PCAN1D6P | Visionaire Lighting | BHB(Bow High Bay) | BHB-2-T5W-64LC-7-4K-[5 8]-PMXX-XX-DIM-[MS or blank] | Indoor Luminaires | High-Bay | High-Bay Luminaires for Commercial and Industrial Buildings | Premium | FALSE | [9 empty] | 42541 |  |  | Yes |  | 3.1 | 16257 | 113.69 | 143 | 13.14 | 0.91 | 4000 | 73
PUS7YC87 | Visionaire Lighting | BHB(Bow High Bay) | BHB-2-FM-64LC-5-4K-[UNV 5 8]-PMXX-XX-DIM-[MS or blank] | Indoor Luminaires | High-Bay | High-Bay Luminaires for Commercial and Industrial Buildings | Premium | FALSE | [9 empty] | 42541 |  |  | Yes |  | 3.1 | 15139.09 | 138.38 | 109.4 | 10.46 | 0.95 | 4000 | 73
P913Z6UG | Visionaire Lighting | BHB(Bow High Bay) | BHB-2-T1-64LC-5-4K-[UNV 5 8]-PMXX-XX-DIM-[MS or blank] | Indoor Luminaires | High-Bay | High-Bay Luminaires for Commercial and Industrial Buildings | Premium | FALSE | [9 empty] | 42541 |  |  | Yes |  | 3.1 | 15103.83 | 138.06 | 109.4 | 10.46 | 0.95 | 4000 | 73
PPR67ZGY | Visionaire Lighting | BHB(Bow High Bay) | BHB-2-T4A-64LC-5-4K-[UNV 5 8]-PMXX-XX-DIM-[MS or blank] | Indoor Luminaires | High-Bay | High-Bay Luminaires for Commercial and Industrial Buildings | Premium | FALSE | [9 empty] | 42541 |  |  | Yes |  | 3.1 | 14994.95 | 137.07 | 109.4 | 10.46 | 0.95 | 4000 | 73
P7YZA43X | Visionaire Lighting | BHB(Bow High Bay) | BHB-2-FN-64LC-5-4K-[UNV 5 8]-PMXX-XX-DIM-[MS or blank] | Indoor Luminaires | High-Bay | High-Bay Luminaires for Commercial and Industrial Buildings | Premium | FALSE | [9 empty] | 42541 |  |  | Yes |  | 3.1 | 14842.17 | 135.67 | 109.4 | 10.46 | 0.95 | 4000 | 73
P8CPCRGF | Visionaire Lighting | BHB(Bow High Bay) | BHB-2-T5-64LC-5-4K-[UNV 5 8]-PMXX-XX-DIM-[MS or blank] | Indoor Luminaires | High-Bay | High-Bay Luminaires for Commercial and Industrial Buildings | Premium | FALSE | [9 empty] | 42541 |  |  | Yes |  | 3.1 | 14179.02 | 129.61 | 109.4 | 10.46 | 0.95 | 4000 | 73
PFPUQC6E | Visionaire Lighting | BHB(Bow High Bay) | BHB-2-T3-64LC-5-4K-[UNV 5 8]-PMXX-XX-DIM-[MS or blank] | Indoor Luminaires | High-Bay | High-Bay Luminaires for Commercial and Industrial Buildings | Premium | FALSE | [9 empty] | 42541 |  |  | Yes |  | 3.1 | 13511.07 | 123.5 | 109.4 | 10.46 | 0.95 | 4000 | 73
PM8W413B | Visionaire Lighting | BHB(Bow High Bay) | BHB-2-T2-64LC-5-4K-[UNV 5 8]-PMXX-XX-DIM-[MS or blank] | Indoor Luminaires | High-Bay | High-Bay Luminaires for Commercial and Industrial Buildings | Premium | FALSE | [9 empty] | 42541 |  |  | Yes |  | 3.1 | 13434.56 | 122.8 | 109.4 | 10.46 | 0.95 | 4000 | 73
P8641A8W | Visionaire Lighting | BHB(Bow High Bay) | BHB-2-L30D2-64LC-5-4K-[UNV 5 8]-PMXX-XX-DIM-[MS or blank] | Indoor Luminaires | High-Bay | High-Bay Luminaires for Commercial and Industrial Buildings | Premium | FALSE | [9 empty] | 42541 |  |  | Yes |  | 3.1 | 13243 | 121.05 | 109.4 | 10.46 | 0.95 | 4000 | 73
PJ63FMUP | Visionaire Lighting | BHB(Bow High Bay) | BHB-2-L30D4-64LC-5-4K-[UNV 5 8]-PMXX-XX-DIM-[MS or blank] | Indoor Luminaires | High-Bay | High-Bay Luminaires for Commercial and Industrial Buildings | Premium | FALSE | [9 empty] | 42541 |  |  | Yes |  | 3.1 | 13224.03 | 120.88 | 109.4 | 10.46 | 0.95 | 4000 | 73
PEYPA1EZ | Visionaire Lighting | BHB(Bow High Bay) | BHB-6-FM-192LC-5-4K-[UNV 5 8]-PMXX-XX-DIM-[MS or blank] | Indoor Luminaires | High-Bay | High-Bay Luminaires for Commercial and Industrial Buildings | Premium | FALSE | [9 empty] | 42541 |  |  | Yes |  | 3.1 | 48509.58 | 154.49 | 314 | 10.11 | 0.98 | 4000 | 73
P9TPHAJW | Visionaire Lighting | BHB(Bow High Bay) | BHB-6-T1-192LC-5-4K-[UNV 5 8]-PMXX-XX-DIM-[MS or blank] | Indoor Luminaires | High-Bay | High-Bay Luminaires for Commercial and Industrial Buildings | Premium | FALSE | [9 empty] | 42541 |  |  | Yes |  | 3.1 | 48396.61 | 154.13 | 314 | 10.11 | 0.98 | 4000 | 73
PKVNY88J | Visionaire Lighting | BHB(Bow High Bay) | BHB-6-T4A-192LC-5-4K-[UNV 5 8]-PMXX-XX-DIM-[MS or blank] | Indoor Luminaires | High-Bay | High-Bay Luminaires for Commercial and Industrial Buildings | Premium | FALSE | [9 empty] | 42541 |  |  | Yes |  | 3.1 | 48047.7 | 153.02 | 314 | 10.11 | 0.98 | 4000 | 73
PCTS6JFK | Visionaire Lighting | BHB(Bow High Bay) | BHB-6-FN-192LC-5-4K-[UNV 5 8]-PMXX-XX-DIM-[MS or blank] | Indoor Luminaires | High-Bay | High-Bay Luminaires for Commercial and Industrial Buildings | Premium | FALSE | [9 empty] | 42541 |  |  | Yes |  | 3.1 | 47558.17 | 151.46 | 314 | 10.11 | 0.98 | 4000 | 73
PWJCCJAH | Visionaire Lighting | BHB(Bow High Bay) | BHB-6-T5-192LC-5-4K-[UNV 5 8]-PMXX-XX-DIM-[MS or blank] | Indoor Luminaires | High-Bay | High-Bay Luminaires for Commercial and Industrial Buildings | Premium | FALSE | [9 empty] | 42541 |  |  | Yes |  | 3.1 | 45433.25 | 144.69 | 314 | 10.11 | 0.98 | 4000 | 73
P2GJKPK6 | Visionaire Lighting | BHB(Bow High Bay) | BHB-6-T3-192LC-5-4K-[UNV 5 8]-PMXX-XX-DIM-[MS or blank] | Indoor Luminaires | High-Bay | High-Bay Luminaires for Commercial and Industrial Buildings | Premium | FALSE | [9 empty] | 42541 |  |  | Yes |  | 3.1 | 43292.96 | 137.88 | 314 | 10.11 | 0.98 | 4000 | 73
P9RXC8E9 | Visionaire Lighting | BHB(Bow High Bay) | BHB-6-T2-192LC-5-4K-[UNV 5 8]-PMXX-XX-DIM-[MS or blank] | Indoor Luminaires | High-Bay | High-Bay Luminaires for Commercial and Industrial Buildings | Premium | FALSE | [9 empty] | 42541 |  |  | Yes |  | 3.1 | 43047.81 | 137.09 | 314 | 10.11 | 0.98 | 4000 | 73
P8AVBMNN | Visionaire Lighting | BHB(Bow High Bay) | BHB-6-L30D2-192LC-5-4K-[UNV 5 8]-PMXX-XX-DIM-[MS or blank] | Indoor Luminaires | High-Bay | High-Bay Luminaires for Commercial and Industrial Buildings | Premium | FALSE | [9 empty] | 42541 |  |  | Yes |  | 3.1 | 42434.01 | 135.14 | 314 | 10.11 | 0.98 | 4000 | 73
PFV9YD2P | Visionaire Lighting | BHB(Bow High Bay) | BHB-6-L30D4-192LC-5-4K-[UNV 5 8]-PMXX-XX-DIM-[MS or blank] | Indoor Luminaires | High-Bay | High-Bay Luminaires for Commercial and Industrial Buildings | Premium | FALSE | [9 empty] | 42541 |  |  | Yes |  | 3.1 | 42373.22 | 134.95 | 314 | 10.11 | 0.98 | 4000 | 73
PP565WRQ | Visionaire Lighting | BHB(Bow High Bay) | BHB-6-T5W-192LC-5-4K-[UNV 5 8]-PMXX-XX-DIM-[MS or blank] | Indoor Luminaires | High-Bay | High-Bay Luminaires for Commercial and Industrial Buildings | Premium | FALSE | [9 empty] | 42541 |  |  | Yes |  | 3.1 | 42277 | 134.64 | 314 | 10.11 | 0.98 | 4000 | 73
PZ6C6TZD | Visionaire Lighting | BHB(Bow High Bay) | BHB-2-FM-64LC-10-4K-[5 8]-PMXX-XX-DIM-[MS or blank] | Indoor Luminaires | High-Bay | High-Bay Luminaires for Commercial and Industrial Buildings | Premium | FALSE | [9 empty] | 42541 |  |  | Yes |  | 3.1 | 25950.1 | 118.22 | 219.5 | 9.84 | 0.95 | 4000 | 73
PRX9JC9S | Visionaire Lighting | BHB(Bow High Bay) | BHB-2-FM-64LC-10-4K-UNV-PMXX-XX-DIM-[MS or blank] | Indoor Luminaires | High-Bay | High-Bay Luminaires for Commercial and Industrial Buildings | Premium | FALSE | [9 empty] | 42541 |  |  | Yes |  | 3.1 | 25950.1 | 118.22 | 219.5 | 9.84 | 0.95 | 4000 | 73
PE6CVWST | Visionaire Lighting | BHB(Bow High Bay) | BHB-2-T1-64LC-10-4K-[5 8]-PMXX-XX-DIM-[MS or blank] | Indoor Luminaires | High-Bay | High-Bay Luminaires for Commercial and Industrial Buildings | Premium | FALSE | [9 empty] | 42541 |  |  | Yes |  | 3.1 | 25889.67 | 117.95 | 219.5 | 9.84 | 0.95 | 4000 | 73
P8R4UQEH | Visionaire Lighting | BHB(Bow High Bay) | BHB-2-T1-64LC-10-4K-UNV-PMXX-XX-DIM-[MS or blank] | Indoor Luminaires | High-Bay | High-Bay Luminaires for Commercial and Industrial Buildings | Premium | FALSE | [9 empty] | 42541 |  |  | Yes |  | 3.1 | 25889.67 | 117.95 | 219.5 | 9.84 | 0.95 | 4000 | 73
PSP3B4BQ | Visionaire Lighting | BHB(Bow High Bay) | BHB-2-T4A-64LC-10-4K-UNV-PMXX-XX-DIM-[MS or blank] | Indoor Luminaires | High-Bay | High-Bay Luminaires for Commercial and Industrial Buildings | Premium | FALSE | [9 empty] | 42541 |  |  | Yes |  | 3.1 | 25703.03 | 117.1 | 219.5 | 9.84 | 0.95 | 4000 | 73
PAXQBDX4 | Visionaire Lighting | BHB(Bow High Bay) | BHB-2-T4A-64LC-10-4K-[5 8]-PMXX-XX-DIM-[MS or blank] | Indoor Luminaires | High-Bay | High-Bay Luminaires for Commercial and Industrial Buildings | Premium | FALSE | [9 empty] | 42541 |  |  | Yes |  | 3.1 | 25703.03 | 117.1 | 219.5 | 9.84 | 0.95 | 4000 | 73
PW55M36T | Visionaire Lighting | BHB(Bow High Bay) | BHB-2-FN-64LC-10-4K-[5 8]-PMXX-XX-DIM-[MS or blank] | Indoor Luminaires | High-Bay | High-Bay Luminaires for Commercial and Industrial Buildings | Premium | FALSE | [9 empty] | 42541 |  |  | Yes |  | 3.1 | 25441.15 | 115.91 | 219.5 | 9.84 | 0.95 | 4000 | 73
PD2XSKB8 | Visionaire Lighting | BHB(Bow High Bay) | BHB-2-FN-64LC-10-4K-UNV-PMXX-XX-DIM-[MS or blank] | Indoor Luminaires | High-Bay | High-Bay Luminaires for Commercial and Industrial Buildings | Premium | FALSE | [9 empty] | 42541 |  |  | Yes |  | 3.1 | 25441.15 | 115.91 | 219.5 | 9.84 | 0.95 | 4000 | 73
PD3RC6AS | Visionaire Lighting | BHB(Bow High Bay) | BHB-2-T5-64LC-10-4K-[5 8]-PMXX-XX-DIM-[MS or blank] | Indoor Luminaires | High-Bay | High-Bay Luminaires for Commercial and Industrial Buildings | Premium | FALSE | [9 empty] | 42541 |  |  | Yes |  | 3.1 | 24304.43 | 110.73 | 219.5 | 9.84 | 0.95 | 4000 | 73
PCQMUVD4 | Visionaire Lighting | BHB(Bow High Bay) | BHB-2-T5-64LC-10-4K-UNV-PMXX-XX-DIM-[MS or blank] | Indoor Luminaires | High-Bay | High-Bay Luminaires for Commercial and Industrial Buildings | Premium | FALSE | [9 empty] | 42541 |  |  | Yes |  | 3.1 | 24304.43 | 110.73 | 219.5 | 9.84 | 0.95 | 4000 | 73
PQFN5EQG | Visionaire Lighting | BHB(Bow High Bay) | BHB-2-T3-64LC-10-4K-[5 8]-PMXX-XX-DIM-[MS or blank] | Indoor Luminaires | High-Bay | High-Bay Luminaires for Commercial and Industrial Buildings | Standard | FALSE | [9 empty] | 42541 |  |  | Yes |  | 3.1 | 23159.49 | 105.51 | 219.5 | 9.84 | 0.95 | 4000 | 73
P6VQ5TBX | Visionaire Lighting | BHB(Bow High Bay) | BHB-2-T3-64LC-10-4K-UNV-PMXX-XX-DIM-[MS or blank] | Indoor Luminaires | High-Bay | High-Bay Luminaires for Commercial and Industrial Buildings | Standard | FALSE | [9 empty] | 42541 |  |  | Yes |  | 3.1 | 23159.49 | 105.51 | 219.5 | 9.84 | 0.95 | 4000 | 73
PMCDHRWE | Visionaire Lighting | BHB(Bow High Bay) | BHB-2-T2-64LC-10-4K-UNV-PMXX-XX-DIM-[MS or blank] | Indoor Luminaires | High-Bay | High-Bay Luminaires for Commercial and Industrial Buildings | Standard | FALSE | [9 empty] | 42541 |  |  | Yes |  | 3.1 | 23028.34 | 104.91 | 219.5 | 9.84 | 0.95 | 4000 | 73
PCZVVP3T | Visionaire Lighting | BHB(Bow High Bay) | BHB-2-T2-64LC-10-4K-[5 8]-PMXX-XX-DIM-[MS or blank] | Indoor Luminaires | High-Bay | High-Bay Luminaires for Commercial and Industrial Buildings | Standard | FALSE | [9 empty] | 42541 |  |  | Yes |  | 3.1 | 23028.34 | 104.91 | 219.5 | 9.84 | 0.95 | 4000 | 73
PHYUS5Z8 | Visionaire Lighting | BHB(Bow High Bay) | BHB-2-L30D2-64LC-10-4K-[5 8]-PMXX-XX-DIM-[MS or blank] | Indoor Luminaires | High-Bay | High-Bay Luminaires for Commercial and Industrial Buildings | Standard | FALSE | [9 empty] | 42541 |  |  | Yes |  | 3.1 | 22699.99 | 103.42 | 219.5 | 9.84 | 0.95 | 4000 | 73
PCBTWD3J | Visionaire Lighting | BHB(Bow High Bay) | BHB-2-L30D2-64LC-10-4K-UNV-PMXX-XX-DIM-[MS or blank] | Indoor Luminaires | High-Bay | High-Bay Luminaires for Commercial and Industrial Buildings | Standard | FALSE | [9 empty] | 42541 |  |  | Yes |  | 3.1 | 22699.99 | 103.42 | 219.5 | 9.84 | 0.95 | 4000 | 73
PY2Y5TKQ | Visionaire Lighting | BHB(Bow High Bay) | BHB-2-L30D4-64LC-10-4K-UNV-PMXX-XX-DIM-[MS or blank] | Indoor Luminaires | High-Bay | High-Bay Luminaires for Commercial and Industrial Buildings | Standard | FALSE | [9 empty] | 42541 |  |  | Yes |  | 3.1 | 22667.47 | 103.27 | 219.5 | 9.84 | 0.95 | 4000 | 73
P7DSS3B1 | Visionaire Lighting | BHB(Bow High Bay) | BHB-2-L30D4-64LC-10-4K-[5 8]-PMXX-XX-DIM-[MS or blank] | Indoor Luminaires | High-Bay | High-Bay Luminaires for Commercial and Industrial Buildings | Standard | FALSE | [9 empty] | 42541 |  |  | Yes |  | 3.1 | 22667.47 | 103.27 | 219.5 | 9.84 | 0.95 | 4000 | 73
PZDZNSS7 | Visionaire Lighting | BHB(Bow High Bay) | BHB-2-T5W-64LC-10-4K-[5 8]-PMXX-XX-DIM-[MS or blank] | Indoor Luminaires | High-Bay | High-Bay Luminaires for Commercial and Industrial Buildings | Standard | FALSE | [9 empty] | 42541 |  |  | Yes |  | 3.1 | 22616 | 103.03 | 219.5 | 9.84 | 0.95 | 4000 | 73
PR6YEGE2 | Visionaire Lighting | BHB(Bow High Bay) | BHB-2-T5W-64LC-10-4K-UNV-PMXX-XX-DIM-[MS or blank] | Indoor Luminaires | High-Bay | High-Bay Luminaires for Commercial and Industrial Buildings | Standard | FALSE | [9 empty] | 42541 |  |  | Yes |  | 3.1 | 22616 | 103.03 | 219.5 | 9.84 | 0.95 | 4000 | 73
PH418256 | Visionaire Lighting | BHB(Bow High Bay) | BHB-4-FM-128LC-5-4K-[UNV 5 8]-PMXX-XX-DIM-[MS or blank] | Indoor Luminaires | High-Bay | High-Bay Luminaires for Commercial and Industrial Buildings | Premium | FALSE | [9 empty] | 42541 |  |  | Yes |  | 3.1 | 28060.21 | 138.23 | 203 | 9.78 | 0.99 | 4000 | 73
P4736YBM | Visionaire Lighting | BHB(Bow High Bay) | BHB-4-T1-128LC-5-4K-[UNV 5 8]-PMXX-XX-DIM-[MS or blank] | Indoor Luminaires | High-Bay | High-Bay Luminaires for Commercial and Industrial Buildings | Premium | FALSE | [9 empty] | 42541 |  |  | Yes |  | 3.1 | 27994.87 | 137.91 | 203 | 9.78 | 0.99 | 4000 | 73
P8JPE9N6 | Visionaire Lighting | BHB(Bow High Bay) | BHB-4-T4A-128LC-5-4K-[UNV 5 8]-PMXX-XX-DIM-[MS or blank] | Indoor Luminaires | High-Bay | High-Bay Luminaires for Commercial and Industrial Buildings | Premium | FALSE | [9 empty] | 42541 |  |  | Yes |  | 3.1 | 27793.05 | 136.91 | 203 | 9.78 | 0.99 | 4000 | 73
P5Q36BAF | Visionaire Lighting | BHB(Bow High Bay) | BHB-4-FN-128LC-5-4K-[UNV 5 8]-PMXX-XX-DIM-[MS or blank] | Indoor Luminaires | High-Bay | High-Bay Luminaires for Commercial and Industrial Buildings | Premium | FALSE | [9 empty] | 42541 |  |  | Yes |  | 3.1 | 27509.87 | 135.52 | 203 | 9.78 | 0.99 | 4000 | 73
P73F63P6 | Visionaire Lighting | BHB(Bow High Bay) | BHB-4-T5-128LC-5-4K-[UNV 5 8]-PMXX-XX-DIM-[MS or blank] | Indoor Luminaires | High-Bay | High-Bay Luminaires for Commercial and Industrial Buildings | Premium | FALSE | [9 empty] | 42541 |  |  | Yes |  | 3.1 | 26280.72 | 129.46 | 203 | 9.78 | 0.99 | 4000 | 73
PBYTFUA2 | Visionaire Lighting | BHB(Bow High Bay) | BHB-4-T3-128LC-5-4K-[UNV 5 8]-PMXX-XX-DIM-[MS or blank] | Indoor Luminaires | High-Bay | High-Bay Luminaires for Commercial and Industrial Buildings | Premium | FALSE | [9 empty] | 42541 |  |  | Yes |  | 3.1 | 25042.68 | 123.36 | 203 | 9.78 | 0.99 | 4000 | 73
PN2UPQYA | Visionaire Lighting | BHB(Bow High Bay) | BHB-4-T2-128LC-5-4K-[UNV 5 8]-PMXX-XX-DIM-[MS or blank] | Indoor Luminaires | High-Bay | High-Bay Luminaires for Commercial and Industrial Buildings | Premium | FALSE | [9 empty] | 42541 |  |  | Yes |  | 3.1 | 24900.87 | 122.66 | 203 | 9.78 | 0.99 | 4000 | 73
PYQ2ZYQQ | Visionaire Lighting | BHB(Bow High Bay) | BHB-4-L30D2-128LC-5-4K-[UNV 5 8]-PMXX-XX-DIM-[MS or blank] | Indoor Luminaires | High-Bay | High-Bay Luminaires for Commercial and Industrial Buildings | Premium | FALSE | [9 empty] | 42541 |  |  | Yes |  | 3.1 | 24545.82 | 120.92 | 203 | 9.78 | 0.99 | 4000 | 73
P9PSWKEX | Visionaire Lighting | BHB(Bow High Bay) | BHB-4-L30D4-128LC-5-4K-[UNV 5 8]-PMXX-XX-DIM-[MS or blank] | Indoor Luminaires | High-Bay | High-Bay Luminaires for Commercial and Industrial Buildings | Premium | FALSE | [9 empty] | 42541 |  |  | Yes |  | 3.1 | 24510.66 | 120.74 | 203 | 9.78 | 0.99 | 4000 | 73
PPMV9HKE | Visionaire Lighting | BHB(Bow High Bay) | BHB-4-T5W-128LC-5-4K-[UNV 5 8]-PMXX-XX-DIM-[MS or blank] | Indoor Luminaires | High-Bay | High-Bay Luminaires for Commercial and Industrial Buildings | Premium | FALSE | [9 empty] | 42541 |  |  | Yes |  | 3.1 | 24455 | 120.47 | 203 | 9.78 | 0.99 | 4000 | 73
PTXGBPBR | Visionaire Lighting | BHB(Bow High Bay) | BHB-6-FM-192LC-7-4K-[UNV 5 8]-PMXX-XX-DIM-[MS or blank] | Indoor Luminaires | High-Bay | High-Bay Luminaires for Commercial and Industrial Buildings | Premium | FALSE | [9 empty] | 42541 |  |  | Yes |  | 3.1 | 62984.31 | 143.15 | 440 | 9.26 | 0.99 | 4000 | 73
P14XHCVY | Visionaire Lighting | BHB(Bow High Bay) | BHB-6-T1-192LC-7-4K-[UNV 5 8]-PMXX-XX-DIM-[MS or blank] | Indoor Luminaires | High-Bay | High-Bay Luminaires for Commercial and Industrial Buildings | Premium | FALSE | [9 empty] | 42541 |  |  | Yes |  | 3.1 | 62837.63 | 142.81 | 440 | 9.26 | 0.99 | 4000 | 73
PK1DJF23 | Visionaire Lighting | BHB(Bow High Bay) | BHB-6-T4A-192LC-7-4K-[UNV 5 8]-PMXX-XX-DIM-[MS or blank] | Indoor Luminaires | High-Bay | High-Bay Luminaires for Commercial and Industrial Buildings | Premium | FALSE | [9 empty] | 42541 |  |  | Yes |  | 3.1 | 62384.62 | 141.78 | 440 | 9.26 | 0.99 | 4000 | 73
PF1CG9B3 | Visionaire Lighting | BHB(Bow High Bay) | BHB-6-FN-192LC-7-4K-[UNV 5 8]-PMXX-XX-DIM-[MS or blank] | Indoor Luminaires | High-Bay | High-Bay Luminaires for Commercial and Industrial Buildings | Premium | FALSE | [9 empty] | 42541 |  |  | Yes |  | 3.1 | 61749.01 | 140.34 | 440 | 9.26 | 0.99 | 4000 | 73
PG3ENGJE | Visionaire Lighting | BHB(Bow High Bay) | BHB-6-T5-192LC-7-4K-[UNV 5 8]-PMXX-XX-DIM-[MS or blank] | Indoor Luminaires | High-Bay | High-Bay Luminaires for Commercial and Industrial Buildings | Premium | FALSE | [9 empty] | 42541 |  |  | Yes |  | 3.1 | 58990.04 | 134.07 | 440 | 9.26 | 0.99 | 4000 | 73
PUC7G9KJ | Visionaire Lighting | BHB(Bow High Bay) | BHB-6-T3-192LC-7-4K-[UNV 5 8]-PMXX-XX-DIM-[MS or blank] | Indoor Luminaires | High-Bay | High-Bay Luminaires for Commercial and Industrial Buildings | Premium | FALSE | [9 empty] | 42541 |  |  | Yes |  | 3.1 | 56211.12 | 127.75 | 440 | 9.26 | 0.99 | 4000 | 73
PUR1YGMC | Visionaire Lighting | BHB(Bow High Bay) | BHB-6-T2-192LC-7-4K-[UNV 5 8]-PMXX-XX-DIM-[MS or blank] | Indoor Luminaires | High-Bay | High-Bay Luminaires for Commercial and Industrial Buildings | Premium | FALSE | [9 empty] | 42541 |  |  | Yes |  | 3.1 | 55892.81 | 127.03 | 440 | 9.26 | 0.99 | 4000 | 73
PDT9636M | Visionaire Lighting | BHB(Bow High Bay) | BHB-6-L30D2-192LC-7-4K-[UNV 5 8]-PMXX-XX-DIM-[MS or blank] | Indoor Luminaires | High-Bay | High-Bay Luminaires for Commercial and Industrial Buildings | Premium | FALSE | [9 empty] | 42541 |  |  | Yes |  | 3.1 | 55095.86 | 125.22 | 440 | 9.26 | 0.99 | 4000 | 73
PYVMAC7R | Visionaire Lighting | BHB(Bow High Bay) | BHB-6-L30D4-192LC-7-4K-[UNV 5 8]-PMXX-XX-DIM-[MS or blank] | Indoor Luminaires | High-Bay | High-Bay Luminaires for Commercial and Industrial Buildings | Premium | FALSE | [9 empty] | 42541 |  |  | Yes |  | 3.1 | 55016.93 | 125.04 | 440 | 9.26 | 0.99 | 4000 | 73
PDT9EN4S | Visionaire Lighting | BHB(Bow High Bay) | BHB-6-T5W-192LC-7-4K-[UNV 5 8]-PMXX-XX-DIM-[MS or blank] | Indoor Luminaires | High-Bay | High-Bay Luminaires for Commercial and Industrial Buildings | Premium | FALSE | [9 empty] | 42541 |  |  | Yes |  | 3.1 | 54892 | 124.75 | 440 | 9.26 | 0.99 | 4000 | 73
PZZ4KUHR | LSI Industries | INTERIOR | EGW 4 S LED XHO CW UE SD50 | Indoor Luminaires | High-Bay | High-Bay Luminaires for Commercial and Industrial Buildings | Standard | FALSE | [9 empty] | 42541 |  |  | No |  | 3.1 | 21693 | 135 | 160.3 | 6.08 | 0.995 | 5769 | 86
PPN924D5 | LSI Industries | INTERIOR | EGW 4 S LED VHO CW UE SD50 | Indoor Luminaires | High-Bay | High-Bay Luminaires for Commercial and Industrial Buildings | Standard | FALSE | [9 empty] | 42541 |  |  | No |  | 3.1 | 11182 | 133 | 84.2 | 6.1 | 0.998 | 5703 | 86
PAPJVMGV | Grandlite International Corp | Grandlite International | LED-467A-L9-5K | Indoor Luminaires | High-Bay | High-Bay Luminaires for Commercial and Industrial Buildings | Standard | FALSE | [9 empty] | 42541 |  |  | No |  | 3.1 | 26278 | 123 | 211.82 | 5 | 1 | 5016 | 74
PKY93Q5D | Acuity Brands Lighting | Holophane | PHZ 35L 5K 90CRI X X X M | Indoor Luminaires | High-Bay | High-Bay Luminaires for Commercial and Industrial Buildings | Standard | FALSE | [9 empty] | 42541 | Dimmable | Continuous Below 10 | Yes |  | 3 | 23470 | 82 | 285 | 7.38 | 0.975 | 5000 | 90
P5CMRKB1 | Acuity Brands Lighting | Holophane | PHZ 35L 5K 90CRI X X X N | Indoor Luminaires | High-Bay | High-Bay Luminaires for Commercial and Industrial Buildings | Standard | FALSE | [9 empty] | 42541 | Dimmable | Continuous Below 10 | Yes |  | 3 | 23250 | 82 | 285 | 7.38 | 0.975 | 5000 | 90
P8EEEHTM | Acuity Brands Lighting | Holophane | PHZ 35L 5K 90CRI X X X W | Indoor Luminaires | High-Bay | High-Bay Luminaires for Commercial and Industrial Buildings | Standard | FALSE | [9 empty] | 42541 | Dimmable | Continuous Below 10 | Yes |  | 3 | 23115 | 81 | 285 | 7.38 | 0.975 | 5000 | 90
PDSG2Z2B | Acuity Brands Lighting | Holophane | PHZ 35L 5K 90CRI X X X NA | Indoor Luminaires | High-Bay | High-Bay Luminaires for Commercial and Industrial Buildings | Standard | FALSE | [9 empty] | 42541 | Dimmable | Continuous Below 10 | Yes |  | 3 | 22994 | 81 | 285 | 7.38 | 0.975 | 5000 | 90
PC3Z7SW4 | Acuity Brands Lighting | Holophane | PHZ 30L 5K 90CRI X X X M | Indoor Luminaires | High-Bay | High-Bay Luminaires for Commercial and Industrial Buildings | Standard | FALSE | [9 empty] | 42541 | Dimmable | Continuous Below 10 | Yes |  | 3 | 20679 | 82 | 251 | 7.38 | 0.975 | 5000 | 90
PVSBENG2 | Acuity Brands Lighting | Holophane | PHZ 30L 5K 90CRI X X X N | Indoor Luminaires | High-Bay | High-Bay Luminaires for Commercial and Industrial Buildings | Standard | FALSE | [9 empty] | 42541 | Dimmable | Continuous Below 10 | Yes |  | 3 | 20485 | 82 | 251 | 7.38 | 0.975 | 5000 | 90
PQ63M3H3 | Acuity Brands Lighting | Holophane | PHZ 30L 5K 90CRI X X X W | Indoor Luminaires | High-Bay | High-Bay Luminaires for Commercial and Industrial Buildings | Standard | FALSE | [9 empty] | 42541 | Dimmable | Continuous Below 10 | Yes |  | 3 | 20366 | 81 | 251 | 7.38 | 0.975 | 5000 | 90
P2ZG27GG | Acuity Brands Lighting | Holophane | PHZ 30L 5K 90CRI X X X NA | Indoor Luminaires | High-Bay | High-Bay Luminaires for Commercial and Industrial Buildings | Standard | FALSE | [9 empty] | 42541 | Dimmable | Continuous Below 10 | Yes |  | 3 | 20260 | 81 | 251 | 7.38 | 0.975 | 5000 | 90
PZGTRM7T | Acuity Brands Lighting | Holophane | PHZ 30L 5K 90CRI X X X WA | Indoor Luminaires | High-Bay | High-Bay Luminaires for Commercial and Industrial Buildings | Standard | FALSE | [9 empty] | 42541 | Dimmable | Continuous Below 10 | Yes |  | 3 | 20145 | 80 | 251 | 7.38 | 0.975 | 5000 | 90
P9JYZVXJ | Acuity Brands Lighting | Holophane | PHZ 18L 5K 90CRI X X X M | Indoor Luminaires | High-Bay | High-Bay Luminaires for Commercial and Industrial Buildings | Standard | FALSE | [9 empty] | 42541 | Dimmable | Continuous Below 10 | Yes |  | 3 | 12780 | 84 | 153 | 7.22 | 0.976 | 5000 | 90
PP1FQAA5 | Acuity Brands Lighting | Holophane | PHZ 18L 5K 90CRI X X X N | Indoor Luminaires | High-Bay | High-Bay Luminaires for Commercial and Industrial Buildings | Standard | FALSE | [9 empty] | 42541 | Dimmable | Continuous Below 10 | Yes |  | 3 | 12660 | 83 | 153 | 7.22 | 0.976 | 5000 | 90
PWQR7UJ5 | Acuity Brands Lighting | Holophane | PHZ 18L 5K 90CRI X X X W | Indoor Luminaires | High-Bay | High-Bay Luminaires for Commercial and Industrial Buildings | Standard | FALSE | [9 empty] | 42541 | Dimmable | Continuous Below 10 | Yes |  | 3 | 12586 | 82 | 153 | 7.22 | 0.976 | 5000 | 90
PBPKDPGZ | Acuity Brands Lighting | Holophane | PHZ 18L 5K 90CRI X X X NA | Indoor Luminaires | High-Bay | High-Bay Luminaires for Commercial and Industrial Buildings | Standard | FALSE | [9 empty] | 42541 | Dimmable | Continuous Below 10 | Yes |  | 3 | 12521 | 82 | 153 | 7.22 | 0.976 | 5000 | 90
P7PU2D2M | Acuity Brands Lighting | Holophane | PHZ 18L 5K 90CRI X X X WA | Indoor Luminaires | High-Bay | High-Bay Luminaires for Commercial and Industrial Buildings | Standard | FALSE | [9 empty] | 42541 | Dimmable | Continuous Below 10 | Yes |  | 3 | 12450 | 81 | 153 | 7.22 | 0.976 | 5000 | 90
PS9PWA6B | Acuity Brands Lighting | Holophane | PHZ 35L 5K 80CRI X X X M | Indoor Luminaires | High-Bay | High-Bay Luminaires for Commercial and Industrial Buildings | Standard | FALSE | [9 empty] | 42541 | Dimmable | Continuous Below 10 | Yes |  | 3 | 30424 | 107 | 285 | 7.38 | 0.975 | 5000 | 80
P3U557EG | Acuity Brands Lighting | Holophane | PHZ 35L 5K 80CRI X X X N | Indoor Luminaires | High-Bay | High-Bay Luminaires for Commercial and Industrial Buildings | Standard | FALSE | [9 empty] | 42541 | Dimmable | Continuous Below 10 | Yes |  | 3 | 30139 | 106 | 285 | 7.38 | 0.975 | 5000 | 80
PBNEX3UJ | Acuity Brands Lighting | Holophane | PHZ 35L 5K 80CRI X X X W | Indoor Luminaires | High-Bay | High-Bay Luminaires for Commercial and Industrial Buildings | Standard | FALSE | [9 empty] | 42541 | Dimmable | Continuous Below 10 | Yes |  | 3 | 29963 | 105 | 285 | 7.38 | 0.975 | 5000 | 80
PZXYKHMT | Acuity Brands Lighting | Holophane | PHZ 35L 5K 80CRI X X X NA | Indoor Luminaires | High-Bay | High-Bay Luminaires for Commercial and Industrial Buildings | Standard | FALSE | [9 empty] | 42541 | Dimmable | Continuous Below 10 | Yes |  | 3 | 29807 | 105 | 285 | 7.38 | 0.975 | 5000 | 80
P7B9CJCG | Acuity Brands Lighting | Holophane | PHZ 35L 5K 80CRI X X X WA | Indoor Luminaires | High-Bay | High-Bay Luminaires for Commercial and Industrial Buildings | Standard | FALSE | [9 empty] | 42541 | Dimmable | Continuous Below 10 | Yes |  | 3 | 29638 | 104 | 285 | 7.38 | 0.975 | 5000 | 80
P7YHMV38 | Acuity Brands Lighting | Holophane | PHZ 35L 5K 80CRI X X X F | Indoor Luminaires | High-Bay | High-Bay Luminaires for Commercial and Industrial Buildings | Standard | FALSE | [9 empty] | 42541 | Dimmable | Continuous Below 10 | Yes |  | 3 | 28016 | 98 | 285 | 7.38 | 0.975 | 5000 | 80
PKRXS4VP | Acuity Brands Lighting | Holophane | PHZ 35L 5K 80CRI X X X M FR | Indoor Luminaires | High-Bay | High-Bay Luminaires for Commercial and Industrial Buildings | Standard | FALSE | [9 empty] | 42541 | Dimmable | Continuous Below 10 | Yes |  | 3 | 27733 | 97 | 285 | 7.38 | 0.975 | 5000 | 80
PUN8PC7F | Acuity Brands Lighting | Holophane | PHZ 35L 5K 80CRI X X X N FR | Indoor Luminaires | High-Bay | High-Bay Luminaires for Commercial and Industrial Buildings | Standard | FALSE | [9 empty] | 42541 | Dimmable | Continuous Below 10 | Yes |  | 3 | 27349 | 96 | 285 | 7.38 | 0.975 | 5000 | 80
PQC489JN | Acuity Brands Lighting | Holophane | PHZ 35L 5K 80CRI X X X W FR | Indoor Luminaires | High-Bay | High-Bay Luminaires for Commercial and Industrial Buildings | Standard | FALSE | [9 empty] | 42541 | Dimmable | Continuous Below 10 | Yes |  | 3 | 26826 | 94 | 285 | 7.38 | 0.975 | 5000 | 80
PRK4DU9B | Acuity Brands Lighting | Holophane | PHZ 30L 5K 80CRI X X X M | Indoor Luminaires | High-Bay | High-Bay Luminaires for Commercial and Industrial Buildings | Standard | FALSE | [9 empty] | 42541 | Dimmable | Continuous Below 10 | Yes |  | 3 | 26806 | 107 | 251 | 7.38 | 0.975 | 5000 | 80
PB7555PU | Acuity Brands Lighting | Holophane | PHZ 30L 5K 80CRI X X X N | Indoor Luminaires | High-Bay | High-Bay Luminaires for Commercial and Industrial Buildings | Standard | FALSE | [9 empty] | 42541 | Dimmable | Continuous Below 10 | Yes |  | 3 | 26555 | 106 | 251 | 7.38 | 0.975 | 5000 | 80
PRW62Y4T | Acuity Brands Lighting | Holophane | PHZ 30L 5K 80CRI X X X W | Indoor Luminaires | High-Bay | High-Bay Luminaires for Commercial and Industrial Buildings | Standard | FALSE | [9 empty] | 42541 | Dimmable | Continuous Below 10 | Yes |  | 3 | 26400 | 105 | 251 | 7.38 | 0.975 | 5000 | 80
PMDR218C | Acuity Brands Lighting | Holophane | PHZ 30L 5K 80CRI X X X NA | Indoor Luminaires | High-Bay | High-Bay Luminaires for Commercial and Industrial Buildings | Standard | FALSE | [9 empty] | 42541 | Dimmable | Continuous Below 10 | Yes |  | 3 | 26262 | 105 | 251 | 7.38 | 0.975 | 5000 | 80
PZ3DRNQ8 | Acuity Brands Lighting | Holophane | PHZ 30L 5K 80CRI X X X WA | Indoor Luminaires | High-Bay | High-Bay Luminaires for Commercial and Industrial Buildings | Standard | FALSE | [9 empty] | 42541 | Dimmable | Continuous Below 10 | Yes |  | 3 | 26113 | 104 | 251 | 7.38 | 0.975 | 5000 | 80
PZ4SZN6N | Acuity Brands Lighting | Holophane | PHZ 35L 5K 80CRI X X X F FR | Indoor Luminaires | High-Bay | High-Bay Luminaires for Commercial and Industrial Buildings | Standard | FALSE | [9 empty] | 42541 | Dimmable | Continuous Below 10 | Yes |  | 3 | 25998 | 91 | 285 | 7.38 | 0.975 | 5000 | 80
P34Z6KVP | Acuity Brands Lighting | Holophane | PHZ 30L 5K 80CRI X X X F | Indoor Luminaires | High-Bay | High-Bay Luminaires for Commercial and Industrial Buildings | Standard | FALSE | [9 empty] | 42541 | Dimmable | Continuous Below 10 | Yes |  | 3 | 24684 | 98 | 251 | 7.38 | 0.975 | 5000 | 80
PCRZAHQZ | Acuity Brands Lighting | Holophane | PHZ 30L 5K 80CRI X X X M FR | Indoor Luminaires | High-Bay | High-Bay Luminaires for Commercial and Industrial Buildings | Standard | FALSE | [9 empty] | 42541 | Dimmable | Continuous Below 10 | Yes |  | 3 | 24435 | 97 | 251 | 7.38 | 0.975 | 5000 | 80
PQC5GGJH | Acuity Brands Lighting | Holophane | PHZ 30L 5K 80CRI X X X N FR | Indoor Luminaires | High-Bay | High-Bay Luminaires for Commercial and Industrial Buildings | Standard | FALSE | [9 empty] | 42541 | Dimmable | Continuous Below 10 | Yes |  | 3 | 24096 | 96 | 251 | 7.38 | 0.975 | 5000 | 80
P19AB7HS | Acuity Brands Lighting | Holophane | PHZ 30L 5K 80CRI X X X W FR | Indoor Luminaires | High-Bay | High-Bay Luminaires for Commercial and Industrial Buildings | Standard | FALSE | [9 empty] | 42541 | Dimmable | Continuous Below 10 | Yes |  | 3 | 23636 | 94 | 251 | 7.38 | 0.975 | 5000 | 80
PVAHV68Q | Acuity Brands Lighting | Holophane | PHZ 30L 5K 80CRI X X X F FR | Indoor Luminaires | High-Bay | High-Bay Luminaires for Commercial and Industrial Buildings | Standard | FALSE | [9 empty] | 42541 | Dimmable | Continuous Below 10 | Yes |  | 3 | 22906 | 91 | 251 | 7.38 | 0.975 | 5000 | 80
PR1FFR49 | Acuity Brands Lighting | Holophane | PHZ 18L 5K 80CRI X X X M | Indoor Luminaires | High-Bay | High-Bay Luminaires for Commercial and Industrial Buildings | Standard | FALSE | [9 empty] | 42541 | Dimmable | Continuous Below 10 | Yes |  | 3 | 16566 | 108 | 153 | 7.22 | 0.976 | 5000 | 80
PDN82X39 | Acuity Brands Lighting | Holophane | PHZ 18L 5K 80CRI X X X N | Indoor Luminaires | High-Bay | High-Bay Luminaires for Commercial and Industrial Buildings | Standard | FALSE | [9 empty] | 42541 | Dimmable | Continuous Below 10 | Yes |  | 3 | 16411 | 107 | 153 | 7.22 | 0.976 | 5000 | 80
PHHBK51V | Acuity Brands Lighting | Holophane | PHZ 18L 5K 80CRI X X X W | Indoor Luminaires | High-Bay | High-Bay Luminaires for Commercial and Industrial Buildings | Standard | FALSE | [9 empty] | 42541 | Dimmable | Continuous Below 10 | Yes |  | 3 | 16316 | 107 | 153 | 7.22 | 0.976 | 5000 | 80
PF21QSJD | Acuity Brands Lighting | Holophane | PHZ 18L 5K 80CRI X X X NA | Indoor Luminaires | High-Bay | High-Bay Luminaires for Commercial and Industrial Buildings | Standard | FALSE | [9 empty] | 42541 | Dimmable | Continuous Below 10 | Yes |  | 3 | 16231 | 106 | 153 | 7.22 | 0.976 | 5000 | 80
PJKPTWVX | Acuity Brands Lighting | Holophane | PHZ 18L 5K 80CRI X X X WA | Indoor Luminaires | High-Bay | High-Bay Luminaires for Commercial and Industrial Buildings | Standard | FALSE | [9 empty] | 42541 | Dimmable | Continuous Below 10 | Yes |  | 3 | 16138 | 105 | 153 | 7.22 | 0.976 | 5000 | 80
PK9J5AFA | Acuity Brands Lighting | Holophane | PHZ 18L 5K 80CRI X X X F | Indoor Luminaires | High-Bay | High-Bay Luminaires for Commercial and Industrial Buildings | Standard | FALSE | [9 empty] | 42541 | Dimmable | Continuous Below 10 | Yes |  | 3 | 15255 | 100 | 153 | 7.22 | 0.976 | 5000 | 80
PRUZHTAH | Acuity Brands Lighting | Holophane | PHZ 18L 5K 80CRI X X X M FR | Indoor Luminaires | High-Bay | High-Bay Luminaires for Commercial and Industrial Buildings | Standard | FALSE | [9 empty] | 42541 | Dimmable | Continuous Below 10 | Yes |  | 3 | 15101 | 99 | 153 | 7.22 | 0.976 | 5000 | 80
PTT2Q3XC | Acuity Brands Lighting | Holophane | PHZ 18L 5K 80CRI X X X N FR | Indoor Luminaires | High-Bay | High-Bay Luminaires for Commercial and Industrial Buildings | Standard | FALSE | [9 empty] | 42541 | Dimmable | Continuous Below 10 | Yes |  | 3 | 14892 | 97 | 153 | 7.22 | 0.976 | 5000 | 80
PMSP56TK | Acuity Brands Lighting | Holophane | PHZ 18L 5K 80CRI X X X W FR | Indoor Luminaires | High-Bay | High-Bay Luminaires for Commercial and Industrial Buildings | Standard | FALSE | [9 empty] | 42541 | Dimmable | Continuous Below 10 | Yes |  | 3 | 14607 | 95 | 153 | 7.22 | 0.976 | 5000 | 80
PUUDSR9E | Acuity Brands Lighting | Holophane | PHZ 18L 5K 80CRI X X X F FR | Indoor Luminaires | High-Bay | High-Bay Luminaires for Commercial and Industrial Buildings | Standard | FALSE | [9 empty] | 42541 | Dimmable | Continuous Below 10 | Yes |  | 3 | 14156 | 93 | 153 | 7.22 | 0.976 | 5000 | 80
PZWJRAK6 | Acuity Brands Lighting | Holophane | PHZ 12L 5K 80CRI X X X M | Indoor Luminaires | High-Bay | High-Bay Luminaires for Commercial and Industrial Buildings | Standard | FALSE | [9 empty] | 42541 | Dimmable | Continuous Below 10 | Yes |  | 3 | 10815 | 108 | 100 | 7.22 | 0.976 | 5000 | 80
PJXZ54UG | Acuity Brands Lighting | Holophane | PHZ 12L 5K 80CRI X X X N | Indoor Luminaires | High-Bay | High-Bay Luminaires for Commercial and Industrial Buildings | Standard | FALSE | [9 empty] | 42541 | Dimmable | Continuous Below 10 | Yes |  | 3 | 10714 | 107 | 100 | 7.22 | 0.976 | 5000 | 80
P2ZMD8KV | Acuity Brands Lighting | Holophane | PHZ 12L 5K 80CRI X X X W | Indoor Luminaires | High-Bay | High-Bay Luminaires for Commercial and Industrial Buildings | Standard | FALSE | [9 empty] | 42541 | Dimmable | Continuous Below 10 | Yes |  | 3 | 10651 | 107 | 100 | 7.22 | 0.976 | 5000 | 80
PSW96YBR | Acuity Brands Lighting | Holophane | PHZ 12L 5K 80CRI X X X NA | Indoor Luminaires | High-Bay | High-Bay Luminaires for Commercial and Industrial Buildings | Standard | FALSE | [9 empty] | 42541 | Dimmable | Continuous Below 10 | Yes |  | 3 | 10596 | 106 | 100 | 7.22 | 0.976 | 5000 | 80
PRM6MXJ1 | Acuity Brands Lighting | Holophane | PHZ 12L 5K 80CRI X X X WA | Indoor Luminaires | High-Bay | High-Bay Luminaires for Commercial and Industrial Buildings | Standard | FALSE | [9 empty] | 42541 | Dimmable | Continuous Below 10 | Yes |  | 3 | 10536 | 105 | 100 | 7.22 | 0.976 | 5000 | 80
PM3RXHWP | Acuity Brands Lighting | Holophane | PHZ 12L 5K 80CRI X X X F | Indoor Luminaires | High-Bay | High-Bay Luminaires for Commercial and Industrial Buildings | Standard | FALSE | [9 empty] | 42541 | Dimmable | Continuous Below 10 | Yes |  | 3 | 9959 | 100 | 100 | 7.22 | 0.976 | 5000 | 80
PE77KMCN | Acuity Brands Lighting | Holophane | PHZ 12L 5K 80CRI X X X M FR | Indoor Luminaires | High-Bay | High-Bay Luminaires for Commercial and Industrial Buildings | Standard | FALSE | [9 empty] | 42541 | Dimmable | Continuous Below 10 | Yes |  | 3 | 9859 | 99 | 100 | 7.22 | 0.976 | 5000 | 80
PUV6WR7X | Acuity Brands Lighting | Holophane | PHZ 12L 5K 80CRI X X X N FR | Indoor Luminaires | High-Bay | High-Bay Luminaires for Commercial and Industrial Buildings | Standard | FALSE | [9 empty] | 42541 | Dimmable | Continuous Below 10 | Yes |  | 3 | 9722 | 97 | 100 | 7.22 | 0.976 | 5000 | 80
PUKGHPA2 | Acuity Brands Lighting | Holophane | PHZ 12L 5K 80CRI X X X W FR | Indoor Luminaires | High-Bay | High-Bay Luminaires for Commercial and Industrial Buildings | Standard | FALSE | [9 empty] | 42541 | Dimmable | Continuous Below 10 | Yes |  | 3 | 9536 | 95 | 100 | 7.22 | 0.976 | 5000 | 80
PUDPE8F3 | Acuity Brands Lighting | Holophane | PHZ 35L 5K 70CRI X X X M | Indoor Luminaires | High-Bay | High-Bay Luminaires for Commercial and Industrial Buildings | Premium | FALSE | [9 empty] | 42541 | Dimmable | Continuous Below 10 | Yes | Product updated on 9/1/2016 | 3 | 34987 | 123 | 285 | 7.38 | 0.975 | 5000 | 70
PGYF7DT5 | Acuity Brands Lighting | Holophane | PHZ 35L 5K 70CRI X X X N | Indoor Luminaires | High-Bay | High-Bay Luminaires for Commercial and Industrial Buildings | Premium | FALSE | [9 empty] | 42541 | Dimmable | Continuous Below 10 | Yes | Product updated on 9/1/2016 | 3 | 34660 | 122 | 285 | 7.38 | 0.975 | 5000 | 70
P4PYAHQ7 | Acuity Brands Lighting | Holophane | PHZ 35L 5K 70CRI X X X W | Indoor Luminaires | High-Bay | High-Bay Luminaires for Commercial and Industrial Buildings | Premium | FALSE | [9 empty] | 42541 | Dimmable | Continuous Below 10 | Yes | Product updated on 9/1/2016 | 3 | 34458 | 121 | 285 | 7.38 | 0.975 | 5000 | 70
PDMVKQZP | Acuity Brands Lighting | Holophane | PHZ 35L 5K 70CRI X X X NA | Indoor Luminaires | High-Bay | High-Bay Luminaires for Commercial and Industrial Buildings | Premium | FALSE | [9 empty] | 42541 | Dimmable | Continuous Below 10 | Yes | Product updated on 9/1/2016 | 3 | 34278 | 120 | 285 | 7.38 | 0.975 | 5000 | 70
PUA7RNYN | Acuity Brands Lighting | Holophane | PHZ 35L 5K 70CRI X X X WA | Indoor Luminaires | High-Bay | High-Bay Luminaires for Commercial and Industrial Buildings | Premium | FALSE | [9 empty] | 42541 | Dimmable | Continuous Below 10 | Yes | Product updated on 9/1/2016 | 3 | 34084 | 120 | 285 | 7.38 | 0.975 | 5000 | 70
PZSBFSSB | Acuity Brands Lighting | Holophane | PHZ 35L 5K 70CRI X X X F | Indoor Luminaires | High-Bay | High-Bay Luminaires for Commercial and Industrial Buildings | Premium | FALSE | [9 empty] | 42541 | Dimmable | Continuous Below 10 | Yes | Product updated on 9/1/2016 | 3 | 32218 | 113 | 285 | 7.38 | 0.975 | 5000 | 70
PNDKQMS1 | Acuity Brands Lighting | Holophane | PHZ 35L 5K 70CRI X X X M FR | Indoor Luminaires | High-Bay | High-Bay Luminaires for Commercial and Industrial Buildings | Premium | FALSE | [9 empty] | 42541 | Dimmable | Continuous Below 10 | Yes | Product updated on 9/1/2016 | 3 | 31893 | 112 | 285 | 7.38 | 0.975 | 5000 | 70
PS8DDS72 | Acuity Brands Lighting | Holophane | PHZ 35L 5K 70CRI X X X N FR | Indoor Luminaires | High-Bay | High-Bay Luminaires for Commercial and Industrial Buildings | Premium | FALSE | [9 empty] | 42541 | Dimmable | Continuous Below 10 | Yes | Product updated on 9/1/2016 | 3 | 31451 | 110 | 285 | 7.38 | 0.975 | 5000 | 70
PTQBXUE1 | Acuity Brands Lighting | Holophane | PHZ 35L 5K 70CRI X X X W FR | Indoor Luminaires | High-Bay | High-Bay Luminaires for Commercial and Industrial Buildings | Standard | FALSE | [9 empty] | 42541 | Dimmable | Continuous Below 10 | Yes |  | 3 | 30850 | 108 | 285 | 7.38 | 0.975 | 5000 | 70
PSUQF4G6 | Acuity Brands Lighting | Holophane | PHZ 30L 5K 70CRI X X X M | Indoor Luminaires | High-Bay | High-Bay Luminaires for Commercial and Industrial Buildings | Premium | FALSE | [9 empty] | 42541 | Dimmable | Continuous Below 10 | Yes | Product updated on 9/1/2016 | 3 | 30826 | 123 | 251 | 7.38 | 0.975 | 5000 | 70
PR9UTFBV | Acuity Brands Lighting | Holophane | PHZ 30L 5K 70CRI X X X N | Indoor Luminaires | High-Bay | High-Bay Luminaires for Commercial and Industrial Buildings | Premium | FALSE | [9 empty] | 42541 | Dimmable | Continuous Below 10 | Yes | Product updated on 9/1/2016 | 3 | 30538 | 122 | 251 | 7.38 | 0.975 | 5000 | 70
PEFE57MW | Acuity Brands Lighting | Holophane | PHZ 30L 5K 70CRI X X X W | Indoor Luminaires | High-Bay | High-Bay Luminaires for Commercial and Industrial Buildings | Premium | FALSE | [9 empty] | 42541 | Dimmable | Continuous Below 10 | Yes | Product updated on 9/1/2016 | 3 | 30360 | 121 | 251 | 7.38 | 0.975 | 5000 | 70
PKVMPF7D | Acuity Brands Lighting | Holophane | PHZ 30L 5K 70CRI X X X NA | Indoor Luminaires | High-Bay | High-Bay Luminaires for Commercial and Industrial Buildings | Premium | FALSE | [9 empty] | 42541 | Dimmable | Continuous Below 10 | Yes | Product updated on 9/1/2016 | 3 | 30202 | 120 | 251 | 7.38 | 0.975 | 5000 | 70
PH2UE8ZC | Acuity Brands Lighting | Holophane | PHZ 30L 5K 70CRI X X X WA | Indoor Luminaires | High-Bay | High-Bay Luminaires for Commercial and Industrial Buildings | Premium | FALSE | [9 empty] | 42541 | Dimmable | Continuous Below 10 | Yes | Product updated on 9/1/2016 | 3 | 30030 | 120 | 251 | 7.38 | 0.975 | 5000 | 70
PUGUTNRQ | Acuity Brands Lighting | Holophane | PHZ 35L 5K 70CRI X X X F FR | Indoor Luminaires | High-Bay | High-Bay Luminaires for Commercial and Industrial Buildings | Standard | FALSE | [9 empty] | 42541 | Dimmable | Continuous Below 10 | Yes |  | 3 | 29898 | 105 | 285 | 7.38 | 0.975 | 5000 | 70
PKDEEK1C | Acuity Brands Lighting | Holophane | PHZ 30L 5K 70CRI X X X F | Indoor Luminaires | High-Bay | High-Bay Luminaires for Commercial and Industrial Buildings | Premium | FALSE | [9 empty] | 42541 | Dimmable | Continuous Below 10 | Yes | Product updated on 9/1/2016 | 3 | 28387 | 113 | 251 | 7.38 | 0.975 | 5000 | 70
PBT8DUC5 | Acuity Brands Lighting | Holophane | PHZ 30L 5K 70CRI X X X M FR | Indoor Luminaires | High-Bay | High-Bay Luminaires for Commercial and Industrial Buildings | Premium | FALSE | [9 empty] | 42541 | Dimmable | Continuous Below 10 | Yes | Product updated on 9/1/2016 | 3 | 28100 | 112 | 251 | 7.38 | 0.975 | 5000 | 70
PV76JBSG | Acuity Brands Lighting | Holophane | PHZ 30L 5K 70CRI X X X N FR | Indoor Luminaires | High-Bay | High-Bay Luminaires for Commercial and Industrial Buildings | Premium | FALSE | [9 empty] | 42541 | Dimmable | Continuous Below 10 | Yes | Product updated on 9/1/2016 | 3 | 27711 | 110 | 251 | 7.38 | 0.975 | 5000 | 70
P67DTRY4 | Acuity Brands Lighting | Holophane | PHZ 30L 5K 70CRI X X X W FR | Indoor Luminaires | High-Bay | High-Bay Luminaires for Commercial and Industrial Buildings | Standard | FALSE | [9 empty] | 42541 | Dimmable | Continuous Below 10 | Yes |  | 3 | 27181 | 108 | 251 | 7.38 | 0.975 | 5000 | 70
PF51SMDQ | Acuity Brands Lighting | Holophane | PHZ 30L 5K 70CRI X X X F FR | Indoor Luminaires | High-Bay | High-Bay Luminaires for Commercial and Industrial Buildings | Standard | FALSE | [9 empty] | 42541 | Dimmable | Continuous Below 10 | Yes |  | 3 | 26342 | 105 | 251 | 7.38 | 0.975 | 5000 | 70
P000004DS | Acuity Brands Lighting | Holophane | PHZ 18L 5K 70CRI X X X M | Indoor Luminaires | High-Bay | High-Bay Luminaires for Commercial and Industrial Buildings | Premium | FALSE | [9 empty] | 42541 | Dimmable | Continuous Below 10 | Yes | Product updated on 9/1/2016 | 3 | 19051 | 125 | 153 | 7.22 | 0.976 | 5000 | 70
P000004DR | Acuity Brands Lighting | Holophane | PHZ 18L 5K 70CRI X X X N | Indoor Luminaires | High-Bay | High-Bay Luminaires for Commercial and Industrial Buildings | Premium | FALSE | [9 empty] | 42541 | Dimmable | Continuous Below 10 | Yes | Product updated on 9/1/2016 | 3 | 18873 | 123 | 153 | 7.22 | 0.976 | 5000 | 70
P000004DT | Acuity Brands Lighting | Holophane | PHZ 18L 5K 70CRI X X X W | Indoor Luminaires | High-Bay | High-Bay Luminaires for Commercial and Industrial Buildings | Premium | FALSE | [9 empty] | 42541 | Dimmable | Continuous Below 10 | Yes | Product updated on 9/1/2016 | 3 | 18763 | 123 | 153 | 7.22 | 0.976 | 5000 | 70
P3QJPABV | Acuity Brands Lighting | Holophane | PHZ 18L 5K 70CRI X X X NA | Indoor Luminaires | High-Bay | High-Bay Luminaires for Commercial and Industrial Buildings | Premium | FALSE | [9 empty] | 42541 | Dimmable | Continuous Below 10 | Yes | Product updated on 9/1/2016 | 3 | 18665 | 122 | 153 | 7.22 | 0.976 | 5000 | 70
PVUY6KA2 | Acuity Brands Lighting | Holophane | PHZ 18L 5K 70CRI X X X WA | Indoor Luminaires | High-Bay | High-Bay Luminaires for Commercial and Industrial Buildings | Premium | FALSE | [9 empty] | 42541 | Dimmable | Continuous Below 10 | Yes | Product updated on 9/1/2016 | 3 | 18559 | 121 | 153 | 7.22 | 0.976 | 5000 | 70
PCB6UQ9M | Acuity Brands Lighting | Holophane | PHZ 18L 5K 70CRI X X X F | Indoor Luminaires | High-Bay | High-Bay Luminaires for Commercial and Industrial Buildings | Premium | FALSE | [9 empty] | 42541 | Dimmable | Continuous Below 10 | Yes | Product updated on 9/1/2016 | 3 | 17543 | 115 | 153 | 7.22 | 0.976 | 5000 | 70
P000004DV | Acuity Brands Lighting | Holophane | PHZ 18L 5K 70CRI X X X M FR | Indoor Luminaires | High-Bay | High-Bay Luminaires for Commercial and Industrial Buildings | Premium | FALSE | [9 empty] | 42541 | Dimmable | Continuous Below 10 | Yes | Product updated on 9/1/2016 | 3 | 17366 | 114 | 153 | 7.22 | 0.976 | 5000 | 70
P000004DU | Acuity Brands Lighting | Holophane | PHZ 18L 5K 70CRI X X X N FR | Indoor Luminaires | High-Bay | High-Bay Luminaires for Commercial and Industrial Buildings | Premium | FALSE | [9 empty] | 42541 | Dimmable | Continuous Below 10 | Yes | Product updated on 9/1/2016 | 3 | 17126 | 112 | 153 | 7.22 | 0.976 | 5000 | 70
P000004DW | Acuity Brands Lighting | Holophane | PHZ 18L 5K 70CRI X X X W FR | Indoor Luminaires | High-Bay | High-Bay Luminaires for Commercial and Industrial Buildings | Premium | FALSE | [9 empty] | 42541 | Dimmable | Continuous Below 10 | Yes | Product updated on 9/1/2016 | 3 | 16798 | 110 | 153 | 7.22 | 0.976 | 5000 | 70
PQBZKAWG | Acuity Brands Lighting | Holophane | PHZ 18L 5K 70CRI X X X F FR | Indoor Luminaires | High-Bay | High-Bay Luminaires for Commercial and Industrial Buildings | Standard | FALSE | [9 empty] | 42541 | Dimmable | Continuous Below 10 | Yes |  | 3 | 16280 | 106 | 153 | 7.22 | 0.976 | 5000 | 70
P000004DA | Acuity Brands Lighting | Holophane | PHZ 12L 5K 70CRI X X X M | Indoor Luminaires | High-Bay | High-Bay Luminaires for Commercial and Industrial Buildings | Premium | FALSE | [9 empty] | 42541 | Dimmable | Continuous Below 10 | Yes | Product updated on 9/1/2016 | 3 | 12437 | 124 | 100 | 7.22 | 0.976 | 5000 | 70
P000004D9 | Acuity Brands Lighting | Holophane | PHZ 12L 5K 70CRI X X X N | Indoor Luminaires | High-Bay | High-Bay Luminaires for Commercial and Industrial Buildings | Premium | FALSE | [9 empty] | 42541 | Dimmable | Continuous Below 10 | Yes | Product updated on 9/1/2016 | 3 | 12321 | 123 | 100 | 7.22 | 0.976 | 5000 | 70
P000004DB | Acuity Brands Lighting | Holophane | PHZ 12L 5K 70CRI X X X W | Indoor Luminaires | High-Bay | High-Bay Luminaires for Commercial and Industrial Buildings | Premium | FALSE | [9 empty] | 42541 | Dimmable | Continuous Below 10 | Yes | Product updated on 9/1/2016 | 3 | 12249 | 122 | 100 | 7.22 | 0.976 | 5000 | 70
PQGWT8YX | Acuity Brands Lighting | Holophane | PHZ 12L 5K 70CRI X X X NA | Indoor Luminaires | High-Bay | High-Bay Luminaires for Commercial and Industrial Buildings | Premium | FALSE | [9 empty] | 42541 | Dimmable | Continuous Below 10 | Yes | Product updated on 9/1/2016 | 3 | 12185 | 122 | 100 | 7.22 | 0.976 | 5000 | 70
P31EMPFV | Acuity Brands Lighting | Holophane | PHZ 12L 5K 70CRI X X X WA | Indoor Luminaires | High-Bay | High-Bay Luminaires for Commercial and Industrial Buildings | Premium | FALSE | [9 empty] | 42541 | Dimmable | Continuous Below 10 | Yes | Product updated on 9/1/2016 | 3 | 12116 | 121 | 100 | 7.22 | 0.976 | 5000 | 70
PD64CKUQ | Acuity Brands Lighting | Holophane | PHZ 12L 5K 70CRI X X X F | Indoor Luminaires | High-Bay | High-Bay Luminaires for Commercial and Industrial Buildings | Premium | FALSE | [9 empty] | 42541 | Dimmable | Continuous Below 10 | Yes | Product updated on 9/1/2016 | 3 | 11453 | 115 | 100 | 7.22 | 0.976 | 5000 | 70
P000004DD | Acuity Brands Lighting | Holophane | PHZ 12L 5K 70CRI X X X M FR | Indoor Luminaires | High-Bay | High-Bay Luminaires for Commercial and Industrial Buildings | Premium | FALSE | [9 empty] | 42541 | Dimmable | Continuous Below 10 | Yes | Product updated on 9/1/2016 | 3 | 11337 | 113 | 100 | 7.22 | 0.976 | 5000 | 70
P000004DC | Acuity Brands Lighting | Holophane | PHZ 12L 5K 70CRI X X X N FR | Indoor Luminaires | High-Bay | High-Bay Luminaires for Commercial and Industrial Buildings | Premium | FALSE | [9 empty] | 42541 | Dimmable | Continuous Below 10 | Yes | Product updated on 9/1/2016 | 3 | 11180 | 112 | 100 | 7.22 | 0.976 | 5000 | 70
P000004DE | Acuity Brands Lighting | Holophane | PHZ 12L 5K 70CRI X X X W FR | Indoor Luminaires | High-Bay | High-Bay Luminaires for Commercial and Industrial Buildings | Premium | FALSE | [9 empty] | 42541 | Dimmable | Continuous Below 10 | Yes | Product updated on 9/1/2016 | 3 | 10967 | 110 | 100 | 7.22 | 0.976 | 5000 | 70
P5HSF3NH | Acuity Brands Lighting | Holophane | PHZ 12L 5K 70CRI X X X F FR | Indoor Luminaires | High-Bay | High-Bay Luminaires for Commercial and Industrial Buildings | Standard | FALSE | [9 empty] | 42541 | Dimmable | Continuous Below 10 | Yes |  | 3 | 10628 | 106 | 100 | 7.22 | 0.976 | 5000 | 70
PXKQHMMW | Acuity Brands Lighting | Holophane | PHZ 45L 5K 70CRI X X X M | Indoor Luminaires | High-Bay | High-Bay Luminaires for Commercial and Industrial Buildings | Standard | FALSE | [9 empty] | 42541 | Dimmable | Continuous Below 10 | Yes |  | 3 | 47042 | 118 | 397 | 3.86 | 0.979 | 5000 | 70
PYJRCHJR | Acuity Brands Lighting | Holophane | PHZ 45L 5K 70CRI X X X N | Indoor Luminaires | High-Bay | High-Bay Luminaires for Commercial and Industrial Buildings | Standard | FALSE | [9 empty] | 42541 | Dimmable | Continuous Below 10 | Yes |  | 3 | 46602 | 117 | 397 | 3.86 | 0.979 | 5000 | 70
PG72TRV2 | Acuity Brands Lighting | Holophane | PHZ 45L 5K 70CRI X X X W | Indoor Luminaires | High-Bay | High-Bay Luminaires for Commercial and Industrial Buildings | Standard | FALSE | [9 empty] | 42541 | Dimmable | Continuous Below 10 | Yes |  | 3 | 46330 | 117 | 397 | 3.86 | 0.979 | 5000 | 70
PSY9F6KT | Acuity Brands Lighting | Holophane | PHZ 45L 5K 70CRI X X X NA | Indoor Luminaires | High-Bay | High-Bay Luminaires for Commercial and Industrial Buildings | Standard | FALSE | [9 empty] | 42541 | Dimmable | Continuous Below 10 | Yes |  | 3 | 46089 | 116 | 397 | 3.86 | 0.979 | 5000 | 70
PH6H2QV7 | Acuity Brands Lighting | Holophane | PHZ 45L 5K 70CRI X X X WA | Indoor Luminaires | High-Bay | High-Bay Luminaires for Commercial and Industrial Buildings | Standard | FALSE | [9 empty] | 42541 | Dimmable | Continuous Below 10 | Yes |  | 3 | 45827 | 115 | 397 | 3.86 | 0.979 | 5000 | 70
PSD79DAK | Acuity Brands Lighting | Holophane | PHZ 40L 5K 70CRI X X X M | Indoor Luminaires | High-Bay | High-Bay Luminaires for Commercial and Industrial Buildings | Standard | FALSE | [9 empty] | 42541 | Dimmable | Continuous Below 10 | Yes |  | 3 | 41097 | 119 | 344 | 3.86 | 0.979 | 5000 | 70
PU6WG58T | Acuity Brands Lighting | Holophane | PHZ 40L 5K 70CRI X X X N | Indoor Luminaires | High-Bay | High-Bay Luminaires for Commercial and Industrial Buildings | Standard | FALSE | [9 empty] | 42541 | Dimmable | Continuous Below 10 | Yes |  | 3 | 40712 | 118 | 344 | 3.86 | 0.979 | 5000 | 70
PAAW22XT | Acuity Brands Lighting | Holophane | PHZ 40L 5K 70CRI X X X W | Indoor Luminaires | High-Bay | High-Bay Luminaires for Commercial and Industrial Buildings | Standard | FALSE | [9 empty] | 42541 | Dimmable | Continuous Below 10 | Yes |  | 3 | 40475 | 118 | 344 | 3.86 | 0.979 | 5000 | 70
PXT1Y22U | Acuity Brands Lighting | Holophane | PHZ 40L 5K 70CRI X X X NA | Indoor Luminaires | High-Bay | High-Bay Luminaires for Commercial and Industrial Buildings | Standard | FALSE | [9 empty] | 42541 | Dimmable | Continuous Below 10 | Yes |  | 3 | 40264 | 117 | 344 | 3.86 | 0.979 | 5000 | 70
P2WQXCUV | Acuity Brands Lighting | Holophane | PHZ 40L 5K 70CRI X X X WA | Indoor Luminaires | High-Bay | High-Bay Luminaires for Commercial and Industrial Buildings | Standard | FALSE | [9 empty] | 42541 | Dimmable | Continuous Below 10 | Yes |  | 3 | 40036 | 116 | 344 | 3.86 | 0.979 | 5000 | 70
P7J1KV39 | Acuity Brands Lighting | Holophane | PHZ 40L 5K 70CRI X X X F | Indoor Luminaires | High-Bay | High-Bay Luminaires for Commercial and Industrial Buildings | Standard | FALSE | [9 empty] | 42541 | Dimmable | Continuous Below 10 | Yes |  | 3 | 37844 | 110 | 344 | 3.86 | 0.979 | 5000 | 70
P000004EA | Acuity Brands Lighting | Holophane | PHZ 24L 5K 70CRI X X X M | Indoor Luminaires | High-Bay | High-Bay Luminaires for Commercial and Industrial Buildings | Premium | FALSE | [9 empty] | 42541 | Dimmable | Continuous Below 10 | Yes |  | 3 | 24462 | 124 | 197 | 3.83 | 0.98 | 5000 | 70
P000004E9 | Acuity Brands Lighting | Holophane | PHZ 24L 5K 70CRI X X X N | Indoor Luminaires | High-Bay | High-Bay Luminaires for Commercial and Industrial Buildings | Premium | FALSE | [9 empty] | 42541 | Dimmable | Continuous Below 10 | Yes |  | 3 | 24233 | 123 | 197 | 3.83 | 0.98 | 5000 | 70
P000004EB | Acuity Brands Lighting | Holophane | PHZ 24L 5K 70CRI X X X W | Indoor Luminaires | High-Bay | High-Bay Luminaires for Commercial and Industrial Buildings | Premium | FALSE | [9 empty] | 42541 | Dimmable | Continuous Below 10 | Yes |  | 3 | 24092 | 122 | 197 | 3.83 | 0.98 | 5000 | 70
PZMPQ3ZM | Acuity Brands Lighting | Holophane | PHZ 24L 5K 70CRI X X X NA | Indoor Luminaires | High-Bay | High-Bay Luminaires for Commercial and Industrial Buildings | Premium | FALSE | [9 empty] | 42541 | Dimmable | Continuous Below 10 | Yes |  | 3 | 23966 | 122 | 197 | 3.83 | 0.98 | 5000 | 70
PBF95KKP | Acuity Brands Lighting | Holophane | PHZ 24L 5K 70CRI X X X WA | Indoor Luminaires | High-Bay | High-Bay Luminaires for Commercial and Industrial Buildings | Premium | FALSE | [9 empty] | 42541 | Dimmable | Continuous Below 10 | Yes |  | 3 | 23830 | 121 | 197 | 3.83 | 0.98 | 5000 | 70
PTAEWQEV | Acuity Brands Lighting | Holophane | PHZ 24L 5K 70CRI X X X F | Indoor Luminaires | High-Bay | High-Bay Luminaires for Commercial and Industrial Buildings | Premium | FALSE | [9 empty] | 42541 | Dimmable | Continuous Below 10 | Yes |  | 3 | 22526 | 114 | 197 | 3.83 | 0.98 | 5000 | 70
P000004ED | Acuity Brands Lighting | Holophane | PHZ 24L 5K 70CRI X X X M FR | Indoor Luminaires | High-Bay | High-Bay Luminaires for Commercial and Industrial Buildings | Premium | FALSE | [9 empty] | 42541 | Dimmable | Continuous Below 10 | Yes |  | 3 | 22299 | 113 | 197 | 3.83 | 0.98 | 5000 | 70
P000004EC | Acuity Brands Lighting | Holophane | PHZ 24L 5K 70CRI X X X N FR | Indoor Luminaires | High-Bay | High-Bay Luminaires for Commercial and Industrial Buildings | Premium | FALSE | [9 empty] | 42541 | Dimmable | Continuous Below 10 | Yes |  | 3 | 21990 | 112 | 197 | 3.83 | 0.98 | 5000 | 70
PXDJ1R4Y | Acuity Brands Lighting | Holophane | PHZ 35L 4K 80CRI X X X M | Indoor Luminaires | High-Bay | High-Bay Luminaires for Commercial and Industrial Buildings | Standard | FALSE | [9 empty] | 42541 | Dimmable | Continuous Below 10 | Yes |  | 3 | 30641 | 108 | 285 | 7.38 | 0.975 | 4000 | 80
PG76E7RK | Acuity Brands Lighting | Holophane | PHZ 35L 4K 80CRI X X X N | Indoor Luminaires | High-Bay | High-Bay Luminaires for Commercial and Industrial Buildings | Standard | FALSE | [9 empty] | 42541 | Dimmable | Continuous Below 10 | Yes |  | 3 | 30354 | 107 | 285 | 7.38 | 0.975 | 4000 | 80
PQYQK191 | Acuity Brands Lighting | Holophane | PHZ 35L 4K 80CRI X X X W | Indoor Luminaires | High-Bay | High-Bay Luminaires for Commercial and Industrial Buildings | Standard | FALSE | [9 empty] | 42541 | Dimmable | Continuous Below 10 | Yes |  | 3 | 30177 | 106 | 285 | 7.38 | 0.975 | 4000 | 80
PEC4JJ7Z | Acuity Brands Lighting | Holophane | PHZ 35L 4K 80CRI X X X NA | Indoor Luminaires | High-Bay | High-Bay Luminaires for Commercial and Industrial Buildings | Standard | FALSE | [9 empty] | 42541 | Dimmable | Continuous Below 10 | Yes |  | 3 | 30020 | 105 | 285 | 7.38 | 0.975 | 4000 | 80
P4XEZKU1 | Acuity Brands Lighting | Holophane | PHZ 35L 4K 80CRI X X X WA | Indoor Luminaires | High-Bay | High-Bay Luminaires for Commercial and Industrial Buildings | Standard | FALSE | [9 empty] | 42541 | Dimmable | Continuous Below 10 | Yes |  | 3 | 29850 | 105 | 285 | 7.38 | 0.975 | 4000 | 80
P9WE5Z42 | Acuity Brands Lighting | Holophane | PHZ 35L 4K 80CRI X X X F | Indoor Luminaires | High-Bay | High-Bay Luminaires for Commercial and Industrial Buildings | Standard | FALSE | [9 empty] | 42541 | Dimmable | Continuous Below 10 | Yes |  | 3 | 28216 | 99 | 285 | 7.38 | 0.975 | 4000 | 80
PK1716MT | Acuity Brands Lighting | Holophane | PHZ 35L 4K 80CRI X X X M FR | Indoor Luminaires | High-Bay | High-Bay Luminaires for Commercial and Industrial Buildings | Standard | FALSE | [9 empty] | 42541 | Dimmable | Continuous Below 10 | Yes |  | 3 | 27931 | 98 | 285 | 7.38 | 0.975 | 4000 | 80
P34NTSRJ | Acuity Brands Lighting | Holophane | PHZ 35L 4K 80CRI X X X N FR | Indoor Luminaires | High-Bay | High-Bay Luminaires for Commercial and Industrial Buildings | Standard | FALSE | [9 empty] | 42541 | Dimmable | Continuous Below 10 | Yes |  | 3 | 27544 | 97 | 285 | 7.38 | 0.975 | 4000 | 80
P8C7HRRX | Acuity Brands Lighting | Holophane | PHZ 35L 4K 80CRI X X X W FR | Indoor Luminaires | High-Bay | High-Bay Luminaires for Commercial and Industrial Buildings | Standard | FALSE | [9 empty] | 42541 | Dimmable | Continuous Below 10 | Yes |  | 3 | 27018 | 95 | 285 | 7.38 | 0.975 | 4000 | 80
PJENCWQB | Acuity Brands Lighting | Holophane | PHZ 30L 4K 80CRI X X X M | Indoor Luminaires | High-Bay | High-Bay Luminaires for Commercial and Industrial Buildings | Standard | FALSE | [9 empty] | 42541 | Dimmable | Continuous Below 10 | Yes |  | 3 | 26997 | 108 | 251 | 7.38 | 0.975 | 4000 | 80
PNR62KRP | Acuity Brands Lighting | Holophane | PHZ 30L 4K 80CRI X X X N | Indoor Luminaires | High-Bay | High-Bay Luminaires for Commercial and Industrial Buildings | Standard | FALSE | [9 empty] | 42541 | Dimmable | Continuous Below 10 | Yes |  | 3 | 26744 | 107 | 251 | 7.38 | 0.975 | 4000 | 80
PBMBKJXW | Acuity Brands Lighting | Holophane | PHZ 30L 4K 80CRI X X X W | Indoor Luminaires | High-Bay | High-Bay Luminaires for Commercial and Industrial Buildings | Standard | FALSE | [9 empty] | 42541 | Dimmable | Continuous Below 10 | Yes |  | 3 | 26589 | 106 | 251 | 7.38 | 0.975 | 4000 | 80
PHVUG3XP | Acuity Brands Lighting | Holophane | PHZ 30L 4K 80CRI X X X NA | Indoor Luminaires | High-Bay | High-Bay Luminaires for Commercial and Industrial Buildings | Standard | FALSE | [9 empty] | 42541 | Dimmable | Continuous Below 10 | Yes |  | 3 | 26450 | 105 | 251 | 7.38 | 0.975 | 4000 | 80
P6JBQ55N | Acuity Brands Lighting | Holophane | PHZ 30L 4K 80CRI X X X WA | Indoor Luminaires | High-Bay | High-Bay Luminaires for Commercial and Industrial Buildings | Standard | FALSE | [9 empty] | 42541 | Dimmable | Continuous Below 10 | Yes |  | 3 | 26300 | 105 | 251 | 7.38 | 0.975 | 4000 | 80
PRA45D81 | Acuity Brands Lighting | Holophane | PHZ 35L 4K 80CRI X X X F FR | Indoor Luminaires | High-Bay | High-Bay Luminaires for Commercial and Industrial Buildings | Standard | FALSE | [9 empty] | 42541 | Dimmable | Continuous Below 10 | Yes |  | 3 | 26184 | 92 | 285 | 7.38 | 0.975 | 4000 | 80
PEKV2A6G | Acuity Brands Lighting | Holophane | PHZ 30L 4K 80CRI X X X F | Indoor Luminaires | High-Bay | High-Bay Luminaires for Commercial and Industrial Buildings | Standard | FALSE | [9 empty] | 42541 | Dimmable | Continuous Below 10 | Yes |  | 3 | 24860 | 99 | 251 | 7.38 | 0.975 | 4000 | 80
P3F1V6XK | Acuity Brands Lighting | Holophane | PHZ 30L 4K 80CRI X X X M FR | Indoor Luminaires | High-Bay | High-Bay Luminaires for Commercial and Industrial Buildings | Standard | FALSE | [9 empty] | 42541 | Dimmable | Continuous Below 10 | Yes |  | 3 | 24609 | 98 | 251 | 7.38 | 0.975 | 4000 | 80
PAH6E9KP | Acuity Brands Lighting | Holophane | PHZ 30L 4K 80CRI X X X N FR | Indoor Luminaires | High-Bay | High-Bay Luminaires for Commercial and Industrial Buildings | Standard | FALSE | [9 empty] | 42541 | Dimmable | Continuous Below 10 | Yes |  | 3 | 24269 | 97 | 251 | 7.38 | 0.975 | 4000 | 80
PJ4VG2DZ | Acuity Brands Lighting | Holophane | PHZ 30L 4K 80CRI X X X W FR | Indoor Luminaires | High-Bay | High-Bay Luminaires for Commercial and Industrial Buildings | Standard | FALSE | [9 empty] | 42541 | Dimmable | Continuous Below 10 | Yes |  | 3 | 23805 | 95 | 251 | 7.38 | 0.975 | 4000 | 80
PE8D4WE9 | Acuity Brands Lighting | Holophane | PHZ 30L 4K 80CRI X X X F FR | Indoor Luminaires | High-Bay | High-Bay Luminaires for Commercial and Industrial Buildings | Standard | FALSE | [9 empty] | 42541 | Dimmable | Continuous Below 10 | Yes |  | 3 | 23070 | 92 | 251 | 7.38 | 0.975 | 4000 | 80
P000004FK | Acuity Brands Lighting | Holophane | PHZ 18L 4K 80CRI X X X M | Indoor Luminaires | High-Bay | High-Bay Luminaires for Commercial and Industrial Buildings | Premium | FALSE | [9 empty] | 42541 | Dimmable | Continuous Below 10 | Yes | Product updated on 9/1/2016 | 3 | 16685 | 109 | 153 | 7.22 | 0.976 | 4000 | 80
P000004FJ | Acuity Brands Lighting | Holophane | PHZ 18L 4K 80CRI X X X N | Indoor Luminaires | High-Bay | High-Bay Luminaires for Commercial and Industrial Buildings | Standard | FALSE | [9 empty] | 42541 | Dimmable | Continuous Below 10 | Yes |  | 3 | 16528 | 108 | 153 | 7.22 | 0.976 | 4000 | 80
P000004FL | Acuity Brands Lighting | Holophane | PHZ 18L 4K 80CRI X X X W | Indoor Luminaires | High-Bay | High-Bay Luminaires for Commercial and Industrial Buildings | Standard | FALSE | [9 empty] | 42541 | Dimmable | Continuous Below 10 | Yes |  | 3 | 16432 | 107 | 153 | 7.22 | 0.976 | 4000 | 80
PTXSTA1M | Acuity Brands Lighting | Holophane | PHZ 18L 4K 80CRI X X X NA | Indoor Luminaires | High-Bay | High-Bay Luminaires for Commercial and Industrial Buildings | Standard | FALSE | [9 empty] | 42541 | Dimmable | Continuous Below 10 | Yes |  | 3 | 16346 | 107 | 153 | 7.22 | 0.976 | 4000 | 80
PER5PFHC | Acuity Brands Lighting | Holophane | PHZ 18L 4K 80CRI X X X WA | Indoor Luminaires | High-Bay | High-Bay Luminaires for Commercial and Industrial Buildings | Standard | FALSE | [9 empty] | 42541 | Dimmable | Continuous Below 10 | Yes |  | 3 | 16254 | 106 | 153 | 7.22 | 0.976 | 4000 | 80
PU5MTWSM | Acuity Brands Lighting | Holophane | PHZ 18L 4K 80CRI X X X F | Indoor Luminaires | High-Bay | High-Bay Luminaires for Commercial and Industrial Buildings | Standard | FALSE | [9 empty] | 42541 | Dimmable | Continuous Below 10 | Yes |  | 3 | 15364 | 100 | 153 | 7.22 | 0.976 | 4000 | 80
P000004FN | Acuity Brands Lighting | Holophane | PHZ 18L 4K 80CRI X X X M FR | Indoor Luminaires | High-Bay | High-Bay Luminaires for Commercial and Industrial Buildings | Standard | FALSE | [9 empty] | 42541 | Dimmable | Continuous Below 10 | Yes |  | 3 | 15209 | 99 | 153 | 7.22 | 0.976 | 4000 | 80
P000004FM | Acuity Brands Lighting | Holophane | PHZ 18L 4K 80CRI X X X N FR | Indoor Luminaires | High-Bay | High-Bay Luminaires for Commercial and Industrial Buildings | Standard | FALSE | [9 empty] | 42541 | Dimmable | Continuous Below 10 | Yes |  | 3 | 14998 | 98 | 153 | 7.22 | 0.976 | 4000 | 80
P000004FO | Acuity Brands Lighting | Holophane | PHZ 18L 4K 80CRI X X X W FR | Indoor Luminaires | High-Bay | High-Bay Luminaires for Commercial and Industrial Buildings | Standard | FALSE | [9 empty] | 42541 | Dimmable | Continuous Below 10 | Yes |  | 3 | 14712 | 96 | 153 | 7.22 | 0.976 | 4000 | 80
P218NRGE | Acuity Brands Lighting | Holophane | PHZ 18L 4K 80CRI X X X F FR | Indoor Luminaires | High-Bay | High-Bay Luminaires for Commercial and Industrial Buildings | Standard | FALSE | [9 empty] | 42541 | Dimmable | Continuous Below 10 | Yes |  | 3 | 14258 | 93 | 153 | 7.22 | 0.976 | 4000 | 80
P000004F3 | Acuity Brands Lighting | Holophane | PHZ 12L 4K 80CRI X X X M | Indoor Luminaires | High-Bay | High-Bay Luminaires for Commercial and Industrial Buildings | Standard | FALSE | [9 empty] | 42541 | Dimmable | Continuous Below 10 | Yes |  | 3 | 10892 | 109 | 100 | 7.22 | 0.976 | 4000 | 80
P000004F2 | Acuity Brands Lighting | Holophane | PHZ 12L 4K 80CRI X X X N | Indoor Luminaires | High-Bay | High-Bay Luminaires for Commercial and Industrial Buildings | Standard | FALSE | [9 empty] | 42541 | Dimmable | Continuous Below 10 | Yes |  | 3 | 10790 | 108 | 100 | 7.22 | 0.976 | 4000 | 80
P000004F4 | Acuity Brands Lighting | Holophane | PHZ 12L 4K 80CRI X X X W | Indoor Luminaires | High-Bay | High-Bay Luminaires for Commercial and Industrial Buildings | Standard | FALSE | [9 empty] | 42541 | Dimmable | Continuous Below 10 | Yes |  | 3 | 10727 | 107 | 100 | 7.22 | 0.976 | 4000 | 80
PK8JJ3RY | Acuity Brands Lighting | Holophane | PHZ 12L 4K 80CRI X X X NA | Indoor Luminaires | High-Bay | High-Bay Luminaires for Commercial and Industrial Buildings | Standard | FALSE | [9 empty] | 42541 | Dimmable | Continuous Below 10 | Yes |  | 3 | 10672 | 107 | 100 | 7.22 | 0.976 | 4000 | 80
PDN5GWK7 | Acuity Brands Lighting | Holophane | PHZ 12L 4K 80CRI X X X WA | Indoor Luminaires | High-Bay | High-Bay Luminaires for Commercial and Industrial Buildings | Standard | FALSE | [9 empty] | 42541 | Dimmable | Continuous Below 10 | Yes |  | 3 | 10611 | 106 | 100 | 7.22 | 0.976 | 4000 | 80
P36WGKG4 | Acuity Brands Lighting | Holophane | PHZ 12L 4K 80CRI X X X F | Indoor Luminaires | High-Bay | High-Bay Luminaires for Commercial and Industrial Buildings | Standard | FALSE | [9 empty] | 42541 | Dimmable | Continuous Below 10 | Yes |  | 3 | 10030 | 100 | 100 | 7.22 | 0.976 | 4000 | 80
P000004F6 | Acuity Brands Lighting | Holophane | PHZ 12L 4K 80CRI X X X M FR | Indoor Luminaires | High-Bay | High-Bay Luminaires for Commercial and Industrial Buildings | Standard | FALSE | [9 empty] | 42541 | Dimmable | Continuous Below 10 | Yes |  | 3 | 9929 | 99 | 100 | 7.22 | 0.976 | 4000 | 80
P000004F5 | Acuity Brands Lighting | Holophane | PHZ 12L 4K 80CRI X X X N FR | Indoor Luminaires | High-Bay | High-Bay Luminaires for Commercial and Industrial Buildings | Standard | FALSE | [9 empty] | 42541 | Dimmable | Continuous Below 10 | Yes |  | 3 | 9791 | 98 | 100 | 7.22 | 0.976 | 4000 | 80
P000004F7 | Acuity Brands Lighting | Holophane | PHZ 12L 4K 80CRI X X X W FR | Indoor Luminaires | High-Bay | High-Bay Luminaires for Commercial and Industrial Buildings | Standard | FALSE | [9 empty] | 42541 | Dimmable | Continuous Below 10 | Yes |  | 3 | 9604 | 96 | 100 | 7.22 | 0.976 | 4000 | 80
P9PZ29Z6 | Acuity Brands Lighting | Holophane | PHZ 12L 4K 80CRI X X X F FR | Indoor Luminaires | High-Bay | High-Bay Luminaires for Commercial and Industrial Buildings | Standard | FALSE | [9 empty] | 42541 | Dimmable | Continuous Below 10 | Yes |  | 3 | 9308 | 93 | 100 | 7.22 | 0.976 | 4000 | 80
PC8PJX13 | Acuity Brands Lighting | Holophane | PHZ 35L 4K 70CRI X X X M | Indoor Luminaires | High-Bay | High-Bay Luminaires for Commercial and Industrial Buildings | Premium | FALSE | [9 empty] | 42541 | Dimmable | Continuous Below 10 | Yes | Product updated on 9/1/2016 | 3 | 34770 | 122 | 285 | 7.38 | 0.975 | 4000 | 70
PYTEPMW4 | Acuity Brands Lighting | Holophane | PHZ 35L 4K 70CRI X X X N | Indoor Luminaires | High-Bay | High-Bay Luminaires for Commercial and Industrial Buildings | Premium | FALSE | [9 empty] | 42541 | Dimmable | Continuous Below 10 | Yes | Product updated on 9/1/2016 | 3 | 34445 | 121 | 285 | 7.38 | 0.975 | 4000 | 70
P8GN98TA | Acuity Brands Lighting | Holophane | PHZ 35L 4K 70CRI X X X W | Indoor Luminaires | High-Bay | High-Bay Luminaires for Commercial and Industrial Buildings | Premium | FALSE | [9 empty] | 42541 | Dimmable | Continuous Below 10 | Yes | Product updated on 9/1/2016 | 3 | 34244 | 120 | 285 | 7.38 | 0.975 | 4000 | 70
PXBESM5A | Acuity Brands Lighting | Holophane | PHZ 35L 4K 70CRI X X X NA | Indoor Luminaires | High-Bay | High-Bay Luminaires for Commercial and Industrial Buildings | Premium | FALSE | [9 empty] | 42541 | Dimmable | Continuous Below 10 | Yes | Product updated on 9/1/2016 | 3 | 34065 | 120 | 285 | 7.38 | 0.975 | 4000 | 70
PWXSATDY | Acuity Brands Lighting | Holophane | PHZ 35L 4K 70CRI X X X WA | Indoor Luminaires | High-Bay | High-Bay Luminaires for Commercial and Industrial Buildings | Premium | FALSE | [9 empty] | 42541 | Dimmable | Continuous Below 10 | Yes | Product updated on 9/1/2016 | 3 | 33872 | 119 | 285 | 7.38 | 0.975 | 4000 | 70
PCXAA6C3 | Acuity Brands Lighting | Holophane | PHZ 35L 4K 70CRI X X X F | Indoor Luminaires | High-Bay | High-Bay Luminaires for Commercial and Industrial Buildings | Premium | FALSE | [9 empty] | 42541 | Dimmable | Continuous Below 10 | Yes | Product updated on 9/1/2016 | 3 | 32018 | 112 | 285 | 7.38 | 0.975 | 4000 | 70
PFV38XE1 | Acuity Brands Lighting | Holophane | PHZ 35L 4K 70CRI X X X M FR | Indoor Luminaires | High-Bay | High-Bay Luminaires for Commercial and Industrial Buildings | Premium | FALSE | [9 empty] | 42541 | Dimmable | Continuous Below 10 | Yes | Product updated on 9/1/2016 | 3 | 31695 | 111 | 285 | 7.38 | 0.975 | 4000 | 70
P6EMWJXH | Acuity Brands Lighting | Holophane | PHZ 35L 4K 70CRI X X X N FR | Indoor Luminaires | High-Bay | High-Bay Luminaires for Commercial and Industrial Buildings | Premium | FALSE | [9 empty] | 42541 | Dimmable | Continuous Below 10 | Yes | Product updated on 9/1/2016 | 3 | 31256 | 110 | 285 | 7.38 | 0.975 | 4000 | 70
PRE2NE26 | Acuity Brands Lighting | Holophane | PHZ 35L 4K 70CRI X X X W FR | Indoor Luminaires | High-Bay | High-Bay Luminaires for Commercial and Industrial Buildings | Standard | FALSE | [9 empty] | 42541 | Dimmable | Continuous Below 10 | Yes |  | 3 | 30659 | 108 | 285 | 7.38 | 0.975 | 4000 | 70
PRQ3AXPE | Acuity Brands Lighting | Holophane | PHZ 30L 4K 70CRI X X X M | Indoor Luminaires | High-Bay | High-Bay Luminaires for Commercial and Industrial Buildings | Premium | FALSE | [9 empty] | 42541 | Dimmable | Continuous Below 10 | Yes | Product updated on 9/1/2016 | 3 | 30635 | 122 | 251 | 7.38 | 0.975 | 4000 | 70
PCAPVD4S | Acuity Brands Lighting | Holophane | PHZ 30L 4K 70CRI X X X N | Indoor Luminaires | High-Bay | High-Bay Luminaires for Commercial and Industrial Buildings | Premium | FALSE | [9 empty] | 42541 | Dimmable | Continuous Below 10 | Yes | Product updated on 9/1/2016 | 3 | 30348 | 121 | 251 | 7.38 | 0.975 | 4000 | 70
P7P1BFEU | Acuity Brands Lighting | Holophane | PHZ 30L 4K 70CRI X X X W | Indoor Luminaires | High-Bay | High-Bay Luminaires for Commercial and Industrial Buildings | Premium | FALSE | [9 empty] | 42541 | Dimmable | Continuous Below 10 | Yes | Product updated on 9/1/2016 | 3 | 30171 | 120 | 251 | 7.38 | 0.975 | 4000 | 70
PCRN9UTK | Acuity Brands Lighting | Holophane | PHZ 30L 4K 70CRI X X X NA | Indoor Luminaires | High-Bay | High-Bay Luminaires for Commercial and Industrial Buildings | Premium | FALSE | [9 empty] | 42541 | Dimmable | Continuous Below 10 | Yes | Product updated on 9/1/2016 | 3 | 30014 | 120 | 251 | 7.38 | 0.975 | 4000 | 70
PADJAXCB | Acuity Brands Lighting | Holophane | PHZ 30L 4K 70CRI X X X WA | Indoor Luminaires | High-Bay | High-Bay Luminaires for Commercial and Industrial Buildings | Premium | FALSE | [9 empty] | 42541 | Dimmable | Continuous Below 10 | Yes | Product updated on 9/1/2016 | 3 | 29844 | 119 | 251 | 7.38 | 0.975 | 4000 | 70
P2FBRUZN | Acuity Brands Lighting | Holophane | PHZ 35L 4K 70CRI X X X F FR | Indoor Luminaires | High-Bay | High-Bay Luminaires for Commercial and Industrial Buildings | Standard | FALSE | [9 empty] | 42541 | Dimmable | Continuous Below 10 | Yes |  | 3 | 29712 | 104 | 285 | 7.38 | 0.975 | 4000 | 70
PW8V331K | Acuity Brands Lighting | Holophane | PHZ 30L 4K 70CRI X X X F | Indoor Luminaires | High-Bay | High-Bay Luminaires for Commercial and Industrial Buildings | Premium | FALSE | [9 empty] | 42541 | Dimmable | Continuous Below 10 | Yes | Product updated on 9/1/2016 | 3 | 28210 | 112 | 251 | 7.38 | 0.975 | 4000 | 70
PARMYR5M | Acuity Brands Lighting | Holophane | PHZ 30L 4K 70CRI X X X M FR | Indoor Luminaires | High-Bay | High-Bay Luminaires for Commercial and Industrial Buildings | Premium | FALSE | [9 empty] | 42541 | Dimmable | Continuous Below 10 | Yes | Product updated on 9/1/2016 | 3 | 27925 | 111 | 251 | 7.38 | 0.975 | 4000 | 70
P5DJUS7W | Acuity Brands Lighting | Holophane | PHZ 30L 4K 70CRI X X X N FR | Indoor Luminaires | High-Bay | High-Bay Luminaires for Commercial and Industrial Buildings | Premium | FALSE | [9 empty] | 42541 | Dimmable | Continuous Below 10 | Yes | Product updated on 9/1/2016 | 3 | 27539 | 110 | 251 | 7.38 | 0.975 | 4000 | 70
P1W5Y4KT | Acuity Brands Lighting | Holophane | PHZ 30L 4K 70CRI X X X W FR | Indoor Luminaires | High-Bay | High-Bay Luminaires for Commercial and Industrial Buildings | Standard | FALSE | [9 empty] | 42541 | Dimmable | Continuous Below 10 | Yes |  | 3 | 27012 | 108 | 251 | 7.38 | 0.975 | 4000 | 70
PWSKR7WC | Acuity Brands Lighting | Holophane | PHZ 30L 4K 70CRI X X X F FR | Indoor Luminaires | High-Bay | High-Bay Luminaires for Commercial and Industrial Buildings | Standard | FALSE | [9 empty] | 42541 | Dimmable | Continuous Below 10 | Yes |  | 3 | 26179 | 104 | 251 | 7.38 | 0.975 | 4000 | 70
P000004DM | Acuity Brands Lighting | Holophane | PHZ 18L 4K 70CRI X X X M | Indoor Luminaires | High-Bay | High-Bay Luminaires for Commercial and Industrial Buildings | Premium | FALSE | [9 empty] | 42541 | Dimmable | Continuous Below 10 | Yes | Product updated on 9/1/2016 | 3 | 18933 | 124 | 153 | 7.22 | 0.976 | 4000 | 70
P000004DL | Acuity Brands Lighting | Holophane | PHZ 18L 4K 70CRI X X X N | Indoor Luminaires | High-Bay | High-Bay Luminaires for Commercial and Industrial Buildings | Premium | FALSE | [9 empty] | 42541 | Dimmable | Continuous Below 10 | Yes | Product updated on 9/1/2016 | 3 | 18756 | 123 | 153 | 7.22 | 0.976 | 4000 | 70
P000004DN | Acuity Brands Lighting | Holophane | PHZ 18L 4K 70CRI X X X W | Indoor Luminaires | High-Bay | High-Bay Luminaires for Commercial and Industrial Buildings | Premium | FALSE | [9 empty] | 42541 | Dimmable | Continuous Below 10 | Yes | Product updated on 9/1/2016 | 3 | 18646 | 122 | 153 | 7.22 | 0.976 | 4000 | 70
PS23H3N1 | Acuity Brands Lighting | Holophane | PHZ 18L 4K 70CRI X X X NA | Indoor Luminaires | High-Bay | High-Bay Luminaires for Commercial and Industrial Buildings | Premium | FALSE | [9 empty] | 42541 | Dimmable | Continuous Below 10 | Yes | Product updated on 9/1/2016 | 3 | 18549 | 121 | 153 | 7.22 | 0.976 | 4000 | 70
PWGPFU3C | Acuity Brands Lighting | Holophane | PHZ 18L 4K 70CRI X X X WA | Indoor Luminaires | High-Bay | High-Bay Luminaires for Commercial and Industrial Buildings | Premium | FALSE | [9 empty] | 42541 | Dimmable | Continuous Below 10 | Yes | Product updated on 9/1/2016 | 3 | 18444 | 121 | 153 | 7.22 | 0.976 | 4000 | 70
PJ72YJTW | Acuity Brands Lighting | Holophane | PHZ 18L 4K 70CRI X X X F | Indoor Luminaires | High-Bay | High-Bay Luminaires for Commercial and Industrial Buildings | Premium | FALSE | [9 empty] | 42541 | Dimmable | Continuous Below 10 | Yes | Product updated on 9/1/2016 | 3 | 17434 | 114 | 153 | 7.22 | 0.976 | 4000 | 70
P000004DP | Acuity Brands Lighting | Holophane | PHZ 18L 4K 70CRI X X X M FR | Indoor Luminaires | High-Bay | High-Bay Luminaires for Commercial and Industrial Buildings | Premium | FALSE | [9 empty] | 42541 | Dimmable | Continuous Below 10 | Yes | Product updated on 9/1/2016 | 3 | 17258 | 113 | 153 | 7.22 | 0.976 | 4000 | 70
P000004DO | Acuity Brands Lighting | Holophane | PHZ 18L 4K 70CRI X X X N FR | Indoor Luminaires | High-Bay | High-Bay Luminaires for Commercial and Industrial Buildings | Premium | FALSE | [9 empty] | 42541 | Dimmable | Continuous Below 10 | Yes | Product updated on 9/1/2016 | 3 | 17019 | 111 | 153 | 7.22 | 0.976 | 4000 | 70
P000004DQ | Acuity Brands Lighting | Holophane | PHZ 18L 4K 70CRI X X X W FR | Indoor Luminaires | High-Bay | High-Bay Luminaires for Commercial and Industrial Buildings | Premium | FALSE | [9 empty] | 42541 | Dimmable | Continuous Below 10 | Yes | Product updated on 9/1/2016 | 3 | 16694 | 109 | 153 | 7.22 | 0.976 | 4000 | 70
PJAQAV26 | Acuity Brands Lighting | Holophane | PHZ 18L 4K 70CRI X X X F FR | Indoor Luminaires | High-Bay | High-Bay Luminaires for Commercial and Industrial Buildings | Standard | FALSE | [9 empty] | 42541 | Dimmable | Continuous Below 10 | Yes |  | 3 | 16179 | 106 | 153 | 7.22 | 0.976 | 4000 | 70
P000004D4 | Acuity Brands Lighting | Holophane | PHZ 12L 4K 70CRI X X X M | Indoor Luminaires | High-Bay | High-Bay Luminaires for Commercial and Industrial Buildings | Premium | FALSE | [9 empty] | 42541 | Dimmable | Continuous Below 10 | Yes | Product updated on 9/1/2016 | 3 | 12360 | 124 | 100 | 7.22 | 0.976 | 4000 | 70
P000004D3 | Acuity Brands Lighting | Holophane | PHZ 12L 4K 70CRI X X X N | Indoor Luminaires | High-Bay | High-Bay Luminaires for Commercial and Industrial Buildings | Premium | FALSE | [9 empty] | 42541 | Dimmable | Continuous Below 10 | Yes | Product updated on 9/1/2016 | 3 | 12244 | 122 | 100 | 7.22 | 0.976 | 4000 | 70
P000004D5 | Acuity Brands Lighting | Holophane | PHZ 12L 4K 70CRI X X X W | Indoor Luminaires | High-Bay | High-Bay Luminaires for Commercial and Industrial Buildings | Premium | FALSE | [9 empty] | 42541 | Dimmable | Continuous Below 10 | Yes | Product updated on 9/1/2016 | 3 | 12173 | 122 | 100 | 7.22 | 0.976 | 4000 | 70
PHMCFYA3 | Acuity Brands Lighting | Holophane | PHZ 12L 4K 70CRI X X X NA | Indoor Luminaires | High-Bay | High-Bay Luminaires for Commercial and Industrial Buildings | Premium | FALSE | [9 empty] | 42541 | Dimmable | Continuous Below 10 | Yes | Product updated on 9/1/2016 | 3 | 12110 | 121 | 100 | 7.22 | 0.976 | 4000 | 70
PJAAW9KX | Acuity Brands Lighting | Holophane | PHZ 12L 4K 70CRI X X X WA | Indoor Luminaires | High-Bay | High-Bay Luminaires for Commercial and Industrial Buildings | Premium | FALSE | [9 empty] | 42541 | Dimmable | Continuous Below 10 | Yes | Product updated on 9/1/2016 | 3 | 12041 | 120 | 100 | 7.22 | 0.976 | 4000 | 70
PFSE1FAK | Acuity Brands Lighting | Holophane | PHZ 12L 4K 70CRI X X X F | Indoor Luminaires | High-Bay | High-Bay Luminaires for Commercial and Industrial Buildings | Premium | FALSE | [9 empty] | 42541 | Dimmable | Continuous Below 10 | Yes | Product updated on 9/1/2016 | 3 | 11382 | 114 | 100 | 7.22 | 0.976 | 4000 | 70
P000004D7 | Acuity Brands Lighting | Holophane | PHZ 12L 4K 70CRI X X X M FR | Indoor Luminaires | High-Bay | High-Bay Luminaires for Commercial and Industrial Buildings | Premium | FALSE | [9 empty] | 42541 | Dimmable | Continuous Below 10 | Yes | Product updated on 9/1/2016 | 3 | 11267 | 113 | 100 | 7.22 | 0.976 | 4000 | 70
P000004D6 | Acuity Brands Lighting | Holophane | PHZ 12L 4K 70CRI X X X N FR | Indoor Luminaires | High-Bay | High-Bay Luminaires for Commercial and Industrial Buildings | Premium | FALSE | [9 empty] | 42541 | Dimmable | Continuous Below 10 | Yes | Product updated on 9/1/2016 | 3 | 11111 | 111 | 100 | 7.22 | 0.976 | 4000 | 70
PPTXN729 | Acuity Brands Lighting | Holophane | PHZ 12L 4K 70CRI X X X F FR | Indoor Luminaires | High-Bay | High-Bay Luminaires for Commercial and Industrial Buildings | Standard | FALSE | [9 empty] | 42541 | Dimmable | Continuous Below 10 | Yes |  | 3 | 10562 | 106 | 100 | 7.22 | 0.976 | 4000 | 70
PP4D3ECP | Acuity Brands Lighting | Holophane | PHZ 45L 4K 70CRI X X X M | Indoor Luminaires | High-Bay | High-Bay Luminaires for Commercial and Industrial Buildings | Standard | FALSE | [9 empty] | 42541 | Dimmable | Continuous Below 10 | Yes |  | 3 | 46750 | 118 | 397 | 3.86 | 0.979 | 4000 | 70
PABWJ9XT | Acuity Brands Lighting | Holophane | PHZ 45L 4K 70CRI X X X N | Indoor Luminaires | High-Bay | High-Bay Luminaires for Commercial and Industrial Buildings | Standard | FALSE | [9 empty] | 42541 | Dimmable | Continuous Below 10 | Yes |  | 3 | 46312 | 117 | 397 | 3.86 | 0.979 | 4000 | 70
PMKZCF34 | Acuity Brands Lighting | Holophane | PHZ 45L 4K 70CRI X X X W | Indoor Luminaires | High-Bay | High-Bay Luminaires for Commercial and Industrial Buildings | Standard | FALSE | [9 empty] | 42541 | Dimmable | Continuous Below 10 | Yes |  | 3 | 46042 | 116 | 397 | 3.86 | 0.979 | 4000 | 70
P4TW5YJQ | Acuity Brands Lighting | Holophane | PHZ 45L 4K 70CRI X X X NA | Indoor Luminaires | High-Bay | High-Bay Luminaires for Commercial and Industrial Buildings | Standard | FALSE | [9 empty] | 42541 | Dimmable | Continuous Below 10 | Yes |  | 3 | 45802 | 115 | 397 | 3.86 | 0.979 | 4000 | 70
PPVMRED3 | Acuity Brands Lighting | Holophane | PHZ 45L 4K 70CRI X X X WA | Indoor Luminaires | High-Bay | High-Bay Luminaires for Commercial and Industrial Buildings | Standard | FALSE | [9 empty] | 42541 | Dimmable | Continuous Below 10 | Yes |  | 3 | 45542 | 115 | 397 | 3.86 | 0.979 | 4000 | 70
P5ZWWPNW | Acuity Brands Lighting | Holophane | PHZ 40L 4K 70CRI X X X M | Indoor Luminaires | High-Bay | High-Bay Luminaires for Commercial and Industrial Buildings | Standard | FALSE | [9 empty] | 42541 | Dimmable | Continuous Below 10 | Yes |  | 3 | 40842 | 119 | 344 | 3.86 | 0.979 | 4000 | 70
PWP67YAD | Acuity Brands Lighting | Holophane | PHZ 40L 4K 70CRI X X X N | Indoor Luminaires | High-Bay | High-Bay Luminaires for Commercial and Industrial Buildings | Standard | FALSE | [9 empty] | 42541 | Dimmable | Continuous Below 10 | Yes |  | 3 | 40459 | 118 | 344 | 3.86 | 0.979 | 4000 | 70
PHHWTJPS | Acuity Brands Lighting | Holophane | PHZ 40L 4K 70CRI X X X W | Indoor Luminaires | High-Bay | High-Bay Luminaires for Commercial and Industrial Buildings | Standard | FALSE | [9 empty] | 42541 | Dimmable | Continuous Below 10 | Yes |  | 3 | 40224 | 117 | 344 | 3.86 | 0.979 | 4000 | 70
PM73EGNQ | Acuity Brands Lighting | Holophane | PHZ 40L 4K 70CRI X X X NA | Indoor Luminaires | High-Bay | High-Bay Luminaires for Commercial and Industrial Buildings | Standard | FALSE | [9 empty] | 42541 | Dimmable | Continuous Below 10 | Yes |  | 3 | 40014 | 116 | 344 | 3.86 | 0.979 | 4000 | 70
P3VK56DF | Acuity Brands Lighting | Holophane | PHZ 40L 4K 70CRI X X X WA | Indoor Luminaires | High-Bay | High-Bay Luminaires for Commercial and Industrial Buildings | Standard | FALSE | [9 empty] | 42541 | Dimmable | Continuous Below 10 | Yes |  | 3 | 39787 | 116 | 344 | 3.86 | 0.979 | 4000 | 70
P000004E4 | Acuity Brands Lighting | Holophane | PHZ 24L 4K 70CRI X X X M | Indoor Luminaires | High-Bay | High-Bay Luminaires for Commercial and Industrial Buildings | Premium | FALSE | [9 empty] | 42541 | Dimmable | Continuous Below 10 | Yes |  | 3 | 24310 | 123 | 197 | 3.83 | 0.98 | 4000 | 70
P000004E3 | Acuity Brands Lighting | Holophane | PHZ 24L 4K 70CRI X X X N | Indoor Luminaires | High-Bay | High-Bay Luminaires for Commercial and Industrial Buildings | Premium | FALSE | [9 empty] | 42541 | Dimmable | Continuous Below 10 | Yes |  | 3 | 24083 | 122 | 197 | 3.83 | 0.98 | 4000 | 70
P000004E5 | Acuity Brands Lighting | Holophane | PHZ 24L 4K 70CRI X X X W | Indoor Luminaires | High-Bay | High-Bay Luminaires for Commercial and Industrial Buildings | Premium | FALSE | [9 empty] | 42541 | Dimmable | Continuous Below 10 | Yes |  | 3 | 23942 | 122 | 197 | 3.83 | 0.98 | 4000 | 70
P52YT4WW | Acuity Brands Lighting | Holophane | PHZ 24L 4K 70CRI X X X NA | Indoor Luminaires | High-Bay | High-Bay Luminaires for Commercial and Industrial Buildings | Premium | FALSE | [9 empty] | 42541 | Dimmable | Continuous Below 10 | Yes |  | 3 | 23818 | 121 | 197 | 3.83 | 0.98 | 4000 | 70
PFDB9VPR | Acuity Brands Lighting | Holophane | PHZ 24L 4K 70CRI X X X WA | Indoor Luminaires | High-Bay | High-Bay Luminaires for Commercial and Industrial Buildings | Premium | FALSE | [9 empty] | 42541 | Dimmable | Continuous Below 10 | Yes |  | 3 | 23682 | 120 | 197 | 3.83 | 0.98 | 4000 | 70
PPHDP3GU | Acuity Brands Lighting | Holophane | PHZ 24L 4K 70CRI X X X F | Indoor Luminaires | High-Bay | High-Bay Luminaires for Commercial and Industrial Buildings | Premium | FALSE | [9 empty] | 42541 | Dimmable | Continuous Below 10 | Yes |  | 3 | 22386 | 114 | 197 | 3.83 | 0.98 | 4000 | 70
P000004E7 | Acuity Brands Lighting | Holophane | PHZ 24L 4K 70CRI X X X M FR | Indoor Luminaires | High-Bay | High-Bay Luminaires for Commercial and Industrial Buildings | Premium | FALSE | [9 empty] | 42541 | Dimmable | Continuous Below 10 | Yes |  | 3 | 22160 | 112 | 197 | 3.83 | 0.98 | 4000 | 70
PNPFBMX5 | Acuity Brands Lighting | Holophane | PHZ 35L 35K 80CRI X X X M | Indoor Luminaires | High-Bay | High-Bay Luminaires for Commercial and Industrial Buildings | Standard | FALSE | [9 empty] | 42541 | Dimmable | Continuous Below 10 | Yes |  | 3 | 30424 | 107 | 285 | 7.38 | 0.975 | 3500 | 80
PTJBSKK9 | Acuity Brands Lighting | Holophane | PHZ 35L 35K 80CRI X X X N | Indoor Luminaires | High-Bay | High-Bay Luminaires for Commercial and Industrial Buildings | Standard | FALSE | [9 empty] | 42541 | Dimmable | Continuous Below 10 | Yes |  | 3 | 30139 | 106 | 285 | 7.38 | 0.975 | 3500 | 80
P5PM5CZA | Acuity Brands Lighting | Holophane | PHZ 35L 35K 80CRI X X X W | Indoor Luminaires | High-Bay | High-Bay Luminaires for Commercial and Industrial Buildings | Standard | FALSE | [9 empty] | 42541 | Dimmable | Continuous Below 10 | Yes |  | 3 | 29963 | 105 | 285 | 7.38 | 0.975 | 3500 | 80
PZSAJDRG | Acuity Brands Lighting | Holophane | PHZ 35L 35K 80CRI X X X NA | Indoor Luminaires | High-Bay | High-Bay Luminaires for Commercial and Industrial Buildings | Standard | FALSE | [9 empty] | 42541 | Dimmable | Continuous Below 10 | Yes |  | 3 | 29807 | 105 | 285 | 7.38 | 0.975 | 3500 | 80
PYSWRXTQ | Acuity Brands Lighting | Holophane | PHZ 35L 35K 80CRI X X X WA | Indoor Luminaires | High-Bay | High-Bay Luminaires for Commercial and Industrial Buildings | Standard | FALSE | [9 empty] | 42541 | Dimmable | Continuous Below 10 | Yes |  | 3 | 29638 | 104 | 285 | 7.38 | 0.975 | 3500 | 80
PFPY3ZZD | Acuity Brands Lighting | Holophane | PHZ 35L 35K 80CRI X X X F | Indoor Luminaires | High-Bay | High-Bay Luminaires for Commercial and Industrial Buildings | Standard | FALSE | [9 empty] | 42541 | Dimmable | Continuous Below 10 | Yes |  | 3 | 28016 | 98 | 285 | 7.38 | 0.975 | 3500 | 80
P4ZECWN3 | Acuity Brands Lighting | Holophane | PHZ 35L 35K 80CRI X X X M FR | Indoor Luminaires | High-Bay | High-Bay Luminaires for Commercial and Industrial Buildings | Standard | FALSE | [9 empty] | 42541 | Dimmable | Continuous Below 10 | Yes |  | 3 | 27733 | 97 | 285 | 7.38 | 0.975 | 3500 | 80
PYDVVW4Z | Acuity Brands Lighting | Holophane | PHZ 35L 35K 80CRI X X X N FR | Indoor Luminaires | High-Bay | High-Bay Luminaires for Commercial and Industrial Buildings | Standard | FALSE | [9 empty] | 42541 | Dimmable | Continuous Below 10 | Yes |  | 3 | 27349 | 96 | 285 | 7.38 | 0.975 | 3500 | 80
PF8THN7T | Acuity Brands Lighting | Holophane | PHZ 35L 35K 80CRI X X X W FR | Indoor Luminaires | High-Bay | High-Bay Luminaires for Commercial and Industrial Buildings | Standard | FALSE | [9 empty] | 42541 | Dimmable | Continuous Below 10 | Yes |  | 3 | 26826 | 94 | 285 | 7.38 | 0.975 | 3500 | 80
PCD67XUT | Acuity Brands Lighting | Holophane | PHZ 30L 35K 80CRI X X X M | Indoor Luminaires | High-Bay | High-Bay Luminaires for Commercial and Industrial Buildings | Standard | FALSE | [9 empty] | 42541 | Dimmable | Continuous Below 10 | Yes |  | 3 | 26806 | 107 | 251 | 7.38 | 0.975 | 3500 | 80
PAT3BYD5 | Acuity Brands Lighting | Holophane | PHZ 30L 35K 80CRI X X X N | Indoor Luminaires | High-Bay | High-Bay Luminaires for Commercial and Industrial Buildings | Standard | FALSE | [9 empty] | 42541 | Dimmable | Continuous Below 10 | Yes |  | 3 | 26555 | 106 | 251 | 7.38 | 0.975 | 3500 | 80
PQWF7DM3 | Acuity Brands Lighting | Holophane | PHZ 30L 35K 80CRI X X X W | Indoor Luminaires | High-Bay | High-Bay Luminaires for Commercial and Industrial Buildings | Standard | FALSE | [9 empty] | 42541 | Dimmable | Continuous Below 10 | Yes |  | 3 | 26400 | 105 | 251 | 7.38 | 0.975 | 3500 | 80
PM39R365 | Acuity Brands Lighting | Holophane | PHZ 30L 35K 80CRI X X X NA | Indoor Luminaires | High-Bay | High-Bay Luminaires for Commercial and Industrial Buildings | Standard | FALSE | [9 empty] | 42541 | Dimmable | Continuous Below 10 | Yes |  | 3 | 26262 | 105 | 251 | 7.38 | 0.975 | 3500 | 80
PJKGRQRX | Acuity Brands Lighting | Holophane | PHZ 30L 35K 80CRI X X X WA | Indoor Luminaires | High-Bay | High-Bay Luminaires for Commercial and Industrial Buildings | Standard | FALSE | [9 empty] | 42541 | Dimmable | Continuous Below 10 | Yes |  | 3 | 26113 | 104 | 251 | 7.38 | 0.975 | 3500 | 80
P7FGYZVV | Acuity Brands Lighting | Holophane | PHZ 35L 35K 80CRI X X X F FR | Indoor Luminaires | High-Bay | High-Bay Luminaires for Commercial and Industrial Buildings | Standard | FALSE | [9 empty] | 42541 | Dimmable | Continuous Below 10 | Yes |  | 3 | 25998 | 91 | 285 | 7.38 | 0.975 | 3500 | 80
PMA4YVKH | Acuity Brands Lighting | Holophane | PHZ 30L 35K 80CRI X X X F | Indoor Luminaires | High-Bay | High-Bay Luminaires for Commercial and Industrial Buildings | Standard | FALSE | [9 empty] | 42541 | Dimmable | Continuous Below 10 | Yes |  | 3 | 24684 | 98 | 251 | 7.38 | 0.975 | 3500 | 80
PGT9JT9W | Acuity Brands Lighting | Holophane | PHZ 30L 35K 80CRI X X X M FR | Indoor Luminaires | High-Bay | High-Bay Luminaires for Commercial and Industrial Buildings | Standard | FALSE | [9 empty] | 42541 | Dimmable | Continuous Below 10 | Yes |  | 3 | 24435 | 97 | 251 | 7.38 | 0.975 | 3500 | 80
PYCVKC61 | Acuity Brands Lighting | Holophane | PHZ 30L 35K 80CRI X X X N FR | Indoor Luminaires | High-Bay | High-Bay Luminaires for Commercial and Industrial Buildings | Standard | FALSE | [9 empty] | 42541 | Dimmable | Continuous Below 10 | Yes |  | 3 | 24096 | 96 | 251 | 7.38 | 0.975 | 3500 | 80
PTYZXFFQ | Acuity Brands Lighting | Holophane | PHZ 30L 35K 80CRI X X X W FR | Indoor Luminaires | High-Bay | High-Bay Luminaires for Commercial and Industrial Buildings | Standard | FALSE | [9 empty] | 42541 | Dimmable | Continuous Below 10 | Yes |  | 3 | 23636 | 94 | 251 | 7.38 | 0.975 | 3500 | 80
PYT392B9 | Acuity Brands Lighting | Holophane | PHZ 30L 35K 80CRI X X X F FR | Indoor Luminaires | High-Bay | High-Bay Luminaires for Commercial and Industrial Buildings | Standard | FALSE | [9 empty] | 42541 | Dimmable | Continuous Below 10 | Yes |  | 3 | 22906 | 91 | 251 | 7.38 | 0.975 | 3500 | 80
PE43HZWG | Acuity Brands Lighting | Holophane | PHZ 18L 35K 80CRI X X X M | Indoor Luminaires | High-Bay | High-Bay Luminaires for Commercial and Industrial Buildings | Standard | FALSE | [9 empty] | 42541 | Dimmable | Continuous Below 10 | Yes |  | 3 | 16566 | 108 | 153 | 7.22 | 0.976 | 3500 | 80
P4NNF7E6 | Acuity Brands Lighting | Holophane | PHZ 18L 35K 80CRI X X X N | Indoor Luminaires | High-Bay | High-Bay Luminaires for Commercial and Industrial Buildings | Standard | FALSE | [9 empty] | 42541 | Dimmable | Continuous Below 10 | Yes |  | 3 | 16411 | 107 | 153 | 7.22 | 0.976 | 3500 | 80
PYU9E5W3 | Acuity Brands Lighting | Holophane | PHZ 18L 35K 80CRI X X X W | Indoor Luminaires | High-Bay | High-Bay Luminaires for Commercial and Industrial Buildings | Standard | FALSE | [9 empty] | 42541 | Dimmable | Continuous Below 10 | Yes |  | 3 | 16316 | 107 | 153 | 7.22 | 0.976 | 3500 | 80
P6RVFES9 | Acuity Brands Lighting | Holophane | PHZ 18L 35K 80CRI X X X NA | Indoor Luminaires | High-Bay | High-Bay Luminaires for Commercial and Industrial Buildings | Standard | FALSE | [9 empty] | 42541 | Dimmable | Continuous Below 10 | Yes |  | 3 | 16231 | 106 | 153 | 7.22 | 0.976 | 3500 | 80
P3QDQ6S6 | Acuity Brands Lighting | Holophane | PHZ 18L 35K 80CRI X X X WA | Indoor Luminaires | High-Bay | High-Bay Luminaires for Commercial and Industrial Buildings | Standard | FALSE | [9 empty] | 42541 | Dimmable | Continuous Below 10 | Yes |  | 3 | 16138 | 105 | 153 | 7.22 | 0.976 | 3500 | 80
P3QHKR16 | Acuity Brands Lighting | Holophane | PHZ 18L 35K 80CRI X X X F | Indoor Luminaires | High-Bay | High-Bay Luminaires for Commercial and Industrial Buildings | Standard | FALSE | [9 empty] | 42541 | Dimmable | Continuous Below 10 | Yes |  | 3 | 15255 | 100 | 153 | 7.22 | 0.976 | 3500 | 80
PU87PD1U | Acuity Brands Lighting | Holophane | PHZ 18L 35K 80CRI X X X M FR | Indoor Luminaires | High-Bay | High-Bay Luminaires for Commercial and Industrial Buildings | Standard | FALSE | [9 empty] | 42541 | Dimmable | Continuous Below 10 | Yes |  | 3 | 15101 | 99 | 153 | 7.22 | 0.976 | 3500 | 80
PB2Z56AA | Acuity Brands Lighting | Holophane | PHZ 18L 35K 80CRI X X X N FR | Indoor Luminaires | High-Bay | High-Bay Luminaires for Commercial and Industrial Buildings | Standard | FALSE | [9 empty] | 42541 | Dimmable | Continuous Below 10 | Yes |  | 3 | 14892 | 97 | 153 | 7.22 | 0.976 | 3500 | 80
P7913XXV | Acuity Brands Lighting | Holophane | PHZ 18L 35K 80CRI X X X W FR | Indoor Luminaires | High-Bay | High-Bay Luminaires for Commercial and Industrial Buildings | Standard | FALSE | [9 empty] | 42541 | Dimmable | Continuous Below 10 | Yes |  | 3 | 14607 | 95 | 153 | 7.22 | 0.976 | 3500 | 80
PVPWUMZH | Acuity Brands Lighting | Holophane | PHZ 18L 35K 80CRI X X X F FR | Indoor Luminaires | High-Bay | High-Bay Luminaires for Commercial and Industrial Buildings | Standard | FALSE | [9 empty] | 42541 | Dimmable | Continuous Below 10 | Yes |  | 3 | 14156 | 93 | 153 | 7.22 | 0.976 | 3500 | 80
P2Z7UK55 | Acuity Brands Lighting | Holophane | PHZ 12L 35K 80CRI X X X M | Indoor Luminaires | High-Bay | High-Bay Luminaires for Commercial and Industrial Buildings | Standard | FALSE | [9 empty] | 42541 | Dimmable | Continuous Below 10 | Yes |  | 3 | 10815 | 108 | 100 | 7.22 | 0.976 | 3500 | 80
PE3CU982 | Acuity Brands Lighting | Holophane | PHZ 12L 35K 80CRI X X X N | Indoor Luminaires | High-Bay | High-Bay Luminaires for Commercial and Industrial Buildings | Standard | FALSE | [9 empty] | 42541 | Dimmable | Continuous Below 10 | Yes |  | 3 | 10714 | 107 | 100 | 7.22 | 0.976 | 3500 | 80
P1WDA2JM | Acuity Brands Lighting | Holophane | PHZ 12L 35K 80CRI X X X W | Indoor Luminaires | High-Bay | High-Bay Luminaires for Commercial and Industrial Buildings | Standard | FALSE | [9 empty] | 42541 | Dimmable | Continuous Below 10 | Yes |  | 3 | 10651 | 107 | 100 | 7.22 | 0.976 | 3500 | 80
P83SAX3H | Acuity Brands Lighting | Holophane | PHZ 12L 35K 80CRI X X X NA | Indoor Luminaires | High-Bay | High-Bay Luminaires for Commercial and Industrial Buildings | Standard | FALSE | [9 empty] | 42541 | Dimmable | Continuous Below 10 | Yes |  | 3 | 10596 | 106 | 100 | 7.22 | 0.976 | 3500 | 80
P3GYK1QB | Acuity Brands Lighting | Holophane | PHZ 12L 35K 80CRI X X X WA | Indoor Luminaires | High-Bay | High-Bay Luminaires for Commercial and Industrial Buildings | Standard | FALSE | [9 empty] | 42541 | Dimmable | Continuous Below 10 | Yes |  | 3 | 10536 | 105 | 100 | 7.22 | 0.976 | 3500 | 80
PEZCBUHF | Acuity Brands Lighting | Holophane | PHZ 12L 35K 80CRI X X X F | Indoor Luminaires | High-Bay | High-Bay Luminaires for Commercial and Industrial Buildings | Standard | FALSE | [9 empty] | 42541 | Dimmable | Continuous Below 10 | Yes |  | 3 | 9959 | 100 | 100 | 7.22 | 0.976 | 3500 | 80
PBYPKUUS | Acuity Brands Lighting | Holophane | PHZ 12L 35K 80CRI X X X M FR | Indoor Luminaires | High-Bay | High-Bay Luminaires for Commercial and Industrial Buildings | Standard | FALSE | [9 empty] | 42541 | Dimmable | Continuous Below 10 | Yes |  | 3 | 9859 | 99 | 100 | 7.22 | 0.976 | 3500 | 80
PA1NPVS1 | Acuity Brands Lighting | Holophane | PHZ 12L 35K 80CRI X X X N FR | Indoor Luminaires | High-Bay | High-Bay Luminaires for Commercial and Industrial Buildings | Standard | FALSE | [9 empty] | 42541 | Dimmable | Continuous Below 10 | Yes |  | 3 | 9722 | 97 | 100 | 7.22 | 0.976 | 3500 | 80
PYQ3X554 | Acuity Brands Lighting | Holophane | PHZ 12L 35K 80CRI X X X W FR | Indoor Luminaires | High-Bay | High-Bay Luminaires for Commercial and Industrial Buildings | Standard | FALSE | [9 empty] | 42541 | Dimmable | Continuous Below 10 | Yes |  | 3 | 9536 | 95 | 100 | 7.22 | 0.976 | 3500 | 80
PH1THWDG | Acuity Brands Lighting | Holophane | PHZ 35L 35K 70CRI X X X M | Indoor Luminaires | High-Bay | High-Bay Luminaires for Commercial and Industrial Buildings | Premium | FALSE | [9 empty] | 42541 | Dimmable | Continuous Below 10 | Yes | Product updated on 9/1/2016 | 3 | 33249 | 117 | 285 | 7.38 | 0.975 | 3500 | 70
PW9UHG5X | Acuity Brands Lighting | Holophane | PHZ 35L 35K 70CRI X X X N | Indoor Luminaires | High-Bay | High-Bay Luminaires for Commercial and Industrial Buildings | Premium | FALSE | [9 empty] | 42541 | Dimmable | Continuous Below 10 | Yes | Product updated on 9/1/2016 | 3 | 32938 | 116 | 285 | 7.38 | 0.975 | 3500 | 70
P59Z7PXY | Acuity Brands Lighting | Holophane | PHZ 35L 35K 70CRI X X X W | Indoor Luminaires | High-Bay | High-Bay Luminaires for Commercial and Industrial Buildings | Premium | FALSE | [9 empty] | 42541 | Dimmable | Continuous Below 10 | Yes | Product updated on 9/1/2016 | 3 | 32746 | 115 | 285 | 7.38 | 0.975 | 3500 | 70
PTDUAQGC | Acuity Brands Lighting | Holophane | PHZ 35L 35K 70CRI X X X NA | Indoor Luminaires | High-Bay | High-Bay Luminaires for Commercial and Industrial Buildings | Premium | FALSE | [9 empty] | 42541 | Dimmable | Continuous Below 10 | Yes | Product updated on 9/1/2016 | 3 | 32575 | 114 | 285 | 7.38 | 0.975 | 3500 | 70
PZVBVJM5 | Acuity Brands Lighting | Holophane | PHZ 35L 35K 70CRI X X X WA | Indoor Luminaires | High-Bay | High-Bay Luminaires for Commercial and Industrial Buildings | Premium | FALSE | [9 empty] | 42541 | Dimmable | Continuous Below 10 | Yes | Product updated on 9/1/2016 | 3 | 32390 | 114 | 285 | 7.38 | 0.975 | 3500 | 70
PN6CAFZ7 | Acuity Brands Lighting | Holophane | PHZ 35L 35K 70CRI X X X F | Indoor Luminaires | High-Bay | High-Bay Luminaires for Commercial and Industrial Buildings | Standard | FALSE | [9 empty] | 42541 | Dimmable | Continuous Below 10 | Yes |  | 3 | 30617 | 107 | 285 | 7.38 | 0.975 | 3500 | 70
P41HJER4 | Acuity Brands Lighting | Holophane | PHZ 35L 35K 70CRI X X X M FR | Indoor Luminaires | High-Bay | High-Bay Luminaires for Commercial and Industrial Buildings | Standard | FALSE | [9 empty] | 42541 | Dimmable | Continuous Below 10 | Yes |  | 3 | 30308 | 106 | 285 | 7.38 | 0.975 | 3500 | 70
PYA4KVNN | Acuity Brands Lighting | Holophane | PHZ 35L 35K 70CRI X X X N FR | Indoor Luminaires | High-Bay | High-Bay Luminaires for Commercial and Industrial Buildings | Standard | FALSE | [9 empty] | 42541 | Dimmable | Continuous Below 10 | Yes |  | 3 | 29889 | 105 | 285 | 7.38 | 0.975 | 3500 | 70
PK4WA2WW | Acuity Brands Lighting | Holophane | PHZ 35L 35K 70CRI X X X W FR | Indoor Luminaires | High-Bay | High-Bay Luminaires for Commercial and Industrial Buildings | Standard | FALSE | [9 empty] | 42541 | Dimmable | Continuous Below 10 | Yes |  | 3 | 29317 | 103 | 285 | 7.38 | 0.975 | 3500 | 70
PWUXN5B7 | Acuity Brands Lighting | Holophane | PHZ 30L 35K 70CRI X X X M | Indoor Luminaires | High-Bay | High-Bay Luminaires for Commercial and Industrial Buildings | Premium | FALSE | [9 empty] | 42541 | Dimmable | Continuous Below 10 | Yes | Product updated on 9/1/2016 | 3 | 29295 | 117 | 251 | 7.38 | 0.975 | 3500 | 70
P9Y7277Y | Acuity Brands Lighting | Holophane | PHZ 30L 35K 70CRI X X X N | Indoor Luminaires | High-Bay | High-Bay Luminaires for Commercial and Industrial Buildings | Premium | FALSE | [9 empty] | 42541 | Dimmable | Continuous Below 10 | Yes | Product updated on 9/1/2016 | 3 | 29021 | 116 | 251 | 7.38 | 0.975 | 3500 | 70
PS9E2619 | Acuity Brands Lighting | Holophane | PHZ 30L 35K 70CRI X X X W | Indoor Luminaires | High-Bay | High-Bay Luminaires for Commercial and Industrial Buildings | Premium | FALSE | [9 empty] | 42541 | Dimmable | Continuous Below 10 | Yes | Product updated on 9/1/2016 | 3 | 28851 | 115 | 251 | 7.38 | 0.975 | 3500 | 70
PJVZSW4T | Acuity Brands Lighting | Holophane | PHZ 30L 35K 70CRI X X X NA | Indoor Luminaires | High-Bay | High-Bay Luminaires for Commercial and Industrial Buildings | Premium | FALSE | [9 empty] | 42541 | Dimmable | Continuous Below 10 | Yes | Product updated on 9/1/2016 | 3 | 28701 | 114 | 251 | 7.38 | 0.975 | 3500 | 70
P48UZMVZ | Acuity Brands Lighting | Holophane | PHZ 30L 35K 70CRI X X X WA | Indoor Luminaires | High-Bay | High-Bay Luminaires for Commercial and Industrial Buildings | Premium | FALSE | [9 empty] | 42541 | Dimmable | Continuous Below 10 | Yes | Product updated on 9/1/2016 | 3 | 28538 | 114 | 251 | 7.38 | 0.975 | 3500 | 70
PYMWD5MF | Acuity Brands Lighting | Holophane | PHZ 35L 35K 70CRI X X X F FR | Indoor Luminaires | High-Bay | High-Bay Luminaires for Commercial and Industrial Buildings | Standard | FALSE | [9 empty] | 42541 | Dimmable | Continuous Below 10 | Yes |  | 3 | 28412 | 100 | 285 | 7.38 | 0.975 | 3500 | 70
PK4NXW2G | Acuity Brands Lighting | Holophane | PHZ 30L 35K 70CRI X X X F | Indoor Luminaires | High-Bay | High-Bay Luminaires for Commercial and Industrial Buildings | Standard | FALSE | [9 empty] | 42541 | Dimmable | Continuous Below 10 | Yes |  | 3 | 26976 | 107 | 251 | 7.38 | 0.975 | 3500 | 70
PK6BKBB3 | Acuity Brands Lighting | Holophane | PHZ 30L 35K 70CRI X X X M FR | Indoor Luminaires | High-Bay | High-Bay Luminaires for Commercial and Industrial Buildings | Standard | FALSE | [9 empty] | 42541 | Dimmable | Continuous Below 10 | Yes |  | 3 | 26704 | 106 | 251 | 7.38 | 0.975 | 3500 | 70
PC3RUDGT | Acuity Brands Lighting | Holophane | PHZ 30L 35K 70CRI X X X N FR | Indoor Luminaires | High-Bay | High-Bay Luminaires for Commercial and Industrial Buildings | Standard | FALSE | [9 empty] | 42541 | Dimmable | Continuous Below 10 | Yes |  | 3 | 26334 | 105 | 251 | 7.38 | 0.975 | 3500 | 70
PVJ2TDBD | Acuity Brands Lighting | Holophane | PHZ 30L 35K 70CRI X X X W FR | Indoor Luminaires | High-Bay | High-Bay Luminaires for Commercial and Industrial Buildings | Standard | FALSE | [9 empty] | 42541 | Dimmable | Continuous Below 10 | Yes |  | 3 | 25831 | 103 | 251 | 7.38 | 0.975 | 3500 | 70
PWT1SXB9 | Acuity Brands Lighting | Holophane | PHZ 30L 35K 70CRI X X X F FR | Indoor Luminaires | High-Bay | High-Bay Luminaires for Commercial and Industrial Buildings | Standard | FALSE | [9 empty] | 42541 | Dimmable | Continuous Below 10 | Yes |  | 3 | 25033 | 100 | 251 | 7.38 | 0.975 | 3500 | 70
PX8TGNBE | Acuity Brands Lighting | Holophane | PHZ 18L 35K 70CRI X X X M | Indoor Luminaires | High-Bay | High-Bay Luminaires for Commercial and Industrial Buildings | Premium | FALSE | [9 empty] | 42541 | Dimmable | Continuous Below 10 | Yes | Product updated on 9/1/2016 | 3 | 18105 | 118 | 153 | 7.22 | 0.976 | 3500 | 70
P7TTD4P4 | Acuity Brands Lighting | Holophane | PHZ 18L 35K 70CRI X X X N | Indoor Luminaires | High-Bay | High-Bay Luminaires for Commercial and Industrial Buildings | Premium | FALSE | [9 empty] | 42541 | Dimmable | Continuous Below 10 | Yes | Product updated on 9/1/2016 | 3 | 17935 | 117 | 153 | 7.22 | 0.976 | 3500 | 70
PWEJHM2M | Acuity Brands Lighting | Holophane | PHZ 18L 35K 70CRI X X X W | Indoor Luminaires | High-Bay | High-Bay Luminaires for Commercial and Industrial Buildings | Premium | FALSE | [9 empty] | 42541 | Dimmable | Continuous Below 10 | Yes | Product updated on 9/1/2016 | 3 | 17831 | 117 | 153 | 7.22 | 0.976 | 3500 | 70
PZC22RV1 | Acuity Brands Lighting | Holophane | PHZ 18L 35K 70CRI X X X NA | Indoor Luminaires | High-Bay | High-Bay Luminaires for Commercial and Industrial Buildings | Premium | FALSE | [9 empty] | 42541 | Dimmable | Continuous Below 10 | Yes | Product updated on 9/1/2016 | 3 | 17738 | 116 | 153 | 7.22 | 0.976 | 3500 | 70
P8JBAEJQ | Acuity Brands Lighting | Holophane | PHZ 18L 35K 70CRI X X X WA | Indoor Luminaires | High-Bay | High-Bay Luminaires for Commercial and Industrial Buildings | Premium | FALSE | [9 empty] | 42541 | Dimmable | Continuous Below 10 | Yes | Product updated on 9/1/2016 | 3 | 17637 | 115 | 153 | 7.22 | 0.976 | 3500 | 70
PH9VQFNW | Acuity Brands Lighting | Holophane | PHZ 18L 35K 70CRI X X X F | Indoor Luminaires | High-Bay | High-Bay Luminaires for Commercial and Industrial Buildings | Standard | FALSE | [9 empty] | 42541 | Dimmable | Continuous Below 10 | Yes |  | 3 | 16672 | 109 | 153 | 7.22 | 0.976 | 3500 | 70
PHYBG8KC | Acuity Brands Lighting | Holophane | PHZ 18L 35K 70CRI X X X M FR | Indoor Luminaires | High-Bay | High-Bay Luminaires for Commercial and Industrial Buildings | Standard | FALSE | [9 empty] | 42541 | Dimmable | Continuous Below 10 | Yes |  | 3 | 16503 | 108 | 153 | 7.22 | 0.976 | 3500 | 70
PAFDFGKB | Acuity Brands Lighting | Holophane | PHZ 18L 35K 70CRI X X X N FR | Indoor Luminaires | High-Bay | High-Bay Luminaires for Commercial and Industrial Buildings | Standard | FALSE | [9 empty] | 42541 | Dimmable | Continuous Below 10 | Yes |  | 3 | 16275 | 106 | 153 | 7.22 | 0.976 | 3500 | 70
P5BH8GE8 | Acuity Brands Lighting | Holophane | PHZ 18L 35K 70CRI X X X W FR | Indoor Luminaires | High-Bay | High-Bay Luminaires for Commercial and Industrial Buildings | Standard | FALSE | [9 empty] | 42541 | Dimmable | Continuous Below 10 | Yes |  | 3 | 15964 | 104 | 153 | 7.22 | 0.976 | 3500 | 70
PQ7Z1Y1D | Acuity Brands Lighting | Holophane | PHZ 18L 35K 70CRI X X X F FR | Indoor Luminaires | High-Bay | High-Bay Luminaires for Commercial and Industrial Buildings | Standard | FALSE | [9 empty] | 42541 | Dimmable | Continuous Below 10 | Yes |  | 3 | 15471 | 101 | 153 | 7.22 | 0.976 | 3500 | 70
PDBRPWBV | Acuity Brands Lighting | Holophane | PHZ 12L 35K 70CRI X X X M | Indoor Luminaires | High-Bay | High-Bay Luminaires for Commercial and Industrial Buildings | Premium | FALSE | [9 empty] | 42541 | Dimmable | Continuous Below 10 | Yes | Product updated on 9/1/2016 | 3 | 11819 | 118 | 100 | 7.22 | 0.976 | 3500 | 70
PDD62WVD | Acuity Brands Lighting | Holophane | PHZ 12L 35K 70CRI X X X N | Indoor Luminaires | High-Bay | High-Bay Luminaires for Commercial and Industrial Buildings | Premium | FALSE | [9 empty] | 42541 | Dimmable | Continuous Below 10 | Yes | Product updated on 9/1/2016 | 3 | 11709 | 117 | 100 | 7.22 | 0.976 | 3500 | 70
PAXZ4HX8 | Acuity Brands Lighting | Holophane | PHZ 12L 35K 70CRI X X X W | Indoor Luminaires | High-Bay | High-Bay Luminaires for Commercial and Industrial Buildings | Premium | FALSE | [9 empty] | 42541 | Dimmable | Continuous Below 10 | Yes | Product updated on 9/1/2016 | 3 | 11640 | 116 | 100 | 7.22 | 0.976 | 3500 | 70
PJ14Z9HT | Acuity Brands Lighting | Holophane | PHZ 12L 35K 70CRI X X X NA | Indoor Luminaires | High-Bay | High-Bay Luminaires for Commercial and Industrial Buildings | Premium | FALSE | [9 empty] | 42541 | Dimmable | Continuous Below 10 | Yes | Product updated on 9/1/2016 | 3 | 11580 | 116 | 100 | 7.22 | 0.976 | 3500 | 70
PGZ8DYXQ | Acuity Brands Lighting | Holophane | PHZ 12L 35K 70CRI X X X WA | Indoor Luminaires | High-Bay | High-Bay Luminaires for Commercial and Industrial Buildings | Premium | FALSE | [9 empty] | 42541 | Dimmable | Continuous Below 10 | Yes | Product updated on 9/1/2016 | 3 | 11514 | 115 | 100 | 7.22 | 0.976 | 3500 | 70
PPJ5NQU1 | Acuity Brands Lighting | Holophane | PHZ 12L 35K 70CRI X X X F | Indoor Luminaires | High-Bay | High-Bay Luminaires for Commercial and Industrial Buildings | Standard | FALSE | [9 empty] | 42541 | Dimmable | Continuous Below 10 | Yes |  | 3 | 10884 | 109 | 100 | 7.22 | 0.976 | 3500 | 70
PT9UKNZR | Acuity Brands Lighting | Holophane | PHZ 12L 35K 70CRI X X X M FR | Indoor Luminaires | High-Bay | High-Bay Luminaires for Commercial and Industrial Buildings | Standard | FALSE | [9 empty] | 42541 | Dimmable | Continuous Below 10 | Yes |  | 3 | 10774 | 108 | 100 | 7.22 | 0.976 | 3500 | 70
PM74TMJM | Acuity Brands Lighting | Holophane | PHZ 12L 35K 70CRI X X X N FR | Indoor Luminaires | High-Bay | High-Bay Luminaires for Commercial and Industrial Buildings | Standard | FALSE | [9 empty] | 42541 | Dimmable | Continuous Below 10 | Yes |  | 3 | 10625 | 106 | 100 | 7.22 | 0.976 | 3500 | 70
PZNMP856 | Acuity Brands Lighting | Holophane | PHZ 12L 35K 70CRI X X X W FR | Indoor Luminaires | High-Bay | High-Bay Luminaires for Commercial and Industrial Buildings | Standard | FALSE | [9 empty] | 42541 | Dimmable | Continuous Below 10 | Yes |  | 3 | 10422 | 104 | 100 | 7.22 | 0.976 | 3500 | 70
P8PU74ZM | Acuity Brands Lighting | Holophane | PHZ 12L 35K 70CRI X X X F FR | Indoor Luminaires | High-Bay | High-Bay Luminaires for Commercial and Industrial Buildings | Standard | FALSE | [9 empty] | 42541 | Dimmable | Continuous Below 10 | Yes |  | 3 | 10100 | 101 | 100 | 7.22 | 0.976 | 3500 | 70
PM4UX3S3 | Acuity Brands Lighting | Holophane | PHZ 45L 35K 70CRI X X X M | Indoor Luminaires | High-Bay | High-Bay Luminaires for Commercial and Industrial Buildings | Standard | FALSE | [9 empty] | 42541 | Dimmable | Continuous Below 10 | Yes |  | 3 | 44704 | 113 | 397 | 3.86 | 0.979 | 3500 | 70
PHXD8YN7 | Acuity Brands Lighting | Holophane | PHZ 45L 35K 70CRI X X X N | Indoor Luminaires | High-Bay | High-Bay Luminaires for Commercial and Industrial Buildings | Standard | FALSE | [9 empty] | 42541 | Dimmable | Continuous Below 10 | Yes |  | 3 | 44286 | 112 | 397 | 3.86 | 0.979 | 3500 | 70
PY3YSATS | Acuity Brands Lighting | Holophane | PHZ 45L 35K 70CRI X X X W | Indoor Luminaires | High-Bay | High-Bay Luminaires for Commercial and Industrial Buildings | Standard | FALSE | [9 empty] | 42541 | Dimmable | Continuous Below 10 | Yes |  | 3 | 44028 | 111 | 397 | 3.86 | 0.979 | 3500 | 70
P3DTBXM8 | Acuity Brands Lighting | Holophane | PHZ 45L 35K 70CRI X X X NA | Indoor Luminaires | High-Bay | High-Bay Luminaires for Commercial and Industrial Buildings | Standard | FALSE | [9 empty] | 42541 | Dimmable | Continuous Below 10 | Yes |  | 3 | 43798 | 110 | 397 | 3.86 | 0.979 | 3500 | 70
PN4TZDWG | Acuity Brands Lighting | Holophane | PHZ 45L 35K 70CRI X X X WA | Indoor Luminaires | High-Bay | High-Bay Luminaires for Commercial and Industrial Buildings | Standard | FALSE | [9 empty] | 42541 | Dimmable | Continuous Below 10 | Yes |  | 3 | 43550 | 110 | 397 | 3.86 | 0.979 | 3500 | 70
PYX5FBYR | Acuity Brands Lighting | Holophane | PHZ 40L 35K 70CRI X X X M | Indoor Luminaires | High-Bay | High-Bay Luminaires for Commercial and Industrial Buildings | Standard | FALSE | [9 empty] | 42541 | Dimmable | Continuous Below 10 | Yes |  | 3 | 39055 | 114 | 344 | 3.86 | 0.979 | 3500 | 70
PHBARK9D | Acuity Brands Lighting | Holophane | PHZ 40L 35K 70CRI X X X N | Indoor Luminaires | High-Bay | High-Bay Luminaires for Commercial and Industrial Buildings | Standard | FALSE | [9 empty] | 42541 | Dimmable | Continuous Below 10 | Yes |  | 3 | 38689 | 112 | 344 | 3.86 | 0.979 | 3500 | 70
P59F6E5H | Acuity Brands Lighting | Holophane | PHZ 40L 35K 70CRI X X X W | Indoor Luminaires | High-Bay | High-Bay Luminaires for Commercial and Industrial Buildings | Standard | FALSE | [9 empty] | 42541 | Dimmable | Continuous Below 10 | Yes |  | 3 | 38464 | 112 | 344 | 3.86 | 0.979 | 3500 | 70
PXK6ZBQZ | Acuity Brands Lighting | Holophane | PHZ 40L 35K 70CRI X X X NA | Indoor Luminaires | High-Bay | High-Bay Luminaires for Commercial and Industrial Buildings | Standard | FALSE | [9 empty] | 42541 | Dimmable | Continuous Below 10 | Yes |  | 3 | 38263 | 111 | 344 | 3.86 | 0.979 | 3500 | 70
PZBZKDTA | Acuity Brands Lighting | Holophane | PHZ 40L 35K 70CRI X X X WA | Indoor Luminaires | High-Bay | High-Bay Luminaires for Commercial and Industrial Buildings | Standard | FALSE | [9 empty] | 42541 | Dimmable | Continuous Below 10 | Yes |  | 3 | 38046 | 111 | 344 | 3.86 | 0.979 | 3500 | 70
P85HVYBP | Acuity Brands Lighting | Holophane | PHZ 24L 35K 70CRI X X X M | Indoor Luminaires | High-Bay | High-Bay Luminaires for Commercial and Industrial Buildings | Premium | FALSE | [9 empty] | 42541 | Dimmable | Continuous Below 10 | Yes |  | 3 | 23247 | 118 | 197 | 3.83 | 0.98 | 3500 | 70
PATKZEPJ | Acuity Brands Lighting | Holophane | PHZ 24L 35K 70CRI X X X N | Indoor Luminaires | High-Bay | High-Bay Luminaires for Commercial and Industrial Buildings | Premium | FALSE | [9 empty] | 42541 | Dimmable | Continuous Below 10 | Yes |  | 3 | 23029 | 117 | 197 | 3.83 | 0.98 | 3500 | 70
PCYPRG2J | Acuity Brands Lighting | Holophane | PHZ 24L 35K 70CRI X X X W | Indoor Luminaires | High-Bay | High-Bay Luminaires for Commercial and Industrial Buildings | Premium | FALSE | [9 empty] | 42541 | Dimmable | Continuous Below 10 | Yes |  | 3 | 22895 | 116 | 197 | 3.83 | 0.98 | 3500 | 70
P7ZKP4Q2 | Acuity Brands Lighting | Holophane | PHZ 24L 35K 70CRI X X X NA | Indoor Luminaires | High-Bay | High-Bay Luminaires for Commercial and Industrial Buildings | Premium | FALSE | [9 empty] | 42541 | Dimmable | Continuous Below 10 | Yes |  | 3 | 22776 | 116 | 197 | 3.83 | 0.98 | 3500 | 70
PMCGXYCP | Acuity Brands Lighting | Holophane | PHZ 24L 35K 70CRI X X X WA | Indoor Luminaires | High-Bay | High-Bay Luminaires for Commercial and Industrial Buildings | Premium | FALSE | [9 empty] | 42541 | Dimmable | Continuous Below 10 | Yes |  | 3 | 22646 | 115 | 197 | 3.83 | 0.98 | 3500 | 70
P3TCZUSV | Acuity Brands Lighting | Holophane | PHZ 35L 3K 80CRI X X X M | Indoor Luminaires | High-Bay | High-Bay Luminaires for Commercial and Industrial Buildings | Standard | FALSE | [9 empty] | 42541 | Dimmable | Continuous Below 10 | Yes |  | 3 | 29120 | 102 | 285 | 7.38 | 0.975 | 3000 | 80
P5FBUHX5 | Acuity Brands Lighting | Holophane | PHZ 35L 3K 80CRI X X X N | Indoor Luminaires | High-Bay | High-Bay Luminaires for Commercial and Industrial Buildings | Standard | FALSE | [9 empty] | 42541 | Dimmable | Continuous Below 10 | Yes |  | 3 | 28847 | 101 | 285 | 7.38 | 0.975 | 3000 | 80
PS25TZZM | Acuity Brands Lighting | Holophane | PHZ 35L 3K 80CRI X X X W | Indoor Luminaires | High-Bay | High-Bay Luminaires for Commercial and Industrial Buildings | Standard | FALSE | [9 empty] | 42541 | Dimmable | Continuous Below 10 | Yes |  | 3 | 28679 | 101 | 285 | 7.38 | 0.975 | 3000 | 80
P95N88EQ | Acuity Brands Lighting | Holophane | PHZ 35L 3K 80CRI X X X NA | Indoor Luminaires | High-Bay | High-Bay Luminaires for Commercial and Industrial Buildings | Standard | FALSE | [9 empty] | 42541 | Dimmable | Continuous Below 10 | Yes |  | 3 | 28530 | 100 | 285 | 7.38 | 0.975 | 3000 | 80
PK2KAGUT | Acuity Brands Lighting | Holophane | PHZ 35L 3K 80CRI X X X WA | Indoor Luminaires | High-Bay | High-Bay Luminaires for Commercial and Industrial Buildings | Standard | FALSE | [9 empty] | 42541 | Dimmable | Continuous Below 10 | Yes |  | 3 | 28368 | 100 | 285 | 7.38 | 0.975 | 3000 | 80
PVPBXQCX | Acuity Brands Lighting | Holophane | PHZ 35L 3K 80CRI X X X F | Indoor Luminaires | High-Bay | High-Bay Luminaires for Commercial and Industrial Buildings | Standard | FALSE | [9 empty] | 42541 | Dimmable | Continuous Below 10 | Yes |  | 3 | 26815 | 94 | 285 | 7.38 | 0.975 | 3000 | 80
P8HXBDNK | Acuity Brands Lighting | Holophane | PHZ 35L 3K 80CRI X X X M FR | Indoor Luminaires | High-Bay | High-Bay Luminaires for Commercial and Industrial Buildings | Standard | FALSE | [9 empty] | 42541 | Dimmable | Continuous Below 10 | Yes |  | 3 | 26544 | 93 | 285 | 7.38 | 0.975 | 3000 | 80
PR9H6KW9 | Acuity Brands Lighting | Holophane | PHZ 35L 3K 80CRI X X X N FR | Indoor Luminaires | High-Bay | High-Bay Luminaires for Commercial and Industrial Buildings | Standard | FALSE | [9 empty] | 42541 | Dimmable | Continuous Below 10 | Yes |  | 3 | 26177 | 92 | 285 | 7.38 | 0.975 | 3000 | 80
PYKTTH9M | Acuity Brands Lighting | Holophane | PHZ 35L 3K 80CRI X X X W FR | Indoor Luminaires | High-Bay | High-Bay Luminaires for Commercial and Industrial Buildings | Standard | FALSE | [9 empty] | 42541 | Dimmable | Continuous Below 10 | Yes |  | 3 | 25677 | 90 | 285 | 7.38 | 0.975 | 3000 | 80
P6NJSFPJ | Acuity Brands Lighting | Holophane | PHZ 30L 3K 80CRI X X X M | Indoor Luminaires | High-Bay | High-Bay Luminaires for Commercial and Industrial Buildings | Standard | FALSE | [9 empty] | 42541 | Dimmable | Continuous Below 10 | Yes |  | 3 | 25657 | 102 | 251 | 7.38 | 0.975 | 3000 | 80
PJWA5DE4 | Acuity Brands Lighting | Holophane | PHZ 30L 3K 80CRI X X X N | Indoor Luminaires | High-Bay | High-Bay Luminaires for Commercial and Industrial Buildings | Standard | FALSE | [9 empty] | 42541 | Dimmable | Continuous Below 10 | Yes |  | 3 | 25417 | 101 | 251 | 7.38 | 0.975 | 3000 | 80
PZAQE28F | Acuity Brands Lighting | Holophane | PHZ 30L 3K 80CRI X X X W | Indoor Luminaires | High-Bay | High-Bay Luminaires for Commercial and Industrial Buildings | Standard | FALSE | [9 empty] | 42541 | Dimmable | Continuous Below 10 | Yes |  | 3 | 25269 | 101 | 251 | 7.38 | 0.975 | 3000 | 80
P9TTASRM | Acuity Brands Lighting | Holophane | PHZ 30L 3K 80CRI X X X NA | Indoor Luminaires | High-Bay | High-Bay Luminaires for Commercial and Industrial Buildings | Standard | FALSE | [9 empty] | 42541 | Dimmable | Continuous Below 10 | Yes |  | 3 | 25137 | 100 | 251 | 7.38 | 0.975 | 3000 | 80
PCKEW54W | Acuity Brands Lighting | Holophane | PHZ 30L 3K 80CRI X X X WA | Indoor Luminaires | High-Bay | High-Bay Luminaires for Commercial and Industrial Buildings | Standard | FALSE | [9 empty] | 42541 | Dimmable | Continuous Below 10 | Yes |  | 3 | 24994 | 100 | 251 | 7.38 | 0.975 | 3000 | 80
PX6U136J | Acuity Brands Lighting | Holophane | PHZ 35L 3K 80CRI X X X F FR | Indoor Luminaires | High-Bay | High-Bay Luminaires for Commercial and Industrial Buildings | Standard | FALSE | [9 empty] | 42541 | Dimmable | Continuous Below 10 | Yes |  | 3 | 24884 | 87 | 285 | 7.38 | 0.975 | 3000 | 80
PFQ91GWF | Acuity Brands Lighting | Holophane | PHZ 30L 3K 80CRI X X X F | Indoor Luminaires | High-Bay | High-Bay Luminaires for Commercial and Industrial Buildings | Standard | FALSE | [9 empty] | 42541 | Dimmable | Continuous Below 10 | Yes |  | 3 | 23626 | 94 | 251 | 7.38 | 0.975 | 3000 | 80
PXHK3JSK | Acuity Brands Lighting | Holophane | PHZ 30L 3K 80CRI X X X M FR | Indoor Luminaires | High-Bay | High-Bay Luminaires for Commercial and Industrial Buildings | Standard | FALSE | [9 empty] | 42541 | Dimmable | Continuous Below 10 | Yes |  | 3 | 23388 | 93 | 251 | 7.38 | 0.975 | 3000 | 80
P4K5R3RM | Acuity Brands Lighting | Holophane | PHZ 30L 3K 80CRI X X X N FR | Indoor Luminaires | High-Bay | High-Bay Luminaires for Commercial and Industrial Buildings | Standard | FALSE | [9 empty] | 42541 | Dimmable | Continuous Below 10 | Yes |  | 3 | 23064 | 92 | 251 | 7.38 | 0.975 | 3000 | 80
PPMD5H4Q | Acuity Brands Lighting | Holophane | PHZ 30L 3K 80CRI X X X W FR | Indoor Luminaires | High-Bay | High-Bay Luminaires for Commercial and Industrial Buildings | Standard | FALSE | [9 empty] | 42541 | Dimmable | Continuous Below 10 | Yes |  | 3 | 22623 | 90 | 251 | 7.38 | 0.975 | 3000 | 80
P4BM7MY9 | Acuity Brands Lighting | Holophane | PHZ 30L 3K 80CRI X X X F FR | Indoor Luminaires | High-Bay | High-Bay Luminaires for Commercial and Industrial Buildings | Standard | FALSE | [9 empty] | 42541 | Dimmable | Continuous Below 10 | Yes |  | 3 | 21925 | 87 | 251 | 7.38 | 0.975 | 3000 | 80
P000004FE | Acuity Brands Lighting | Holophane | PHZ 18L 3K 80CRI X X X M | Indoor Luminaires | High-Bay | High-Bay Luminaires for Commercial and Industrial Buildings | Standard | FALSE | [9 empty] | 42541 | Dimmable | Continuous Below 10 | Yes |  | 3 | 15856 | 104 | 153 | 7.22 | 0.976 | 3000 | 80
P000004FD | Acuity Brands Lighting | Holophane | PHZ 18L 3K 80CRI X X X N | Indoor Luminaires | High-Bay | High-Bay Luminaires for Commercial and Industrial Buildings | Standard | FALSE | [9 empty] | 42541 | Dimmable | Continuous Below 10 | Yes |  | 3 | 15708 | 103 | 153 | 7.22 | 0.976 | 3000 | 80
P000004FF | Acuity Brands Lighting | Holophane | PHZ 18L 3K 80CRI X X X W | Indoor Luminaires | High-Bay | High-Bay Luminaires for Commercial and Industrial Buildings | Standard | FALSE | [9 empty] | 42541 | Dimmable | Continuous Below 10 | Yes |  | 3 | 15616 | 102 | 153 | 7.22 | 0.976 | 3000 | 80
PW6G7H5H | Acuity Brands Lighting | Holophane | PHZ 18L 3K 80CRI X X X NA | Indoor Luminaires | High-Bay | High-Bay Luminaires for Commercial and Industrial Buildings | Standard | FALSE | [9 empty] | 42541 | Dimmable | Continuous Below 10 | Yes |  | 3 | 15535 | 102 | 153 | 7.22 | 0.976 | 3000 | 80
PX64GJS1 | Acuity Brands Lighting | Holophane | PHZ 18L 3K 80CRI X X X WA | Indoor Luminaires | High-Bay | High-Bay Luminaires for Commercial and Industrial Buildings | Standard | FALSE | [9 empty] | 42541 | Dimmable | Continuous Below 10 | Yes |  | 3 | 15447 | 101 | 153 | 7.22 | 0.976 | 3000 | 80
P7D4S249 | Acuity Brands Lighting | Holophane | PHZ 18L 3K 80CRI X X X F | Indoor Luminaires | High-Bay | High-Bay Luminaires for Commercial and Industrial Buildings | Standard | FALSE | [9 empty] | 42541 | Dimmable | Continuous Below 10 | Yes |  | 3 | 14601 | 95 | 153 | 7.22 | 0.976 | 3000 | 80
PYEPR72Q | Acuity Brands Lighting | Holophane | PHZ 18L 3K 80CRI X X X M FR | Indoor Luminaires | High-Bay | High-Bay Luminaires for Commercial and Industrial Buildings | Standard | FALSE | [9 empty] | 42541 | Dimmable | Continuous Below 10 | Yes |  | 3 | 14454 | 94 | 153 | 7.22 | 0.976 | 3000 | 80
PAEBYSA5 | Acuity Brands Lighting | Holophane | PHZ 18L 3K 80CRI X X X N FR | Indoor Luminaires | High-Bay | High-Bay Luminaires for Commercial and Industrial Buildings | Standard | FALSE | [9 empty] | 42541 | Dimmable | Continuous Below 10 | Yes |  | 3 | 14254 | 93 | 153 | 7.22 | 0.976 | 3000 | 80
P1HCD4UY | Acuity Brands Lighting | Holophane | PHZ 18L 3K 80CRI X X X W FR | Indoor Luminaires | High-Bay | High-Bay Luminaires for Commercial and Industrial Buildings | Standard | FALSE | [9 empty] | 42541 | Dimmable | Continuous Below 10 | Yes |  | 3 | 13981 | 91 | 153 | 7.22 | 0.976 | 3000 | 80
PWWF7W5G | Acuity Brands Lighting | Holophane | PHZ 18L 3K 80CRI X X X F FR | Indoor Luminaires | High-Bay | High-Bay Luminaires for Commercial and Industrial Buildings | Standard | FALSE | [9 empty] | 42541 | Dimmable | Continuous Below 10 | Yes |  | 3 | 13550 | 89 | 153 | 7.22 | 0.976 | 3000 | 80
P000004EY | Acuity Brands Lighting | Holophane | PHZ 12L 3K 80CRI X X X M | Indoor Luminaires | High-Bay | High-Bay Luminaires for Commercial and Industrial Buildings | Standard | FALSE | [9 empty] | 42541 | Dimmable | Continuous Below 10 | Yes |  | 3 | 10352 | 104 | 100 | 7.22 | 0.976 | 3000 | 80
P000004EX | Acuity Brands Lighting | Holophane | PHZ 12L 3K 80CRI X X X N | Indoor Luminaires | High-Bay | High-Bay Luminaires for Commercial and Industrial Buildings | Standard | FALSE | [9 empty] | 42541 | Dimmable | Continuous Below 10 | Yes |  | 3 | 10255 | 103 | 100 | 7.22 | 0.976 | 3000 | 80
P000004EZ | Acuity Brands Lighting | Holophane | PHZ 12L 3K 80CRI X X X W | Indoor Luminaires | High-Bay | High-Bay Luminaires for Commercial and Industrial Buildings | Standard | FALSE | [9 empty] | 42541 | Dimmable | Continuous Below 10 | Yes |  | 3 | 10195 | 102 | 100 | 7.22 | 0.976 | 3000 | 80
P5AMRGV1 | Acuity Brands Lighting | Holophane | PHZ 12L 3K 80CRI X X X NA | Indoor Luminaires | High-Bay | High-Bay Luminaires for Commercial and Industrial Buildings | Standard | FALSE | [9 empty] | 42541 | Dimmable | Continuous Below 10 | Yes |  | 3 | 10142 | 101 | 100 | 7.22 | 0.976 | 3000 | 80
PYW1S1NF | Acuity Brands Lighting | Holophane | PHZ 12L 3K 80CRI X X X WA | Indoor Luminaires | High-Bay | High-Bay Luminaires for Commercial and Industrial Buildings | Standard | FALSE | [9 empty] | 42541 | Dimmable | Continuous Below 10 | Yes |  | 3 | 10084 | 101 | 100 | 7.22 | 0.976 | 3000 | 80
PC36CB66 | Acuity Brands Lighting | Holophane | PHZ 12L 3K 80CRI X X X F | Indoor Luminaires | High-Bay | High-Bay Luminaires for Commercial and Industrial Buildings | Standard | FALSE | [9 empty] | 42541 | Dimmable | Continuous Below 10 | Yes |  | 3 | 9532 | 95 | 100 | 7.22 | 0.976 | 3000 | 80
PJ2V7V2M | Acuity Brands Lighting | Holophane | PHZ 12L 3K 80CRI X X X M FR | Indoor Luminaires | High-Bay | High-Bay Luminaires for Commercial and Industrial Buildings | Standard | FALSE | [9 empty] | 42541 | Dimmable | Continuous Below 10 | Yes |  | 3 | 9436 | 94 | 100 | 7.22 | 0.976 | 3000 | 80
P2T41QMZ | Acuity Brands Lighting | Holophane | PHZ 35L 3K 70CRI X X X M | Indoor Luminaires | High-Bay | High-Bay Luminaires for Commercial and Industrial Buildings | Premium | FALSE | [9 empty] | 42541 | Dimmable | Continuous Below 10 | Yes | Product updated on 9/1/2016 | 3 | 32380 | 114 | 285 | 7.38 | 0.975 | 3000 | 70
PVNK3P65 | Acuity Brands Lighting | Holophane | PHZ 35L 3K 70CRI X X X N | Indoor Luminaires | High-Bay | High-Bay Luminaires for Commercial and Industrial Buildings | Premium | FALSE | [9 empty] | 42541 | Dimmable | Continuous Below 10 | Yes | Product updated on 9/1/2016 | 3 | 32077 | 113 | 285 | 7.38 | 0.975 | 3000 | 70
PFG7RMGP | Acuity Brands Lighting | Holophane | PHZ 35L 3K 70CRI X X X W | Indoor Luminaires | High-Bay | High-Bay Luminaires for Commercial and Industrial Buildings | Premium | FALSE | [9 empty] | 42541 | Dimmable | Continuous Below 10 | Yes | Product updated on 9/1/2016 | 3 | 31890 | 112 | 285 | 7.38 | 0.975 | 3000 | 70
PGQMGFBD | Acuity Brands Lighting | Holophane | PHZ 35L 3K 70CRI X X X NA | Indoor Luminaires | High-Bay | High-Bay Luminaires for Commercial and Industrial Buildings | Premium | FALSE | [9 empty] | 42541 | Dimmable | Continuous Below 10 | Yes | Product updated on 9/1/2016 | 3 | 31723 | 111 | 285 | 7.38 | 0.975 | 3000 | 70
P2W2KRPA | Acuity Brands Lighting | Holophane | PHZ 35L 3K 70CRI X X X WA | Indoor Luminaires | High-Bay | High-Bay Luminaires for Commercial and Industrial Buildings | Premium | FALSE | [9 empty] | 42541 | Dimmable | Continuous Below 10 | Yes | Product updated on 9/1/2016 | 3 | 31543 | 111 | 285 | 7.38 | 0.975 | 3000 | 70
PDE962JD | Acuity Brands Lighting | Holophane | PHZ 35L 3K 70CRI X X X F | Indoor Luminaires | High-Bay | High-Bay Luminaires for Commercial and Industrial Buildings | Standard | FALSE | [9 empty] | 42541 | Dimmable | Continuous Below 10 | Yes |  | 3 | 29817 | 105 | 285 | 7.38 | 0.975 | 3000 | 70
PJYRNZA4 | Acuity Brands Lighting | Holophane | PHZ 35L 3K 70CRI X X X M FR | Indoor Luminaires | High-Bay | High-Bay Luminaires for Commercial and Industrial Buildings | Standard | FALSE | [9 empty] | 42541 | Dimmable | Continuous Below 10 | Yes |  | 3 | 29516 | 104 | 285 | 7.38 | 0.975 | 3000 | 70
PYB2CWB2 | Acuity Brands Lighting | Holophane | PHZ 35L 3K 70CRI X X X N FR | Indoor Luminaires | High-Bay | High-Bay Luminaires for Commercial and Industrial Buildings | Standard | FALSE | [9 empty] | 42541 | Dimmable | Continuous Below 10 | Yes |  | 3 | 29107 | 102 | 285 | 7.38 | 0.975 | 3000 | 70
PK41CTKA | Acuity Brands Lighting | Holophane | PHZ 35L 3K 70CRI X X X W FR | Indoor Luminaires | High-Bay | High-Bay Luminaires for Commercial and Industrial Buildings | Standard | FALSE | [9 empty] | 42541 | Dimmable | Continuous Below 10 | Yes |  | 3 | 28551 | 100 | 285 | 7.38 | 0.975 | 3000 | 70
PYA4V47V | Acuity Brands Lighting | Holophane | PHZ 30L 3K 70CRI X X X M | Indoor Luminaires | High-Bay | High-Bay Luminaires for Commercial and Industrial Buildings | Premium | FALSE | [9 empty] | 42541 | Dimmable | Continuous Below 10 | Yes | Product updated on 9/1/2016 | 3 | 28529 | 114 | 251 | 7.38 | 0.975 | 3000 | 70
PUFB9CK9 | Acuity Brands Lighting | Holophane | PHZ 30L 3K 70CRI X X X N | Indoor Luminaires | High-Bay | High-Bay Luminaires for Commercial and Industrial Buildings | Premium | FALSE | [9 empty] | 42541 | Dimmable | Continuous Below 10 | Yes | Product updated on 9/1/2016 | 3 | 28262 | 113 | 251 | 7.38 | 0.975 | 3000 | 70
PEQWATZW | Acuity Brands Lighting | Holophane | PHZ 30L 3K 70CRI X X X W | Indoor Luminaires | High-Bay | High-Bay Luminaires for Commercial and Industrial Buildings | Premium | FALSE | [9 empty] | 42541 | Dimmable | Continuous Below 10 | Yes | Product updated on 9/1/2016 | 3 | 28097 | 112 | 251 | 7.38 | 0.975 | 3000 | 70
PTTJAUVY | Acuity Brands Lighting | Holophane | PHZ 30L 3K 70CRI X X X NA | Indoor Luminaires | High-Bay | High-Bay Luminaires for Commercial and Industrial Buildings | Premium | FALSE | [9 empty] | 42541 | Dimmable | Continuous Below 10 | Yes | Product updated on 9/1/2016 | 3 | 27951 | 111 | 251 | 7.38 | 0.975 | 3000 | 70
P337FBVU | Acuity Brands Lighting | Holophane | PHZ 30L 3K 70CRI X X X WA | Indoor Luminaires | High-Bay | High-Bay Luminaires for Commercial and Industrial Buildings | Premium | FALSE | [9 empty] | 42541 | Dimmable | Continuous Below 10 | Yes | Product updated on 9/1/2016 | 3 | 27792 | 111 | 251 | 7.38 | 0.975 | 3000 | 70
PX2PV1QX | Acuity Brands Lighting | Holophane | PHZ 35L 3K 70CRI X X X F FR | Indoor Luminaires | High-Bay | High-Bay Luminaires for Commercial and Industrial Buildings | Standard | FALSE | [9 empty] | 42541 | Dimmable | Continuous Below 10 | Yes |  | 3 | 27670 | 97 | 285 | 7.38 | 0.975 | 3000 | 70
PZBFRHE7 | Acuity Brands Lighting | Holophane | PHZ 30L 3K 70CRI X X X F | Indoor Luminaires | High-Bay | High-Bay Luminaires for Commercial and Industrial Buildings | Standard | FALSE | [9 empty] | 42541 | Dimmable | Continuous Below 10 | Yes |  | 3 | 26271 | 105 | 251 | 7.38 | 0.975 | 3000 | 70
PNEHYPY2 | Acuity Brands Lighting | Holophane | PHZ 30L 3K 70CRI X X X M FR | Indoor Luminaires | High-Bay | High-Bay Luminaires for Commercial and Industrial Buildings | Standard | FALSE | [9 empty] | 42541 | Dimmable | Continuous Below 10 | Yes |  | 3 | 26006 | 104 | 251 | 7.38 | 0.975 | 3000 | 70
P12YA45Z | Acuity Brands Lighting | Holophane | PHZ 30L 3K 70CRI X X X N FR | Indoor Luminaires | High-Bay | High-Bay Luminaires for Commercial and Industrial Buildings | Standard | FALSE | [9 empty] | 42541 | Dimmable | Continuous Below 10 | Yes |  | 3 | 25646 | 102 | 251 | 7.38 | 0.975 | 3000 | 70
P3F2HRPC | Acuity Brands Lighting | Holophane | PHZ 30L 3K 70CRI X X X W FR | Indoor Luminaires | High-Bay | High-Bay Luminaires for Commercial and Industrial Buildings | Standard | FALSE | [9 empty] | 42541 | Dimmable | Continuous Below 10 | Yes |  | 3 | 25155 | 100 | 251 | 7.38 | 0.975 | 3000 | 70
PQ3V3XVH | Acuity Brands Lighting | Holophane | PHZ 30L 3K 70CRI X X X F FR | Indoor Luminaires | High-Bay | High-Bay Luminaires for Commercial and Industrial Buildings | Standard | FALSE | [9 empty] | 42541 | Dimmable | Continuous Below 10 | Yes |  | 3 | 24379 | 97 | 251 | 7.38 | 0.975 | 3000 | 70
P000004DG | Acuity Brands Lighting | Holophane | PHZ 18L 3K 70CRI X X X M | Indoor Luminaires | High-Bay | High-Bay Luminaires for Commercial and Industrial Buildings | Premium | FALSE | [9 empty] | 42541 | Dimmable | Continuous Below 10 | Yes | Product updated on 9/1/2016 | 3 | 17631 | 115 | 153 | 7.22 | 0.976 | 3000 | 70
P000004DF | Acuity Brands Lighting | Holophane | PHZ 18L 3K 70CRI X X X N | Indoor Luminaires | High-Bay | High-Bay Luminaires for Commercial and Industrial Buildings | Premium | FALSE | [9 empty] | 42541 | Dimmable | Continuous Below 10 | Yes | Product updated on 9/1/2016 | 3 | 17466 | 114 | 153 | 7.22 | 0.976 | 3000 | 70
P000004DH | Acuity Brands Lighting | Holophane | PHZ 18L 3K 70CRI X X X W | Indoor Luminaires | High-Bay | High-Bay Luminaires for Commercial and Industrial Buildings | Premium | FALSE | [9 empty] | 42541 | Dimmable | Continuous Below 10 | Yes | Product updated on 9/1/2016 | 3 | 17364 | 113 | 153 | 7.22 | 0.976 | 3000 | 70
PSYK5FT1 | Acuity Brands Lighting | Holophane | PHZ 18L 3K 70CRI X X X NA | Indoor Luminaires | High-Bay | High-Bay Luminaires for Commercial and Industrial Buildings | Premium | FALSE | [9 empty] | 42541 | Dimmable | Continuous Below 10 | Yes | Product updated on 9/1/2016 | 3 | 17274 | 113 | 153 | 7.22 | 0.976 | 3000 | 70
PMB34VNN | Acuity Brands Lighting | Holophane | PHZ 18L 3K 70CRI X X X WA | Indoor Luminaires | High-Bay | High-Bay Luminaires for Commercial and Industrial Buildings | Premium | FALSE | [9 empty] | 42541 | Dimmable | Continuous Below 10 | Yes | Product updated on 9/1/2016 | 3 | 17176 | 112 | 153 | 7.22 | 0.976 | 3000 | 70
PBRPB8JY | Acuity Brands Lighting | Holophane | PHZ 18L 3K 70CRI X X X F | Indoor Luminaires | High-Bay | High-Bay Luminaires for Commercial and Industrial Buildings | Standard | FALSE | [9 empty] | 42541 | Dimmable | Continuous Below 10 | Yes |  | 3 | 16236 | 106 | 153 | 7.22 | 0.976 | 3000 | 70
P000004DJ | Acuity Brands Lighting | Holophane | PHZ 18L 3K 70CRI X X X M FR | Indoor Luminaires | High-Bay | High-Bay Luminaires for Commercial and Industrial Buildings | Standard | FALSE | [9 empty] | 42541 | Dimmable | Continuous Below 10 | Yes |  | 3 | 16072 | 105 | 153 | 7.22 | 0.976 | 3000 | 70
P000004DI | Acuity Brands Lighting | Holophane | PHZ 18L 3K 70CRI X X X N FR | Indoor Luminaires | High-Bay | High-Bay Luminaires for Commercial and Industrial Buildings | Standard | FALSE | [9 empty] | 42541 | Dimmable | Continuous Below 10 | Yes |  | 3 | 15849 | 104 | 153 | 7.22 | 0.976 | 3000 | 70
P000004DK | Acuity Brands Lighting | Holophane | PHZ 18L 3K 70CRI X X X W FR | Indoor Luminaires | High-Bay | High-Bay Luminaires for Commercial and Industrial Buildings | Standard | FALSE | [9 empty] | 42541 | Dimmable | Continuous Below 10 | Yes |  | 3 | 15546 | 102 | 153 | 7.22 | 0.976 | 3000 | 70
PCBHT1VP | Acuity Brands Lighting | Holophane | PHZ 18L 3K 70CRI X X X F FR | Indoor Luminaires | High-Bay | High-Bay Luminaires for Commercial and Industrial Buildings | Standard | FALSE | [9 empty] | 42541 | Dimmable | Continuous Below 10 | Yes |  | 3 | 15066 | 98 | 153 | 7.22 | 0.976 | 3000 | 70
P000004CY | Acuity Brands Lighting | Holophane | PHZ 12L 3K 70CRI X X X M | Indoor Luminaires | High-Bay | High-Bay Luminaires for Commercial and Industrial Buildings | Premium | FALSE | [9 empty] | 42541 | Dimmable | Continuous Below 10 | Yes | Product updated on 9/1/2016 | 3 | 11510 | 115 | 100 | 7.22 | 0.976 | 3000 | 70
P000004CX | Acuity Brands Lighting | Holophane | PHZ 12L 3K 70CRI X X X N | Indoor Luminaires | High-Bay | High-Bay Luminaires for Commercial and Industrial Buildings | Premium | FALSE | [9 empty] | 42541 | Dimmable | Continuous Below 10 | Yes | Product updated on 9/1/2016 | 3 | 11403 | 114 | 100 | 7.22 | 0.976 | 3000 | 70
P000004CZ | Acuity Brands Lighting | Holophane | PHZ 12L 3K 70CRI X X X W | Indoor Luminaires | High-Bay | High-Bay Luminaires for Commercial and Industrial Buildings | Premium | FALSE | [9 empty] | 42541 | Dimmable | Continuous Below 10 | Yes | Product updated on 9/1/2016 | 3 | 11336 | 113 | 100 | 7.22 | 0.976 | 3000 | 70
P58CY9CY | Acuity Brands Lighting | Holophane | PHZ 12L 3K 70CRI X X X NA | Indoor Luminaires | High-Bay | High-Bay Luminaires for Commercial and Industrial Buildings | Premium | FALSE | [9 empty] | 42541 | Dimmable | Continuous Below 10 | Yes | Product updated on 9/1/2016 | 3 | 11277 | 113 | 100 | 7.22 | 0.976 | 3000 | 70
PJQHDX74 | Acuity Brands Lighting | Holophane | PHZ 12L 3K 70CRI X X X WA | Indoor Luminaires | High-Bay | High-Bay Luminaires for Commercial and Industrial Buildings | Premium | FALSE | [9 empty] | 42541 | Dimmable | Continuous Below 10 | Yes | Product updated on 9/1/2016 | 3 | 11213 | 112 | 100 | 7.22 | 0.976 | 3000 | 70
PNGWR6RN | Acuity Brands Lighting | Holophane | PHZ 12L 3K 70CRI X X X F | Indoor Luminaires | High-Bay | High-Bay Luminaires for Commercial and Industrial Buildings | Standard | FALSE | [9 empty] | 42541 | Dimmable | Continuous Below 10 | Yes |  | 3 | 10599 | 106 | 100 | 7.22 | 0.976 | 3000 | 70
P000004D1 | Acuity Brands Lighting | Holophane | PHZ 12L 3K 70CRI X X X M FR | Indoor Luminaires | High-Bay | High-Bay Luminaires for Commercial and Industrial Buildings | Standard | FALSE | [9 empty] | 42541 | Dimmable | Continuous Below 10 | Yes |  | 3 | 10492 | 105 | 100 | 7.22 | 0.976 | 3000 | 70
P000004D0 | Acuity Brands Lighting | Holophane | PHZ 12L 3K 70CRI X X X N FR | Indoor Luminaires | High-Bay | High-Bay Luminaires for Commercial and Industrial Buildings | Standard | FALSE | [9 empty] | 42541 | Dimmable | Continuous Below 10 | Yes |  | 3 | 10347 | 103 | 100 | 7.22 | 0.976 | 3000 | 70
P000004D2 | Acuity Brands Lighting | Holophane | PHZ 12L 3K 70CRI X X X W FR | Indoor Luminaires | High-Bay | High-Bay Luminaires for Commercial and Industrial Buildings | Standard | FALSE | [9 empty] | 42541 | Dimmable | Continuous Below 10 | Yes |  | 3 | 10149 | 101 | 100 | 7.22 | 0.976 | 3000 | 70
PNHYWNK7 | Acuity Brands Lighting | Holophane | PHZ 12L 3K 70CRI X X X F FR | Indoor Luminaires | High-Bay | High-Bay Luminaires for Commercial and Industrial Buildings | Standard | FALSE | [9 empty] | 42541 | Dimmable | Continuous Below 10 | Yes |  | 3 | 9836 | 98 | 100 | 7.22 | 0.976 | 3000 | 70
PSNFFV9M | Acuity Brands Lighting | Holophane | PHZ 45L 3K 70CRI X X X M | Indoor Luminaires | High-Bay | High-Bay Luminaires for Commercial and Industrial Buildings | Standard | FALSE | [9 empty] | 42541 | Dimmable | Continuous Below 10 | Yes |  | 3 | 43536 | 110 | 397 | 3.86 | 0.979 | 3000 | 70
PR8UUHRN | Acuity Brands Lighting | Holophane | PHZ 40L 3K 70CRI X X X M | Indoor Luminaires | High-Bay | High-Bay Luminaires for Commercial and Industrial Buildings | Standard | FALSE | [9 empty] | 42541 | Dimmable | Continuous Below 10 | Yes |  | 3 | 38034 | 111 | 344 | 3.86 | 0.979 | 3000 | 70
P000004DY | Acuity Brands Lighting | Holophane | PHZ 24L 3K 70CRI X X X M | Indoor Luminaires | High-Bay | High-Bay Luminaires for Commercial and Industrial Buildings | Premium | FALSE | [9 empty] | 42541 | Dimmable | Continuous Below 10 | Yes |  | 3 | 22639 | 115 | 197 | 3.83 | 0.98 | 3000 | 70
P000004DX | Acuity Brands Lighting | Holophane | PHZ 24L 3K 70CRI X X X N | Indoor Luminaires | High-Bay | High-Bay Luminaires for Commercial and Industrial Buildings | Premium | FALSE | [9 empty] | 42541 | Dimmable | Continuous Below 10 | Yes |  | 3 | 22427 | 114 | 197 | 3.83 | 0.98 | 3000 | 70
P000004DZ | Acuity Brands Lighting | Holophane | PHZ 24L 3K 70CRI X X X W | Indoor Luminaires | High-Bay | High-Bay Luminaires for Commercial and Industrial Buildings | Premium | FALSE | [9 empty] | 42541 | Dimmable | Continuous Below 10 | Yes |  | 3 | 22296 | 113 | 197 | 3.83 | 0.98 | 3000 | 70
PAN6623B | Acuity Brands Lighting | Holophane | PHZ 24L 3K 70CRI X X X NA | Indoor Luminaires | High-Bay | High-Bay Luminaires for Commercial and Industrial Buildings | Premium | FALSE | [9 empty] | 42541 | Dimmable | Continuous Below 10 | Yes |  | 3 | 22180 | 113 | 197 | 3.83 | 0.98 | 3000 | 70
PNV95UQY | Acuity Brands Lighting | Holophane | PHZ 24L 3K 70CRI X X X WA | Indoor Luminaires | High-Bay | High-Bay Luminaires for Commercial and Industrial Buildings | Premium | FALSE | [9 empty] | 42541 | Dimmable | Continuous Below 10 | Yes |  | 3 | 22054 | 112 | 197 | 3.83 | 0.98 | 3000 | 70
PAVYW8KW | Lighting & Supplies Inc. dba Sunshine Lighting Co. | MKS Advanced LED | 89902-MKS [Qualified at 120V Only] | Indoor Luminaires | High-Bay | High-Bay Luminaires for Commercial and Industrial Buildings | Standard | TRUE | 9946 | 89.3 | 111.41 | 13.9 | 0.991 | 5211 | 77.2 | 5 | 50000 | 42538 |  |  | No |  | 3.1 | 9946 | 89.3 | 111.41 | 13.19 | 0.99 | 5211 | 77.2
PAJ7DP3G | Lighting & Supplies Inc. dba Sunshine Lighting Co. | MKS Advanced LED | 89901-MKS [Qualified at 120V Only] | Indoor Luminaires | High-Bay | High-Bay Luminaires for Commercial and Industrial Buildings | Standard | TRUE | 10195.5 | 93.1 | 109.55 | 13.2 | 0.991 | 4164 | 75.3 | 5 | 50000 | 42538 |  |  | No |  | 3.1 | 10292.05 | 94.05 | 109.43 | 13.2 | 0.99 | 4164 | 75.3
PWC7QHDW | Mobern Lighting Co | Mobern Lighting | VWFHB-LED150DMVFR30 | Indoor Luminaires | High-Bay | High-Bay Luminaires for Commercial and Industrial Buildings | Standard | TRUE | 15990 | 107.5 | 148.72 | 14.701 | 0.9751 | 3120 | 82.51 | 5 |  | 42538 |  |  | NotYetVerified |  | 3 | 16000 | 107 | 149 | 20 | 0.9 | 3000 | 82
PUWVSBHG | Mobern Lighting Co | Mobern Lighting | VWFHB-LED180DMVFR30 | Indoor Luminaires | High-Bay | High-Bay Luminaires for Commercial and Industrial Buildings | Standard | TRUE | 18227 | 101.5 | 179.43 | 12.086 | 0.967 | 3066 | 83.3 | 5 |  | 42538 |  |  | NotYetVerified |  | 3 | 18200 | 101 | 180 | 20 | 0.9 | 3000 | 82
PBUUMGMX | Shenzhen Betop Electronics CoLtd | Bitco | BT-HV100W-98L 4000K | Indoor Luminaires | High-Bay | High-Bay Luminaires for Commercial and Industrial Buildings | Standard | TRUE | 10547.08 | 105.82 | 99.67 | 12.9 | 0.954 | 3987 | 81.6 | 5 | 50000 | 42538 |  |  | No |  | 4 | 10000 | 100 | 100 | 20 | 0.9 | 4000 | 80
P381BB3R | Shenzhen Betop Electronics CoLtd | Bitco | BT-HV150W-168L 4000K | Indoor Luminaires | High-Bay | High-Bay Luminaires for Commercial and Industrial Buildings | Standard | TRUE | 16309.53 | 106.25 | 153.5 | 13.1 | 0.952 | 3983 | 81.8 | 5 | 50000 | 42538 |  |  | No |  | 4 | 15000 | 100 | 150 | 20 | 0.9 | 4000 | 80
P11XTECR | Shenzhen Betop Electronics CoLtd | Bitco | BT-TH100W-168L(4000K) | Indoor Luminaires | High-Bay | High-Bay Luminaires for Commercial and Industrial Buildings | Premium | TRUE | 12933 | 130.11 | 99 | 14.59 | 0.9275 | 3954 | 82.5 | 5 | 50000 | 42538 |  |  | No | Updated 12/21/2016 | 3.1 | 12933 | 130.11 | 99.4 | 14.59 | 0.93 | 4000 | 82.5
P7EFSAUH | Shat-R-Shield | Shat-R-Shield Inc. | 200HB-00-NC-VH-X-XX-XX-02 | Indoor Luminaires | High-Bay | High-Bay Luminaires for Commercial and Industrial Buildings | Standard | TRUE | 24394 | 129.26 | 188.7 | 12.65 | 0.947 | 4888 | 82.6 | 5 | 55000 | 42538 |  |  | No | Updated on 12/27/2016 | 3.1 | 24418.3 | 129.4 | 188.7 | 12.65 | 0.95 | 4888 | 82.6
PYZ2TXZY | Shat-R-Shield | Shat-R-Shield Inc. | 200HB-00-NC-VL-X-XX-XX-02 | Indoor Luminaires | High-Bay | High-Bay Luminaires for Commercial and Industrial Buildings | Standard | TRUE | 24240 | 124.41 | 194.8 | 11 | 0.9155 | 4840 | 82.7 | 5 | 50000 | 42538 |  |  | No | Updated on 12/27/2016 | 3.1 | 24254.1 | 124.51 | 194.8 | 5.57 | 0.99 | 4840 | 82.7
PUGZ1PFX | GE Lighting Solutions | Albeo | ABV1[01234D]2V38DxVxxxx | Indoor Luminaires | High-Bay | High-Bay Luminaires for Commercial and Industrial Buildings | Premium | TRUE | 22043.2 | 110.1 | 200.3 | 13.3 | 0.91 | 3489 | 81.2 | 5 | 100000 | 42538 |  |  | Yes |  | 3.1 | 22215 | 108.9 | 204 | 20 | 0.9 | 3500 | 80
PSBR8S76 | Shat-R-Shield | Shat-R-Shield Inc. | 100LB50-AL-NC-VL-N-XX-XX-02 | Indoor Luminaires | High-Bay | Low-Bay Luminaires for Commercial and Industrial Buildings | Standard | FALSE | [9 empty] | 42538 |  |  | No | Updated on 12/7/2016 | 3.1 | 12376.6 | 124.5256 | 99.39 | 7.84 | 0.9935 | 4816 | 82.2
PC1W9J7P | Mobern Lighting Co | Mobern Lighting | VWFHB-LED180DMVFR50 | Indoor Luminaires | High-Bay | High-Bay Luminaires for Commercial and Industrial Buildings | Standard | FALSE | [9 empty] | 42538 |  |  | NotYetVerified |  | 3 | 21000 | 116 | 180 | 20 | 0.9 | 5000 | 82
P77QX3NR | Mobern Lighting Co | Mobern Lighting | VWFHB-LED150DMVFR50 | Indoor Luminaires | High-Bay | High-Bay Luminaires for Commercial and Industrial Buildings | Standard | FALSE | [9 empty] | 42538 |  |  | NotYetVerified |  | 3 | 16750 | 113 | 149 | 20 | 0.9 | 5000 | 82
P6ABM925 | Mobern Lighting Co | Mobern Lighting | VWFHB-LED180DMVFR40 | Indoor Luminaires | High-Bay | High-Bay Luminaires for Commercial and Industrial Buildings | Standard | FALSE | [9 empty] | 42538 |  |  | NotYetVerified |  | 3 | 20000 | 111 | 180 | 20 | 0.9 | 4000 | 82
P8NQWR1G | Mobern Lighting Co | Mobern Lighting | VWFHB-LED150DMVFR40 | Indoor Luminaires | High-Bay | High-Bay Luminaires for Commercial and Industrial Buildings | Standard | FALSE | [9 empty] | 42538 |  |  | NotYetVerified |  | 3 | 16500 | 111 | 149 | 20 | 0.9 | 4000 | 82
PKCZXZ8Z | Mobern Lighting Co | Mobern Lighting | VWFHB-LED180DMVFR35 | Indoor Luminaires | High-Bay | High-Bay Luminaires for Commercial and Industrial Buildings | Standard | FALSE | [9 empty] | 42538 |  |  | NotYetVerified |  | 3 | 19100 | 106 | 180 | 20 | 0.9 | 3500 | 82
PD8YHR8J | Mobern Lighting Co | Mobern Lighting | VWFHB-LED150DMVFR35 | Indoor Luminaires | High-Bay | High-Bay Luminaires for Commercial and Industrial Buildings | Standard | FALSE | [9 empty] | 42538 |  |  | NotYetVerified |  | 3 | 16250 | 109 | 149 | 20 | 0.9 | 3500 | 82
P9R5Z2JZ | GE Lighting Solutions | Albeo | ABV1[01234D]2V381xVxxxx | Indoor Luminaires | High-Bay | High-Bay Luminaires for Commercial and Industrial Buildings | Premium | FALSE | [9 empty] | 42538 | Dimmable | Continuous Below 10 | Yes |  | 3 | 22440 | 110 | 204 | 20 | 0.9 | 3500 | 80
PYG32CKA | GE Lighting Solutions | Albeo | ABV1[01234D]2V389xVxxxx | Indoor Luminaires | High-Bay | High-Bay Luminaires for Commercial and Industrial Buildings | Premium | FALSE | [9 empty] | 42538 |  |  | Yes |  | 3 | 22215 | 108.9 | 204 | 20 | 0.9 | 3500 | 80
PPSGWJN3 | GE Lighting Solutions | Albeo | ABV1[01234D]1V381xVxxxx | Indoor Luminaires | High-Bay | High-Bay Luminaires for Commercial and Industrial Buildings | Premium | FALSE | [9 empty] | 42538 |  |  | Yes |  | 3 | 11445 | 112.2 | 102 | 20 | 0.9 | 3500 | 80
PY4UQFVR | GE Lighting Solutions | Albeo | ABV1[01234D]1V389xVxxxx | Indoor Luminaires | High-Bay | High-Bay Luminaires for Commercial and Industrial Buildings | Premium | FALSE | [9 empty] | 42538 |  |  | Yes |  | 3 | 11330 | 111.1 | 102 | 20 | 0.9 | 3500 | 80
PFKSYCUT | GE Lighting Solutions | Albeo | ABV1[01234D]1V38DxVxxxx | Indoor Luminaires | High-Bay | High-Bay Luminaires for Commercial and Industrial Buildings | Premium | FALSE | [9 empty] | 42538 |  |  | Yes |  | 3 | 11330 | 111.1 | 102 | 20 | 0.9 | 3500 | 80
P2V5R5VM | Shenzhen Betop Electronics CoLtd | Bitco | BT-TH200W-350L(5700K) [120 Beam Angle] | Indoor Luminaires | High-Bay | High-Bay Luminaires for Commercial and Industrial Buildings | Premium | FALSE | [9 empty] | 42538 | Dimmable | Continuous Above 10 | No | Product updated on 12/20/2016 | 3.1 | 26605 | 133.16 | 199.8 | 15.46 | 0.92 | 5700 | 84.4
PNKKNYHW | Shenzhen Betop Electronics CoLtd | Bitco | BT-TH150W-224L(5700K) | Indoor Luminaires | High-Bay | High-Bay Luminaires for Commercial and Industrial Buildings | Premium | FALSE | [9 empty] | 42538 | Dimmable | Continuous Above 10 | No | Updated 12/21/2016 | 3.1 | 20042 | 134.15 | 149.4 | 14.53 | 0.93 | 5700 | 84.2
PC5UDEC1 | Shenzhen Betop Electronics CoLtd | Bitco | BT-TH100W-168L(5700K) | Indoor Luminaires | High-Bay | High-Bay Luminaires for Commercial and Industrial Buildings | Premium | FALSE | [9 empty] | 42538 | Dimmable | Continuous Above 10 | No | Updated 12/21/2016 | 3.1 | 13357 | 134.15 | 99.57 | 14.53 | 0.92 | 5700 | 84.4
PYZXKWJ8 | Shenzhen Betop Electronics CoLtd | Bitco | BT-HV150W-168L 5700K | Indoor Luminaires | High-Bay | High-Bay Luminaires for Commercial and Industrial Buildings | Standard | FALSE | [9 empty] | 42538 | Dimmable | Continuous Below 10 | No |  | 4 | 15000 | 100 | 150 | 20 | 0.9 | 5700 | 80
P3F6Q74M | Shenzhen Betop Electronics CoLtd | Bitco | BT-HV100W-98L 5700K | Indoor Luminaires | High-Bay | High-Bay Luminaires for Commercial and Industrial Buildings | Standard | FALSE | [9 empty] | 42538 | Dimmable | Continuous Below 10 | No |  | 4 | 10000 | 100 | 100 | 20 | 0.9 | 5700 | 80
PXZ6SRDV | Shenzhen Betop Electronics CoLtd | Bitco | BT-TH200W-350L(5000K) [120 Beam Angle] | Indoor Luminaires | High-Bay | High-Bay Luminaires for Commercial and Industrial Buildings | Premium | FALSE | [9 empty] | 42538 | Dimmable | Continuous Above 10 | No | Product updated on 12/20/2016 | 3.1 | 26491 | 132.52 | 199.9 | 15.84 | 0.92 | 5000 | 84.3
PXQ1UEXQ | Shenzhen Betop Electronics CoLtd | Bitco | BT-TH150W-224L(5000K) | Indoor Luminaires | High-Bay | High-Bay Luminaires for Commercial and Industrial Buildings | Premium | FALSE | [9 empty] | 42538 | Dimmable | Continuous Above 10 | No | Updated 12/21/2016 | 3.1 | 19697 | 132.37 | 148.8 | 14.29 | 0.94 | 5000 | 83.9
P8TPQ5G3 | Shenzhen Betop Electronics CoLtd | Bitco | BT-TH100W-168L(5000K) | Indoor Luminaires | High-Bay | High-Bay Luminaires for Commercial and Industrial Buildings | Premium | FALSE | [9 empty] | 42538 | Dimmable | Continuous Above 10 | No | Updated 12/21/2016 | 3.1 | 13249 | 132.73 | 99.82 | 14.47 | 0.93 | 5000 | 84.6
P4J5X8QC | Shenzhen Betop Electronics CoLtd | Bitco | BT-HV150W-168L 5000K | Indoor Luminaires | High-Bay | High-Bay Luminaires for Commercial and Industrial Buildings | Standard | FALSE | [9 empty] | 42538 | Dimmable | Continuous Below 10 | No |  | 4 | 15000 | 100 | 150 | 20 | 0.9 | 5000 | 80
PY6MPUDC | Shenzhen Betop Electronics CoLtd | Bitco | BT-HV100W-98L 5000K | Indoor Luminaires | High-Bay | High-Bay Luminaires for Commercial and Industrial Buildings | Standard | FALSE | [9 empty] | 42538 | Dimmable | Continuous Below 10 | No |  | 4 | 10000 | 100 | 100 | 20 | 0.9 | 5000 | 80
P44D734G | Shenzhen Betop Electronics CoLtd | Bitco | BT-TH200W-350L(4000K) [120 Beam Angle] | Indoor Luminaires | High-Bay | High-Bay Luminaires for Commercial and Industrial Buildings | Premium | TRUE | 26062 | 130.18 | 200.2 | 15.94 | 0.9221 | 3818 | 82.3 | 5 | 50000 | 42538 | Dimmable | Continuous Above 10 | No | Product updated on 12/20/2016 | 4.1 | 26062 | 130.18 | 200.2 | 15.94 | 0.92 | 4000 | 82.3
PE8CXZG6 | Shenzhen Betop Electronics CoLtd | Bitco | BT-TH150W-224L(4000K) | Indoor Luminaires | High-Bay | High-Bay Luminaires for Commercial and Industrial Buildings | Premium | TRUE | 19395 | 130.87 | 148.2 | 14.16 | 0.9334 | 3956 | 82.5 | 5 | 501000 | 42538 | Dimmable | Continuous Above 10 | No | Updated 12/21/2016 | 3.1 | 19395 | 130.87 | 148.2 | 14.16 | 0.93 | 4000 | 82.5
PYH4CA1E | Luminoso LLC | Luminoso | CHB-14-280W-27K-J-Y-CL | Indoor Luminaires | High-Bay | High-Bay Luminaires for Commercial and Industrial Buildings | Premium | TRUE | 28433 | 107.21 | 265.2 | 11.52 | 0.936 | 2749 | 83.9 | 5 | 50000 | 42537 |  |  | NotYetVerified |  | 3 | 28433 | 107.21 | 265.2 | 11.52 | 0.936 | 2700 | 83.9
PKG7NS29 | Luminoso LLC | Luminoso | CHB-14-400W-27K-J-Y-CL | Indoor Luminaires | High-Bay | High-Bay Luminaires for Commercial and Industrial Buildings | Standard | TRUE | 41817 | 98.98 | 422.5 | 11.85 | 0.925 | 2733 | 83.7 | 5 | 50000 | 42537 |  |  | NotYetVerified |  | 3 | 41817 | 98.98 | 422.5 | 11.85 | 0.925 | 2700 | 83.7
PWG4VRAU | Luminoso LLC | Luminoso | CHB-14-200W-27K-J-Y-CL | Indoor Luminaires | High-Bay | High-Bay Luminaires for Commercial and Industrial Buildings | Premium | TRUE | 21544 | 106.97 | 201.4 | 11.24 | 0.921 | 2745 | 83.8 | 5 | 50000 | 42537 |  |  | NotYetVerified |  | 3 | 21544 | 106.97 | 201.4 | 11.24 | 0.921 | 2700 | 83.8
PKQTBJ4P | Luminoso LLC | Luminoso | LHB-14-100W-57K-J-Y-FR | Indoor Luminaires | High-Bay | High-Bay Luminaires for Commercial and Industrial Buildings | Standard | TRUE | 12113 | 121.73 | 99.51 | 17.94 | 0.9197 | 5595 | 85.9 | 5 | 50000 | 42537 |  |  | NotYetVerified |  | 3 | 12113 | 121.73 | 99.51 | 17.94 | 0.9197 | 5700 | 85.9
PH1UXH6Z | Luminoso LLC | Luminoso | LHB-14-100W-27K-J-Y-FR | Indoor Luminaires | High-Bay | Low-Bay Luminaires for Commercial and Industrial Buildings | Standard | TRUE | 8310.6 | 85.57 | 97.12 | 16.33 | 0.912 | 2867 | 85.6 | 5 | 50000 | 42537 |  |  | NotYetVerified |  | 3 | 8310.6 | 85.57 | 97.12 | 16.33 | 0.912 | 2700 | 85.6
PXNA87K7 | Luminoso LLC | Luminoso | CHB-14-150W-27K-J-Y-CL | Indoor Luminaires | High-Bay | High-Bay Luminaires for Commercial and Industrial Buildings | Premium | TRUE | 16223 | 107.1 | 151.4 | 11.05 | 0.909 | 2758 | 84 | 5 | 50000 | 42537 |  |  | NotYetVerified |  | 3 | 16223 | 107.15 | 151.4 | 11.05 | 0.909 | 2700 | 84
PC1PC9RC | Luminoso LLC | Luminoso | LHB-14-150W-27K-J-Y-CL | Indoor Luminaires | High-Bay | High-Bay Luminaires for Commercial and Industrial Buildings | Standard | TRUE | 14744 | 98.4 | 149.8 | 17.73 | 0.9082 | 2855 | 84.5 | 5 | 50000 | 42537 |  |  | NotYetVerified |  | 3 | 14744 | 98.4 | 149.8 | 17.73 | 0.9082 | 2700 | 84.5
PMN18EXY | Luminoso LLC | Luminoso | LHB-14-120W-27K-J-Y-FR | Indoor Luminaires | High-Bay | High-Bay Luminaires for Commercial and Industrial Buildings | Standard | TRUE | 10740 | 87.4 | 122.9 | 15.37 | 0.9066 | 2852 | 85.3 | 5 | 50000 | 42537 |  |  | NotYetVerified |  | 3 | 10740 | 87.4 | 122.9 | 15.37 | 0.9066 | 2700 | 85.3
PXY48SWM | Luminoso LLC | Luminoso | LHB-14-150W-30K-J-Y-FR | Indoor Luminaires | High-Bay | High-Bay Luminaires for Commercial and Industrial Buildings | Standard | TRUE | 11883 | 78.44 | 151.5 | 14.03 | 0.9054 | 2966 | 83.9 | 5 | 43800 | 42537 |  |  | NotYetVerified |  | 3 | 11800 |  | 150 |  |  | 3000 | 83
PZ3ECGZP | Luminoso LLC | Luminoso | LHB-14-120W-27K-J-Y-CL | Indoor Luminaires | High-Bay | High-Bay Luminaires for Commercial and Industrial Buildings | Standard | TRUE | 11822 | 99.93 | 118.3 | 16.47 | 0.9039 | 2850 | 85.4 | 5 | 50000 | 42537 |  |  | NotYetVerified |  | 3 | 11822 | 99.93 | 118.3 | 16.47 | 0.9039 | 2700 | 85.4
PNRU2BU1 | Luminoso LLC | Luminoso | LHB-14-100W-27K-J-Y-CL | Indoor Luminaires | High-Bay | High-Bay Luminaires for Commercial and Industrial Buildings | Standard | TRUE | 9999.5 | 99.21 | 100.79 | 17.36 | 0.9031 | 2888 | 85.9 | 5 | 50000 | 42537 |  |  | NotYetVerified |  | 3 | 9999.5 | 99.21 | 100.79 | 17.36 | 0.9031 | 2700 | 85.9
PT475J2X | Acuity Brands Lighting | Lithonia Lighting | IBHST 30000LM L/LENS MD XXXXX OZ1050K 80CRI | Indoor Luminaires | High-Bay | High-Bay Luminaires for Commercial and Industrial Buildings | Standard | FALSE | [9 empty] | 42537 | Dimmable | Continuous Above 10 | Yes |  | 3 | 30428.4 | 111.38 | 273.2 | 17.68 | 0.92 | 5000 | 80
PPR1APYH | Acuity Brands Lighting | Lithonia Lighting | IBHST 30000LM L/LENS ND XXXXX OZ1050K 80CRI | Indoor Luminaires | High-Bay | High-Bay Luminaires for Commercial and Industrial Buildings | Standard | FALSE | [9 empty] | 42537 | Dimmable | Continuous Above 10 | Yes |  | 3 | 29918.19 | 109.51 | 273.2 | 17.68 | 0.92 | 5000 | 80
P3YV88PD | Acuity Brands Lighting | Lithonia Lighting | IBHST 30000LM SD080 MD XXXXX OZ1050K 80CRI | Indoor Luminaires | High-Bay | High-Bay Luminaires for Commercial and Industrial Buildings | Standard | FALSE | [9 empty] | 42537 | Dimmable | Continuous Above 10 | Yes |  | 3 | 28484.36 | 104.26 | 273.2 | 17.68 | 0.92 | 5000 | 80
PR7CPYM5 | Acuity Brands Lighting | Lithonia Lighting | IBHST 30000LM SD080 ND XXXXX OZ1050K 80CRI | Indoor Luminaires | High-Bay | High-Bay Luminaires for Commercial and Industrial Buildings | Standard | FALSE | [9 empty] | 42537 | Dimmable | Continuous Above 10 | Yes |  | 3 | 28045.33 | 102.65 | 273.2 | 17.68 | 0.92 | 5000 | 80
PF8KABSM | Acuity Brands Lighting | Lithonia Lighting | IBHST 24000LM L/LENS MD XXXXX OZ1050K 80CRI | Indoor Luminaires | High-Bay | High-Bay Luminaires for Commercial and Industrial Buildings | Standard | FALSE | [9 empty] | 42537 | Dimmable | Continuous Above 10 | Yes |  | 3 | 25472.79 | 118.09 | 215.7 | 17.68 | 0.92 | 5000 | 80
PG7P5J3B | Acuity Brands Lighting | Lithonia Lighting | IBHST 24000LM L/LENS ND XXXXX OZ1050K 80CRI | Indoor Luminaires | High-Bay | High-Bay Luminaires for Commercial and Industrial Buildings | Standard | FALSE | [9 empty] | 42537 | Dimmable | Continuous Above 10 | Yes |  | 3 | 25045.67 | 116.11 | 215.7 | 17.68 | 0.92 | 5000 | 80
P1TTJR2M | Acuity Brands Lighting | Lithonia Lighting | IBHST 24000LM SD080 MD XXXXX OZ1050K 80CRI | Indoor Luminaires | High-Bay | High-Bay Luminaires for Commercial and Industrial Buildings | Standard | FALSE | [9 empty] | 42537 | Dimmable | Continuous Above 10 | Yes |  | 4.1 | 23845.35 | 110.55 | 215.7 | 17.68 | 0.92 | 5000 | 80
PTVZHYZK | Acuity Brands Lighting | Lithonia Lighting | IBHST 24000LM SD080 ND XXXXX OZ1050K 80CRI | Indoor Luminaires | High-Bay | High-Bay Luminaires for Commercial and Industrial Buildings | Standard | FALSE | [9 empty] | 42537 | Dimmable | Continuous Above 10 | Yes |  | 3 | 23477.82 | 108.84 | 215.7 | 17.68 | 0.92 | 5000 | 80
PS2SK5MM | Acuity Brands Lighting | Lithonia Lighting | IBHST 18000LM L/LENS MD XXXXX OZ1050K 80CRI | Indoor Luminaires | High-Bay | High-Bay Luminaires for Commercial and Industrial Buildings | Standard | FALSE | [9 empty] | 42537 | Dimmable | Continuous Above 10 | Yes |  | 3 | 18433.04 | 132.04 | 139.6 | 17.68 | 0.92 | 5000 | 80
P374PY5E | Acuity Brands Lighting | Lithonia Lighting | IBHST 18000LM L/LENS ND XXXXX OZ1050K 80CRI | Indoor Luminaires | High-Bay | High-Bay Luminaires for Commercial and Industrial Buildings | Standard | FALSE | [9 empty] | 42537 | Dimmable | Continuous Above 10 | Yes |  | 4.1 | 18123.96 | 129.83 | 139.6 | 17.68 | 0.92 | 5000 | 80
PVZBZMYM | Acuity Brands Lighting | Lithonia Lighting | IBHST 18000LM SD080 MD XXXXX OZ1050K 80CRI | Indoor Luminaires | High-Bay | High-Bay Luminaires for Commercial and Industrial Buildings | Standard | FALSE | [9 empty] | 42537 | Dimmable | Continuous Above 10 | Yes |  | 3 | 17255.37 | 123.61 | 139.6 | 17.68 | 0.92 | 5000 | 80
PEKDSHWJ | Acuity Brands Lighting | Lithonia Lighting | IBHST 18000LM SD080 ND XXXXX OZ1050K 80CRI | Indoor Luminaires | High-Bay | High-Bay Luminaires for Commercial and Industrial Buildings | Standard | FALSE | [9 empty] | 42537 | Dimmable | Continuous Above 10 | Yes |  | 3 | 16989.41 | 121.7 | 139.6 | 17.68 | 0.92 | 5000 | 80
PF5PKP6J | Acuity Brands Lighting | Lithonia Lighting | IBHST 15000LM L/LENS MD XXXXX OZ1050K 80CRI | Indoor Luminaires | High-Bay | High-Bay Luminaires for Commercial and Industrial Buildings | Premium | FALSE | [9 empty] | 42537 | Dimmable | Continuous Above 10 | Yes |  | 4.1 | 15318.41 | 110.14 | 139.08 | 17.68 | 0.92 | 5000 | 80
PGYPAB9D | Acuity Brands Lighting | Lithonia Lighting | IBHST 15000LM L/LENS ND XXXXX OZ1050K 80CRI | Indoor Luminaires | High-Bay | High-Bay Luminaires for Commercial and Industrial Buildings | Premium | FALSE | [9 empty] | 42537 | Dimmable | Continuous Above 10 | Yes |  | 4.1 | 15061.56 | 108.29 | 139.08 | 17.68 | 0.92 | 5000 | 80
PKPKB8V3 | Acuity Brands Lighting | Lithonia Lighting | IBHST 15000LM SD080 MD XXXXX OZ1050K 80CRI | Indoor Luminaires | High-Bay | High-Bay Luminaires for Commercial and Industrial Buildings | Standard | FALSE | [9 empty] | 42537 | Dimmable | Continuous Above 10 | Yes |  | 3 | 14339.73 | 103.1 | 139.08 | 17.68 | 0.92 | 5000 | 80
P17T72YM | Acuity Brands Lighting | Lithonia Lighting | IBHST 15000LM SD080 ND XXXXX OZ1050K 80CRI | Indoor Luminaires | High-Bay | High-Bay Luminaires for Commercial and Industrial Buildings | Standard | FALSE | [9 empty] | 42537 | Dimmable | Continuous Above 10 | Yes |  | 3 | 14118.71 | 101.52 | 139.08 | 17.68 | 0.92 | 5000 | 80
PWQ51CW9 | Acuity Brands Lighting | Lithonia Lighting | IBHST 12000LM L/LENS MD XXXXX OZ10 50K 80CRI | Indoor Luminaires | High-Bay | High-Bay Luminaires for Commercial and Industrial Buildings | Premium | FALSE | [9 empty] | 42537 | Dimmable | Continuous Above 10 | Yes |  | 4.1 | 12365.88 | 114.54 | 107.96 | 13.61 | 0.95 | 5000 | 80
PY39RMQN | Acuity Brands Lighting | Lithonia Lighting | IBHST 12000LM L/LENS ND XXXXX OZ10 50K 80CRI | Indoor Luminaires | High-Bay | High-Bay Luminaires for Commercial and Industrial Buildings | Premium | FALSE | [9 empty] | 42537 | Dimmable | Continuous Above 10 | Yes |  | 4.1 | 12158.54 | 112.62 | 107.96 | 13.61 | 0.95 | 5000 | 80
P3GNRX56 | Acuity Brands Lighting | Lithonia Lighting | IBHST 12000LM SD080 MD XXXXX OZ10 50K 80CRI | Indoor Luminaires | High-Bay | High-Bay Luminaires for Commercial and Industrial Buildings | Standard | FALSE | [9 empty] | 42537 | Dimmable | Continuous Above 10 | Yes |  | 4.1 | 11575.84 | 107.22 | 107.96 | 13.61 | 0.95 | 5000 | 80
PNWKH3PC | Acuity Brands Lighting | Lithonia Lighting | IBHST 12000LM SD080 ND XXXXX OZ10 50K 80CRI | Indoor Luminaires | High-Bay | High-Bay Luminaires for Commercial and Industrial Buildings | Standard | FALSE | [9 empty] | 42537 | Dimmable | Continuous Above 10 | Yes |  | 3 | 11397.42 | 105.57 | 107.96 | 13.61 | 0.95 | 5000 | 80
P989PGKN | Acuity Brands Lighting | Lithonia Lighting | IBHST 9000LM L/LENS MD XXXXX OZ10 50K 80CRI | Indoor Luminaires | High-Bay | Low-Bay Luminaires for Commercial and Industrial Buildings | Premium | FALSE | [9 empty] | 42537 | Dimmable | Continuous Above 10 | Yes |  | 4.1 | 9477.03 | 124.04 | 76.4 | 13.61 | 0.95 | 5000 | 80
PA3R3QNY | Acuity Brands Lighting | Lithonia Lighting | IBHST 9000LM L/LENS ND XXXXX OZ10 50K 80CRI | Indoor Luminaires | High-Bay | Low-Bay Luminaires for Commercial and Industrial Buildings | Premium | FALSE | [9 empty] | 42537 | Dimmable | Continuous Above 10 | Yes |  | 4.1 | 9318.13 | 121.97 | 76.4 | 13.61 | 0.95 | 5000 | 80
P8Y7VXS9 | Acuity Brands Lighting | Lithonia Lighting | IBHST 9000LM SD080 MD XXXXX OZ10 50K 80CRI | Indoor Luminaires | High-Bay | Low-Bay Luminaires for Commercial and Industrial Buildings | Premium | FALSE | [9 empty] | 42537 | Dimmable | Continuous Above 10 | Yes |  | 4.1 | 8871.56 | 116.12 | 76.4 | 13.61 | 0.95 | 5000 | 80
PNDVKTA2 | Acuity Brands Lighting | Lithonia Lighting | IBHST 9000LM SD080 ND XXXXX OZ10 50K 80CRI | Indoor Luminaires | High-Bay | Low-Bay Luminaires for Commercial and Industrial Buildings | Premium | FALSE | [9 empty] | 42537 | Dimmable | Continuous Above 10 | Yes |  | 4.1 | 8734.82 | 114.33 | 76.4 | 13.61 | 0.95 | 5000 | 80
PN2ATJWJ | Acuity Brands Lighting | Lithonia Lighting | IBHST 30000LM L/LENS MD XXXXX OZ1050K 70CRI | Indoor Luminaires | High-Bay | High-Bay Luminaires for Commercial and Industrial Buildings | Standard | FALSE | [9 empty] | 42537 | Dimmable | Continuous Above 10 | Yes |  | 3 | 32280.36 | 118.16 | 273.2 | 17.68 | 0.92 | 5000 | 70
PTQKFY21 | Acuity Brands Lighting | Lithonia Lighting | IBHST 30000LM L/LENS ND XXXXX OZ1050K 70CRI | Indoor Luminaires | High-Bay | High-Bay Luminaires for Commercial and Industrial Buildings | Standard | FALSE | [9 empty] | 42537 | Dimmable | Continuous Above 10 | Yes |  | 3 | 31739.1 | 116.18 | 273.2 | 17.68 | 0.92 | 5000 | 70
PP9CN6XH | Acuity Brands Lighting | Lithonia Lighting | IBHST 30000LM SD080 MD XXXXX OZ1050K 70CRI | Indoor Luminaires | High-Bay | High-Bay Luminaires for Commercial and Industrial Buildings | Standard | FALSE | [9 empty] | 42537 | Dimmable | Continuous Above 10 | Yes |  | 3 | 30218 | 110.61 | 273.2 | 17.68 | 0.92 | 5000 | 70
P2DRXV6C | Acuity Brands Lighting | Lithonia Lighting | IBHST 30000LM SD080 ND XXXXX OZ1050K 70CRI | Indoor Luminaires | High-Bay | High-Bay Luminaires for Commercial and Industrial Buildings | Standard | FALSE | [9 empty] | 42537 | Dimmable | Continuous Above 10 | Yes |  | 4.1 | 29752.25 | 108.9 | 273.2 | 17.68 | 0.92 | 5000 | 70
PEFCSAGK | Acuity Brands Lighting | Lithonia Lighting | IBHST 24000LM L/LENS MD XXXXX OZ1050K 70CRI | Indoor Luminaires | High-Bay | High-Bay Luminaires for Commercial and Industrial Buildings | Standard | FALSE | [9 empty] | 42537 | Dimmable | Continuous Above 10 | Yes |  | 3 | 27023.13 | 125.28 | 215.7 | 17.68 | 0.92 | 5000 | 70
PHQKGFQ4 | Acuity Brands Lighting | Lithonia Lighting | IBHST 24000LM L/LENS ND XXXXX OZ1050K 70CRI | Indoor Luminaires | High-Bay | High-Bay Luminaires for Commercial and Industrial Buildings | Standard | FALSE | [9 empty] | 42537 | Dimmable | Continuous Above 10 | Yes |  | 3 | 26570.02 | 123.18 | 215.7 | 17.68 | 0.92 | 5000 | 70
PQAUYZBC | Acuity Brands Lighting | Lithonia Lighting | IBHST 24000LM SD080 MD XXXXX OZ1050K 70CRI | Indoor Luminaires | High-Bay | High-Bay Luminaires for Commercial and Industrial Buildings | Standard | FALSE | [9 empty] | 42537 | Dimmable | Continuous Above 10 | Yes |  | 3 | 25296.65 | 117.28 | 215.7 | 17.68 | 0.92 | 5000 | 70
PN28YJJW | Acuity Brands Lighting | Lithonia Lighting | IBHST 24000LM SD080 ND XXXXX OZ1050K 70CRI | Indoor Luminaires | High-Bay | High-Bay Luminaires for Commercial and Industrial Buildings | Standard | FALSE | [9 empty] | 42537 | Dimmable | Continuous Above 10 | Yes |  | 3 | 24906.75 | 115.47 | 215.7 | 17.68 | 0.92 | 5000 | 70
PCNRX89R | Acuity Brands Lighting | Lithonia Lighting | IBHST 18000LM L/LENS MD XXXXX OZ1050K 70CRI | Indoor Luminaires | High-Bay | High-Bay Luminaires for Commercial and Industrial Buildings | Standard | FALSE | [9 empty] | 42537 | Dimmable | Continuous Above 10 | Yes |  | 3 | 19554.92 | 140.08 | 139.6 | 17.68 | 0.92 | 5000 | 70
PXVGX5DX | Acuity Brands Lighting | Lithonia Lighting | IBHST 18000LM L/LENS ND XXXXX OZ1050K 70CRI | Indoor Luminaires | High-Bay | High-Bay Luminaires for Commercial and Industrial Buildings | Standard | FALSE | [9 empty] | 42537 | Dimmable | Continuous Above 10 | Yes |  | 3 | 19227.04 | 137.73 | 139.6 | 17.68 | 0.92 | 5000 | 70
PQT1JREU | Acuity Brands Lighting | Lithonia Lighting | IBHST 18000LM SD080 MD XXXXX OZ1050K 70CRI | Indoor Luminaires | High-Bay | High-Bay Luminaires for Commercial and Industrial Buildings | Standard | FALSE | [9 empty] | 42537 | Dimmable | Continuous Above 10 | Yes |  | 3 | 18305.58 | 131.13 | 139.6 | 17.68 | 0.92 | 5000 | 70
PXXJGYS8 | Acuity Brands Lighting | Lithonia Lighting | IBHST 18000LM SD080 ND XXXXX OZ1050K 70CRI | Indoor Luminaires | High-Bay | High-Bay Luminaires for Commercial and Industrial Buildings | Standard | FALSE | [9 empty] | 42537 | Dimmable | Continuous Above 10 | Yes |  | 3 | 18023.43 | 129.11 | 139.6 | 17.68 | 0.92 | 5000 | 70
PC29YJJS | Acuity Brands Lighting | Lithonia Lighting | IBHST 15000LM L/LENS MD XXXXX OZ1050K 70CRI | Indoor Luminaires | High-Bay | High-Bay Luminaires for Commercial and Industrial Buildings | Premium | FALSE | [9 empty] | 42537 | Dimmable | Continuous Above 10 | Yes |  | 4.1 | 16250.73 | 116.84 | 139.08 | 17.68 | 0.92 | 5000 | 70
P5H4DN5M | Acuity Brands Lighting | Lithonia Lighting | IBHST 15000LM L/LENS ND XXXXX OZ1050K 70CRI | Indoor Luminaires | High-Bay | High-Bay Luminaires for Commercial and Industrial Buildings | Premium | FALSE | [9 empty] | 42537 | Dimmable | Continuous Above 10 | Yes |  | 4.1 | 15978.25 | 114.89 | 139.08 | 17.68 | 0.92 | 5000 | 70
PGNVE393 | Acuity Brands Lighting | Lithonia Lighting | IBHST 15000LM SD080 MD XXXXX OZ1050K 70CRI | Indoor Luminaires | High-Bay | High-Bay Luminaires for Commercial and Industrial Buildings | Premium | FALSE | [9 empty] | 42537 | Dimmable | Continuous Above 10 | Yes |  | 4.1 | 15212.49 | 109.38 | 139.08 | 17.68 | 0.92 | 5000 | 70
PJATH91K | Acuity Brands Lighting | Lithonia Lighting | IBHST 15000LM SD080 ND XXXXX OZ1050K 70CRI | Indoor Luminaires | High-Bay | High-Bay Luminaires for Commercial and Industrial Buildings | Standard | FALSE | [9 empty] | 42537 | Dimmable | Continuous Above 10 | Yes |  | 3 | 14978.01 | 107.69 | 139.08 | 17.68 | 0.92 | 5000 | 70
PQPCTJNR | Acuity Brands Lighting | Lithonia Lighting | IBHST 12000LM L/LENS MD XXXXX OZ10 50K 70CRI | Indoor Luminaires | High-Bay | High-Bay Luminaires for Commercial and Industrial Buildings | Premium | FALSE | [9 empty] | 42537 | Dimmable | Continuous Above 10 | Yes |  | 4.1 | 13118.5 | 121.51 | 107.96 | 13.61 | 0.95 | 5000 | 70
PM3TXMS5 | Acuity Brands Lighting | Lithonia Lighting | IBHST 12000LM L/LENS ND XXXXX OZ10 50K 70CRI | Indoor Luminaires | High-Bay | High-Bay Luminaires for Commercial and Industrial Buildings | Premium | FALSE | [9 empty] | 42537 | Dimmable | Continuous Above 10 | Yes |  | 4.1 | 12898.54 | 119.48 | 107.96 | 13.61 | 0.95 | 5000 | 70
PBBYXU3K | Acuity Brands Lighting | Lithonia Lighting | IBHST 12000LM SD080 MD XXXXX OZ10 50K 70CRI | Indoor Luminaires | High-Bay | High-Bay Luminaires for Commercial and Industrial Buildings | Premium | FALSE | [9 empty] | 42537 | Dimmable | Continuous Above 10 | Yes |  | 4.1 | 12280.37 | 113.75 | 107.96 | 13.61 | 0.95 | 5000 | 70
PC71R6XE | Acuity Brands Lighting | Lithonia Lighting | IBHST 12000LM SD080 ND XXXXX OZ10 50K 70CRI | Indoor Luminaires | High-Bay | High-Bay Luminaires for Commercial and Industrial Buildings | Premium | FALSE | [9 empty] | 42537 | Dimmable | Continuous Above 10 | Yes |  | 4.1 | 12091.1 | 112 | 107.96 | 13.61 | 0.95 | 5000 | 70
PW3V5VV8 | Acuity Brands Lighting | Lithonia Lighting | IBHST 9000LM L/LENS MD XXXXX OZ10 50K 70CRI | Indoor Luminaires | High-Bay | Low-Bay Luminaires for Commercial and Industrial Buildings | Premium | FALSE | [9 empty] | 42537 | Dimmable | Continuous Above 10 | Yes |  | 4.1 | 10053.83 | 131.59 | 76.4 | 13.61 | 0.95 | 5000 | 70
PHNHREDT | Acuity Brands Lighting | Lithonia Lighting | IBHST 9000LM L/LENS ND XXXXX OZ10 50K 70CRI | Indoor Luminaires | High-Bay | Low-Bay Luminaires for Commercial and Industrial Buildings | Premium | FALSE | [9 empty] | 42537 | Dimmable | Continuous Above 10 | Yes |  | 4.1 | 9885.26 | 129.39 | 76.4 | 13.61 | 0.95 | 5000 | 70
PHUUYJK2 | Acuity Brands Lighting | Lithonia Lighting | IBHST 9000LM SD080 MD XXXXX OZ10 50K 70CRI | Indoor Luminaires | High-Bay | Low-Bay Luminaires for Commercial and Industrial Buildings | Premium | FALSE | [9 empty] | 42537 | Dimmable | Continuous Above 10 | Yes |  | 4.1 | 9411.5 | 123.19 | 76.4 | 13.61 | 0.95 | 5000 | 70
PNPFN6SV | Acuity Brands Lighting | Lithonia Lighting | IBHST 9000LM SD080 ND XXXXX OZ10 50K 70CRI | Indoor Luminaires | High-Bay | Low-Bay Luminaires for Commercial and Industrial Buildings | Premium | FALSE | [9 empty] | 42537 | Dimmable | Continuous Above 10 | Yes |  | 4.1 | 9266.44 | 121.29 | 76.4 | 13.61 | 0.95 | 5000 | 70
PRQ5DQNS | Acuity Brands Lighting | Lithonia Lighting | IBHST 30000LM L/LENS MD XXXXX OZ1040K 80CRI | Indoor Luminaires | High-Bay | High-Bay Luminaires for Commercial and Industrial Buildings | Standard | FALSE | [9 empty] | 42537 | Dimmable | Continuous Above 10 | Yes |  | 3 | 30170.54 | 110.43 | 273.2 | 17.68 | 0.92 | 4000 | 80
PBGJEDCK | Acuity Brands Lighting | Lithonia Lighting | IBHST 30000LM L/LENS ND XXXXX OZ1040K 80CRI | Indoor Luminaires | High-Bay | High-Bay Luminaires for Commercial and Industrial Buildings | Standard | FALSE | [9 empty] | 42537 | Dimmable | Continuous Above 10 | Yes |  | 4.1 | 29664.65 | 108.58 | 273.2 | 17.68 | 0.92 | 4000 | 80
PH7SQW7D | Acuity Brands Lighting | Lithonia Lighting | IBHST 30000LM SD080 MD XXXXX OZ1040K 80CRI | Indoor Luminaires | High-Bay | High-Bay Luminaires for Commercial and Industrial Buildings | Standard | FALSE | [9 empty] | 42537 | Dimmable | Continuous Above 10 | Yes |  | 3 | 28242.97 | 103.38 | 273.2 | 17.68 | 0.92 | 4000 | 80
PHN2NBTA | Acuity Brands Lighting | Lithonia Lighting | IBHST 30000LM SD080 ND XXXXX OZ1040K 80CRI | Indoor Luminaires | High-Bay | High-Bay Luminaires for Commercial and Industrial Buildings | Standard | FALSE | [9 empty] | 42537 | Dimmable | Continuous Above 10 | Yes |  | 3 | 27807.66 | 101.78 | 273.2 | 17.68 | 0.92 | 4000 | 80
PWN43P8Z | Acuity Brands Lighting | Lithonia Lighting | IBHST 24000LM L/LENS MD XXXXX OZ1040K 80CRI | Indoor Luminaires | High-Bay | High-Bay Luminaires for Commercial and Industrial Buildings | Standard | FALSE | [9 empty] | 42537 | Dimmable | Continuous Above 10 | Yes |  | 3 | 25256.92 | 117.09 | 215.7 | 17.68 | 0.92 | 4000 | 80
PUVTH384 | Acuity Brands Lighting | Lithonia Lighting | IBHST 24000LM L/LENS ND XXXXX OZ1040K 80CRI | Indoor Luminaires | High-Bay | High-Bay Luminaires for Commercial and Industrial Buildings | Standard | FALSE | [9 empty] | 42537 | Dimmable | Continuous Above 10 | Yes |  | 3 | 24833.42 | 115.13 | 215.7 | 17.68 | 0.92 | 4000 | 80
P245G3PR | Acuity Brands Lighting | Lithonia Lighting | IBHST 24000LM SD080 MD XXXXX OZ1040K 80CRI | Indoor Luminaires | High-Bay | High-Bay Luminaires for Commercial and Industrial Buildings | Standard | FALSE | [9 empty] | 42537 | Dimmable | Continuous Above 10 | Yes |  | 4.1 | 23643.28 | 109.61 | 215.7 | 17.68 | 0.92 | 4000 | 80
PRRXADWZ | Acuity Brands Lighting | Lithonia Lighting | IBHST 24000LM SD080 ND XXXXX OZ1040K 80CRI | Indoor Luminaires | High-Bay | High-Bay Luminaires for Commercial and Industrial Buildings | Standard | FALSE | [9 empty] | 42537 | Dimmable | Continuous Above 10 | Yes |  | 3 | 23278.86 | 107.92 | 215.7 | 17.68 | 0.92 | 4000 | 80
PSET4TQ8 | Acuity Brands Lighting | Lithonia Lighting | IBHST 18000LM L/LENS MD XXXXX OZ1040K 80CRI | Indoor Luminaires | High-Bay | High-Bay Luminaires for Commercial and Industrial Buildings | Standard | FALSE | [9 empty] | 42537 | Dimmable | Continuous Above 10 | Yes |  | 3 | 18276.82 | 130.92 | 139.6 | 17.68 | 0.92 | 4000 | 80
PE3T99FE | Acuity Brands Lighting | Lithonia Lighting | IBHST 18000LM L/LENS ND XXXXX OZ1040K 80CRI | Indoor Luminaires | High-Bay | High-Bay Luminaires for Commercial and Industrial Buildings | Standard | FALSE | [9 empty] | 42537 | Dimmable | Continuous Above 10 | Yes |  | 3 | 17970.37 | 128.73 | 139.6 | 17.68 | 0.92 | 4000 | 80
PWKXZEYZ | Acuity Brands Lighting | Lithonia Lighting | IBHST 18000LM SD080 MD XXXXX OZ1040K 80CRI | Indoor Luminaires | High-Bay | High-Bay Luminaires for Commercial and Industrial Buildings | Standard | FALSE | [9 empty] | 42537 | Dimmable | Continuous Above 10 | Yes |  | 3 | 17109.13 | 122.56 | 139.6 | 17.68 | 0.92 | 4000 | 80
PPV274P4 | Acuity Brands Lighting | Lithonia Lighting | IBHST 18000LM SD080 ND XXXXX OZ1040K 80CRI | Indoor Luminaires | High-Bay | High-Bay Luminaires for Commercial and Industrial Buildings | Standard | FALSE | [9 empty] | 42537 | Dimmable | Continuous Above 10 | Yes |  | 3 | 16845.43 | 120.67 | 139.6 | 17.68 | 0.92 | 4000 | 80
PGZ44D1J | Acuity Brands Lighting | Lithonia Lighting | IBHST 15000LM L/LENS MD XXXXX OZ1040K 80CRI | Indoor Luminaires | High-Bay | High-Bay Luminaires for Commercial and Industrial Buildings | Premium | FALSE | [9 empty] | 42537 | Dimmable | Continuous Above 10 | Yes |  | 4.1 | 15188.59 | 109.21 | 139.08 | 17.68 | 0.92 | 4000 | 80
PRUMYMYZ | Acuity Brands Lighting | Lithonia Lighting | IBHST 15000LM L/LENS ND XXXXX OZ1040K 80CRI | Indoor Luminaires | High-Bay | High-Bay Luminaires for Commercial and Industrial Buildings | Standard | FALSE | [9 empty] | 42537 | Dimmable | Continuous Above 10 | Yes |  | 3 | 14933.92 | 107.38 | 139.08 | 17.68 | 0.92 | 4000 | 80
PE593WZJ | Acuity Brands Lighting | Lithonia Lighting | IBHST 15000LM SD080 MD XXXXX OZ1040K 80CRI | Indoor Luminaires | High-Bay | High-Bay Luminaires for Commercial and Industrial Buildings | Standard | FALSE | [9 empty] | 42537 | Dimmable | Continuous Above 10 | Yes |  | 3 | 14218.21 | 102.23 | 139.08 | 17.68 | 0.92 | 4000 | 80
PKQ4VJBY | Acuity Brands Lighting | Lithonia Lighting | IBHST 15000LM SD080 ND XXXXX OZ1040K 80CRI | Indoor Luminaires | High-Bay | High-Bay Luminaires for Commercial and Industrial Buildings | Standard | FALSE | [9 empty] | 42537 | Dimmable | Continuous Above 10 | Yes |  | 3 | 13999.06 | 100.65 | 139.08 | 17.68 | 0.92 | 4000 | 80
PBSK1VWN | Acuity Brands Lighting | Lithonia Lighting | IBHST 12000LM L/LENS MD XXXXX OZ10 40K 80CRI | Indoor Luminaires | High-Bay | High-Bay Luminaires for Commercial and Industrial Buildings | Premium | FALSE | [9 empty] | 42537 | Dimmable | Continuous Above 10 | Yes |  | 4.1 | 12261.09 | 113.57 | 107.96 | 13.61 | 0.95 | 4000 | 80
PX9R55W7 | Acuity Brands Lighting | Lithonia Lighting | IBHST 12000LM L/LENS ND XXXXX OZ10 40K 80CRI | Indoor Luminaires | High-Bay | High-Bay Luminaires for Commercial and Industrial Buildings | Premium | FALSE | [9 empty] | 42537 | Dimmable | Continuous Above 10 | Yes |  | 4.1 | 12055.5 | 111.67 | 107.96 | 13.61 | 0.95 | 4000 | 80
PF2RD4P9 | Acuity Brands Lighting | Lithonia Lighting | IBHST 12000LM SD080 MD XXXXX OZ10 40K 80CRI | Indoor Luminaires | High-Bay | High-Bay Luminaires for Commercial and Industrial Buildings | Standard | FALSE | [9 empty] | 42537 | Dimmable | Continuous Above 10 | Yes |  | 3 | 11477.74 | 106.31 | 107.96 | 13.61 | 0.95 | 4000 | 80
PXNVTA9F | Acuity Brands Lighting | Lithonia Lighting | IBHST 12000LM SD080 ND XXXXX OZ10 40K 80CRI | Indoor Luminaires | High-Bay | High-Bay Luminaires for Commercial and Industrial Buildings | Standard | FALSE | [9 empty] | 42537 | Dimmable | Continuous Above 10 | Yes |  | 3 | 11300.83 | 104.68 | 107.96 | 13.61 | 0.95 | 4000 | 80
P19C7RNB | Acuity Brands Lighting | Lithonia Lighting | IBHST 9000LM L/LENS MD XXXXX OZ10 40K 80CRI | Indoor Luminaires | High-Bay | Low-Bay Luminaires for Commercial and Industrial Buildings | Premium | FALSE | [9 empty] | 42537 | Dimmable | Continuous Above 10 | Yes |  | 4.1 | 9396.72 | 122.99 | 76.4 | 13.61 | 0.95 | 4000 | 80
PPAQD34B | Acuity Brands Lighting | Lithonia Lighting | IBHST 9000LM L/LENS ND XXXXX OZ10 40K 80CRI | Indoor Luminaires | High-Bay | Low-Bay Luminaires for Commercial and Industrial Buildings | Premium | FALSE | [9 empty] | 42537 | Dimmable | Continuous Above 10 | Yes |  | 4.1 | 9239.16 | 120.93 | 76.4 | 13.61 | 0.95 | 4000 | 80
PKS996GB | Acuity Brands Lighting | Lithonia Lighting | IBHST 9000LM SD080 MD XXXXX OZ10 40K 80CRI | Indoor Luminaires | High-Bay | Low-Bay Luminaires for Commercial and Industrial Buildings | Premium | FALSE | [9 empty] | 42537 | Dimmable | Continuous Above 10 | Yes |  | 4.1 | 8796.37 | 115.14 | 76.4 | 13.61 | 0.95 | 4000 | 80
P17JFY1M | Acuity Brands Lighting | Lithonia Lighting | IBHST 9000LM SD080 ND XXXXX OZ10 40K 80CRI | Indoor Luminaires | High-Bay | Low-Bay Luminaires for Commercial and Industrial Buildings | Premium | FALSE | [9 empty] | 42537 | Dimmable | Continuous Above 10 | Yes |  | 4.1 | 8660.79 | 113.36 | 76.4 | 13.61 | 0.95 | 4000 | 80
P6QFPC2H | Acuity Brands Lighting | Lithonia Lighting | IBHST 30000LM L/LENS MD XXXXX OZ1040K 70CRI | Indoor Luminaires | High-Bay | High-Bay Luminaires for Commercial and Industrial Buildings | Standard | FALSE | [9 empty] | 42537 | Dimmable | Continuous Above 10 | Yes |  | 4.1 | 32585.12 | 119.27 | 273.2 | 17.68 | 0.92 | 4000 | 70
P5WGQ7YJ | Acuity Brands Lighting | Lithonia Lighting | IBHST 30000LM L/LENS ND XXXXX OZ1040K 70CRI | Indoor Luminaires | High-Bay | High-Bay Luminaires for Commercial and Industrial Buildings | Standard | FALSE | [9 empty] | 42537 | Dimmable | Continuous Above 10 | Yes |  | 4.1 | 32038.74 | 117.27 | 273.2 | 17.68 | 0.92 | 4000 | 70
P1UDZQCA | Acuity Brands Lighting | Lithonia Lighting | IBHST 30000LM SD080 MD XXXXX OZ1040K 70CRI | Indoor Luminaires | High-Bay | High-Bay Luminaires for Commercial and Industrial Buildings | Standard | FALSE | [9 empty] | 42537 | Dimmable | Continuous Above 10 | Yes |  | 4.1 | 30503.28 | 111.65 | 273.2 | 17.68 | 0.92 | 4000 | 70
P2MMFRRP | Acuity Brands Lighting | Lithonia Lighting | IBHST 30000LM SD080 ND XXXXX OZ1040K 70CRI | Indoor Luminaires | High-Bay | High-Bay Luminaires for Commercial and Industrial Buildings | Standard | FALSE | [9 empty] | 42537 | Dimmable | Continuous Above 10 | Yes |  | 4.1 | 30033.13 | 109.93 | 273.2 | 17.68 | 0.92 | 4000 | 70
PGF9MDJB | Acuity Brands Lighting | Lithonia Lighting | IBHST 24000LM L/LENS MD XXXXX OZ1040K 70CRI | Indoor Luminaires | High-Bay | High-Bay Luminaires for Commercial and Industrial Buildings | Standard | FALSE | [9 empty] | 42537 | Dimmable | Continuous Above 10 | Yes |  | 3 | 27278.26 | 126.46 | 215.7 | 17.68 | 0.92 | 4000 | 70
PGDNF1U1 | Acuity Brands Lighting | Lithonia Lighting | IBHST 24000LM L/LENS ND XXXXX OZ1040K 70CRI | Indoor Luminaires | High-Bay | High-Bay Luminaires for Commercial and Industrial Buildings | Standard | FALSE | [9 empty] | 42537 | Dimmable | Continuous Above 10 | Yes |  | 3 | 26820.87 | 124.34 | 215.7 | 17.68 | 0.92 | 4000 | 70
PXEPTF2J | Acuity Brands Lighting | Lithonia Lighting | IBHST 24000LM SD080 MD XXXXX OZ1040K 70CRI | Indoor Luminaires | High-Bay | High-Bay Luminaires for Commercial and Industrial Buildings | Standard | FALSE | [9 empty] | 42537 | Dimmable | Continuous Above 10 | Yes |  | 3 | 25535.47 | 118.38 | 215.7 | 17.68 | 0.92 | 4000 | 70
PCGB1WE8 | Acuity Brands Lighting | Lithonia Lighting | IBHST 24000LM SD080 ND XXXXX OZ1040K 70CRI | Indoor Luminaires | High-Bay | High-Bay Luminaires for Commercial and Industrial Buildings | Standard | FALSE | [9 empty] | 42537 | Dimmable | Continuous Above 10 | Yes |  | 3 | 25141.89 | 116.56 | 215.7 | 17.68 | 0.92 | 4000 | 70
PURBVQTV | Acuity Brands Lighting | Lithonia Lighting | IBHST 18000LM L/LENS MD XXXXX OZ1040K 70CRI | Indoor Luminaires | High-Bay | High-Bay Luminaires for Commercial and Industrial Buildings | Standard | FALSE | [9 empty] | 42537 | Dimmable | Continuous Above 10 | Yes |  | 3 | 19739.54 | 141.4 | 139.6 | 17.68 | 0.92 | 4000 | 70
PMACEWKN | Acuity Brands Lighting | Lithonia Lighting | IBHST 18000LM L/LENS ND XXXXX OZ1040K 70CRI | Indoor Luminaires | High-Bay | High-Bay Luminaires for Commercial and Industrial Buildings | Standard | FALSE | [9 empty] | 42537 | Dimmable | Continuous Above 10 | Yes |  | 3 | 19408.55 | 139.03 | 139.6 | 17.68 | 0.92 | 4000 | 70
P5YWKKAM | Acuity Brands Lighting | Lithonia Lighting | IBHST 18000LM SD080 MD XXXXX OZ1040K 70CRI | Indoor Luminaires | High-Bay | High-Bay Luminaires for Commercial and Industrial Buildings | Standard | FALSE | [9 empty] | 42537 | Dimmable | Continuous Above 10 | Yes |  | 4.1 | 18478.4 | 132.37 | 139.6 | 17.68 | 0.92 | 4000 | 70
PKQBSTGR | Acuity Brands Lighting | Lithonia Lighting | IBHST 18000LM SD080 ND XXXXX OZ1040K 70CRI | Indoor Luminaires | High-Bay | High-Bay Luminaires for Commercial and Industrial Buildings | Standard | FALSE | [9 empty] | 42537 | Dimmable | Continuous Above 10 | Yes |  | 3 | 18193.59 | 130.33 | 139.6 | 17.68 | 0.92 | 4000 | 70
PNH9G976 | Acuity Brands Lighting | Lithonia Lighting | IBHST 15000LM L/LENS MD XXXXX OZ1040K 70CRI | Indoor Luminaires | High-Bay | High-Bay Luminaires for Commercial and Industrial Buildings | Premium | FALSE | [9 empty] | 42537 | Dimmable | Continuous Above 10 | Yes |  | 4.1 | 16404.15 | 117.95 | 139.6 | 17.68 | 0.92 | 4000 | 70
P9ZCQHJU | Acuity Brands Lighting | Lithonia Lighting | IBHST 15000LM L/LENS ND XXXXX OZ1040K 70CRI | Indoor Luminaires | High-Bay | High-Bay Luminaires for Commercial and Industrial Buildings | Premium | FALSE | [9 empty] | 42537 | Dimmable | Continuous Above 10 | Yes |  | 4.1 | 16129.09 | 115.97 | 139.08 | 17.68 | 0.92 | 4000 | 70
P57YJYVF | Acuity Brands Lighting | Lithonia Lighting | IBHST 15000LM SD080 MD XXXXX OZ1040K 70CRI | Indoor Luminaires | High-Bay | High-Bay Luminaires for Commercial and Industrial Buildings | Premium | FALSE | [9 empty] | 42537 | Dimmable | Continuous Above 10 | Yes |  | 4.1 | 15356.1 | 110.41 | 139.08 | 17.68 | 0.92 | 4000 | 70
PCZXDTHD | Acuity Brands Lighting | Lithonia Lighting | IBHST 15000LM SD080 ND XXXXX OZ1040K 70CRI | Indoor Luminaires | High-Bay | High-Bay Luminaires for Commercial and Industrial Buildings | Premium | FALSE | [9 empty] | 42537 | Dimmable | Continuous Above 10 | Yes |  | 4.1 | 15119.42 | 108.71 | 139.08 | 17.68 | 0.92 | 4000 | 70
PEW2VSV4 | Acuity Brands Lighting | Lithonia Lighting | IBHST 12000LM L/LENS MD XXXXX OZ10 40K 70CRI | Indoor Luminaires | High-Bay | High-Bay Luminaires for Commercial and Industrial Buildings | Premium | FALSE | [9 empty] | 42537 | Dimmable | Continuous Above 10 | Yes |  | 4.1 | 13242.35 | 122.66 | 107.96 | 13.61 | 0.95 | 4000 | 70
P9RR5EDE | Acuity Brands Lighting | Lithonia Lighting | IBHST 12000LM L/LENS ND XXXXX OZ10 40K 70CRI | Indoor Luminaires | High-Bay | High-Bay Luminaires for Commercial and Industrial Buildings | Premium | FALSE | [9 empty] | 42537 | Dimmable | Continuous Above 10 | Yes |  | 4.1 | 13020.31 | 120.6 | 107.96 | 13.61 | 0.95 | 4000 | 70
PFRQUFUT | Acuity Brands Lighting | Lithonia Lighting | IBHST 12000LM SD080 MD XXXXX OZ10 40K 70CRI | Indoor Luminaires | High-Bay | High-Bay Luminaires for Commercial and Industrial Buildings | Premium | FALSE | [9 empty] | 42537 | Dimmable | Continuous Above 10 | Yes |  | 4.1 | 12396.31 | 114.82 | 107.96 | 13.61 | 0.95 | 4000 | 70
PU2XHZ8R | Acuity Brands Lighting | Lithonia Lighting | IBHST 12000LM SD080 ND XXXXX OZ10 40K 70CRI | Indoor Luminaires | High-Bay | High-Bay Luminaires for Commercial and Industrial Buildings | Premium | FALSE | [9 empty] | 42537 | Dimmable | Continuous Above 10 | Yes |  | 4.1 | 12205.25 | 113.05 | 107.96 | 13.61 | 0.95 | 4000 | 70
PCEGQSHA | Acuity Brands Lighting | Lithonia Lighting | IBHST 9000LM L/LENS MD XXXXX OZ10 40K 70CRI | Indoor Luminaires | High-Bay | Low-Bay Luminaires for Commercial and Industrial Buildings | Premium | FALSE | [9 empty] | 42537 | Dimmable | Continuous Above 10 | Yes |  | 4.1 | 10148.75 | 132.84 | 76.4 | 13.61 | 0.95 | 4000 | 70
PY4QHGAF | Acuity Brands Lighting | Lithonia Lighting | IBHST 9000LM L/LENS ND XXXXX OZ10 40K 70CRI | Indoor Luminaires | High-Bay | Low-Bay Luminaires for Commercial and Industrial Buildings | Premium | FALSE | [9 empty] | 42537 | Dimmable | Continuous Above 10 | Yes |  | 4.1 | 9978.58 | 130.61 | 76.4 | 13.61 | 0.95 | 4000 | 70
PG9KNSP3 | Acuity Brands Lighting | Lithonia Lighting | IBHST 9000LM SD080 MD XXXXX OZ10 40K 70CRI | Indoor Luminaires | High-Bay | Low-Bay Luminaires for Commercial and Industrial Buildings | Premium | FALSE | [9 empty] | 42537 | Dimmable | Continuous Above 10 | Yes |  | 4.1 | 9500.36 | 124.35 | 76.4 | 13.61 | 0.95 | 4000 | 70
PUFMXXQS | Acuity Brands Lighting | Lithonia Lighting | IBHST 9000LM SD080 ND XXXXX OZ10 40K 70CRI | Indoor Luminaires | High-Bay | Low-Bay Luminaires for Commercial and Industrial Buildings | Premium | FALSE | [9 empty] | 42537 | Dimmable | Continuous Above 10 | Yes |  | 4.1 | 9353.93 | 122.43 | 76.4 | 13.61 | 0.95 | 4000 | 70
PQXY9GTY | Acuity Brands Lighting | Lithonia Lighting | IBHST 30000LM L/LENS MD XXXXX OZ1035K 80CRI | Indoor Luminaires | High-Bay | High-Bay Luminaires for Commercial and Industrial Buildings | Standard | FALSE | [9 empty] | 42537 | Dimmable | Continuous Above 10 | Yes |  | 3 | 29373.49 | 107.52 | 273.2 | 17.68 | 0.92 | 3500 | 80
PJ67Q8FP | Acuity Brands Lighting | Lithonia Lighting | IBHST 30000LM L/LENS ND XXXXX OZ1035K 80CRI | Indoor Luminaires | High-Bay | High-Bay Luminaires for Commercial and Industrial Buildings | Standard | FALSE | [9 empty] | 42537 | Dimmable | Continuous Above 10 | Yes |  | 3 | 28880.97 | 105.71 | 273.2 | 17.68 | 0.92 | 3500 | 80
PXPP6CJ7 | Acuity Brands Lighting | Lithonia Lighting | IBHST 30000LM SD080 MD XXXXX OZ1035K 80CRI | Indoor Luminaires | High-Bay | High-Bay Luminaires for Commercial and Industrial Buildings | Standard | FALSE | [9 empty] | 42537 | Dimmable | Continuous Above 10 | Yes |  | 3 | 27496.84 | 100.65 | 273.2 | 17.68 | 0.92 | 3500 | 80
PM6RZM83 | Acuity Brands Lighting | Lithonia Lighting | IBHST 30000LM SD080 ND XXXXX OZ1035K 80CRI | Indoor Luminaires | High-Bay | High-Bay Luminaires for Commercial and Industrial Buildings | Standard | FALSE | [9 empty] | 42537 | Dimmable | Continuous Above 10 | Yes |  | 3 | 27073.03 | 99.1 | 215.7 | 17.68 | 0.92 | 3500 | 80
PTF6CVM2 | Acuity Brands Lighting | Lithonia Lighting | IBHST 24000LM L/LENS MD XXXXX OZ1035K 80CRI | Indoor Luminaires | High-Bay | High-Bay Luminaires for Commercial and Industrial Buildings | Standard | FALSE | [9 empty] | 42537 | Dimmable | Continuous Above 10 | Yes |  | 3 | 24589.68 | 114 | 215.7 | 17.68 | 0.92 | 3500 | 80
PSP6W3JR | Acuity Brands Lighting | Lithonia Lighting | IBHST 24000LM L/LENS ND XXXXX OZ1035K 80CRI | Indoor Luminaires | High-Bay | High-Bay Luminaires for Commercial and Industrial Buildings | Standard | FALSE | [9 empty] | 42537 | Dimmable | Continuous Above 10 | Yes |  | 3 | 24177.37 | 112.09 | 215.7 | 17.68 | 0.92 | 3500 | 80
PH2A7EF7 | Acuity Brands Lighting | Lithonia Lighting | IBHST 24000LM SD080 MD XXXXX OZ1035K 80CRI | Indoor Luminaires | High-Bay | High-Bay Luminaires for Commercial and Industrial Buildings | Standard | FALSE | [9 empty] | 42537 | Dimmable | Continuous Above 10 | Yes |  | 3 | 23018.67 | 106.72 | 215.7 | 17.68 | 0.92 | 3500 | 80
PDBDDKSU | Acuity Brands Lighting | Lithonia Lighting | IBHST 24000LM SD080 ND XXXXX OZ1035K 80CRI | Indoor Luminaires | High-Bay | High-Bay Luminaires for Commercial and Industrial Buildings | Standard | FALSE | [9 empty] | 42537 | Dimmable | Continuous Above 10 | Yes |  | 3 | 22663.88 | 105.07 | 215.7 | 17.68 | 0.92 | 3500 | 80
PVJXT3ZV | Acuity Brands Lighting | Lithonia Lighting | IBHST 18000LM L/LENS MD XXXXX OZ1035K 80CRI | Indoor Luminaires | High-Bay | High-Bay Luminaires for Commercial and Industrial Buildings | Standard | FALSE | [9 empty] | 42537 | Dimmable | Continuous Above 10 | Yes |  | 3 | 17793.99 | 127.46 | 139.6 | 17.68 | 0.92 | 3500 | 80
P75Z2MW8 | Acuity Brands Lighting | Lithonia Lighting | IBHST 18000LM L/LENS ND XXXXX OZ1035K 80CRI | Indoor Luminaires | High-Bay | High-Bay Luminaires for Commercial and Industrial Buildings | Standard | FALSE | [9 empty] | 42537 | Dimmable | Continuous Above 10 | Yes |  | 4.1 | 17495.62 | 125.33 | 139.6 | 17.68 | 0.92 | 3500 | 80
PU1YDW3Z | Acuity Brands Lighting | Lithonia Lighting | IBHST 18000LM SD080 MD XXXXX OZ1035K 80CRI | Indoor Luminaires | High-Bay | High-Bay Luminaires for Commercial and Industrial Buildings | Standard | FALSE | [9 empty] | 42537 | Dimmable | Continuous Above 10 | Yes |  | 3 | 16657.14 | 119.32 | 139.6 | 17.68 | 0.92 | 3500 | 80
PZD23UE5 | Acuity Brands Lighting | Lithonia Lighting | IBHST 18000LM SD080 ND XXXXX OZ1035K 80CRI | Indoor Luminaires | High-Bay | High-Bay Luminaires for Commercial and Industrial Buildings | Standard | FALSE | [9 empty] | 42537 | Dimmable | Continuous Above 10 | Yes |  | 3 | 16400.41 | 117.48 | 139.6 | 17.68 | 0.92 | 3500 | 80
PV1BSF2R | Acuity Brands Lighting | Lithonia Lighting | IBHST 15000LM L/LENS MD XXXXX OZ1035K 80CRI | Indoor Luminaires | High-Bay | High-Bay Luminaires for Commercial and Industrial Buildings | Standard | FALSE | [9 empty] | 42537 | Dimmable | Continuous Above 10 | Yes |  | 3 | 14787.34 | 106.32 | 139.08 | 17.68 | 0.92 | 3500 | 80
PQPUGDVJ | Acuity Brands Lighting | Lithonia Lighting | IBHST 15000LM L/LENS ND XXXXX OZ1035K 80CRI | Indoor Luminaires | High-Bay | High-Bay Luminaires for Commercial and Industrial Buildings | Standard | FALSE | [9 empty] | 42537 | Dimmable | Continuous Above 10 | Yes |  | 3 | 14539.39 | 104.54 | 139.08 | 17.68 | 0.92 | 3500 | 80
PPQEBEP5 | Acuity Brands Lighting | Lithonia Lighting | IBHST 15000LM SD080 MD XXXXX OZ1035K 80CRI | Indoor Luminaires | High-Bay | High-Bay Luminaires for Commercial and Industrial Buildings | Standard | FALSE | [9 empty] | 42537 | Dimmable | Continuous Above 10 | Yes |  | 3 | 13842.59 | 99.53 | 139.08 | 17.68 | 0.92 | 3500 | 80
P6N7S837 | Acuity Brands Lighting | Lithonia Lighting | IBHST 15000LM SD080 ND XXXXX OZ1035K 80CRI | Indoor Luminaires | High-Bay | High-Bay Luminaires for Commercial and Industrial Buildings | Standard | FALSE | [9 empty] | 42537 | Dimmable | Continuous Above 10 | Yes |  | 3 | 13629.23 | 98 | 139.08 | 17.68 | 0.92 | 3500 | 80
PDA7FVGU | Acuity Brands Lighting | Lithonia Lighting | IBHST 12000LM L/LENS MD XXXXX OZ10 35K 80CRI | Indoor Luminaires | High-Bay | High-Bay Luminaires for Commercial and Industrial Buildings | Premium | FALSE | [9 empty] | 42537 | Dimmable | Continuous Above 10 | Yes |  | 4.1 | 11937.17 | 110.57 | 107.96 | 13.61 | 0.95 | 3500 | 80
PDXWD9TN | Acuity Brands Lighting | Lithonia Lighting | IBHST 12000LM L/LENS ND XXXXX OZ10 35K 80CRI | Indoor Luminaires | High-Bay | High-Bay Luminaires for Commercial and Industrial Buildings | Premium | FALSE | [9 empty] | 42537 | Dimmable | Continuous Above 10 | Yes |  | 4.1 | 11737.01 | 108.72 | 107.96 | 13.61 | 0.95 | 3500 | 80
PUYWVTV8 | Acuity Brands Lighting | Lithonia Lighting | IBHST 12000LM SD080 MD XXXXX OZ10 35K 80CRI | Indoor Luminaires | High-Bay | High-Bay Luminaires for Commercial and Industrial Buildings | Standard | FALSE | [9 empty] | 42537 | Dimmable | Continuous Above 10 | Yes |  | 3 | 11174.52 | 103.51 | 107.96 | 13.61 | 0.95 | 3500 | 80
PC1746PW | Acuity Brands Lighting | Lithonia Lighting | IBHST 12000LM SD080 ND XXXXX OZ10 35K 80CRI | Indoor Luminaires | High-Bay | High-Bay Luminaires for Commercial and Industrial Buildings | Standard | FALSE | [9 empty] | 42537 | Dimmable | Continuous Above 10 | Yes |  | 3 | 11002.28 | 101.91 | 107.96 | 13.61 | 0.95 | 3500 | 80
P51QG1JP | Acuity Brands Lighting | Lithonia Lighting | IBHST 9000LM L/LENS MD XXXXX OZ10 35K 80CRI | Indoor Luminaires | High-Bay | Low-Bay Luminaires for Commercial and Industrial Buildings | Premium | FALSE | [9 empty] | 42537 | Dimmable | Continuous Above 10 | Yes |  | 4.1 | 9148.48 | 119.74 | 76.4 | 13.61 | 0.95 | 3500 | 80
PFYTMNGG | Acuity Brands Lighting | Lithonia Lighting | IBHST 9000LM L/LENS ND XXXXX OZ10 35K 80CRI | Indoor Luminaires | High-Bay | Low-Bay Luminaires for Commercial and Industrial Buildings | Premium | FALSE | [9 empty] | 42537 | Dimmable | Continuous Above 10 | Yes |  | 4.1 | 8995.08 | 117.74 | 76.4 | 13.61 | 0.95 | 3500 | 80
PTPKTKSW | Acuity Brands Lighting | Lithonia Lighting | IBHST 9000LM SD080 MD XXXXX OZ10 35K 80CRI | Indoor Luminaires | High-Bay | Low-Bay Luminaires for Commercial and Industrial Buildings | Premium | FALSE | [9 empty] | 42537 | Dimmable | Continuous Above 10 | Yes |  | 4.1 | 8563.99 | 112.09 | 76.4 | 13.61 | 0.95 | 3500 | 80
PSJH35P8 | Acuity Brands Lighting | Lithonia Lighting | IBHST 9000LM SD080 ND XXXXX OZ10 35K 80CRI | Indoor Luminaires | High-Bay | Low-Bay Luminaires for Commercial and Industrial Buildings | Premium | FALSE | [9 empty] | 42537 | Dimmable | Continuous Above 10 | Yes |  | 4.1 | 8431.99 | 110.37 | 76.4 | 13.61 | 0.95 | 3500 | 80
P61P9JSX | Acuity Brands Lighting | Lithonia Lighting | IBHST 30000LM L/LENS MD XXXXX OZ1035K 70CRI | Indoor Luminaires | High-Bay | High-Bay Luminaires for Commercial and Industrial Buildings | Standard | FALSE | [9 empty] | 42537 | Dimmable | Continuous Above 10 | Yes |  | 4.1 | 31881.84 | 116.7 | 273.2 | 17.68 | 0.92 | 3500 | 70
PHRE51TA | Acuity Brands Lighting | Lithonia Lighting | IBHST 30000LM L/LENS ND XXXXX OZ1035K 70CRI | Indoor Luminaires | High-Bay | High-Bay Luminaires for Commercial and Industrial Buildings | Standard | FALSE | [9 empty] | 42537 | Dimmable | Continuous Above 10 | Yes |  | 3 | 31347.26 | 114.74 | 273.2 | 17.68 | 0.92 | 3500 | 70
PAXKHJDA | Acuity Brands Lighting | Lithonia Lighting | IBHST 30000LM SD080 MD XXXXX OZ1035K 70CRI | Indoor Luminaires | High-Bay | High-Bay Luminaires for Commercial and Industrial Buildings | Standard | FALSE | [9 empty] | 42537 | Dimmable | Continuous Above 10 | Yes |  | 4.1 | 29844.94 | 109.24 | 273.2 | 17.68 | 0.92 | 3500 | 70
PJTRZ721 | Acuity Brands Lighting | Lithonia Lighting | IBHST 30000LM SD080 ND XXXXX OZ1035K 70CRI | Indoor Luminaires | High-Bay | High-Bay Luminaires for Commercial and Industrial Buildings | Standard | FALSE | [9 empty] | 42537 | Dimmable | Continuous Above 10 | Yes |  | 3 | 29384.94 | 107.56 | 273.2 | 17.68 | 0.92 | 3500 | 70
PEXAVQ6X | Acuity Brands Lighting | Lithonia Lighting | IBHST 24000LM L/LENS MD XXXXX OZ1035K 70CRI | Indoor Luminaires | High-Bay | High-Bay Luminaires for Commercial and Industrial Buildings | Standard | FALSE | [9 empty] | 42537 | Dimmable | Continuous Above 10 | Yes |  | 3 | 26689.52 | 123.73 | 215.7 | 17.68 | 0.92 | 3500 | 70
PU2FX513 | Acuity Brands Lighting | Lithonia Lighting | IBHST 24000LM L/LENS ND XXXXX OZ1035K 70CRI | Indoor Luminaires | High-Bay | High-Bay Luminaires for Commercial and Industrial Buildings | Standard | FALSE | [9 empty] | 42537 | Dimmable | Continuous Above 10 | Yes |  | 3 | 26242 | 121.66 | 215.7 | 17.68 | 0.92 | 3500 | 70
P36V8A3Q | Acuity Brands Lighting | Lithonia Lighting | IBHST 24000LM SD080 MD XXXXX OZ1035K 70CRI | Indoor Luminaires | High-Bay | High-Bay Luminaires for Commercial and Industrial Buildings | Standard | FALSE | [9 empty] | 42537 | Dimmable | Continuous Above 10 | Yes |  | 4.1 | 24984.35 | 115.83 | 215.7 | 17.68 | 0.92 | 3500 | 70
PBG8H79Y | Acuity Brands Lighting | Lithonia Lighting | IBHST 24000LM SD080 ND XXXXX OZ1035K 70CRI | Indoor Luminaires | High-Bay | High-Bay Luminaires for Commercial and Industrial Buildings | Standard | FALSE | [9 empty] | 42537 | Dimmable | Continuous Above 10 | Yes |  | 4.1 | 24599.26 | 114.04 | 215.7 | 17.68 | 0.92 | 3500 | 70
PR7TGQWG | Acuity Brands Lighting | Lithonia Lighting | IBHST 18000LM L/LENS MD XXXXX OZ1035K 70CRI | Indoor Luminaires | High-Bay | High-Bay Luminaires for Commercial and Industrial Buildings | Standard | FALSE | [9 empty] | 42537 | Dimmable | Continuous Above 10 | Yes |  | 3 | 19313.5 | 138.35 | 139.6 | 17.68 | 0.92 | 3500 | 70
PDZD4GNN | Acuity Brands Lighting | Lithonia Lighting | IBHST 18000LM L/LENS ND XXXXX OZ1035K 70CRI | Indoor Luminaires | High-Bay | High-Bay Luminaires for Commercial and Industrial Buildings | Standard | FALSE | [9 empty] | 42537 | Dimmable | Continuous Above 10 | Yes |  | 3 | 18989.66 | 136.03 | 139.6 | 17.68 | 0.92 | 3500 | 70
P1JG7NXM | Acuity Brands Lighting | Lithonia Lighting | IBHST 18000LM SD080 MD XXXXX OZ1035K 70CRI | Indoor Luminaires | High-Bay | High-Bay Luminaires for Commercial and Industrial Buildings | Standard | FALSE | [9 empty] | 42537 | Dimmable | Continuous Above 10 | Yes |  | 4.1 | 18079.58 | 129.51 | 139.6 | 17.68 | 0.92 | 3500 | 70
PWC2777C | Acuity Brands Lighting | Lithonia Lighting | IBHST 18000LM SD080 ND XXXXX OZ1035K 70CRI | Indoor Luminaires | High-Bay | High-Bay Luminaires for Commercial and Industrial Buildings | Standard | FALSE | [9 empty] | 42537 | Dimmable | Continuous Above 10 | Yes |  | 3 | 17800.92 | 127.51 | 139.6 | 17.68 | 0.92 | 3500 | 70
P3FVQFD5 | Acuity Brands Lighting | Lithonia Lighting | IBHST 15000LM L/LENS MD XXXXX OZ1035K 70CRI | Indoor Luminaires | High-Bay | High-Bay Luminaires for Commercial and Industrial Buildings | Premium | FALSE | [9 empty] | 42537 | Dimmable | Continuous Above 10 | Yes |  | 4.1 | 16050.1 | 115.4 | 139.08 | 17.68 | 0.92 | 3500 | 70
PF6YG8X9 | Acuity Brands Lighting | Lithonia Lighting | IBHST 15000LM L/LENS ND XXXXX OZ1035K 70CRI | Indoor Luminaires | High-Bay | High-Bay Luminaires for Commercial and Industrial Buildings | Premium | FALSE | [9 empty] | 42537 | Dimmable | Continuous Above 10 | Yes |  | 4.1 | 15780.98 | 113.47 | 139.08 | 17.68 | 0.92 | 3500 | 70
PX6ZTMZ7 | Acuity Brands Lighting | Lithonia Lighting | IBHST 15000LM SD080 MD XXXXX OZ1035K 70CRI | Indoor Luminaires | High-Bay | High-Bay Luminaires for Commercial and Industrial Buildings | Premium | FALSE | [9 empty] | 42537 | Dimmable | Continuous Above 10 | Yes |  | 4.1 | 15024.68 | 108.03 | 139.08 | 17.68 | 0.92 | 3500 | 70
PTG53DUJ | Acuity Brands Lighting | Lithonia Lighting | IBHST 15000LM SD080 ND XXXXX OZ1035K 70CRI | Indoor Luminaires | High-Bay | High-Bay Luminaires for Commercial and Industrial Buildings | Standard | FALSE | [9 empty] | 42537 | Dimmable | Continuous Above 10 | Yes |  | 3 | 14793.1 | 106.36 | 139.08 | 17.68 | 0.92 | 3500 | 70
PA6FQC56 | Acuity Brands Lighting | Lithonia Lighting | IBHST 12000LM L/LENS MD XXXXX OZ10 35K 70CRI | Indoor Luminaires | High-Bay | High-Bay Luminaires for Commercial and Industrial Buildings | Premium | FALSE | [9 empty] | 42537 | Dimmable | Continuous Above 10 | Yes |  | 4.1 | 12956.55 | 120.01 | 107.96 | 13.61 | 0.95 | 3500 | 70
PS9RXVMX | Acuity Brands Lighting | Lithonia Lighting | IBHST 12000LM L/LENS ND XXXXX OZ10 35K 70CRI | Indoor Luminaires | High-Bay | High-Bay Luminaires for Commercial and Industrial Buildings | Premium | FALSE | [9 empty] | 42537 | Dimmable | Continuous Above 10 | Yes |  | 4.1 | 12739.3 | 118 | 107.96 | 13.61 | 0.95 | 3500 | 70
PH8JFHFZ | Acuity Brands Lighting | Lithonia Lighting | IBHST 12000LM SD080 MD XXXXX OZ10 35K 70CRI | Indoor Luminaires | High-Bay | High-Bay Luminaires for Commercial and Industrial Buildings | Premium | FALSE | [9 empty] | 42537 | Dimmable | Continuous Above 10 | Yes |  | 4.1 | 12128.76 | 112.34 | 107.96 | 13.61 | 0.95 | 3500 | 70
PQ83EUG8 | Acuity Brands Lighting | Lithonia Lighting | IBHST 12000LM SD080 ND XXXXX OZ10 35K 70CRI | Indoor Luminaires | High-Bay | High-Bay Luminaires for Commercial and Industrial Buildings | Premium | FALSE | [9 empty] | 42537 | Dimmable | Continuous Above 10 | Yes |  | 4.1 | 11941.82 | 110.61 | 107.96 | 13.61 | 0.95 | 3500 | 70
PA3V99JA | Acuity Brands Lighting | Lithonia Lighting | IBHST 9000LM L/LENS MD XXXXX OZ10 35K 70CRI | Indoor Luminaires | High-Bay | Low-Bay Luminaires for Commercial and Industrial Buildings | Premium | FALSE | [9 empty] | 42537 | Dimmable | Continuous Above 10 | Yes |  | 4.1 | 9929.71 | 129.97 | 76.4 | 13.61 | 0.95 | 3500 | 70
P3MF3NZ2 | Acuity Brands Lighting | Lithonia Lighting | IBHST 9000LM L/LENS ND XXXXX OZ10 35K 70CRI | Indoor Luminaires | High-Bay | Low-Bay Luminaires for Commercial and Industrial Buildings | Premium | FALSE | [9 empty] | 42537 | Dimmable | Continuous Above 10 | Yes |  | 4.1 | 9763.22 | 127.79 | 76.4 | 13.61 | 0.95 | 3500 | 70
PS3QDJZ2 | Acuity Brands Lighting | Lithonia Lighting | IBHST 9000LM SD080 MD XXXXX OZ10 35K 70CRI | Indoor Luminaires | High-Bay | Low-Bay Luminaires for Commercial and Industrial Buildings | Premium | FALSE | [9 empty] | 42537 | Dimmable | Continuous Above 10 | Yes |  | 4.1 | 9295.31 | 121.67 | 76.4 | 13.61 | 0.95 | 3500 | 70
PQXZ6U25 | Acuity Brands Lighting | Lithonia Lighting | IBHST 9000LM SD080 ND XXXXX OZ10 35K 70CRI | Indoor Luminaires | High-Bay | Low-Bay Luminaires for Commercial and Industrial Buildings | Premium | FALSE | [9 empty] | 42537 | Dimmable | Continuous Above 10 | Yes |  | 4.1 | 9152.04 | 119.79 | 76.4 | 13.61 | 0.95 | 3500 | 70
PTYMJR32 | Acuity Brands Lighting | Lithonia Lighting | IBHST 30000LM L/LENS MD XXXXX OZ1030K 80CRI | Indoor Luminaires | High-Bay | High-Bay Luminaires for Commercial and Industrial Buildings | Standard | FALSE | [9 empty] | 42537 | Dimmable | Continuous Above 10 | Yes |  | 3 | 28787.43 | 105.37 | 273.2 | 17.68 | 0.92 | 3000 | 80
PA8DZCKS | Acuity Brands Lighting | Lithonia Lighting | IBHST 30000LM L/LENS ND XXXXX OZ1030K 80CRI | Indoor Luminaires | High-Bay | High-Bay Luminaires for Commercial and Industrial Buildings | Standard | FALSE | [9 empty] | 42537 | Dimmable | Continuous Above 10 | Yes |  | 3 | 28304.73 | 103.6 | 273.2 | 17.68 | 0.92 | 3000 | 80
PKG7R3NM | Acuity Brands Lighting | Lithonia Lighting | IBHST 30000LM SD080 MD XXXXX OZ1030K 80CRI | Indoor Luminaires | High-Bay | High-Bay Luminaires for Commercial and Industrial Buildings | Standard | FALSE | [9 empty] | 42537 | Dimmable | Continuous Above 10 | Yes |  | 3 | 26948.22 | 98.64 | 215.7 | 17.68 | 0.92 | 3000 | 80
PH21VXX9 | Acuity Brands Lighting | Lithonia Lighting | IBHST 30000LM SD080 ND XXXXX OZ1030K 80CRI | Indoor Luminaires | High-Bay | High-Bay Luminaires for Commercial and Industrial Buildings | Standard | FALSE | [9 empty] | 42537 | Dimmable | Continuous Above 10 | Yes |  | 3 | 26532.87 | 97.12 | 215.7 | 17.68 | 0.92 | 3000 | 80
PD93XUNV | Acuity Brands Lighting | Lithonia Lighting | IBHST 24000LM L/LENS MD XXXXX OZ1030K 80CRI | Indoor Luminaires | High-Bay | High-Bay Luminaires for Commercial and Industrial Buildings | Standard | FALSE | [9 empty] | 42537 | Dimmable | Continuous Above 10 | Yes |  | 3 | 24099.06 | 111.72 | 215.7 | 17.68 | 0.92 | 3000 | 80
PP8REBBP | Acuity Brands Lighting | Lithonia Lighting | IBHST 24000LM L/LENS ND XXXXX OZ1030K 80CRI | Indoor Luminaires | High-Bay | High-Bay Luminaires for Commercial and Industrial Buildings | Standard | FALSE | [9 empty] | 42537 | Dimmable | Continuous Above 10 | Yes |  | 3 | 23694.98 | 109.85 | 215.7 | 17.68 | 0.92 | 3000 | 80
P3VW32FC | Acuity Brands Lighting | Lithonia Lighting | IBHST 24000LM SD080 MD XXXXX OZ1030K 80CRI | Indoor Luminaires | High-Bay | High-Bay Luminaires for Commercial and Industrial Buildings | Standard | FALSE | [9 empty] | 42537 | Dimmable | Continuous Above 10 | Yes |  | 3 | 22559.4 | 104.59 | 215.7 | 17.68 | 0.92 | 3000 | 80
PWSTQPWY | Acuity Brands Lighting | Lithonia Lighting | IBHST 24000LM SD080 ND XXXXX OZ1030K 80CRI | Indoor Luminaires | High-Bay | High-Bay Luminaires for Commercial and Industrial Buildings | Standard | FALSE | [9 empty] | 42537 | Dimmable | Continuous Above 10 | Yes |  | 3 | 22211.69 | 102.97 | 215.7 | 17.68 | 0.92 | 3000 | 80
PTA6Z1BH | Acuity Brands Lighting | Lithonia Lighting | IBHST 18000LM L/LENS MD XXXXX OZ1030K 80CRI | Indoor Luminaires | High-Bay | High-Bay Luminaires for Commercial and Industrial Buildings | Standard | FALSE | [9 empty] | 42537 | Dimmable | Continuous Above 10 | Yes |  | 3 | 17438.96 | 124.92 | 139.6 | 17.68 | 0.92 | 3000 | 80
PUASJMWD | Acuity Brands Lighting | Lithonia Lighting | IBHST 18000LM L/LENS ND XXXXX OZ1030K 80CRI | Indoor Luminaires | High-Bay | High-Bay Luminaires for Commercial and Industrial Buildings | Standard | FALSE | [9 empty] | 42537 | Dimmable | Continuous Above 10 | Yes |  | 3 | 17146.55 | 122.83 | 139.6 | 17.68 | 0.92 | 3000 | 80
PXKNEMDP | Acuity Brands Lighting | Lithonia Lighting | IBHST 18000LM SD080 MD XXXXX OZ1030K 80CRI | Indoor Luminaires | High-Bay | High-Bay Luminaires for Commercial and Industrial Buildings | Standard | FALSE | [9 empty] | 42537 | Dimmable | Continuous Above 10 | Yes |  | 3 | 16324.8 | 116.94 | 139.6 | 17.68 | 0.92 | 3000 | 80
PRRYJ3M9 | Acuity Brands Lighting | Lithonia Lighting | IBHST 18000LM SD080 ND XXXXX OZ1030K 80CRI | Indoor Luminaires | High-Bay | High-Bay Luminaires for Commercial and Industrial Buildings | Standard | FALSE | [9 empty] | 42537 | Dimmable | Continuous Above 10 | Yes |  | 3 | 16073.18 | 115.14 | 139.08 | 17.68 | 0.92 | 3000 | 80
P5P7GYCE | Acuity Brands Lighting | Lithonia Lighting | IBHST 15000LM L/LENS MD XXXXX OZ1030K 80CRI | Indoor Luminaires | High-Bay | High-Bay Luminaires for Commercial and Industrial Buildings | Standard | FALSE | [9 empty] | 42537 | Dimmable | Continuous Above 10 | Yes |  | 3 | 14492.3 | 104.2 | 139.08 | 17.68 | 0.92 | 3000 | 80
PH5CU267 | Acuity Brands Lighting | Lithonia Lighting | IBHST 15000LM L/LENS ND XXXXX OZ1030K 80CRI | Indoor Luminaires | High-Bay | High-Bay Luminaires for Commercial and Industrial Buildings | Standard | FALSE | [9 empty] | 42537 | Dimmable | Continuous Above 10 | Yes |  | 3 | 14249.3 | 102.45 | 139.08 | 17.68 | 0.92 | 3000 | 80
PCJHTS12 | Acuity Brands Lighting | Lithonia Lighting | IBHST 15000LM SD080 MD XXXXX OZ1030K 80CRI | Indoor Luminaires | High-Bay | High-Bay Luminaires for Commercial and Industrial Buildings | Standard | FALSE | [9 empty] | 42537 | Dimmable | Continuous Above 10 | Yes |  | 3 | 13566.4 | 97.54 | 139.08 | 17.68 | 0.92 | 3000 | 80
PKZUNGNR | Acuity Brands Lighting | Lithonia Lighting | IBHST 15000LM SD080 ND XXXXX OZ1030K 80CRI | Indoor Luminaires | High-Bay | High-Bay Luminaires for Commercial and Industrial Buildings | Standard | FALSE | [9 empty] | 42537 | Dimmable | Continuous Above 10 | Yes |  | 3 | 13357.3 | 96.04 | 139.08 | 17.68 | 0.92 | 3000 | 80
PHH6R2Q1 | Acuity Brands Lighting | Lithonia Lighting | IBHST 12000LM L/LENS MD XXXXX OZ10 30K 80CRI | Indoor Luminaires | High-Bay | High-Bay Luminaires for Commercial and Industrial Buildings | Premium | FALSE | [9 empty] | 42537 | Dimmable | Continuous Above 10 | Yes |  | 4.1 | 11699 | 108.36 | 107.96 | 13.61 | 0.95 | 3000 | 80
PQJVV5P8 | Acuity Brands Lighting | Lithonia Lighting | IBHST 12000LM L/LENS ND XXXXX OZ10 30K 80CRI | Indoor Luminaires | High-Bay | High-Bay Luminaires for Commercial and Industrial Buildings | Standard | FALSE | [9 empty] | 42537 | Dimmable | Continuous Above 10 | Yes |  | 3 | 11502.84 | 106.55 | 107.96 | 13.61 | 0.95 | 3000 | 80
PUW4PR2V | Acuity Brands Lighting | Lithonia Lighting | IBHST 12000LM SD080 MD XXXXX OZ10 30K 80CRI | Indoor Luminaires | High-Bay | High-Bay Luminaires for Commercial and Industrial Buildings | Standard | FALSE | [9 empty] | 42537 | Dimmable | Continuous Above 10 | Yes |  | 3 | 10951.56 | 101.44 | 107.96 | 13.61 | 0.95 | 3000 | 80
PTR378H3 | Acuity Brands Lighting | Lithonia Lighting | IBHST 12000LM SD080 ND XXXXX OZ10 30K 80CRI | Indoor Luminaires | High-Bay | High-Bay Luminaires for Commercial and Industrial Buildings | Standard | FALSE | [9 empty] | 42537 | Dimmable | Continuous Above 10 | Yes |  | 3 | 10782.76 | 99.88 | 107.96 | 13.61 | 0.95 | 3000 | 80
PQHGW4UD | Acuity Brands Lighting | Lithonia Lighting | IBHST 9000LM L/LENS MD XXXXX OZ10 30K 80CRI | Indoor Luminaires | High-Bay | Low-Bay Luminaires for Commercial and Industrial Buildings | Premium | FALSE | [9 empty] | 42537 | Dimmable | Continuous Above 10 | Yes |  | 4.1 | 8965.95 | 117.36 | 76.4 | 13.61 | 0.95 | 3000 | 80
PHBT2SAB | Acuity Brands Lighting | Lithonia Lighting | IBHST 9000LM L/LENS ND XXXXX OZ10 30K 80CRI | Indoor Luminaires | High-Bay | Low-Bay Luminaires for Commercial and Industrial Buildings | Premium | FALSE | [9 empty] | 42537 | Dimmable | Continuous Above 10 | Yes |  | 4.1 | 8815.61 | 115.39 | 76.4 | 13.61 | 0.95 | 3000 | 80
P1NTNKU5 | Acuity Brands Lighting | Lithonia Lighting | IBHST 9000LM SD080 MD XXXXX OZ10 30K 80CRI | Indoor Luminaires | High-Bay | Low-Bay Luminaires for Commercial and Industrial Buildings | Premium | FALSE | [9 empty] | 42537 | Dimmable | Continuous Above 10 | Yes |  | 4.1 | 8393.12 | 109.86 | 76.4 | 13.61 | 0.95 | 3000 | 80
PUN9R5EC | Acuity Brands Lighting | Lithonia Lighting | IBHST 9000LM SD080 ND XXXXX OZ10 30K 80CRI | Indoor Luminaires | High-Bay | Low-Bay Luminaires for Commercial and Industrial Buildings | Premium | FALSE | [9 empty] | 42537 | Dimmable | Continuous Above 10 | Yes |  | 4.1 | 8263.76 | 108.16 | 76.4 | 13.61 | 0.95 | 3000 | 80
PSXYTAAH | Acuity Brands Lighting | Lithonia Lighting | IBHST 30000LM L/LENS MD XXXXX OZ1030K 70CRI | Indoor Luminaires | High-Bay | High-Bay Luminaires for Commercial and Industrial Buildings | Standard | FALSE | [9 empty] | 42537 | Dimmable | Continuous Above 10 | Yes |  | 3 | 31670.86 | 115.93 | 273.2 | 17.68 | 0.92 | 3000 | 70
P2ERERZU | Acuity Brands Lighting | Lithonia Lighting | IBHST 30000LM L/LENS ND XXXXX OZ1030K 70CRI | Indoor Luminaires | High-Bay | High-Bay Luminaires for Commercial and Industrial Buildings | Standard | FALSE | [9 empty] | 42537 | Dimmable | Continuous Above 10 | Yes |  | 4.1 | 31139.82 | 113.98 | 273.2 | 17.68 | 0.92 | 3000 | 70
PHFEEEN2 | Acuity Brands Lighting | Lithonia Lighting | IBHST 30000LM SD080 MD XXXXX OZ1030K 70CRI | Indoor Luminaires | High-Bay | High-Bay Luminaires for Commercial and Industrial Buildings | Standard | FALSE | [9 empty] | 42537 | Dimmable | Continuous Above 10 | Yes |  | 3 | 29647.43 | 108.52 | 273.2 | 17.68 | 0.92 | 3000 | 70
PS7SSM3G | Acuity Brands Lighting | Lithonia Lighting | IBHST 30000LM SD080 ND XXXXX OZ1030K 70CRI | Indoor Luminaires | High-Bay | High-Bay Luminaires for Commercial and Industrial Buildings | Standard | FALSE | [9 empty] | 42537 | Dimmable | Continuous Above 10 | Yes |  | 3 | 29190.48 | 106.85 | 273.2 | 17.68 | 0.92 | 3000 | 70
P74GV197 | Acuity Brands Lighting | Lithonia Lighting | IBHST 24000LM L/LENS MD XXXXX OZ1030K 70CRI | Indoor Luminaires | High-Bay | High-Bay Luminaires for Commercial and Industrial Buildings | Standard | FALSE | [9 empty] | 42537 | Dimmable | Continuous Above 10 | Yes |  | 4.1 | 26512.89 | 122.92 | 215.7 | 17.68 | 0.92 | 3000 | 70
PV67XEXF | Acuity Brands Lighting | Lithonia Lighting | IBHST 24000LM L/LENS ND XXXXX OZ1030K 70CRI | Indoor Luminaires | High-Bay | High-Bay Luminaires for Commercial and Industrial Buildings | Standard | FALSE | [9 empty] | 42537 | Dimmable | Continuous Above 10 | Yes |  | 3 | 26068.34 | 120.85 | 215.7 | 17.68 | 0.92 | 3000 | 70
P5CUJA57 | Acuity Brands Lighting | Lithonia Lighting | IBHST 24000LM SD080 MD XXXXX OZ1030K 70CRI | Indoor Luminaires | High-Bay | High-Bay Luminaires for Commercial and Industrial Buildings | Standard | FALSE | [9 empty] | 42537 | Dimmable | Continuous Above 10 | Yes |  | 4.1 | 24819.01 | 115.06 | 215.7 | 17.68 | 0.92 | 3000 | 70
P7E1M2SB | Acuity Brands Lighting | Lithonia Lighting | IBHST 24000LM SD080 ND XXXXX OZ1030K 70CRI | Indoor Luminaires | High-Bay | High-Bay Luminaires for Commercial and Industrial Buildings | Standard | FALSE | [9 empty] | 42537 | Dimmable | Continuous Above 10 | Yes |  | 4.1 | 24436.47 | 113.29 | 215.7 | 17.68 | 0.92 | 3000 | 70
PPDEH1V4 | Acuity Brands Lighting | Lithonia Lighting | IBHST 18000LM L/LENS MD XXXXX OZ1030K 70CRI | Indoor Luminaires | High-Bay | High-Bay Luminaires for Commercial and Industrial Buildings | Standard | FALSE | [9 empty] | 42537 | Dimmable | Continuous Above 10 | Yes |  | 3 | 19185.69 | 137.43 | 139.6 | 17.68 | 0.92 | 3000 | 70
PHGZFKTH | Acuity Brands Lighting | Lithonia Lighting | IBHST 18000LM L/LENS ND XXXXX OZ1030K 70CRI | Indoor Luminaires | High-Bay | High-Bay Luminaires for Commercial and Industrial Buildings | Standard | FALSE | [9 empty] | 42537 | Dimmable | Continuous Above 10 | Yes |  | 3 | 18864 | 135.13 | 139.6 | 17.68 | 0.92 | 3000 | 70
PK19PXSX | Acuity Brands Lighting | Lithonia Lighting | IBHST 18000LM SD080 MD XXXXX OZ1030K 70CRI | Indoor Luminaires | High-Bay | High-Bay Luminaires for Commercial and Industrial Buildings | Standard | FALSE | [9 empty] | 42537 | Dimmable | Continuous Above 10 | Yes |  | 3 | 17959.94 | 128.65 | 139.6 | 17.68 | 0.92 | 3000 | 70
PQBPRD94 | Acuity Brands Lighting | Lithonia Lighting | IBHST 18000LM SD080 ND XXXXX OZ1030K 70CRI | Indoor Luminaires | High-Bay | High-Bay Luminaires for Commercial and Industrial Buildings | Standard | FALSE | [9 empty] | 42537 | Dimmable | Continuous Above 10 | Yes |  | 3 | 17683.12 | 126.67 | 139.6 | 17.68 | 0.92 | 3000 | 70
PM46JAM7 | Acuity Brands Lighting | Lithonia Lighting | IBHST 15000LM L/LENS MD XXXXX OZ1030K 70CRI | Indoor Luminaires | High-Bay | High-Bay Luminaires for Commercial and Industrial Buildings | Premium | FALSE | [9 empty] | 42537 | Dimmable | Continuous Above 10 | Yes |  | 4.1 | 15943.89 | 114.64 | 139.08 | 17.68 | 0.92 | 3000 | 70
PM6DSTFR | Acuity Brands Lighting | Lithonia Lighting | IBHST 15000LM L/LENS ND XXXXX OZ1030K 70CRI | Indoor Luminaires | High-Bay | High-Bay Luminaires for Commercial and Industrial Buildings | Premium | FALSE | [9 empty] | 42537 | Dimmable | Continuous Above 10 | Yes |  | 4.1 | 15676.55 | 112.72 | 139.08 | 17.68 | 0.92 | 3000 | 70
PRCV7WD3 | Acuity Brands Lighting | Lithonia Lighting | IBHST 15000LM SD080 MD XXXXX OZ1030K 70CRI | Indoor Luminaires | High-Bay | High-Bay Luminaires for Commercial and Industrial Buildings | Standard | FALSE | [9 empty] | 42537 | Dimmable | Continuous Above 10 | Yes |  | 3 | 14925.25 | 107.31 | 139.08 | 17.68 | 0.92 | 3000 | 70
PVEJUZWB | Acuity Brands Lighting | Lithonia Lighting | IBHST 15000LM SD080 ND XXXXX OZ1030K 70CRI | Indoor Luminaires | High-Bay | High-Bay Luminaires for Commercial and Industrial Buildings | Standard | FALSE | [9 empty] | 42537 | Dimmable | Continuous Above 10 | Yes |  | 3 | 14695.21 | 105.66 | 139.08 | 17.68 | 0.92 | 3000 | 70
P1M32WC8 | Acuity Brands Lighting | Lithonia Lighting | IBHST 12000LM L/LENS MD XXXXX OZ10 30K 70CRI | Indoor Luminaires | High-Bay | High-Bay Luminaires for Commercial and Industrial Buildings | Premium | FALSE | [9 empty] | 42537 | Dimmable | Continuous Above 10 | Yes |  | 4.1 | 12870.8 | 119.22 | 107.96 | 13.61 | 0.95 | 3000 | 70
PFCHFZYG | Acuity Brands Lighting | Lithonia Lighting | IBHST 12000LM L/LENS ND XXXXX OZ10 30K 70CRI | Indoor Luminaires | High-Bay | High-Bay Luminaires for Commercial and Industrial Buildings | Premium | FALSE | [9 empty] | 42537 | Dimmable | Continuous Above 10 | Yes |  | 4.1 | 12654.99 | 117.22 | 107.96 | 13.61 | 0.95 | 3000 | 70
PTVYB8JK | Acuity Brands Lighting | Lithonia Lighting | IBHST 12000LM SD080 MD XXXXX OZ10 30K 70CRI | Indoor Luminaires | High-Bay | High-Bay Luminaires for Commercial and Industrial Buildings | Premium | FALSE | [9 empty] | 42537 | Dimmable | Continuous Above 10 | Yes |  | 4.1 | 12048.5 | 111.6 | 107.96 | 13.61 | 0.95 | 3000 | 70
P6ERZG8H | Acuity Brands Lighting | Lithonia Lighting | IBHST 12000LM SD080 ND XXXXX OZ10 30K 70CRI | Indoor Luminaires | High-Bay | High-Bay Luminaires for Commercial and Industrial Buildings | Premium | FALSE | [9 empty] | 42537 | Dimmable | Continuous Above 10 | Yes |  | 4.1 | 11862.8 | 109.88 | 107.96 | 13.61 | 0.95 | 3000 | 70
PJ7EEB7V | Acuity Brands Lighting | Lithonia Lighting | IBHST 9000LM L/LENS MD XXXXX OZ10 30K 70CRI | Indoor Luminaires | High-Bay | Low-Bay Luminaires for Commercial and Industrial Buildings | Premium | FALSE | [9 empty] | 42537 | Dimmable | Continuous Above 10 | Yes |  | 4.1 | 9864 | 129.11 | 76.4 | 13.61 | 0.95 | 3000 | 70
PH5ZHBC1 | Acuity Brands Lighting | Lithonia Lighting | IBHST 9000LM L/LENS ND XXXXX OZ10 30K 70CRI | Indoor Luminaires | High-Bay | Low-Bay Luminaires for Commercial and Industrial Buildings | Premium | FALSE | [9 empty] | 42537 | Dimmable | Continuous Above 10 | Yes |  | 4.1 | 9698.61 | 126.95 | 76.4 | 13.61 | 0.95 | 3000 | 70
PH2NCY7B | Acuity Brands Lighting | Lithonia Lighting | IBHST 9000LM SD080 MD XXXXX OZ10 30K 70CRI | Indoor Luminaires | High-Bay | Low-Bay Luminaires for Commercial and Industrial Buildings | Premium | FALSE | [9 empty] | 42537 | Dimmable | Continuous Above 10 | Yes |  | 4.1 | 9233.8 | 120.86 | 76.4 | 13.61 | 0.95 | 3000 | 70
P7MUPKVS | Acuity Brands Lighting | Lithonia Lighting | IBHST 9000LM SD080 ND XXXXX OZ10 30K 70CRI | Indoor Luminaires | High-Bay | Low-Bay Luminaires for Commercial and Industrial Buildings | Premium | FALSE | [9 empty] | 42537 | Dimmable | Continuous Above 10 | Yes |  | 4.1 | 9091.48 | 119 | 76.4 | 13.61 | 0.95 | 3000 | 70
PFTQCXWJ | Luminoso LLC | Luminoso | LHB-14-150W-57K-J-Y-CL | Indoor Luminaires | High-Bay | High-Bay Luminaires for Commercial and Industrial Buildings | Standard | FALSE | [9 empty] | 42537 | Not Dimmable | Not Dimmable | NotYetVerified |  | 3 | 17740 | 116.44 | 152.3 | 14.8 | 0.9023 | 5700 | 85.4
PH86B87H | Luminoso LLC | Luminoso | LHB-14-120W-57K-J-Y-FR | Indoor Luminaires | High-Bay | High-Bay Luminaires for Commercial and Industrial Buildings | Standard | FALSE | [9 empty] | 42537 | Not Dimmable | Not Dimmable | NotYetVerified |  | 3 | 12698 | 104.25 | 121.8 | 16.02 | 0.9112 | 5700 | 84.2
PJ7UV289 | Luminoso LLC | Luminoso | LHB-14-100W-57K-J-Y-CL | Indoor Luminaires | High-Bay | High-Bay Luminaires for Commercial and Industrial Buildings | Standard | FALSE | [9 empty] | 42537 | Dimmable | Continuous Below 10 | NotYetVerified |  | 3 | 10918 | 107.86 | 101.22 | 17.16 | 0.9045 | 5700 | 84.8
PZV9H7PB | Luminoso LLC | Luminoso | LHB-14-120W-57K-J-Y-CL | Indoor Luminaires | High-Bay | High-Bay Luminaires for Commercial and Industrial Buildings | Standard | FALSE | [9 empty] | 42537 | Dimmable | Continuous Below 10 | NotYetVerified |  | 3 | 12767 | 107.11 | 119.2 | 16.09 | 0.905 | 5700 | 84.8
P262JYDX | Luminoso LLC | Luminoso | LHB-14-100W-50K-J-Y-FR | Indoor Luminaires | High-Bay | Low-Bay Luminaires for Commercial and Industrial Buildings | Standard | FALSE | [9 empty] | 42537 | Not Dimmable | Not Dimmable | NotYetVerified |  | 3 | 8310.6 | 85.57 | 97.12 | 16.33 | 0.912 | 5000 | 85.6
PWS4BURS | Luminoso LLC | Luminoso | LHB-14-120W-50K-J-Y-FR | Indoor Luminaires | High-Bay | High-Bay Luminaires for Commercial and Industrial Buildings | Standard | FALSE | [9 empty] | 42537 | Not Dimmable | Not Dimmable | NotYetVerified |  | 3 | 10740 | 87.4 | 122.9 | 15.37 | 0.9066 | 5000 | 85.3
PSCAQR2Q | Luminoso LLC | Luminoso | LHB-14-150W-50K-J-Y-CL | Indoor Luminaires | High-Bay | High-Bay Luminaires for Commercial and Industrial Buildings | Standard | FALSE | [9 empty] | 42537 | Not Dimmable | Not Dimmable | NotYetVerified |  | 3 | 14744 | 98.4 | 149.8 | 17.73 | 0.9082 | 5000 | 84.5
P7EMGD8G | Luminoso LLC | Luminoso | LHB-14-100W-50K-J-Y-CL | Indoor Luminaires | High-Bay | High-Bay Luminaires for Commercial and Industrial Buildings | Standard | FALSE | [9 empty] | 42537 | Dimmable | Continuous Below 10 | NotYetVerified |  | 3 | 9999.5 | 99.21 | 100.79 | 17.36 | 0.9031 | 5000 | 85.9
P6TUB2X5 | Luminoso LLC | Luminoso | LHB-14-120W-50K-J-Y-CL | Indoor Luminaires | High-Bay | High-Bay Luminaires for Commercial and Industrial Buildings | Standard | FALSE | [9 empty] | 42537 | Dimmable | Continuous Below 10 | NotYetVerified |  | 3 | 11822 | 99.93 | 118.3 | 16.47 | 0.9039 | 5000 | 85.4
PMVRCB44 | Luminoso LLC | Luminoso | CHB-14-280W-50K-J-Y-CL | Indoor Luminaires | High-Bay | High-Bay Luminaires for Commercial and Industrial Buildings | Premium | FALSE | [9 empty] | 42537 | Dimmable | Continuous Above 10 | NotYetVerified |  | 3 | 31505 | 117.81 | 267.4 | 11.55 | 0.936 | 5000 | 85
P65PKHWZ | Luminoso LLC | Luminoso | CHB-14-150W-50K-J-Y-CL | Indoor Luminaires | High-Bay | High-Bay Luminaires for Commercial and Industrial Buildings | Premium | FALSE | [9 empty] | 42537 | Dimmable | Continuous Above 10 | NotYetVerified |  | 3 | 17892 | 116.53 | 153.5 | 11.12 | 0.908 | 5000 | 85
P6SXYXAM | Luminoso LLC | Luminoso | CHB-14-200W-50K-J-Y-CL | Indoor Luminaires | High-Bay | High-Bay Luminaires for Commercial and Industrial Buildings | Premium | FALSE | [9 empty] | 42537 | Dimmable | Continuous Above 10 | NotYetVerified |  | 3 | 24360 | 116.72 | 208.7 | 11.47 | 0.913 | 5000 | 84.8
PHF4KMNR | Luminoso LLC | Luminoso | CHB-14-400W-50K-J-Y-CL | Indoor Luminaires | High-Bay | High-Bay Luminaires for Commercial and Industrial Buildings | Premium | FALSE | [9 empty] | 42537 | Dimmable | Continuous Above 10 | NotYetVerified |  | 3 | 46017 | 109.54 | 420.1 | 11.46 | 0.924 | 5000 | 84.7
PMR3H6ZH | Luminoso LLC | Luminoso | LHB-14-100W-45K-J-Y-FR | Indoor Luminaires | High-Bay | Low-Bay Luminaires for Commercial and Industrial Buildings | Standard | FALSE | [9 empty] | 42537 | Not Dimmable | Not Dimmable | NotYetVerified |  | 3 | 8310.6 | 85.57 | 97.12 | 16.33 | 0.912 | 4500 | 85.6
PB2945FA | Luminoso LLC | Luminoso | LHB-14-120W-45K-J-Y-FR | Indoor Luminaires | High-Bay | High-Bay Luminaires for Commercial and Industrial Buildings | Standard | FALSE | [9 empty] | 42537 | Not Dimmable | Not Dimmable | NotYetVerified |  | 3 | 10740 | 87.4 | 122.9 | 15.37 | 0.9066 | 4500 | 85.3
PZMZP4Z2 | Luminoso LLC | Luminoso | LHB-14-150W-45K-J-Y-CL | Indoor Luminaires | High-Bay | High-Bay Luminaires for Commercial and Industrial Buildings | Standard | FALSE | [9 empty] | 42537 | Not Dimmable | Not Dimmable | NotYetVerified |  | 3 | 14744 | 98.4 | 149.8 | 17.73 | 0.9082 | 4500 | 84.5
PAHR4FSG | Luminoso LLC | Luminoso | LHB-14-100W-45K-J-Y-CL | Indoor Luminaires | High-Bay | High-Bay Luminaires for Commercial and Industrial Buildings | Standard | FALSE | [9 empty] | 42537 | Dimmable | Continuous Below 10 | NotYetVerified |  | 3 | 9999.5 | 99.21 | 100.79 | 17.36 | 0.9031 | 4500 | 85.9
PDPTUHVD | Luminoso LLC | Luminoso | LHB-14-120W-45K-J-Y-CL | Indoor Luminaires | High-Bay | High-Bay Luminaires for Commercial and Industrial Buildings | Standard | FALSE | [9 empty] | 42537 | Dimmable | Continuous Below 10 | NotYetVerified |  | 3 | 11822 | 99.93 | 118.3 | 16.47 | 0.9039 | 4500 | 85.4
P7PDCS4F | Luminoso LLC | Luminoso | LHB-14-100W-40K-J-Y-FR | Indoor Luminaires | High-Bay | Low-Bay Luminaires for Commercial and Industrial Buildings | Standard | FALSE | [9 empty] | 42537 | Not Dimmable | Not Dimmable | NotYetVerified |  | 3 | 8310.6 | 85.57 | 97.12 | 16.33 | 0.912 | 4000 | 85.6
PGARW3CE | Luminoso LLC | Luminoso | LHB-14-120W-40K-J-Y-FR | Indoor Luminaires | High-Bay | High-Bay Luminaires for Commercial and Industrial Buildings | Standard | FALSE | [9 empty] | 42537 | Not Dimmable | Not Dimmable | NotYetVerified |  | 3 | 10740 | 87.4 | 122.9 | 15.37 | 0.9066 | 4000 | 85.3
PQ57FZRU | Luminoso LLC | Luminoso | LHB-14-150W-40K-J-Y-CL | Indoor Luminaires | High-Bay | High-Bay Luminaires for Commercial and Industrial Buildings | Standard | FALSE | [9 empty] | 42537 | Not Dimmable | Not Dimmable | NotYetVerified |  | 3 | 14744 | 98.4 | 149.8 | 17.73 | 0.9082 | 4000 | 84.5
PQ8A3QPW | Luminoso LLC | Luminoso | LHB-14-100W-40K-J-Y-CL | Indoor Luminaires | High-Bay | High-Bay Luminaires for Commercial and Industrial Buildings | Standard | FALSE | [9 empty] | 42537 | Dimmable | Continuous Below 10 | NotYetVerified |  | 3 | 9999.5 | 99.21 | 100.79 | 17.36 | 0.9031 | 4000 | 85.9
P162Q4NK | Luminoso LLC | Luminoso | LHB-14-120W-40K-J-Y-CL | Indoor Luminaires | High-Bay | High-Bay Luminaires for Commercial and Industrial Buildings | Standard | FALSE | [9 empty] | 42537 | Dimmable | Continuous Below 10 | NotYetVerified |  | 3 | 11822 | 99.93 | 118.3 | 16.47 | 0.9039 | 4000 | 85.4
PZAVXNY4 | Luminoso LLC | Luminoso | CHB-14-150W-40K-J-Y-CL | Indoor Luminaires | High-Bay | High-Bay Luminaires for Commercial and Industrial Buildings | Premium | FALSE | [9 empty] | 42537 | Dimmable | Continuous Above 10 | NotYetVerified |  | 3 | 16223 | 107.15 | 151.4 | 11.05 | 0.909 | 4000 | 84
PTBTMDU6 | Luminoso LLC | Luminoso | CHB-14-280W-40K-J-Y-CL | Indoor Luminaires | High-Bay | High-Bay Luminaires for Commercial and Industrial Buildings | Premium | FALSE | [9 empty] | 42537 | Dimmable | Continuous Above 10 | NotYetVerified |  | 3 | 28433 | 107.21 | 265.2 | 11.52 | 0.936 | 4000 | 83.9
P79HKWMJ | Luminoso LLC | Luminoso | CHB-14-200W-40K-J-Y-CL | Indoor Luminaires | High-Bay | High-Bay Luminaires for Commercial and Industrial Buildings | Premium | FALSE | [9 empty] | 42537 | Dimmable | Continuous Above 10 | NotYetVerified |  | 3 | 21544 | 106.97 | 201.4 | 11.24 | 0.921 | 4000 | 83.8
PRW1U6M9 | Luminoso LLC | Luminoso | CHB-14-400W-40K-J-Y-CL | Indoor Luminaires | High-Bay | High-Bay Luminaires for Commercial and Industrial Buildings | Standard | FALSE | [9 empty] | 42537 | Dimmable | Continuous Above 10 | NotYetVerified |  | 3 | 41817 | 98.98 | 422.5 | 11.85 | 0.925 | 4000 | 83.7
P171SCPJ | Luminoso LLC | Luminoso | LHB-14-100W-35K-J-Y-FR | Indoor Luminaires | High-Bay | Low-Bay Luminaires for Commercial and Industrial Buildings | Standard | FALSE | [9 empty] | 42537 | Not Dimmable | Not Dimmable | NotYetVerified |  | 3 | 8310.6 | 85.57 | 97.12 | 16.33 | 0.912 | 3500 | 85.6
PSQ12NJ3 | Luminoso LLC | Luminoso | LHB-14-120W-35K-J-Y-FR | Indoor Luminaires | High-Bay | High-Bay Luminaires for Commercial and Industrial Buildings | Standard | FALSE | [9 empty] | 42537 | Not Dimmable | Not Dimmable | NotYetVerified |  | 3 | 10740 | 87.4 | 122.9 | 15.37 | 0.9066 | 3500 | 85.3
PMHCS7GV | Luminoso LLC | Luminoso | LHB-14-150W-35K-J-Y-CL | Indoor Luminaires | High-Bay | High-Bay Luminaires for Commercial and Industrial Buildings | Standard | FALSE | [9 empty] | 42537 | Not Dimmable | Not Dimmable | NotYetVerified |  | 3 | 14744 | 98.4 | 149.8 | 17.73 | 0.9082 | 3500 | 84.5
PDTPZBZR | Luminoso LLC | Luminoso | LHB-14-100W-35K-J-Y-CL | Indoor Luminaires | High-Bay | High-Bay Luminaires for Commercial and Industrial Buildings | Standard | FALSE | [9 empty] | 42537 | Dimmable | Continuous Below 10 | NotYetVerified |  | 3 | 9999.5 | 99.21 | 100.79 | 17.36 | 0.9031 | 3500 | 85.9
PQZ9646U | Luminoso LLC | Luminoso | LHB-14-120W-35K-J-Y-CL | Indoor Luminaires | High-Bay | High-Bay Luminaires for Commercial and Industrial Buildings | Standard | FALSE | [9 empty] | 42537 | Dimmable | Continuous Below 10 | NotYetVerified |  | 3 | 11822 | 99.93 | 118.3 | 16.47 | 0.9039 | 3500 | 85.4
PRAJ52R8 | Luminoso LLC | Luminoso | LHB-14-100W-30K-J-Y-FR | Indoor Luminaires | High-Bay | Low-Bay Luminaires for Commercial and Industrial Buildings | Standard | FALSE | [9 empty] | 42537 | Not Dimmable | Not Dimmable | NotYetVerified |  | 3 | 8310.6 | 85.57 | 97.12 | 16.33 | 0.912 | 3000 | 85.6
P3PZ9WG3 | Luminoso LLC | Luminoso | LHB-14-120W-30K-J-Y-FR | Indoor Luminaires | High-Bay | High-Bay Luminaires for Commercial and Industrial Buildings | Standard | FALSE | [9 empty] | 42537 | Not Dimmable | Not Dimmable | NotYetVerified |  | 3 | 10740 | 87.4 | 122.9 | 15.37 | 0.9066 | 3000 | 85.3
PNJN3DYX | Luminoso LLC | Luminoso | LHB-14-150W-30K-J-Y-CL | Indoor Luminaires | High-Bay | High-Bay Luminaires for Commercial and Industrial Buildings | Standard | FALSE | [9 empty] | 42537 | Not Dimmable | Not Dimmable | NotYetVerified |  | 3 | 14744 | 98.4 | 149.8 | 17.73 | 0.9082 | 3000 | 84.5
P8VBG92C | Luminoso LLC | Luminoso | LHB-14-100W-30K-J-Y-CL | Indoor Luminaires | High-Bay | High-Bay Luminaires for Commercial and Industrial Buildings | Standard | FALSE | [9 empty] | 42537 | Dimmable | Continuous Below 10 | NotYetVerified |  | 3 | 9999.5 | 99.21 | 100.79 | 17.36 | 0.9031 | 3000 | 85.9
PW5EK2SQ | Luminoso LLC | Luminoso | LHB-14-120W-30K-J-Y-CL | Indoor Luminaires | High-Bay | High-Bay Luminaires for Commercial and Industrial Buildings | Standard | FALSE | [9 empty] | 42537 | Dimmable | Continuous Below 10 | NotYetVerified |  | 3 | 11822 | 99.93 | 118.3 | 16.47 | 0.9039 | 3000 | 85.4
P5Y2XTNK | Luminoso LLC | Luminoso | CHB-14-150W-30K-J-Y-CL | Indoor Luminaires | High-Bay | High-Bay Luminaires for Commercial and Industrial Buildings | Premium | FALSE | [9 empty] | 42537 | Dimmable | Continuous Above 10 | NotYetVerified |  | 3 | 16223 | 107.15 | 151.4 | 11.05 | 0.909 | 3000 | 84
PHZH6HY8 | Luminoso LLC | Luminoso | CHB-14-280W-30K-J-Y-CL | Indoor Luminaires | High-Bay | High-Bay Luminaires for Commercial and Industrial Buildings | Premium | FALSE | [9 empty] | 42537 | Dimmable | Continuous Above 10 | NotYetVerified |  | 3 | 28433 | 107.21 | 265.2 | 11.52 | 0.936 | 3000 | 83.9
PTYWY2VH | Luminoso LLC | Luminoso | CHB-14-200W-30K-J-Y-CL | Indoor Luminaires | High-Bay | High-Bay Luminaires for Commercial and Industrial Buildings | Premium | FALSE | [9 empty] | 42537 | Dimmable | Continuous Above 10 | NotYetVerified |  | 3 | 21544 | 106.97 | 201.4 | 11.24 | 0.921 | 3000 | 83.8
P3VF82KS | Luminoso LLC | Luminoso | CHB-14-400W-30K-J-Y-CL | Indoor Luminaires | High-Bay | High-Bay Luminaires for Commercial and Industrial Buildings | Standard | FALSE | [9 empty] | 42537 | Dimmable | Continuous Above 10 | NotYetVerified |  | 3 | 41817 | 98.98 | 422.5 | 11.85 | 0.925 | 3000 | 83.7
PZF7F927 | Singbee | Singbee | SP-7009-300W-8B-57K-17-HV-N | Indoor Luminaires | High-Bay | High-Bay Luminaires for Commercial and Industrial Buildings | Premium | FALSE | [9 empty] | 42537 | Dimmable | Continuous Below 10 | Yes | Updated on 1/13/2017 | 3 | 36729.24 | 121.62 | 302 | 6.62 | 0.9946 | 5755 | 75.3
PP9Z7ZJZ | Singbee | Singbee | SP-7009-300W-8B-57K-80-MV-N | Indoor Luminaires | High-Bay | High-Bay Luminaires for Commercial and Industrial Buildings | Premium | FALSE | [9 empty] | 42537 | Dimmable | Continuous Below 10 | Yes | Updated on 1/13/2017 | 3 | 37146 | 123 | 302 | 6.62 | 0.9946 | 5755 | 75.3
PGVJ4SZJ | Singbee | Singbee | SP-7009-300W-8B-57K-80-HV-N | Indoor Luminaires | High-Bay | High-Bay Luminaires for Commercial and Industrial Buildings | Premium | FALSE | [9 empty] | 42537 | Dimmable | Continuous Below 10 | Yes | Updated on 1/13/2017 | 3 | 37146 | 123 | 302 | 6.62 | 0.9946 | 5755 | 75.3
PGJRSF5U | Singbee | Singbee | SP-7009-300W-8B-57K-17-MV-N | Indoor Luminaires | High-Bay | High-Bay Luminaires for Commercial and Industrial Buildings | Premium | FALSE | [9 empty] | 42537 | Dimmable | Continuous Below 10 | Yes | Updated on 1/13/2017 | 3 | 36729.24 | 121.62 | 302 | 6.62 | 0.9946 | 5755 | 75.3
P8F91PMS | Singbee | Singbee | SP-7009-80W-3B-57K-17-(MVHV)-N | Indoor Luminaires | High-Bay | Low-Bay Luminaires for Commercial and Industrial Buildings | Premium | FALSE | [9 empty] | 42537 | Dimmable | Continuous Below 10 | Yes | Updated on 1/13/2017 | 3 | 9594.602 | 121.62 | 78.89 | 7.46 | 0.9935 | 5726 | 75.4
PDHEVR74 | Singbee | Singbee | SP-7009-80W-3B-40K-17-(MVHV)-N | Indoor Luminaires | High-Bay | Low-Bay Luminaires for Commercial and Industrial Buildings | Premium | FALSE | [9 empty] | 42537 | Dimmable | Continuous Below 10 | Yes | Updated on 1/13/2017 | 3 | 9553.579 | 121.1 | 78.89 | 7.46 | 0.9935 | 4007 | 72.2
PYJ88PNE | Singbee | Singbee | SP-7009-300W-8B-40K-17-MV-N | Indoor Luminaires | High-Bay | High-Bay Luminaires for Commercial and Industrial Buildings | Premium | FALSE | [9 empty] | 42537 | Dimmable | Continuous Below 10 | Yes | Updated on 1/13/2017 | 3 | 36572.2 | 121.1 | 302 | 6.62 | 0.9946 | 3998 | 72.2
PMQH7Y3R | Singbee | Singbee | SP-7009-300W-8B-40K-17-HV-N | Indoor Luminaires | High-Bay | High-Bay Luminaires for Commercial and Industrial Buildings | Premium | FALSE | [9 empty] | 42537 | Dimmable | Continuous Below 10 | Yes | Updated on 1/13/2017 | 3 | 36572.2 | 121.1 | 302 | 6.62 | 0.9946 | 3998 | 72.2
P8ZCJBJG | Singbee | Singbee | SP-7009-300W-8B-40K-80-HV-N | Indoor Luminaires | High-Bay | High-Bay Luminaires for Commercial and Industrial Buildings | Premium | FALSE | [9 empty] | 42537 | Dimmable | Continuous Below 10 | Yes | Updated on 1/13/2017 | 3 | 36995 | 122.5 | 302 | 6.62 | 0.9946 | 3998 | 72.2
P19PRU43 | Singbee | Singbee | SP-7009-300W-8B-40K-80-MV-N | Indoor Luminaires | High-Bay | High-Bay Luminaires for Commercial and Industrial Buildings | Premium | FALSE | [9 empty] | 42537 | Dimmable | Continuous Below 10 | Yes | Updated on 1/13/2017 | 3 | 36995 | 122.5 | 302 | 6.62 | 0.9946 | 3998 | 72.2
PTEK4CPV | Southwest Energy | SW Lighting | SW-LHBF-2X4-320L-40K-347-CL | Indoor Luminaires | High-Bay | High-Bay Luminaires for Commercial and Industrial Buildings | Standard | TRUE | 31329 | 98.2 | 318.9 | 14.53 | 0.988 | 4067 | 83.32 | 7 |  | 42536 |  |  | NotYetVerified |  | 3 | 31329 | 98.2 | 318.9 |  | 0.988 | 4085 | 83.14
PZ1ENGN3 | Southwest Energy | SW Lighting | SW-LHBF-2X2-160L-40K-347-CL | Indoor Luminaires | High-Bay | High-Bay Luminaires for Commercial and Industrial Buildings | Standard | TRUE | 15661 | 100.2 | 156.33 | 14.53 | 0.9869 | 4067 | 83.32 | 7 |  | 42536 |  |  | NotYetVerified |  | 3 | 15661 | 100.2 | 156.33 | 14.53 | 0.9869 | 4067 | 83.32
PUFAEB4N | Southwest Energy | SW Lighting | SW-LHBF-1X2-80L-40K-347-CL | Indoor Luminaires | High-Bay | Low-Bay Luminaires for Commercial and Industrial Buildings | Standard | TRUE | 7757 | 100.3 | 77.37 | 15.81 | 0.9865 | 4083 | 83.35 | 7 |  | 42536 |  |  | NotYetVerified |  | 3 | 7757 | 100.3 | 77.37 | 15.81 | 0.9865 | 4083 | 83.35
PWDN7XSV | FUZHOU ACE LED LIGHT CO.LTD | ACE | A-HB100-30 | Indoor Luminaires | High-Bay | High-Bay Luminaires for Commercial and Industrial Buildings | Standard | TRUE | 10119.4 | 108.6 | 93.2 | 12.18 | 0.983 | 3027 | 71.7 | 5 | 100000 | 42536 |  |  | No |  | 3.1 | 10119 | 108 | 100 | 13 | 0.9 | 3000 | 70
PRN34PBG | Pioneer Lighting | STO | STO-1536-SMM-4-CC-UNVLT-L-840-347 | Indoor Luminaires | High-Bay | Low-Bay Luminaires for Commercial and Industrial Buildings | Standard | TRUE | 9968 | 121.2 | 82.242 | 10.181 | 0.9823 | 4131 | 85.81 | 5 | 50000 | 42536 |  |  | No |  | 3.1 | 9968 | 121.2 | 77.464 | 10.47 | 0.9802 | 4131 | 85.81
PYM8V58K | Pioneer Lighting | STO | STO-1536-SMM-4-CC-UNVLT-L-840-U | Indoor Luminaires | High-Bay | Low-Bay Luminaires for Commercial and Industrial Buildings | Standard | TRUE | 10920 | 121.4 | 89.94 | 12.263 | 0.9671 | 4140 | 85.79 | 5 | 50000 | 42536 |  |  | No |  | 3.1 | 10920 | 121.4 | 89.94 | 5.78 | 0.9976 | 4140 | 85.79
P9XS9PAV | Pioneer Lighting | STO | STO-1552-SMM-4-CC-UNVLT-H-830-U | Indoor Luminaires | High-Bay | High-Bay Luminaires for Commercial and Industrial Buildings | Standard | TRUE | 18227 | 101.5 | 179.43 | 12.086 | 0.967 | 3066 | 83.3 | 5 |  | 42536 |  |  | NotYetVerified |  | 3 | 18200 | 101 | 180 | 20 | 0.9 | 3000 | 82
PQRP77HF | FUZHOU ACE LED LIGHT CO.LTD | ACE | A-HB150-30 | Indoor Luminaires | High-Bay | High-Bay Luminaires for Commercial and Industrial Buildings | Standard | TRUE | 15953.7 | 106.2 | 150.16 | 13.14 | 0.937 | 3012 | 71.1 | 5 | 100000 | 42536 |  |  | No |  | 3.1 | 15953 | 106 | 150 | 14 | 0.9 | 3000 | 70
PET2RYRC | Nuwave LLC | ALSET | HBC-28L-35K-UL | Indoor Luminaires | High-Bay | High-Bay Luminaires for Commercial and Industrial Buildings | Standard | TRUE | 22957.55 | 102.4 | 224.2 | 16 | 0.934 | 3274 | 90.8 | 5 | 50000 | 42536 |  |  | No |  | 3.1 | 24150 | 105 | 230 | 3.4 | 0.997 | 3500 | 90.8
PRSBWD7Q | Nuwave LLC | ALSET | HBC-18L-35K-UL | Indoor Luminaires | High-Bay | High-Bay Luminaires for Commercial and Industrial Buildings | Standard | TRUE | 17189.53 | 104.2 | 164.97 | 16 | 0.934 | 3697 | 91.3 | 7 | 50000 | 42536 |  |  | No |  | 3.1 | 17325 | 105 | 165 | 3.4 | 0.995 | 3500 | 91.3
PF8YZDW9 | FUZHOU ACE LED LIGHT CO.LTD | ACE | A-HB240-30 | Indoor Luminaires | High-Bay | High-Bay Luminaires for Commercial and Industrial Buildings | Standard | TRUE | 22450 | 99.3 | 226.18 | 18.46 | 0.923 | 3016 | 71 | 5 | 100000 | 42536 |  |  | No |  | 3.1 | 22450 | 99 | 240 | 20 | 0.9 | 3000 | 70
PVPB17TQ | P.L. Light Systems Canada Inc. | AGRILED Pro | AGRILEDPRO 32 | Indoor Luminaires | High-Bay | High-Bay Luminaires for Commercial and Industrial Buildings | Standard | TRUE | 30842 | 107.7 | 286.5 | 19.85 | 0.9137 | 4064 | 73.44 | 5 | 50000 | 42536 |  |  | No |  | 3.1 | 30842 | 107.7 | 286.5 | 19.85 | 0.9137 | 4064 | 73.44
PK5H9MRH | P.L. Light Systems Canada Inc. | AGRILED Pro | AGRILEDPRO 16 | Indoor Luminaires | High-Bay | High-Bay Luminaires for Commercial and Industrial Buildings | Standard | FALSE | [9 empty] | 42536 |  |  | No |  | 3.1 | 15771 | 110.6 | 142.6 | 11.28 | 0.9909 | 4064 | 73.44
PA1J7M9P | Pioneer Lighting | STO | STO-1552-SMM-4-CC-UNVLT-H-850-U | Indoor Luminaires | High-Bay | High-Bay Luminaires for Commercial and Industrial Buildings | Standard | FALSE | [9 empty] | 42536 |  |  | NotYetVerified |  | 3 | 21000 | 116 | 180 | 20 | 0.9 | 5000 | 82
PZMCE7W6 | Pioneer Lighting | STO | STO-1552-SMM-4-CC-UNVLT-H-840-U | Indoor Luminaires | High-Bay | High-Bay Luminaires for Commercial and Industrial Buildings | Standard | FALSE | [9 empty] | 42536 |  |  | NotYetVerified |  | 3 | 20000 | 111 | 180 | 20 | 0.9 | 4000 | 82
PF5BTWMT | Pioneer Lighting | STO | STO-1552-SMM-4-CC-UNVLT-H-835-U | Indoor Luminaires | High-Bay | High-Bay Luminaires for Commercial and Industrial Buildings | Standard | FALSE | [9 empty] | 42536 |  |  | NotYetVerified |  | 3 | 19100 | 106 | 180 | 20 | 0.9 | 3500 | 82
PQY54H28 | Southwest Energy | SW Lighting | SW-LHBF-1X2-80L-50K-UNV-CL | Indoor Luminaires | High-Bay | Low-Bay Luminaires for Commercial and Industrial Buildings | Standard | FALSE | [9 empty] | 42536 |  |  | NotYetVerified |  | 3 | 8160 | 106.6 | 76.56 | 10.5 | 0.9452 | 5201 | 82.43
PHR3SBJ3 | Southwest Energy | SW Lighting | SW-LHBF-2X4-320L-50K-UNV | Indoor Luminaires | High-Bay | High-Bay Luminaires for Commercial and Industrial Buildings | Standard | FALSE | [9 empty] | 42536 |  |  | NotYetVerified |  | 3 | 34242.246 | 108.4068 | 315.8681 |  |  | 5201 | 82.43
P4YKR6ME | Southwest Energy | SW Lighting | SW-LHBF-2X4-320L-50K-347 | Indoor Luminaires | High-Bay | High-Bay Luminaires for Commercial and Industrial Buildings | Standard | FALSE | [9 empty] | 42536 |  |  | NotYetVerified |  | 3 | 34236.81 | 107.2548 | 319.21 |  |  | 5201 | 82.43
PV3X922H | Southwest Energy | SW Lighting | SW-LHBF-2X4-320L-50K-UNV-CL | Indoor Luminaires | High-Bay | High-Bay Luminaires for Commercial and Industrial Buildings | Standard | FALSE | [9 empty] | 42536 |  |  | NotYetVerified |  | 3 | 32934.54 | 104.3681 | 315.5614 |  |  | 5201 | 82.43
PDGA4WC8 | Southwest Energy | SW Lighting | SW-LHBF-2X4-320L-50K-347-CL | Indoor Luminaires | High-Bay | High-Bay Luminaires for Commercial and Industrial Buildings | Standard | FALSE | [9 empty] | 42536 |  |  | NotYetVerified |  | 3 | 32929.31 | 103.2591 | 318.9 |  |  | 5201 | 82.43
PWAJX215 | Southwest Energy | SW Lighting | SW-LHBF-1X4-160L-50K-UNV | Indoor Luminaires | High-Bay | High-Bay Luminaires for Commercial and Industrial Buildings | Standard | FALSE | [9 empty] | 42536 |  |  | NotYetVerified |  | 3 | 17229.361 | 111.0562 | 155.1409 |  |  | 5201 | 82.43
PN65AWNM | Southwest Energy | SW Lighting | SW-LHBF-1X4-160L-50K-347 | Indoor Luminaires | High-Bay | High-Bay Luminaires for Commercial and Industrial Buildings | Standard | FALSE | [9 empty] | 42536 |  |  | NotYetVerified |  | 3 | 17226.625 | 109.8761 | 156.7823 |  |  | 5201 | 82.43
PFR6SCKG | Southwest Energy | SW Lighting | SW-LHBF-2X2-160L-50K-UNV | Indoor Luminaires | High-Bay | High-Bay Luminaires for Commercial and Industrial Buildings | Standard | FALSE | [9 empty] | 42536 |  |  | NotYetVerified |  | 3 | 17127.986 | 110.6147 | 154.8437 |  |  | 5201 | 82.43
PW3TKPD2 | Southwest Energy | SW Lighting | SW-LHBF-2X2-160L-50K-347 | Indoor Luminaires | High-Bay | High-Bay Luminaires for Commercial and Industrial Buildings | Standard | FALSE | [9 empty] | 42536 |  |  | NotYetVerified |  | 3 | 17125.266 | 109.4392 | 156.482 |  |  | 5201 | 82.43
P28APC68 | Southwest Energy | SW Lighting | SW-LHBF-1X4-160L-50K-UNV-CL | Indoor Luminaires | High-Bay | High-Bay Luminaires for Commercial and Industrial Buildings | Standard | FALSE | [9 empty] | 42536 |  |  | NotYetVerified |  | 3 | 16571.375 | 106.9188 | 154.9902 |  |  | 5201 | 82.43
PAG5SRPD | Southwest Energy | SW Lighting | SW-LHBF-1X4-160L-50K-347-CL | Indoor Luminaires | High-Bay | High-Bay Luminaires for Commercial and Industrial Buildings | Standard | FALSE | [9 empty] | 42536 |  |  | NotYetVerified |  | 3 | 16568.742 | 105.7827 | 156.63 |  |  | 5201 | 82.43
P4T7KH4S | Southwest Energy | SW Lighting | SW-LHBF-2X2-160L-50K-UNV-CL | Indoor Luminaires | High-Bay | High-Bay Luminaires for Commercial and Industrial Buildings | Standard | FALSE | [9 empty] | 42536 |  |  | NotYetVerified |  | 3 | 16473.871 | 106.4937 | 154.6934 |  |  | 5201 | 82.43
PV468B5M | Southwest Energy | SW Lighting | SW-LHBF-2X2-160L-50K-347-CL | Indoor Luminaires | High-Bay | High-Bay Luminaires for Commercial and Industrial Buildings | Standard | FALSE | [9 empty] | 42536 |  |  | NotYetVerified |  | 3 | 16471.254 | 105.3621 | 156.33 |  |  | 5201 | 82.43
P33QRXDE | Southwest Energy | SW Lighting | SW-LHBF-1X2-80L-50K-UNV | Indoor Luminaires | High-Bay | Low-Bay Luminaires for Commercial and Industrial Buildings | Standard | FALSE | [9 empty] | 42536 |  |  | NotYetVerified |  | 3 | 8485.351 | 110.725 | 76.6344 |  |  | 5201 | 82.43
P1F36GFS | Southwest Energy | SW Lighting | SW-LHBF-1X2-80L-50K-347 | Indoor Luminaires | High-Bay | Low-Bay Luminaires for Commercial and Industrial Buildings | Standard | FALSE | [9 empty] | 42536 |  |  | NotYetVerified |  | 3 | 8484.003 | 109.5485 | 77.4452 |  |  | 5201 | 82.43
PDZEQE5B | Southwest Energy | SW Lighting | SW-LHBF-1X2-80L-50K-347-CL | Indoor Luminaires | High-Bay | Low-Bay Luminaires for Commercial and Industrial Buildings | Standard | FALSE | [9 empty] | 42536 |  |  | NotYetVerified |  | 3 | 8160 | 105.4672 | 77.37 |  |  | 5201 | 82.43
PFZ4M373 | Southwest Energy | SW Lighting | SW-LHBF-1X4-160L-40K-347-CL | Indoor Luminaires | High-Bay | High-Bay Luminaires for Commercial and Industrial Buildings | Standard | FALSE | [9 empty] | 42536 |  |  | NotYetVerified |  | 3 | 15757 | 100.6 | 156.63 | 14.28 | 0.9856 | 4085 | 83.14
P2VAF8C9 | Southwest Energy | SW Lighting | SW-LHBF-2X4-320L-40K-UNV | Indoor Luminaires | High-Bay | High-Bay Luminaires for Commercial and Industrial Buildings | Standard | FALSE | [9 empty] | 42536 |  |  | NotYetVerified |  | 3 | 32564.592 | 103.0955 | 315.8681 |  |  | 4085 | 83.14
PH2XQF44 | Southwest Energy | SW Lighting | SW-LHBF-2X4-320L-40K-UNV-CL | Indoor Luminaires | High-Bay | High-Bay Luminaires for Commercial and Industrial Buildings | Standard | FALSE | [9 empty] | 42536 |  |  | NotYetVerified |  | 3 | 31320.953 | 99.2547 | 315.5614 |  |  | 4085 | 83.14
PTYSWDX4 | Southwest Energy | SW Lighting | SW-LHBF-1X4-160L-40K-UNV | Indoor Luminaires | High-Bay | High-Bay Luminaires for Commercial and Industrial Buildings | Standard | FALSE | [9 empty] | 42536 |  |  | NotYetVerified |  | 3 | 16385.23 | 105.6152 | 155.1409 |  |  | 4085 | 83.14
P8UTWJ4E | Southwest Energy | SW Lighting | SW-LHBF-2X2-160L-40K-UNV | Indoor Luminaires | High-Bay | High-Bay Luminaires for Commercial and Industrial Buildings | Standard | FALSE | [9 empty] | 42536 |  |  | NotYetVerified |  | 3 | 16288.822 | 105.1952 | 154.8437 |  |  | 4085 | 83.14
PQTTH8FN | Southwest Energy | SW Lighting | SW-LHBF-1X4-160L-40K-UNV-CL | Indoor Luminaires | High-Bay | High-Bay Luminaires for Commercial and Industrial Buildings | Standard | FALSE | [9 empty] | 42536 |  |  | NotYetVerified |  | 3 | 15759.48 | 101.6805 | 154.9902 |  |  | 4085 | 83.14
PMFX9KHS | Southwest Energy | SW Lighting | SW-LHBF-2X2-160L-40K-UNV-CL | Indoor Luminaires | High-Bay | High-Bay Luminaires for Commercial and Industrial Buildings | Standard | FALSE | [9 empty] | 42536 |  |  | NotYetVerified |  | 3 | 15666.754 | 101.2762 | 154.6934 |  |  | 4085 | 83.14
P8W99HDW | Southwest Energy | SW Lighting | SW-LHBF-1X2-80L-40K-UNV | Indoor Luminaires | High-Bay | Low-Bay Luminaires for Commercial and Industrial Buildings | Standard | FALSE | [9 empty] | 42536 |  |  | NotYetVerified |  | 3 | 8069.621 | 105.3002 | 76.6344 |  |  | 4085 | 83.14
PYP5VSCQ | Southwest Energy | SW Lighting | SW-LHBF-1X2-80L-40K-UNV-CL | Indoor Luminaires | High-Bay | Low-Bay Luminaires for Commercial and Industrial Buildings | Standard | FALSE | [9 empty] | 42536 |  |  | NotYetVerified |  | 3 | 7761.4434 | 101.3773 | 76.56 |  |  | 4085 | 83.14
PRYFEZBP | Southwest Energy | SW Lighting | SW-LHBF-2X4-320L-40K-347 | Indoor Luminaires | High-Bay | High-Bay Luminaires for Commercial and Industrial Buildings | Standard | FALSE | [9 empty] | 42536 |  |  | NotYetVerified |  | 3 | 32571 | 102 | 319.21 |  | 0.988 | 4083 | 83.35
PHPYY3WV | Southwest Energy | SW Lighting | SW-LHBF-1X4-160L-40K-347 | Indoor Luminaires | High-Bay | High-Bay Luminaires for Commercial and Industrial Buildings | Standard | FALSE | [9 empty] | 42536 |  |  | NotYetVerified |  | 3 | 16382.629 | 104.4929 | 156.7823 |  |  | 4083 | 83.35
P6Z8S16Q | Southwest Energy | SW Lighting | SW-LHBF-2X2-160L-40K-347 | Indoor Luminaires | High-Bay | High-Bay Luminaires for Commercial and Industrial Buildings | Standard | FALSE | [9 empty] | 42536 |  |  | NotYetVerified |  | 3 | 16286.235 | 104.0774 | 156.482 |  |  | 4083 | 83.35
PDK89GEV | Southwest Energy | SW Lighting | SW-LHBF-1X2-80L-40K-347 | Indoor Luminaires | High-Bay | Low-Bay Luminaires for Commercial and Industrial Buildings | Standard | FALSE | [9 empty] | 42536 |  |  | NotYetVerified |  | 3 | 8068.34 | 104.1813 | 77.4452 |  |  | 4083 | 83.35
PV8VSYBJ | FUZHOU ACE LED LIGHT CO.LTD | ACE | A-HB240-57 | Indoor Luminaires | High-Bay | High-Bay Luminaires for Commercial and Industrial Buildings | Standard | FALSE | [9 empty] | 42536 | Dimmable | Continuous Above 10 | No |  | 3.1 | 25000 | 110 | 240 | 20 | 0.9 | 5700 | 70
PTUT454D | FUZHOU ACE LED LIGHT CO.LTD | ACE | A-HB150-57 | Indoor Luminaires | High-Bay | High-Bay Luminaires for Commercial and Industrial Buildings | Standard | FALSE | [9 empty] | 42536 | Dimmable | Continuous Above 10 | No |  | 3.1 | 17500 | 116 | 150 | 14 | 0.9 | 5700 | 70
P76AHZCP | FUZHOU ACE LED LIGHT CO.LTD | ACE | A-HB100-57 | Indoor Luminaires | High-Bay | High-Bay Luminaires for Commercial and Industrial Buildings | Standard | FALSE | [9 empty] | 42536 | Dimmable | Continuous Above 10 | No |  | 3.1 | 11180 | 120 | 100 | 13 | 0.9 | 5700 | 70
P3YMFKCB | FUZHOU ACE LED LIGHT CO.LTD | ACE | A-HB240-50 | Indoor Luminaires | High-Bay | High-Bay Luminaires for Commercial and Industrial Buildings | Standard | FALSE | [9 empty] | 42536 | Dimmable | Continuous Above 10 | No |  | 3.1 | 24500 | 108 | 240 | 20 | 0.9 | 5000 | 70
PSXX4WDA | FUZHOU ACE LED LIGHT CO.LTD | ACE | A-HB150-50 | Indoor Luminaires | High-Bay | High-Bay Luminaires for Commercial and Industrial Buildings | Standard | FALSE | [9 empty] | 42536 | Dimmable | Continuous Above 10 | No |  | 3.1 | 17100 | 114 | 150 | 14 | 0.9 | 5000 | 70
PHG384NR | FUZHOU ACE LED LIGHT CO.LTD | ACE | A-HB100-50 | Indoor Luminaires | High-Bay | High-Bay Luminaires for Commercial and Industrial Buildings | Standard | FALSE | [9 empty] | 42536 | Dimmable | Continuous Above 10 | No |  | 3.1 | 10800 | 116 | 100 | 13 | 0.9 | 5000 | 70
P5YPSSEF | FUZHOU ACE LED LIGHT CO.LTD | ACE | A-HB240-45 | Indoor Luminaires | High-Bay | High-Bay Luminaires for Commercial and Industrial Buildings | Standard | FALSE | [9 empty] | 42536 | Dimmable | Continuous Above 10 | No |  | 3.1 | 24000 | 106 | 240 | 20 | 0.9 | 4500 | 70
P98V8SDU | FUZHOU ACE LED LIGHT CO.LTD | ACE | A-HB150-45 | Indoor Luminaires | High-Bay | High-Bay Luminaires for Commercial and Industrial Buildings | Standard | FALSE | [9 empty] | 42536 | Dimmable | Continuous Above 10 | No |  | 3.1 | 16800 | 112 | 150 | 14 | 0.9 | 4500 | 70
P5GA5X84 | FUZHOU ACE LED LIGHT CO.LTD | ACE | A-HB100-45 | Indoor Luminaires | High-Bay | High-Bay Luminaires for Commercial and Industrial Buildings | Standard | FALSE | [9 empty] | 42536 | Dimmable | Continuous Above 10 | No |  | 3.1 | 10620 | 114 | 100 | 13 | 0.9 | 4500 | 70
PM3ZDJBX | FUZHOU ACE LED LIGHT CO.LTD | ACE | A-HB240-40 | Indoor Luminaires | High-Bay | High-Bay Luminaires for Commercial and Industrial Buildings | Standard | FALSE | [9 empty] | 42536 | Dimmable | Continuous Above 10 | No |  | 3.1 | 23500 | 104 | 240 | 20 | 0.9 | 4000 | 70
PCN2XTRB | FUZHOU ACE LED LIGHT CO.LTD | ACE | A-HB150-40 | Indoor Luminaires | High-Bay | High-Bay Luminaires for Commercial and Industrial Buildings | Standard | FALSE | [9 empty] | 42536 | Dimmable | Continuous Above 10 | No |  | 3.1 | 16500 | 110 | 150 | 14 | 0.9 | 4000 | 70
PQ1NAJ7B | FUZHOU ACE LED LIGHT CO.LTD | ACE | A-HB100-40 | Indoor Luminaires | High-Bay | High-Bay Luminaires for Commercial and Industrial Buildings | Standard | FALSE | [9 empty] | 42536 | Dimmable | Continuous Above 10 | No |  | 3.1 | 10430 | 112 | 100 | 13 | 0.9 | 4000 | 70
PNA6PVUM | FUZHOU ACE LED LIGHT CO.LTD | ACE | A-HB240-35 | Indoor Luminaires | High-Bay | High-Bay Luminaires for Commercial and Industrial Buildings | Standard | FALSE | [9 empty] | 42536 | Dimmable | Continuous Above 10 | No |  | 3.1 | 23070 | 102 | 240 | 20 | 0.9 | 3500 | 70
P82S9UZ9 | FUZHOU ACE LED LIGHT CO.LTD | ACE | A-HB150-35 | Indoor Luminaires | High-Bay | High-Bay Luminaires for Commercial and Industrial Buildings | Standard | FALSE | [9 empty] | 42536 | Dimmable | Continuous Above 10 | No |  | 3.1 | 16200 | 108 | 150 | 14 | 0.9 | 3500 | 70
PS39QEX6 | FUZHOU ACE LED LIGHT CO.LTD | ACE | A-HB100-35 | Indoor Luminaires | High-Bay | High-Bay Luminaires for Commercial and Industrial Buildings | Standard | FALSE | [9 empty] | 42536 | Dimmable | Continuous Above 10 | No |  | 3.1 | 10250 | 110 | 100 | 13 | 0.9 | 3500 | 70
P3V4J4A3 | SHENZHEN KAIBO OPTOELECTRONIC CO LTD | KBO | KHBED200WI4401 | Indoor Luminaires | High-Bay | High-Bay Luminaires for Commercial and Industrial Buildings | Standard | TRUE | 22177.3 | 111.16 | 199.5 | 6.7 | 0.9953 | 3149 | 83.4 | 5 | 50000 | 42535 |  |  | No |  | 3.1 | 22000 | 110 | 200 | 10 | 0.9 | 3000 | 80
PPQ3T4PM | BJ Take Inc. | BJ Take | BLHP-2?-12L-850-347-L67 | Indoor Luminaires | High-Bay | High-Bay Luminaires for Commercial and Industrial Buildings | Premium | TRUE | 10988 | 113.9 | 96.44 | 9.9 | 0.984 | 5201 | 84.5 | 5 | 50000 | 42535 |  |  | Yes |  | 3.1 | 12194.2 | 126.5 | 96.4 | 10.01 | 0.984 | 5224 | 83.2
PAYUEBV3 | SimplyLEDs | WRE | WRE-100W-LV-40K | Indoor Luminaires | High-Bay | High-Bay Luminaires for Commercial and Industrial Buildings | Premium | TRUE | 11502.1 | 126.26 | 91.1 | 12.55 | 0.968 | 4010 | 82 | 5 | 50000 | 42535 |  |  | No |  | 3.1 | 11502.1 | 126.26 | 91.1 | 12.55 | 0.9958 | 4010 | 82
PAA96YT4 | LUMA America Corp. | Resilient | GC201-100W-S540-D1-PCD-HK | Indoor Luminaires | High-Bay | High-Bay Luminaires for Commercial and Industrial Buildings | Standard | TRUE | 10760 | 100.9 | 106.6 | 10.1 | 0.966 | 3890 | 69 | 5 | 50000 | 42535 |  |  | No |  | 3.1 | 10070 | 95 | 100 | 10.1 | 0.96 | 4000 | 70
PEVJEX85 | LUMA America Corp. | Resilient | GC201-100W-C540-D1-PCD-HK | Indoor Luminaires | High-Bay | High-Bay Luminaires for Commercial and Industrial Buildings | Standard | TRUE | 10184 | 98.6 | 103.3 | 10.1 | 0.965 | 3769 | 75 | 5 | 50000 | 42535 |  |  | No |  | 3.1 | 10070 | 95 | 100 | 10.1 | 0.96 | 4000 | 75
PE9ZAY9E | BJ Take Inc. | BJ Take | BLHPG-2?-10L-830-UNV-L67 | Indoor Luminaires | High-Bay | High-Bay Luminaires for Commercial and Industrial Buildings | Premium | TRUE | 10210.2 | 112.5 | 90.76 | 12.08 | 0.963 | 3183 | 82.4 | 5 | 50000 | 42535 |  |  | Yes |  | 3.1 | 10210.2 | 112.5 | 90.8 | 5.92 | 0.997 | 3183 | 82.4
PKM3KZF9 | LUMA America Corp. | Resilient | GC201-150W-C540-D1-PCD-HK | Indoor Luminaires | High-Bay | High-Bay Luminaires for Commercial and Industrial Buildings | Standard | TRUE | 15742 | 100.3 | 156.9 | 9.7 | 0.962 | 3873 | 76 | 5 | 50000 | 42535 |  |  | No |  | 3.1 | 15010 | 100 | 150 | 9.7 | 0.96 | 4000 | 75
PFAMMWPF | LUMA America Corp. | Resilient | GC201-150W-S540-D1-PCD-HK | Indoor Luminaires | High-Bay | High-Bay Luminaires for Commercial and Industrial Buildings | Standard | TRUE | 16393 | 104.1 | 157.4 | 9.3 | 0.961 | 3864 | 69 | 5 | 50000 | 42535 |  |  | No |  | 3.1 | 15010 | 95 | 150 | 9.3 | 0.96 | 4000
P53GWCY9 | LUMA America Corp. | Resilient | GC201-120W-C540-D1-PCD-HK | Indoor Luminaires | High-Bay | High-Bay Luminaires for Commercial and Industrial Buildings | Standard | TRUE | 12693 | 103.6 | 122.5 | 9.2 | 0.961 | 3928 | 75 | 5 | 50000 | 42535 |  |  | No |  | 3.1 | 12065 | 95 | 120 | 9.2 | 0.96 | 4000 | 75
PGBKHVHU | LUMA America Corp. | Resilient | GC201-120W-S540-D1-PCD-HK | Indoor Luminaires | High-Bay | High-Bay Luminaires for Commercial and Industrial Buildings | Standard | TRUE | 11817 | 100.6 | 117.5 | 9.6 | 0.958 | 3847 | 69 | 5 | 50000 | 42535 |  |  | No |  | 3.1 | 11860 | 95 | 120 | 9.6 | 0.96 | 4000 | 70
PQBXQMUX | LEDVANCE LLC (formerly OSRAM SYLVANIA INC) | SYLVANIA | HIBAY1A/200347D840/GR | Indoor Luminaires | High-Bay | High-Bay Luminaires for Commercial and Industrial Buildings | Standard | TRUE | 19743 | 102.3 | 192.9 | 15.5 | 0.954 | 4137 | 85.9 | 5 | 50000 | 42535 |  |  | No |  | 3.1 | 20000 | 100 | 200 | 20 | 0.9 | 4000 | 80
PZDBMB9Y | Shenzhen Betop Electronics CoLtd | Bitco | BT-HV200W-350L(4000K) | Indoor Luminaires | High-Bay | High-Bay Luminaires for Commercial and Industrial Buildings | Premium | TRUE | 26355 | 130.02 | 202.7 | 12.5 | 0.9395 | 3891 | 82.4 | 5 | 50000 | 42535 |  |  | No | Product Updated on 12/19/2016 | 4.1 | 26355 | 130.02 | 202.7 | 12.5 | 0.94 | 4000 | 82.4
PN2DBM3E | Shenzhen Betop Electronics CoLtd | Bitco | BT-HV200W-224L 4000K | Indoor Luminaires | High-Bay | High-Bay Luminaires for Commercial and Industrial Buildings | Standard | TRUE | 20226.88 | 103.07 | 196.2 | 13.4 | 0.954 | 4006 | 81.7 | 5 | 50000 | 42535 |  |  | No |  | 3.1 | 20000 | 100 | 200 | 20 | 0.9 | 4000 | 80
PP1NZ8KE | LEDVANCE LLC (formerly OSRAM SYLVANIA INC) | SYLVANIA | HIBAY1A/100347D840/GR | Indoor Luminaires | High-Bay | High-Bay Luminaires for Commercial and Industrial Buildings | Standard | TRUE | 10853 | 111.4 | 97.4 | 15.5 | 0.948 | 4117 | 85.8 | 5 | 50000 | 42535 |  |  | No |  | 3.1 | 10000 | 100 | 100 | 20 | 0.9 | 4000 | 80
PSMTH3X9 | LUMA America Corp. | Resilient | GC201-80W-S540-D1-PCD-HK | Indoor Luminaires | High-Bay | Low-Bay Luminaires for Commercial and Industrial Buildings | Standard | TRUE | 8764 | 105.2 | 83.3 | 11.6 | 0.948 | 3851 | 69 | 5 | 50000 | 42535 |  |  | No |  | 3.1 | 8400 | 105 | 80 | 12 | 0.95 | 4000 | 70
PX9Y9R94 | LEDVANCE LLC (formerly OSRAM SYLVANIA INC) | SYLVANIA | HIBAY1A/100UNVD840/GR | Indoor Luminaires | High-Bay | High-Bay Luminaires for Commercial and Industrial Buildings | Standard | TRUE | 11068 | 112.6 | 98.3 | 10.6 | 0.946 | 4125 | 85.9 | 5 | 50000 | 42535 |  |  | No |  | 3.1 | 10000 | 100 | 100 | 20 | 0.9 | 4000 | 80
PWGFWPBT | SimplyLEDs | WRE | WRE-150W-LV-40K | Indoor Luminaires | High-Bay | High-Bay Luminaires for Commercial and Industrial Buildings | Premium | TRUE | 18900.3 | 126.93 | 148.9 | 13.62 | 0.939 | 4010 | 82.1 | 5 | 50000 | 42535 |  |  | No |  | 3.1 | 18900.3 | 126.97 | 148.9 | 13.62 | 0.9968 | 4010 | 82.1
P4QHWT8A | LUMA America Corp. | Resilient | GC201-60W-S540-D1-PCD-HK | Indoor Luminaires | High-Bay | Low-Bay Luminaires for Commercial and Industrial Buildings | Standard | TRUE | 6221 | 100.1 | 62.1 | 18.7 | 0.929 | 3821 | 69 | 5 | 50000 | 42535 |  |  | No |  | 3.1 | 6180 | 103 | 60 | 15 | 0.95 | 4000 | 70
PQ76NUF1 | SimplyLEDs | WRE | WRE-200W-LV-40K | Indoor Luminaires | High-Bay | High-Bay Luminaires for Commercial and Industrial Buildings | Premium | TRUE | 21981.8 | 121.18 | 181.4 | 19.64 | 0.924 | 3997 | 82 | 5 | 50000 | 42535 |  |  | No |  | 3.1 | 21981.8 | 121.18 | 181.4 | 19.64 | 0.9954 | 3997 | 82
P89ZJ2U8 | SimplyLEDs | WRE | WRE-240W-LV-40K | Indoor Luminaires | High-Bay | High-Bay Luminaires for Commercial and Industrial Buildings | Premium | TRUE | 27440.9 | 123.72 | 221.8 | 17.87 | 0.923 | 4021 | 82.3 | 5 | 50000 | 42535 |  |  | No |  | 3.1 | 27440.9 | 123.72 | 221.8 | 17.87 | 0.994 | 4021 | 82.3
PKY3GJX6 | LEDVANCE LLC (formerly OSRAM SYLVANIA INC) | SYLVANIA | HIBAY1A/200UNVD840/GR | Indoor Luminaires | High-Bay | High-Bay Luminaires for Commercial and Industrial Buildings | Standard | TRUE | 19138 | 102 | 187.5 | 15 | 0.921 | 4131 | 85.9 | 5 | 50000 | 42535 |  |  | No |  | 3.1 | 20000 | 100 | 200 | 20 | 0.9 | 4000 | 80
PMDKM6CB | Nuwave LLC | ALSET | LBC-8L-35K-UL | Indoor Luminaires | High-Bay | Low-Bay Luminaires for Commercial and Industrial Buildings | Premium | TRUE | 8142.1 | 113.32 | 71.85 | 13.94 | 0.9012 | 3326 | 90.6 | 5 | 50000 | 42535 |  |  | No |  | 3.1 | 8142.1 | 113.32 | 71.85 | 13.94 | 0.901 | 3500 | 90.6
PDAH4HJ8 | SimplyLEDs | WRE | WRE-150W-LV-57K | Indoor Luminaires | High-Bay | High-Bay Luminaires for Commercial and Industrial Buildings | Premium | FALSE | [9 empty] | 42535 |  |  | No |  | 3.1 | 19883.8 | 133.25 | 149.2 | 13.61 | 0.9968 | 5714 | 82.4
PJJH553Z | SimplyLEDs | WRE | WRE-240W-LV-57K | Indoor Luminaires | High-Bay | High-Bay Luminaires for Commercial and Industrial Buildings | Premium | FALSE | [9 empty] | 42535 |  |  | No |  | 3.1 | 27562.2 | 124.21 | 221.9 | 17.86 | 0.9945 | 5683 | 82.5
PCBBVFNA | SimplyLEDs | WRE | WRE-100W-LV-57K | Indoor Luminaires | High-Bay | High-Bay Luminaires for Commercial and Industrial Buildings | Premium | FALSE | [9 empty] | 42535 |  |  | No |  | 3.1 | 11956 | 130.8 | 91.4 | 12.52 | 0.9958 | 5683 | 82.4
PSPUYUJ6 | SimplyLEDs | WRE | WRE-200W-LV-57K | Indoor Luminaires | High-Bay | High-Bay Luminaires for Commercial and Industrial Buildings | Premium | FALSE | [9 empty] | 42535 |  |  | No |  | 3.1 | 22617.7 | 124.89 | 181.1 | 19.65 | 0.995 | 5609 | 82
PVEGD4XQ | SimplyLEDs | WRE | WRE-200W-LV-50K | Indoor Luminaires | High-Bay | High-Bay Luminaires for Commercial and Industrial Buildings | Premium | FALSE | [9 empty] | 42535 |  |  | No |  | 3.1 | 23057.9 | 126.48 | 182.3 | 19.64 | 0.9953 | 5000 | 82
PB427CBF | SimplyLEDs | WRE | WRE-240W-LV-50K | Indoor Luminaires | High-Bay | High-Bay Luminaires for Commercial and Industrial Buildings | Premium | FALSE | [9 empty] | 42535 |  |  | No |  | 3.1 | 28150 | 126.74 | 222.1 | 17.87 | 0.9941 | 5000 | 82
PJEYQKE1 | SimplyLEDs | WRE | WRE-150W-LV-50K | Indoor Luminaires | High-Bay | High-Bay Luminaires for Commercial and Industrial Buildings | Premium | FALSE | [9 empty] | 42535 |  |  | No |  | 3.1 | 19590.7 | 132.53 | 147.8 | 13.62 | 0.9968 | 5000 | 82
PEDYDU7K | SimplyLEDs | WRE | WRE-100W-LV-50K | Indoor Luminaires | High-Bay | High-Bay Luminaires for Commercial and Industrial Buildings | Premium | FALSE | [9 empty] | 42535 |  |  | No |  | 3.1 | 11950.3 | 130.89 | 91.3 | 12.67 | 0.9958 | 5000 | 82
PT2HVW9Z | SHENZHEN KAIBO OPTOELECTRONIC CO LTD | KBO | KHBED200DI4401 | Indoor Luminaires | High-Bay | High-Bay Luminaires for Commercial and Industrial Buildings | Standard | FALSE | [9 empty] | 42535 |  |  | No |  | 3.1 | 24000 | 121 | 200 | 10 | 0.9 | 5700 | 80
PNAPBN7Y | SHENZHEN KAIBO OPTOELECTRONIC CO LTD | KBO | KHBED200NI4401 | Indoor Luminaires | High-Bay | High-Bay Luminaires for Commercial and Industrial Buildings | Standard | FALSE | [9 empty] | 42535 |  |  | No |  | 3.1 | 23600 | 120 | 200 | 10 | 0.9 | 5000 | 80
PU1S2RC9 | SHENZHEN KAIBO OPTOELECTRONIC CO LTD | KBO | KHBED200LI4401 | Indoor Luminaires | High-Bay | High-Bay Luminaires for Commercial and Industrial Buildings | Standard | FALSE | [9 empty] | 42535 |  |  | No |  | 3.1 | 23200 | 119 | 200 | 10 | 0.9 | 4500 | 80
PT2GH7M7 | SHENZHEN KAIBO OPTOELECTRONIC CO LTD | KBO | KHBED200KI4401 | Indoor Luminaires | High-Bay | High-Bay Luminaires for Commercial and Industrial Buildings | Standard | FALSE | [9 empty] | 42535 |  |  | No |  | 3.1 | 22800 | 116 | 200 | 10 | 0.9 | 4000 | 80
PA9T8AJM | SHENZHEN KAIBO OPTOELECTRONIC CO LTD | KBO | KHBED200GI4401 | Indoor Luminaires | High-Bay | High-Bay Luminaires for Commercial and Industrial Buildings | Standard | FALSE | [9 empty] | 42535 |  |  | No |  | 3.1 | 22400 | 113 | 200 | 10 | 0.9 | 3500 | 80
PT39WW5W | LEDVANCE LLC (formerly OSRAM SYLVANIA INC) | SYLVANIA | HIBAY1A/200347D850/GR | Indoor Luminaires | High-Bay | High-Bay Luminaires for Commercial and Industrial Buildings | Standard | FALSE | [9 empty] | 42535 |  |  | No |  | 3.1 | 20000 | 100 | 200 | 20 | 0.9 | 5000 | 80
PEZP7AEF | LEDVANCE LLC (formerly OSRAM SYLVANIA INC) | SYLVANIA | HIBAY1A/200UNVD850/GR | Indoor Luminaires | High-Bay | High-Bay Luminaires for Commercial and Industrial Buildings | Standard | FALSE | [9 empty] | 42535 |  |  | No |  | 3.1 | 20000 | 100 | 200 | 20 | 0.9 | 5000 | 80
PFZAAGQN | LEDVANCE LLC (formerly OSRAM SYLVANIA INC) | SYLVANIA | HIBAY1A/100UNVD850/GR | Indoor Luminaires | High-Bay | High-Bay Luminaires for Commercial and Industrial Buildings | Standard | FALSE | [9 empty] | 42535 |  |  | No |  | 3.1 | 10000 | 100 | 100 | 20 | 0.9 | 5000 | 80
PAJKPGWQ | LEDVANCE LLC (formerly OSRAM SYLVANIA INC) | SYLVANIA | HIBAY1A/100347D850/GR | Indoor Luminaires | High-Bay | High-Bay Luminaires for Commercial and Industrial Buildings | Standard | FALSE | [9 empty] | 42535 |  |  | No |  | 3.1 | 10000 | 100 | 100 | 20 | 0.9 | 5000 | 80
P59QQNVR | BJ Take Inc. | BJ Take | BLHPG-4?-58L-850-UNV-L67 | Indoor Luminaires | High-Bay | High-Bay Luminaires for Commercial and Industrial Buildings | Premium | FALSE | [9 empty] | 42535 | Dimmable | Continuous Below 10 | Yes |  | 3.1 | 60276.1 | 126.3 | 477.1 | 5.91 | 0.996 | 5323 | 83.7
P72814VK | BJ Take Inc. | BJ Take | BLHP-4?-70L-850-347-L67 | Indoor Luminaires | High-Bay | High-Bay Luminaires for Commercial and Industrial Buildings | Standard | FALSE | [9 empty] | 42535 | Dimmable | Continuous Below 10 | Yes |  | 3.1 | 74446.3 | 129.2 | 575.7 | 10.41 | 0.983 | 5319 | 83.7
PX8YUYCE | BJ Take Inc. | BJ Take | BLHP-4?-70L-850-UNV-L67 | Indoor Luminaires | High-Bay | High-Bay Luminaires for Commercial and Industrial Buildings | Standard | FALSE | [9 empty] | 42535 | Dimmable | Continuous Below 10 | Yes |  | 3.1 | 73114.4 | 129.7 | 563.7 | 5.41 | 0.997 | 5316 | 83.5
PVPMXGE7 | BJ Take Inc. | BJ Take | BLHPG-4?-58L-850-UNV-L55 | Indoor Luminaires | High-Bay | High-Bay Luminaires for Commercial and Industrial Buildings | Premium | FALSE | [9 empty] | 42535 | Dimmable | Continuous Below 10 | Yes |  | 3.1 | 60327.7 | 126.1 | 478.3 | 12.05 | 0.996 | 5308 | 84.5
P8UZ137C | BJ Take Inc. | BJ Take | BLHPG-4?-58L-850-347-L67 | Indoor Luminaires | High-Bay | High-Bay Luminaires for Commercial and Industrial Buildings | Premium | FALSE | [9 empty] | 42535 | Dimmable | Continuous Below 10 | Yes |  | 3.1 | 61914.8 | 129.7 | 477.2 | 11.7 | 0.982 | 5301 | 83.7
PMT8WTV7 | BJ Take Inc. | BJ Take | BLHP-4?-70L-850-347-L0 | Indoor Luminaires | High-Bay | High-Bay Luminaires for Commercial and Industrial Buildings | Standard | FALSE | [9 empty] | 42535 | Dimmable | Continuous Below 10 | Yes |  | 3.1 | 83945.5 | 145.8 | 575.7 | 11.15 | 0.982 | 5269 | 82.7
PAZ4KJ5V | BJ Take Inc. | BJ Take | BLHP-4?-70L-850-347-L55 | Indoor Luminaires | High-Bay | High-Bay Luminaires for Commercial and Industrial Buildings | Standard | FALSE | [9 empty] | 42535 | Dimmable | Continuous Below 10 | Yes |  | 3.1 | 74510 | 129.4 | 575.7 | 11.15 | 0.982 | 5269 | 82.7
PAPAD1NK | BJ Take Inc. | BJ Take | BLHPG-4?-58L-850-347-L0 | Indoor Luminaires | High-Bay | High-Bay Luminaires for Commercial and Industrial Buildings | Premium | FALSE | [9 empty] | 42535 | Dimmable | Continuous Below 10 | Yes |  | 3.1 | 69815 | 146.3 | 477.2 | 11.15 | 0.982 | 5269 | 82.7
PY69J5Y5 | BJ Take Inc. | BJ Take | BLHPG-4?-58L-850-347-L55 | Indoor Luminaires | High-Bay | High-Bay Luminaires for Commercial and Industrial Buildings | Premium | FALSE | [9 empty] | 42535 | Dimmable | Continuous Below 10 | Yes |  | 3.1 | 61967.8 | 129.9 | 477.2 | 11.15 | 0.982 | 5269 | 82.7
PVD7N6FE | BJ Take Inc. | BJ Take | BLHP-4?-48L-850-347-L0 | Indoor Luminaires | High-Bay | High-Bay Luminaires for Commercial and Industrial Buildings | Premium | FALSE | [9 empty] | 42535 | Dimmable | Continuous Below 10 | Yes |  | 3.1 | 56752.2 | 151.6 | 374.3 | 11.15 | 0.982 | 5269 | 82.7
PYSM3JPE | BJ Take Inc. | BJ Take | BLHP-4?-48L-850-347-L55 | Indoor Luminaires | High-Bay | High-Bay Luminaires for Commercial and Industrial Buildings | Premium | FALSE | [9 empty] | 42535 | Dimmable | Continuous Below 10 | Yes |  | 3.1 | 50373.3 | 134.6 | 374.3 | 11.15 | 0.982 | 5269 | 82.7
PUV7VKYB | BJ Take Inc. | BJ Take | BLHP-4?-48L-850-347-L67 | Indoor Luminaires | High-Bay | High-Bay Luminaires for Commercial and Industrial Buildings | Premium | FALSE | [9 empty] | 42535 | Dimmable | Continuous Below 10 | Yes |  | 3.1 | 50330.2 | 134.5 | 374.3 | 11.15 | 0.982 | 5269 | 82.7
PSMDNWBN | BJ Take Inc. | BJ Take | BLHPG-4?-40L-850-347-L0 | Indoor Luminaires | High-Bay | High-Bay Luminaires for Commercial and Industrial Buildings | Premium | FALSE | [9 empty] | 42535 | Dimmable | Continuous Below 10 | Yes |  | 3.1 | 47150.4 | 151.2 | 311.9 | 11.15 | 0.982 | 5269 | 82.7
PCDQMXP9 | BJ Take Inc. | BJ Take | BLHPG-4?-40L-850-347-L55 | Indoor Luminaires | High-Bay | High-Bay Luminaires for Commercial and Industrial Buildings | Premium | FALSE | [9 empty] | 42535 | Dimmable | Continuous Below 10 | Yes |  | 3.1 | 41850.7 | 134.2 | 311.9 | 11.15 | 0.982 | 5269 | 82.7
P6A4PKPE | BJ Take Inc. | BJ Take | BLHPG-4?-40L-850-347-L67 | Indoor Luminaires | High-Bay | High-Bay Luminaires for Commercial and Industrial Buildings | Premium | FALSE | [9 empty] | 42535 | Dimmable | Continuous Below 10 | Yes |  | 3.1 | 41814.9 | 134 | 311.9 | 11.15 | 0.982 | 5269 | 82.7
P8DNPXGP | BJ Take Inc. | BJ Take | BLHPG-2?-32L-850-347-L0 | Indoor Luminaires | High-Bay | High-Bay Luminaires for Commercial and Industrial Buildings | Standard | FALSE | [9 empty] | 42535 | Dimmable | Continuous Below 10 | Yes |  | 3.1 | 37648 | 150.9 | 249.6 | 11.15 | 0.982 | 5269 | 82.7
P7SZPD9F | BJ Take Inc. | BJ Take | BLHPG-2?-32L-850-347-L55 | Indoor Luminaires | High-Bay | High-Bay Luminaires for Commercial and Industrial Buildings | Standard | FALSE | [9 empty] | 42535 | Dimmable | Continuous Below 10 | Yes |  | 3.1 | 33416.3 | 133.9 | 249.6 | 11.15 | 0.982 | 5269 | 82.7
PGDHPC7B | BJ Take Inc. | BJ Take | BLHPG-2?-32L-850-347-L67 | Indoor Luminaires | High-Bay | High-Bay Luminaires for Commercial and Industrial Buildings | Standard | FALSE | [9 empty] | 42535 | Dimmable | Continuous Below 10 | Yes |  | 3.1 | 33387.8 | 133.8 | 249.6 | 11.15 | 0.982 | 5269 | 82.7
PTQ8ZXGP | BJ Take Inc. | BJ Take | BLHP-4?-24L-850-347-L0 | Indoor Luminaires | High-Bay | High-Bay Luminaires for Commercial and Industrial Buildings | Premium | FALSE | [9 empty] | 42535 | Dimmable | Continuous Below 10 | Yes |  | 3.1 | 28194.9 | 150.6 | 187.2 | 11.15 | 0.982 | 5269 | 82.7
PGTK2Y71 | BJ Take Inc. | BJ Take | BLHP-2?-24L-850-347-L0 | Indoor Luminaires | High-Bay | High-Bay Luminaires for Commercial and Industrial Buildings | Premium | FALSE | [9 empty] | 42535 | Dimmable | Continuous Below 10 | Yes |  | 3.1 | 28194.9 | 150.6 | 187.2 | 11.15 | 0.982 | 5269 | 82.7
PUKTJ2A5 | BJ Take Inc. | BJ Take | BLHP-2?-24L-850-347-L55 | Indoor Luminaires | High-Bay | High-Bay Luminaires for Commercial and Industrial Buildings | Premium | FALSE | [9 empty] | 42535 | Dimmable | Continuous Below 10 | Yes |  | 3.1 | 25025.8 | 133.7 | 187.2 | 11.15 | 0.982 | 5269 | 82.7
P8QBHAR6 | BJ Take Inc. | BJ Take | BLHP-4?-24L-850-347-L55 | Indoor Luminaires | High-Bay | High-Bay Luminaires for Commercial and Industrial Buildings | Premium | FALSE | [9 empty] | 42535 | Dimmable | Continuous Below 10 | Yes |  | 3.1 | 25025.8 | 133.7 | 187.2 | 11.15 | 0.982 | 5269 | 82.7
PQ2B17ZH | BJ Take Inc. | BJ Take | BLHP-4?-24L-850-347-L67 | Indoor Luminaires | High-Bay | High-Bay Luminaires for Commercial and Industrial Buildings | Premium | FALSE | [9 empty] | 42535 | Dimmable | Continuous Below 10 | Yes |  | 3.1 | 25004.4 | 133.6 | 187.2 | 11.15 | 0.982 | 5269 | 82.7
PJUQFDS6 | BJ Take Inc. | BJ Take | BLHP-2?-24L-850-347-L67 | Indoor Luminaires | High-Bay | High-Bay Luminaires for Commercial and Industrial Buildings | Premium | FALSE | [9 empty] | 42535 | Dimmable | Continuous Below 10 | Yes |  | 3.1 | 25004.4 | 133.6 | 187.2 | 11.15 | 0.982 | 5269 | 82.7
PQVMU638 | BJ Take Inc. | BJ Take | BLHPG-2?-20L-850-347-L0 | Indoor Luminaires | High-Bay | High-Bay Luminaires for Commercial and Industrial Buildings | Premium | FALSE | [9 empty] | 42535 | Dimmable | Continuous Below 10 | Yes |  | 3.1 | 23394.3 | 150 | 156 | 11.15 | 0.982 | 5269 | 82.7
P17TRFCW | BJ Take Inc. | BJ Take | BLHPG-2?-20L-850-347-L55 | Indoor Luminaires | High-Bay | High-Bay Luminaires for Commercial and Industrial Buildings | Premium | FALSE | [9 empty] | 42535 | Dimmable | Continuous Below 10 | Yes |  | 3.1 | 20764.8 | 133.1 | 156 | 11.15 | 0.982 | 5269 | 82.7
PPK29W46 | BJ Take Inc. | BJ Take | BLHPG-2?-20L-850-347-L67 | Indoor Luminaires | High-Bay | High-Bay Luminaires for Commercial and Industrial Buildings | Premium | FALSE | [9 empty] | 42535 | Dimmable | Continuous Below 10 | Yes |  | 3.1 | 20747.1 | 133 | 156 | 11.15 | 0.982 | 5269 | 82.7
PS1SDMBZ | BJ Take Inc. | BJ Take | BLHPG-2?-18L-850-347-L0 | Indoor Luminaires | High-Bay | High-Bay Luminaires for Commercial and Industrial Buildings | Premium | FALSE | [9 empty] | 42535 | Dimmable | Continuous Below 10 | Yes |  | 3.1 | 20368.6 | 144 | 141.4 | 11.15 | 0.982 | 5269 | 82.7
PPXEZXUH | BJ Take Inc. | BJ Take | BLHPG-2?-18L-850-347-L55 | Indoor Luminaires | High-Bay | High-Bay Luminaires for Commercial and Industrial Buildings | Premium | FALSE | [9 empty] | 42535 | Dimmable | Continuous Below 10 | Yes |  | 3.1 | 18079.2 | 127.8 | 141.4 | 11.15 | 0.982 | 5269 | 82.7
P436Q418 | BJ Take Inc. | BJ Take | BLHP-2?-16L-850-347-L55 | Indoor Luminaires | High-Bay | High-Bay Luminaires for Commercial and Industrial Buildings | Premium | FALSE | [9 empty] | 42535 | Dimmable | Continuous Below 10 | Yes |  | 3.1 | 16576.7 | 132.9 | 124.8 | 11.15 | 0.982 | 5269 | 82.7
P6N3U63W | BJ Take Inc. | BJ Take | BLHP-2?-16L-850-347-L67 | Indoor Luminaires | High-Bay | High-Bay Luminaires for Commercial and Industrial Buildings | Premium | FALSE | [9 empty] | 42535 | Dimmable | Continuous Below 10 | Yes |  | 3.1 | 16562.5 | 132.7 | 124.8 | 11.15 | 0.982 | 5269 | 82.7
PPDEF83U | BJ Take Inc. | BJ Take | BLHP-2?-12L-850-347-L0 | Indoor Luminaires | High-Bay | High-Bay Luminaires for Commercial and Industrial Buildings | Premium | FALSE | [9 empty] | 42535 | Dimmable | Continuous Below 10 | Yes |  | 3.1 | 13750.1 | 142.7 | 96.4 | 11.15 | 0.982 | 5269 | 82.7
P3HGSKKM | BJ Take Inc. | BJ Take | BLHPG-2'-10L-850-347-L0 | Indoor Luminaires | High-Bay | High-Bay Luminaires for Commercial and Industrial Buildings | Premium | FALSE | [9 empty] | 42535 | Dimmable | Continuous Below 10 | Yes |  | 3.1 | 12457.4 | 137 | 90.9 | 11.15 | 0.982 | 5269 | 82.7
PZXNJ6AF | BJ Take Inc. | BJ Take | BLHP-2?-12L-850-347-L55 | Indoor Luminaires | High-Bay | High-Bay Luminaires for Commercial and Industrial Buildings | Premium | FALSE | [9 empty] | 42535 | Dimmable | Continuous Below 10 | Yes |  | 3.1 | 12204.6 | 126.7 | 96.4 | 11.15 | 0.982 | 5269 | 82.7
PHX3WDWC | BJ Take Inc. | BJ Take | BLHPG-2'-10L-850-347-L55 | Indoor Luminaires | High-Bay | High-Bay Luminaires for Commercial and Industrial Buildings | Premium | FALSE | [9 empty] | 42535 | Dimmable | Continuous Below 10 | Yes |  | 3.1 | 11057.2 | 121.6 | 90.9 | 11.15 | 0.982 | 5269 | 82.7
PCV4ZZGF | BJ Take Inc. | BJ Take | BLHP-4?-70L-850-UNV-L0 | Indoor Luminaires | High-Bay | High-Bay Luminaires for Commercial and Industrial Buildings | Standard | FALSE | [9 empty] | 42535 | Dimmable | Continuous Below 10 | Yes |  | 3.1 | 82443.6 | 146.2 | 563.7 | 5.29 | 0.997 | 5269 | 82.7
PJ9EK9NB | BJ Take Inc. | BJ Take | BLHP-4?-70L-850-UNV-L55 | Indoor Luminaires | High-Bay | High-Bay Luminaires for Commercial and Industrial Buildings | Standard | FALSE | [9 empty] | 42535 | Dimmable | Continuous Below 10 | Yes |  | 3.1 | 73177 | 129.8 | 563.7 | 5.29 | 0.997 | 5269 | 82.7
PQRVGQ9T | BJ Take Inc. | BJ Take | BLHPG-4?-58L-850-UNV-L0 | Indoor Luminaires | High-Bay | High-Bay Luminaires for Commercial and Industrial Buildings | Premium | FALSE | [9 empty] | 42535 | Dimmable | Continuous Below 10 | Yes |  | 3.1 | 67967.2 | 142.5 | 477.1 | 5.29 | 0.997 | 5269 | 82.7
P49J5THA | BJ Take Inc. | BJ Take | BLHP-4?-48L-850-UNV-L0 | Indoor Luminaires | High-Bay | High-Bay Luminaires for Commercial and Industrial Buildings | Premium | FALSE | [9 empty] | 42535 | Dimmable | Continuous Below 10 | Yes |  | 3.1 | 56752.2 | 151.6 | 374.3 | 5.29 | 0.997 | 5269 | 82.7
PHEDQF2J | BJ Take Inc. | BJ Take | BLHP-4?-48L-850-UNV-L55 | Indoor Luminaires | High-Bay | High-Bay Luminaires for Commercial and Industrial Buildings | Premium | FALSE | [9 empty] | 42535 | Dimmable | Continuous Below 10 | Yes |  | 3.1 | 50373.3 | 134.6 | 374.3 | 5.29 | 0.997 | 5269 | 82.7
P1NBRMM6 | BJ Take Inc. | BJ Take | BLHP-4?-48L-850-UNV-L67 | Indoor Luminaires | High-Bay | High-Bay Luminaires for Commercial and Industrial Buildings | Premium | FALSE | [9 empty] | 42535 | Dimmable | Continuous Below 10 | Yes |  | 3.1 | 50330.2 | 134.5 | 374.3 | 5.29 | 0.997 | 5269 | 82.7
PEJB5ND6 | BJ Take Inc. | BJ Take | BLHPG-4?-40L-850-UNV-L0 | Indoor Luminaires | High-Bay | High-Bay Luminaires for Commercial and Industrial Buildings | Premium | FALSE | [9 empty] | 42535 | Dimmable | Continuous Below 10 | Yes |  | 3.1 | 47150.4 | 151.2 | 311.9 | 5.29 | 0.997 | 5269 | 82.7
PW76H4F1 | BJ Take Inc. | BJ Take | BLHPG-4?-40L-850-UNV-L55 | Indoor Luminaires | High-Bay | High-Bay Luminaires for Commercial and Industrial Buildings | Premium | FALSE | [9 empty] | 42535 | Dimmable | Continuous Below 10 | Yes |  | 3.1 | 41850.7 | 134.2 | 311.9 | 5.29 | 0.997 | 5269 | 82.7
PS8BH46T | BJ Take Inc. | BJ Take | BLHPG-4?-40L-850-UNV-L67 | Indoor Luminaires | High-Bay | High-Bay Luminaires for Commercial and Industrial Buildings | Premium | FALSE | [9 empty] | 42535 | Dimmable | Continuous Below 10 | Yes |  | 3.1 | 41814.9 | 134 | 311.9 | 5.29 | 0.997 | 5269 | 82.7
P4Y51HZ6 | BJ Take Inc. | BJ Take | BLHPG-2?-32L-850-UNV-L0 | Indoor Luminaires | High-Bay | High-Bay Luminaires for Commercial and Industrial Buildings | Standard | FALSE | [9 empty] | 42535 | Dimmable | Continuous Below 10 | Yes |  | 3.1 | 37648 | 150.9 | 249.6 | 5.29 | 0.997 | 5269 | 82.7
PSFMCY4F | BJ Take Inc. | BJ Take | BLHPG-2?-32L-850-UNV-L55 | Indoor Luminaires | High-Bay | High-Bay Luminaires for Commercial and Industrial Buildings | Standard | FALSE | [9 empty] | 42535 | Dimmable | Continuous Below 10 | Yes |  | 3.1 | 33416.3 | 133.9 | 249.6 | 5.29 | 0.997 | 5269 | 82.7
PEWUZ16G | BJ Take Inc. | BJ Take | BLHPG-2?-32L-850-UNV-L67 | Indoor Luminaires | High-Bay | High-Bay Luminaires for Commercial and Industrial Buildings | Standard | FALSE | [9 empty] | 42535 | Dimmable | Continuous Below 10 | Yes |  | 3.1 | 33387.8 | 133.8 | 249.6 | 5.29 | 0.997 | 5269 | 82.7
PQX3ZNCC | BJ Take Inc. | BJ Take | BLHP-4?-24L-850-UNV-L0 | Indoor Luminaires | High-Bay | High-Bay Luminaires for Commercial and Industrial Buildings | Premium | FALSE | [9 empty] | 42535 | Dimmable | Continuous Below 10 | Yes |  | 3.1 | 28194.9 | 150.6 | 187.2 | 5.29 | 0.997 | 5269 | 82.7
PNKP2ASS | BJ Take Inc. | BJ Take | BLHP-2?-24L-850-UNV-L0 | Indoor Luminaires | High-Bay | High-Bay Luminaires for Commercial and Industrial Buildings | Premium | FALSE | [9 empty] | 42535 | Dimmable | Continuous Below 10 | Yes |  | 3.1 | 28194.9 | 150.6 | 187.2 | 5.29 | 0.997 | 5269 | 82.7
PNJQVCH9 | BJ Take Inc. | BJ Take | BLHP-4?-24L-850-UNV-L55 | Indoor Luminaires | High-Bay | High-Bay Luminaires for Commercial and Industrial Buildings | Premium | FALSE | [9 empty] | 42535 | Dimmable | Continuous Below 10 | Yes |  | 3.1 | 25025.8 | 133.7 | 187.2 | 5.29 | 0.997 | 5269 | 82.7
P5RBNJCA | BJ Take Inc. | BJ Take | BLHP-2?-24L-850-UNV-L55 | Indoor Luminaires | High-Bay | High-Bay Luminaires for Commercial and Industrial Buildings | Premium | FALSE | [9 empty] | 42535 | Dimmable | Continuous Below 10 | Yes |  | 3.1 | 25025.8 | 133.7 | 187.2 | 5.29 | 0.997 | 5269 | 82.7
PW77UNJ4 | BJ Take Inc. | BJ Take | BLHP-4?-24L-850-UNV-L67 | Indoor Luminaires | High-Bay | High-Bay Luminaires for Commercial and Industrial Buildings | Premium | FALSE | [9 empty] | 42535 | Dimmable | Continuous Below 10 | Yes |  | 3.1 | 25004.4 | 133.6 | 187.2 | 5.29 | 0.997 | 5269 | 82.7
PFEMEZZZ | BJ Take Inc. | BJ Take | BLHP-2?-24L-850-UNV-L67 | Indoor Luminaires | High-Bay | High-Bay Luminaires for Commercial and Industrial Buildings | Premium | FALSE | [9 empty] | 42535 | Dimmable | Continuous Below 10 | Yes |  | 3.1 | 25004.4 | 133.6 | 187.2 | 5.29 | 0.997 | 5269 | 82.7
P9YWSQCB | BJ Take Inc. | BJ Take | BLHPG-2?-20L-850-UNV-L0 | Indoor Luminaires | High-Bay | High-Bay Luminaires for Commercial and Industrial Buildings | Premium | FALSE | [9 empty] | 42535 | Dimmable | Continuous Below 10 | Yes |  | 3.1 | 23394.3 | 150 | 156 | 5.29 | 0.997 | 5269 | 82.7
P9E7JQ41 | BJ Take Inc. | BJ Take | BLHPG-2?-18L-850-UNV-L0 | Indoor Luminaires | High-Bay | High-Bay Luminaires for Commercial and Industrial Buildings | Premium | FALSE | [9 empty] | 42535 | Dimmable | Continuous Below 10 | Yes |  | 3.1 | 21018.7 | 149.7 | 140.4 | 5.29 | 0.997 | 5269 | 82.7
PQ4Z1M4C | BJ Take Inc. | BJ Take | BLHPG-2?-20L-850-UNV-L55 | Indoor Luminaires | High-Bay | High-Bay Luminaires for Commercial and Industrial Buildings | Premium | FALSE | [9 empty] | 42535 | Dimmable | Continuous Below 10 | Yes |  | 3.1 | 20764.8 | 133.1 | 156 | 5.29 | 0.997 | 5269 | 82.7
PBAEHXD2 | BJ Take Inc. | BJ Take | BLHPG-2?-20L-850-UNV-L67 | Indoor Luminaires | High-Bay | High-Bay Luminaires for Commercial and Industrial Buildings | Premium | FALSE | [9 empty] | 42535 | Dimmable | Continuous Below 10 | Yes |  | 3.1 | 20747.1 | 133 | 156 | 5.29 | 0.997 | 5269 | 82.7
PMTEXN7Z | BJ Take Inc. | BJ Take | BLHPG-2?-18L-850-UNV-L55 | Indoor Luminaires | High-Bay | High-Bay Luminaires for Commercial and Industrial Buildings | Premium | FALSE | [9 empty] | 42535 | Dimmable | Continuous Below 10 | Yes |  | 3.1 | 18656.2 | 132.9 | 140.4 | 5.29 | 0.997 | 5269 | 82.7
P1CAH9QW | BJ Take Inc. | BJ Take | BLHPG-2?-18L-850-UNV-L67 | Indoor Luminaires | High-Bay | High-Bay Luminaires for Commercial and Industrial Buildings | Premium | FALSE | [9 empty] | 42535 | Dimmable | Continuous Below 10 | Yes |  | 3.1 | 18640.3 | 132.8 | 140.4 | 5.29 | 0.997 | 5269 | 82.7
P7JYCAEJ | BJ Take Inc. | BJ Take | BLHP-2?-16L-850-UNV-L55 | Indoor Luminaires | High-Bay | High-Bay Luminaires for Commercial and Industrial Buildings | Premium | FALSE | [9 empty] | 42535 | Dimmable | Continuous Below 10 | Yes |  | 3.1 | 16576.7 | 132.9 | 124.8 | 5.29 | 0.997 | 5269 | 82.7
PS3U2JSW | BJ Take Inc. | BJ Take | BLHP-2?-16L-850-UNV-L67 | Indoor Luminaires | High-Bay | High-Bay Luminaires for Commercial and Industrial Buildings | Premium | FALSE | [9 empty] | 42535 | Dimmable | Continuous Below 10 | Yes |  | 3.1 | 16562.5 | 132.7 | 124.8 | 5.29 | 0.997 | 5269 | 82.7
P46UG183 | BJ Take Inc. | BJ Take | BLHP-2?-12L-850-UNV-L0 | Indoor Luminaires | High-Bay | High-Bay Luminaires for Commercial and Industrial Buildings | Premium | FALSE | [9 empty] | 42535 | Dimmable | Continuous Below 10 | Yes |  | 3.1 | 12713.9 | 143.4 | 88.7 | 5.29 | 0.997 | 5269 | 82.7
PE6DPN38 | BJ Take Inc. | BJ Take | BLHP-2?-12L-850-UNV-L55 | Indoor Luminaires | High-Bay | High-Bay Luminaires for Commercial and Industrial Buildings | Premium | FALSE | [9 empty] | 42535 | Dimmable | Continuous Below 10 | Yes |  | 3.1 | 11284.9 | 127.3 | 88.7 | 5.29 | 0.997 | 5269 | 82.7
PZS3926H | BJ Take Inc. | BJ Take | BLHPG-2'-10L-850-UNV-L55 | Indoor Luminaires | High-Bay | High-Bay Luminaires for Commercial and Industrial Buildings | Premium | FALSE | [9 empty] | 42535 | Dimmable | Continuous Below 10 | Yes |  | 3.1 | 10764.5 | 118.5 | 90.9 | 5.29 | 0.997 | 5269 | 82.7
PTFA44HP | BJ Take Inc. | BJ Take | BLHPG-2'-10L-850-UNV-L0 | Indoor Luminaires | High-Bay | High-Bay Luminaires for Commercial and Industrial Buildings | Premium | FALSE | [9 empty] | 42535 | Dimmable | Continuous Below 10 | Yes |  | 3.1 | 12127.7 | 132.3 | 91.6 | 5.46 | 0.996 | 5244 | 83.3
PNPYXQNA | BJ Take Inc. | BJ Take | BLHPG-2'-10L-850-347-L67 | Indoor Luminaires | High-Bay | High-Bay Luminaires for Commercial and Industrial Buildings | Premium | FALSE | [9 empty] | 42535 | Dimmable | Continuous Below 10 | Yes |  | 3.1 | 11047.8 | 121.5 | 90.9 | 11.23 | 0.982 | 5237 | 83.2
PUHAKNEM | BJ Take Inc. | BJ Take | BLHP-2?-12L-850-UNV-L67 | Indoor Luminaires | High-Bay | High-Bay Luminaires for Commercial and Industrial Buildings | Premium | FALSE | [9 empty] | 42535 | Dimmable | Continuous Below 10 | Yes |  | 3.1 | 11275.2 | 127.1 | 88.7 | 5.98 | 0.997 | 5226 | 83.5
P15U4CPJ | BJ Take Inc. | BJ Take | BLHPG-2?-18L-850-347-L67 | Indoor Luminaires | High-Bay | High-Bay Luminaires for Commercial and Industrial Buildings | Premium | FALSE | [9 empty] | 42535 | Dimmable | Continuous Below 10 | Yes |  | 3.1 | 18063.7 | 127.8 | 141.4 | 12.63 | 0.974 | 5223 | 83.2
PFNDRDDC | BJ Take Inc. | BJ Take | BLHP-2?-16L-850-UNV-L0 | Indoor Luminaires | High-Bay | High-Bay Luminaires for Commercial and Industrial Buildings | Premium | FALSE | [9 empty] | 42535 | Dimmable | Continuous Below 10 | Yes |  | 3.1 | 17434 | 146.7 | 118.8 | 7.39 | 0.995 | 5189 | 83.5
PU5JCGRR | BJ Take Inc. | BJ Take | BLHP-2?-16L-850-347-L0 | Indoor Luminaires | High-Bay | High-Bay Luminaires for Commercial and Industrial Buildings | Premium | FALSE | [9 empty] | 42535 | Dimmable | Continuous Below 10 | Yes |  | 3.1 | 18675.8 | 149.7 | 124.8 | 14.64 | 0.981 | 5168 | 83.6
P1FAD4FD | BJ Take Inc. | BJ Take | BLHPG-2'-10L-850-UNV-L67 | Indoor Luminaires | High-Bay | High-Bay Luminaires for Commercial and Industrial Buildings | Premium | FALSE | [9 empty] | 42535 | Dimmable | Continuous Below 10 | Yes |  | 3.1 | 10755.3 | 118.5 | 90.9 | 6.23 | 0.998 | 5000 | 82.3
PWZRKFEH | BJ Take Inc. | BJ Take | BLHPG-4?-58L-840-UNV-L67 | Indoor Luminaires | High-Bay | High-Bay Luminaires for Commercial and Industrial Buildings | Premium | FALSE | [9 empty] | 42535 | Dimmable | Continuous Below 10 | Yes |  | 3.1 | 58748.6 | 123.2 | 476.8 | 6.04 | 0.996 | 4273 | 83.3
PKBAXZBF | BJ Take Inc. | BJ Take | BLHP-4?-70L-840-347-L67 | Indoor Luminaires | High-Bay | High-Bay Luminaires for Commercial and Industrial Buildings | Standard | FALSE | [9 empty] | 42535 | Dimmable | Continuous Below 10 | Yes |  | 3.1 | 72497.7 | 125.7 | 576.5 | 10.63 | 0.983 | 4272 | 83.1
PCSJ9CX7 | BJ Take Inc. | BJ Take | BLHP-4?-70L-840-UNV-L67 | Indoor Luminaires | High-Bay | High-Bay Luminaires for Commercial and Industrial Buildings | Standard | FALSE | [9 empty] | 42535 | Dimmable | Continuous Below 10 | Yes |  | 3.1 | 71200.7 | 126.1 | 564.5 | 5.52 | 0.997 | 4270 | 82.9
PVSG59TB | BJ Take Inc. | BJ Take | BLHPG-4?-58L-840-UNV-L55 | Indoor Luminaires | High-Bay | High-Bay Luminaires for Commercial and Industrial Buildings | Premium | FALSE | [9 empty] | 42535 | Dimmable | Continuous Below 10 | Yes |  | 3.1 | 58798.9 | 123 | 478 | 12.32 | 0.996 | 4261 | 84.1
PPXTDBH7 | BJ Take Inc. | BJ Take | BLHPG-4?-58L-840-347-L67 | Indoor Luminaires | High-Bay | High-Bay Luminaires for Commercial and Industrial Buildings | Premium | FALSE | [9 empty] | 42535 | Dimmable | Continuous Below 10 | Yes |  | 3.1 | 60345.7 | 126.5 | 476.9 | 11.96 | 0.983 | 4255 | 83.3
PD8RH3JP | BJ Take Inc. | BJ Take | BLHP-4?-70L-840-347-L0 | Indoor Luminaires | High-Bay | High-Bay Luminaires for Commercial and Industrial Buildings | Standard | FALSE | [9 empty] | 42535 | Dimmable | Continuous Below 10 | Yes |  | 3.1 | 81748.3 | 141.8 | 576.5 | 11.15 | 0.982 | 4215 | 82.7
PZMJJCXF | BJ Take Inc. | BJ Take | BLHP-4?-70L-840-347-L55 | Indoor Luminaires | High-Bay | High-Bay Luminaires for Commercial and Industrial Buildings | Standard | FALSE | [9 empty] | 42535 | Dimmable | Continuous Below 10 | Yes |  | 3.1 | 72559.8 | 125.9 | 576.5 | 11.15 | 0.982 | 4215 | 82.7
PND8CKE1 | BJ Take Inc. | BJ Take | BLHPG-4?-58L-840-347-L0 | Indoor Luminaires | High-Bay | High-Bay Luminaires for Commercial and Industrial Buildings | Premium | FALSE | [9 empty] | 42535 | Dimmable | Continuous Below 10 | Yes |  | 3.1 | 68045.7 | 142.7 | 476.9 | 11.15 | 0.982 | 4215 | 82.7
PXDYYYSH | BJ Take Inc. | BJ Take | BLHPG-4?-58L-840-347-L55 | Indoor Luminaires | High-Bay | High-Bay Luminaires for Commercial and Industrial Buildings | Premium | FALSE | [9 empty] | 42535 | Dimmable | Continuous Below 10 | Yes |  | 3.1 | 60397.3 | 126.6 | 476.9 | 11.15 | 0.982 | 4215 | 82.7
PCMA4M27 | BJ Take Inc. | BJ Take | BLHP-4?-48L-840-347-L0 | Indoor Luminaires | High-Bay | High-Bay Luminaires for Commercial and Industrial Buildings | Premium | FALSE | [9 empty] | 42535 | Dimmable | Continuous Below 10 | Yes |  | 3.1 | 55266.8 | 147.6 | 374.3 | 11.15 | 0.982 | 4215 | 82.7
P2APJ4T5 | BJ Take Inc. | BJ Take | BLHP-4?-48L-840-347-L55 | Indoor Luminaires | High-Bay | High-Bay Luminaires for Commercial and Industrial Buildings | Premium | FALSE | [9 empty] | 42535 | Dimmable | Continuous Below 10 | Yes |  | 3.1 | 49054.8 | 131 | 374.3 | 11.15 | 0.982 | 4215 | 82.7
P2DB5WFQ | BJ Take Inc. | BJ Take | BLHP-4?-48L-840-347-L67 | Indoor Luminaires | High-Bay | High-Bay Luminaires for Commercial and Industrial Buildings | Premium | FALSE | [9 empty] | 42535 | Dimmable | Continuous Below 10 | Yes |  | 3.1 | 49012.8 | 130.9 | 374.3 | 11.15 | 0.982 | 4215 | 82.7
P6K5Y2WE | BJ Take Inc. | BJ Take | BLHPG-4?-40L-840-347-L0 | Indoor Luminaires | High-Bay | High-Bay Luminaires for Commercial and Industrial Buildings | Premium | FALSE | [9 empty] | 42535 | Dimmable | Continuous Below 10 | Yes |  | 3.1 | 45955.5 | 147.3 | 311.9 | 11.15 | 0.982 | 4215 | 82.7
P47VYASA | BJ Take Inc. | BJ Take | BLHPG-4?-40L-840-347-L55 | Indoor Luminaires | High-Bay | High-Bay Luminaires for Commercial and Industrial Buildings | Premium | FALSE | [9 empty] | 42535 | Dimmable | Continuous Below 10 | Yes |  | 3.1 | 40790.1 | 130.8 | 311.9 | 11.15 | 0.982 | 4215 | 82.7
PN294T6A | BJ Take Inc. | BJ Take | BLHPG-4?-40L-840-347-L67 | Indoor Luminaires | High-Bay | High-Bay Luminaires for Commercial and Industrial Buildings | Premium | FALSE | [9 empty] | 42535 | Dimmable | Continuous Below 10 | Yes |  | 3.1 | 40755.2 | 130.6 | 311.9 | 11.15 | 0.982 | 4215 | 82.7
P9YQFKJY | BJ Take Inc. | BJ Take | BLHPG-2?-32L-840-347-L0 | Indoor Luminaires | High-Bay | High-Bay Luminaires for Commercial and Industrial Buildings | Standard | FALSE | [9 empty] | 42535 | Dimmable | Continuous Below 10 | Yes |  | 3.1 | 36693.9 | 147 | 249.6 | 11.15 | 0.982 | 4215 | 82.7
PGJY2NQA | BJ Take Inc. | BJ Take | BLHPG-2?-32L-840-347-L55 | Indoor Luminaires | High-Bay | High-Bay Luminaires for Commercial and Industrial Buildings | Standard | FALSE | [9 empty] | 42535 | Dimmable | Continuous Below 10 | Yes |  | 3.1 | 32569.5 | 130.5 | 249.6 | 11.15 | 0.982 | 4215 | 82.7
PB43PSJX | BJ Take Inc. | BJ Take | BLHPG-2?-32L-840-347-L67 | Indoor Luminaires | High-Bay | High-Bay Luminaires for Commercial and Industrial Buildings | Standard | FALSE | [9 empty] | 42535 | Dimmable | Continuous Below 10 | Yes |  | 3.1 | 32541.6 | 130.4 | 249.6 | 11.15 | 0.982 | 4215 | 82.7
PRD76CP4 | BJ Take Inc. | BJ Take | BLHP-2?-24L-840-347-L0 | Indoor Luminaires | High-Bay | High-Bay Luminaires for Commercial and Industrial Buildings | Premium | FALSE | [9 empty] | 42535 | Dimmable | Continuous Below 10 | Yes |  | 3.1 | 27456.9 | 146.7 | 187.2 | 11.15 | 0.982 | 4215 | 82.7
PQ2EHUW3 | BJ Take Inc. | BJ Take | BLHP-4?-24L-840-347-L0 | Indoor Luminaires | High-Bay | High-Bay Luminaires for Commercial and Industrial Buildings | Premium | FALSE | [9 empty] | 42535 | Dimmable | Continuous Below 10 | Yes |  | 3.1 | 27456.9 | 146.7 | 187.2 | 11.15 | 0.982 | 4215 | 82.7
PENUGT1Q | BJ Take Inc. | BJ Take | BLHP-4?-24L-840-347-L55 | Indoor Luminaires | High-Bay | High-Bay Luminaires for Commercial and Industrial Buildings | Premium | FALSE | [9 empty] | 42535 | Dimmable | Continuous Below 10 | Yes |  | 3.1 | 24370.8 | 130.2 | 187.2 | 11.15 | 0.982 | 4215 | 82.7
P4TDB7NK | BJ Take Inc. | BJ Take | BLHP-2?-24L-840-347-L55 | Indoor Luminaires | High-Bay | High-Bay Luminaires for Commercial and Industrial Buildings | Premium | FALSE | [9 empty] | 42535 | Dimmable | Continuous Below 10 | Yes |  | 3.1 | 24370.8 | 130.2 | 187.2 | 11.15 | 0.982 | 4215 | 82.7
PCMYZW4R | BJ Take Inc. | BJ Take | BLHP-4?-24L-840-347-L67 | Indoor Luminaires | High-Bay | High-Bay Luminaires for Commercial and Industrial Buildings | Premium | FALSE | [9 empty] | 42535 | Dimmable | Continuous Below 10 | Yes |  | 3.1 | 24349.9 | 130.1 | 187.2 | 11.15 | 0.982 | 4215 | 82.7
PAVRBV2D | BJ Take Inc. | BJ Take | BLHP-2?-24L-840-347-L67 | Indoor Luminaires | High-Bay | High-Bay Luminaires for Commercial and Industrial Buildings | Premium | FALSE | [9 empty] | 42535 | Dimmable | Continuous Below 10 | Yes |  | 3.1 | 24349.9 | 130.1 | 187.2 | 11.15 | 0.982 | 4215 | 82.7
PCDWRSRP | BJ Take Inc. | BJ Take | BLHPG-2?-20L-840-347-L0 | Indoor Luminaires | High-Bay | High-Bay Luminaires for Commercial and Industrial Buildings | Premium | FALSE | [9 empty] | 42535 | Dimmable | Continuous Below 10 | Yes |  | 3.1 | 22801.5 | 146.2 | 156 | 11.15 | 0.982 | 4215 | 82.7
PBTQYFVB | BJ Take Inc. | BJ Take | BLHPG-2?-20L-840-347-L55 | Indoor Luminaires | High-Bay | High-Bay Luminaires for Commercial and Industrial Buildings | Premium | FALSE | [9 empty] | 42535 | Dimmable | Continuous Below 10 | Yes |  | 3.1 | 20238.6 | 129.8 | 156 | 11.15 | 0.982 | 4215 | 82.7
PCBYXKKN | BJ Take Inc. | BJ Take | BLHPG-2?-20L-840-347-L67 | Indoor Luminaires | High-Bay | High-Bay Luminaires for Commercial and Industrial Buildings | Premium | FALSE | [9 empty] | 42535 | Dimmable | Continuous Below 10 | Yes |  | 3.1 | 20221.3 | 129.6 | 156 | 11.15 | 0.982 | 4215 | 82.7
PYZ8428P | BJ Take Inc. | BJ Take | BLHPG-2?-18L-840-347-L0 | Indoor Luminaires | High-Bay | High-Bay Luminaires for Commercial and Industrial Buildings | Premium | FALSE | [9 empty] | 42535 | Dimmable | Continuous Below 10 | Yes |  | 3.1 | 19852.4 | 140.4 | 141.4 | 11.15 | 0.982 | 4215 | 82.7
P784Q7GN | BJ Take Inc. | BJ Take | BLHPG-2?-18L-840-347-L55 | Indoor Luminaires | High-Bay | High-Bay Luminaires for Commercial and Industrial Buildings | Premium | FALSE | [9 empty] | 42535 | Dimmable | Continuous Below 10 | Yes |  | 3.1 | 17621 | 124.7 | 141.4 | 11.15 | 0.982 | 4215 | 82.7
PJBU5GMC | BJ Take Inc. | BJ Take | BLHP-2?-16L-840-347-L55 | Indoor Luminaires | High-Bay | High-Bay Luminaires for Commercial and Industrial Buildings | Premium | FALSE | [9 empty] | 42535 | Dimmable | Continuous Below 10 | Yes |  | 3.1 | 16142.8 | 129.4 | 124.8 | 11.15 | 0.982 | 4215 | 82.7
PVBVMEY7 | BJ Take Inc. | BJ Take | BLHP-2?-16L-840-347-L67 | Indoor Luminaires | High-Bay | High-Bay Luminaires for Commercial and Industrial Buildings | Premium | FALSE | [9 empty] | 42535 | Dimmable | Continuous Below 10 | Yes |  | 3.1 | 16129 | 129.3 | 124.8 | 11.15 | 0.982 | 4215 | 82.7
P353FF3B | BJ Take Inc. | BJ Take | BLHP-2?-12L-840-347-L0 | Indoor Luminaires | High-Bay | High-Bay Luminaires for Commercial and Industrial Buildings | Premium | FALSE | [9 empty] | 42535 | Dimmable | Continuous Below 10 | Yes |  | 3.1 | 13390.2 | 138.8 | 96.5 | 11.15 | 0.982 | 4215 | 82.7
PBBW8XCP | BJ Take Inc. | BJ Take | BLHPG-2?-10L-840-347-L0 | Indoor Luminaires | High-Bay | High-Bay Luminaires for Commercial and Industrial Buildings | Premium | FALSE | [9 empty] | 42535 | Dimmable | Continuous Below 10 | Yes |  | 3.1 | 12141.7 | 133.7 | 90.8 | 11.15 | 0.982 | 4215 | 82.7
PQD5F8H1 | BJ Take Inc. | BJ Take | BLHP-2?-12L-840-347-L55 | Indoor Luminaires | High-Bay | High-Bay Luminaires for Commercial and Industrial Buildings | Premium | FALSE | [9 empty] | 42535 | Dimmable | Continuous Below 10 | Yes |  | 3.1 | 11885.1 | 123.2 | 96.5 | 11.15 | 0.982 | 4215 | 82.7
PNP7X84Z | BJ Take Inc. | BJ Take | BLHPG-2?-10L-840-347-L55 | Indoor Luminaires | High-Bay | High-Bay Luminaires for Commercial and Industrial Buildings | Premium | FALSE | [9 empty] | 42535 | Dimmable | Continuous Below 10 | Yes |  | 3.1 | 10777 | 118.6 | 90.8 | 11.15 | 0.982 | 4215 | 82.7
PX88ZN3K | BJ Take Inc. | BJ Take | BLHP-4?-70L-840-UNV-L0 | Indoor Luminaires | High-Bay | High-Bay Luminaires for Commercial and Industrial Buildings | Standard | FALSE | [9 empty] | 42535 | Dimmable | Continuous Below 10 | Yes |  | 3.1 | 80285.8 | 142.2 | 564.5 | 5.29 | 0.997 | 4215 | 82.7
PDUQ6329 | BJ Take Inc. | BJ Take | BLHP-4?-70L-840-UNV-L55 | Indoor Luminaires | High-Bay | High-Bay Luminaires for Commercial and Industrial Buildings | Standard | FALSE | [9 empty] | 42535 | Dimmable | Continuous Below 10 | Yes |  | 3.1 | 71261.7 | 126.2 | 564.5 | 5.29 | 0.997 | 4215 | 82.7
P7631TCP | BJ Take Inc. | BJ Take | BLHPG-4?-58L-840-UNV-L0 | Indoor Luminaires | High-Bay | High-Bay Luminaires for Commercial and Industrial Buildings | Premium | FALSE | [9 empty] | 42535 | Dimmable | Continuous Below 10 | Yes |  | 3.1 | 66244.8 | 138.9 | 476.8 | 5.29 | 0.997 | 4215 | 82.7
P37QJTQY | BJ Take Inc. | BJ Take | BLHP-4?-48L-840-UNV-L0 | Indoor Luminaires | High-Bay | High-Bay Luminaires for Commercial and Industrial Buildings | Premium | FALSE | [9 empty] | 42535 | Dimmable | Continuous Below 10 | Yes |  | 3.1 | 55266.8 | 147.6 | 374.3 | 5.29 | 0.997 | 4215 | 82.7
PSG6TT52 | BJ Take Inc. | BJ Take | BLHP-4?-48L-840-UNV-L55 | Indoor Luminaires | High-Bay | High-Bay Luminaires for Commercial and Industrial Buildings | Premium | FALSE | [9 empty] | 42535 | Dimmable | Continuous Below 10 | Yes |  | 3.1 | 49054.8 | 131 | 374.3 | 5.29 | 0.997 | 4215 | 82.7
P73H15J2 | BJ Take Inc. | BJ Take | BLHP-4?-48L-840-UNV-L67 | Indoor Luminaires | High-Bay | High-Bay Luminaires for Commercial and Industrial Buildings | Premium | FALSE | [9 empty] | 42535 | Dimmable | Continuous Below 10 | Yes |  | 3.1 | 49012.8 | 130.9 | 374.3 | 5.29 | 0.997 | 4215 | 82.7
PR7Z9912 | BJ Take Inc. | BJ Take | BLHPG-4?-40L-840-UNV-L0 | Indoor Luminaires | High-Bay | High-Bay Luminaires for Commercial and Industrial Buildings | Premium | FALSE | [9 empty] | 42535 | Dimmable | Continuous Below 10 | Yes |  | 3.1 | 45955.5 | 147.3 | 311.9 | 5.29 | 0.997 | 4215 | 82.7
PZEAEG8R | BJ Take Inc. | BJ Take | BLHPG-4?-40L-840-UNV-L55 | Indoor Luminaires | High-Bay | High-Bay Luminaires for Commercial and Industrial Buildings | Premium | FALSE | [9 empty] | 42535 | Dimmable | Continuous Below 10 | Yes |  | 3.1 | 40790.1 | 130.8 | 311.9 | 5.29 | 0.997 | 4215 | 82.7
P6A9Y63D | BJ Take Inc. | BJ Take | BLHPG-4?-40L-840-UNV-L67 | Indoor Luminaires | High-Bay | High-Bay Luminaires for Commercial and Industrial Buildings | Premium | FALSE | [9 empty] | 42535 | Dimmable | Continuous Below 10 | Yes |  | 3.1 | 40755.2 | 130.6 | 311.9 | 5.29 | 0.997 | 4215 | 82.7
PKG1ZZ3C | BJ Take Inc. | BJ Take | BLHPG-2?-32L-840-UNV-L0 | Indoor Luminaires | High-Bay | High-Bay Luminaires for Commercial and Industrial Buildings | Standard | FALSE | [9 empty] | 42535 | Dimmable | Continuous Below 10 | Yes |  | 3.1 | 36693.9 | 147 | 249.6 | 5.29 | 0.997 | 4215 | 82.7
PS538SD7 | BJ Take Inc. | BJ Take | BLHPG-2?-32L-840-UNV-L55 | Indoor Luminaires | High-Bay | High-Bay Luminaires for Commercial and Industrial Buildings | Standard | FALSE | [9 empty] | 42535 | Dimmable | Continuous Below 10 | Yes |  | 3.1 | 32569.5 | 130.5 | 249.6 | 5.29 | 0.997 | 4215 | 82.7
PAEK9J12 | BJ Take Inc. | BJ Take | BLHPG-2?-32L-840-UNV-L67 | Indoor Luminaires | High-Bay | High-Bay Luminaires for Commercial and Industrial Buildings | Standard | FALSE | [9 empty] | 42535 | Dimmable | Continuous Below 10 | Yes |  | 3.1 | 32541.6 | 130.4 | 249.6 | 5.29 | 0.997 | 4215 | 82.7
PZJX3HBA | BJ Take Inc. | BJ Take | BLHP-2?-24L-840-UNV-L0 | Indoor Luminaires | High-Bay | High-Bay Luminaires for Commercial and Industrial Buildings | Premium | FALSE | [9 empty] | 42535 | Dimmable | Continuous Below 10 | Yes |  | 3.1 | 27456.9 | 146.7 | 187.2 | 5.29 | 0.997 | 4215 | 82.7
PH9AJQE1 | BJ Take Inc. | BJ Take | BLHP-4?-24L-840-UNV-L0 | Indoor Luminaires | High-Bay | High-Bay Luminaires for Commercial and Industrial Buildings | Premium | FALSE | [9 empty] | 42535 | Dimmable | Continuous Below 10 | Yes |  | 3.1 | 27456.9 | 146.7 | 187.2 | 5.29 | 0.997 | 4215 | 82.7
PSSUYQG8 | BJ Take Inc. | BJ Take | BLHP-2?-24L-840-UNV-L55 | Indoor Luminaires | High-Bay | High-Bay Luminaires for Commercial and Industrial Buildings | Premium | FALSE | [9 empty] | 42535 | Dimmable | Continuous Below 10 | Yes |  | 3.1 | 24370.8 | 130.2 | 187.2 | 5.29 | 0.997 | 4215 | 82.7
PR6HS2QA | BJ Take Inc. | BJ Take | BLHP-4?-24L-840-UNV-L55 | Indoor Luminaires | High-Bay | High-Bay Luminaires for Commercial and Industrial Buildings | Premium | FALSE | [9 empty] | 42535 | Dimmable | Continuous Below 10 | Yes |  | 3.1 | 24370.8 | 130.2 | 187.2 | 5.29 | 0.997 | 4215 | 82.7
PJN66M39 | BJ Take Inc. | BJ Take | BLHP-4?-24L-840-UNV-L67 | Indoor Luminaires | High-Bay | High-Bay Luminaires for Commercial and Industrial Buildings | Premium | FALSE | [9 empty] | 42535 | Dimmable | Continuous Below 10 | Yes |  | 3.1 | 24349.9 | 130.1 | 187.2 | 5.29 | 0.997 | 4215 | 82.7
P7B7MPBS | BJ Take Inc. | BJ Take | BLHP-2?-24L-840-UNV-L67 | Indoor Luminaires | High-Bay | High-Bay Luminaires for Commercial and Industrial Buildings | Premium | FALSE | [9 empty] | 42535 | Dimmable | Continuous Below 10 | Yes |  | 3.1 | 24349.9 | 130.1 | 187.2 | 5.29 | 0.997 | 4215 | 82.7
P4U4SEX4 | BJ Take Inc. | BJ Take | BLHPG-2?-20L-840-UNV-L0 | Indoor Luminaires | High-Bay | High-Bay Luminaires for Commercial and Industrial Buildings | Premium | FALSE | [9 empty] | 42535 | Dimmable | Continuous Below 10 | Yes |  | 3.1 | 22801.5 | 146.2 | 156 | 5.29 | 0.997 | 4215 | 82.7
P5S7YN1Z | BJ Take Inc. | BJ Take | BLHPG-2?-18L-840-UNV-L0 | Indoor Luminaires | High-Bay | High-Bay Luminaires for Commercial and Industrial Buildings | Premium | FALSE | [9 empty] | 42535 | Dimmable | Continuous Below 10 | Yes |  | 3.1 | 20486.1 | 145.9 | 140.4 | 5.29 | 0.997 | 4215 | 82.7
P55R9CZU | BJ Take Inc. | BJ Take | BLHPG-2?-20L-840-UNV-L55 | Indoor Luminaires | High-Bay | High-Bay Luminaires for Commercial and Industrial Buildings | Premium | FALSE | [9 empty] | 42535 | Dimmable | Continuous Below 10 | Yes |  | 3.1 | 20238.6 | 129.8 | 156 | 5.29 | 0.997 | 4215 | 82.7
PE9R6SUC | BJ Take Inc. | BJ Take | BLHPG-2?-20L-840-UNV-L67 | Indoor Luminaires | High-Bay | High-Bay Luminaires for Commercial and Industrial Buildings | Premium | FALSE | [9 empty] | 42535 | Dimmable | Continuous Below 10 | Yes |  | 3.1 | 20221.3 | 129.6 | 156 | 5.29 | 0.997 | 4215 | 82.7
P15EK3F6 | BJ Take Inc. | BJ Take | BLHPG-2?-18L-840-UNV-L55 | Indoor Luminaires | High-Bay | High-Bay Luminaires for Commercial and Industrial Buildings | Premium | FALSE | [9 empty] | 42535 | Dimmable | Continuous Below 10 | Yes |  | 3.1 | 18183.4 | 129.5 | 140.4 | 5.29 | 0.997 | 4215 | 82.7
PBQ38C2U | BJ Take Inc. | BJ Take | BLHPG-2?-18L-840-UNV-L67 | Indoor Luminaires | High-Bay | High-Bay Luminaires for Commercial and Industrial Buildings | Premium | FALSE | [9 empty] | 42535 | Dimmable | Continuous Below 10 | Yes |  | 3.1 | 18167.9 | 129.4 | 140.4 | 5.29 | 0.997 | 4215 | 82.7
PPS5KZXC | BJ Take Inc. | BJ Take | BLHP-2?-16L-840-UNV-L55 | Indoor Luminaires | High-Bay | High-Bay Luminaires for Commercial and Industrial Buildings | Premium | FALSE | [9 empty] | 42535 | Dimmable | Continuous Below 10 | Yes |  | 3.1 | 16142.8 | 129.4 | 124.8 | 5.29 | 0.997 | 4215 | 82.7
PTCJQUN2 | BJ Take Inc. | BJ Take | BLHP-2?-16L-840-UNV-L67 | Indoor Luminaires | High-Bay | High-Bay Luminaires for Commercial and Industrial Buildings | Premium | FALSE | [9 empty] | 42535 | Dimmable | Continuous Below 10 | Yes |  | 3.1 | 16129 | 129.3 | 124.8 | 5.29 | 0.997 | 4215 | 82.7
P41EEUSM | BJ Take Inc. | BJ Take | BLHP-2?-12L-840-UNV-L0 | Indoor Luminaires | High-Bay | High-Bay Luminaires for Commercial and Industrial Buildings | Premium | FALSE | [9 empty] | 42535 | Dimmable | Continuous Below 10 | Yes |  | 3.1 | 12381.2 | 139.4 | 88.8 | 5.29 | 0.997 | 4215 | 82.7
PV9ES8DU | BJ Take Inc. | BJ Take | BLHP-2?-12L-840-UNV-L55 | Indoor Luminaires | High-Bay | High-Bay Luminaires for Commercial and Industrial Buildings | Premium | FALSE | [9 empty] | 42535 | Dimmable | Continuous Below 10 | Yes |  | 3.1 | 10989.5 | 123.8 | 88.8 | 5.29 | 0.997 | 4215 | 82.7
PDQEGCZ5 | BJ Take Inc. | BJ Take | BLHPG-2?-10L-840-UNV-L55 | Indoor Luminaires | High-Bay | High-Bay Luminaires for Commercial and Industrial Buildings | Premium | FALSE | [9 empty] | 42535 | Dimmable | Continuous Below 10 | Yes |  | 3.1 | 10491.7 | 115.5 | 90.8 | 5.29 | 0.997 | 4215 | 82.7
P6PPY342 | BJ Take Inc. | BJ Take | BLHPG-2?-10L-840-UNV-L0 | Indoor Luminaires | High-Bay | High-Bay Luminaires for Commercial and Industrial Buildings | Premium | FALSE | [9 empty] | 42535 | Dimmable | Continuous Below 10 | Yes |  | 3.1 | 11820.3 | 129.1 | 91.6 | 5.58 | 0.996 | 4209 | 82.9
PG23VR2V | BJ Take Inc. | BJ Take | BLHPG-2?-10L-840-347-L67 | Indoor Luminaires | High-Bay | High-Bay Luminaires for Commercial and Industrial Buildings | Premium | FALSE | [9 empty] | 42535 | Dimmable | Continuous Below 10 | Yes |  | 3.1 | 10767.7 | 118.5 | 90.8 | 11.48 | 0.983 | 4204 | 82.8
PTQ2KX2F | BJ Take Inc. | BJ Take | BLHP-2?-12L-840-UNV-L67 | Indoor Luminaires | High-Bay | High-Bay Luminaires for Commercial and Industrial Buildings | Premium | FALSE | [9 empty] | 42535 | Dimmable | Continuous Below 10 | Yes |  | 3.1 | 10980.1 | 123.7 | 88.8 | 6.11 | 0.997 | 4197 | 82.9
PMYEEUCV | BJ Take Inc. | BJ Take | BLHP-2?-12L-840-347-L67 | Indoor Luminaires | High-Bay | High-Bay Luminaires for Commercial and Industrial Buildings | Premium | FALSE | [9 empty] | 42535 | Dimmable | Continuous Below 10 | Yes |  | 3.1 | 11875 | 123.1 | 96.5 | 10.23 | 0.984 | 4196 | 82.7
PRA9CPM3 | BJ Take Inc. | BJ Take | BLHPG-2?-18L-840-347-L67 | Indoor Luminaires | High-Bay | High-Bay Luminaires for Commercial and Industrial Buildings | Premium | FALSE | [9 empty] | 42535 | Dimmable | Continuous Below 10 | Yes |  | 3.1 | 17605.9 | 124.6 | 141.4 | 12.91 | 0.974 | 4192 | 82.8
P4U9XS95 | BJ Take Inc. | BJ Take | BLHP-2?-16L-840-UNV-L0 | Indoor Luminaires | High-Bay | High-Bay Luminaires for Commercial and Industrial Buildings | Premium | FALSE | [9 empty] | 42535 | Dimmable | Continuous Below 10 | Yes |  | 3.1 | 16977.7 | 142.7 | 119 | 7.55 | 0.995 | 4167 | 82.9
PQZ2VJXE | BJ Take Inc. | BJ Take | BLHP-2?-16L-840-347-L0 | Indoor Luminaires | High-Bay | High-Bay Luminaires for Commercial and Industrial Buildings | Premium | FALSE | [9 empty] | 42535 | Dimmable | Continuous Below 10 | Yes |  | 3.1 | 18187 | 145.8 | 124.8 | 14.96 | 0.981 | 4150 | 83
PHG747XK | BJ Take Inc. | BJ Take | BLHPG-2?-10L-840-UNV-L67 | Indoor Luminaires | High-Bay | High-Bay Luminaires for Commercial and Industrial Buildings | Premium | FALSE | [9 empty] | 42535 | Dimmable | Continuous Below 10 | Yes |  | 3.1 | 10482.8 | 115.5 | 90.8 | 6.07 | 0.998 | 4000 | 82.4
PUAHPN2N | BJ Take Inc. | BJ Take | BLHP-4?-70L-830-347-L67 | Indoor Luminaires | High-Bay | High-Bay Luminaires for Commercial and Industrial Buildings | Standard | FALSE | [9 empty] | 42535 | Dimmable | Continuous Below 10 | Yes |  | 3.1 | 70549.2 | 122.2 | 577.4 | 10.85 | 0.983 | 3224 | 82.6
PYP65FGK | BJ Take Inc. | BJ Take | BLHPG-4?-58L-830-UNV-L67 | Indoor Luminaires | High-Bay | High-Bay Luminaires for Commercial and Industrial Buildings | Premium | FALSE | [9 empty] | 42535 | Dimmable | Continuous Below 10 | Yes |  | 3.1 | 57221 | 120.1 | 476.5 | 6.17 | 0.997 | 3222 | 82.9
P4Y654B5 | BJ Take Inc. | BJ Take | BLHPG-2?-10L-830-UNV-L0 | Indoor Luminaires | High-Bay | High-Bay Luminaires for Commercial and Industrial Buildings | Premium | FALSE | [9 empty] | 42535 | Dimmable | Continuous Below 10 | Yes |  | 3.1 | 11513 | 125.8 | 91.5 | 5.7 | 0.997 | 3174 | 82.5
PWK8WJV4 | BJ Take Inc. | BJ Take | BLHPG-2?-10L-830-347-L67 | Indoor Luminaires | High-Bay | High-Bay Luminaires for Commercial and Industrial Buildings | Premium | FALSE | [9 empty] | 42535 | Dimmable | Continuous Below 10 | Yes |  | 3.1 | 10487.8 | 115.5 | 90.8 | 11.73 | 0.983 | 3170 | 82.5
P9H8R5JP | BJ Take Inc. | BJ Take | BLHP-2?-12L-830-UNV-L67 | Indoor Luminaires | High-Bay | High-Bay Luminaires for Commercial and Industrial Buildings | Premium | FALSE | [9 empty] | 42535 | Dimmable | Continuous Below 10 | Yes |  | 3.1 | 10685 | 120.2 | 88.9 | 6.24 | 0.997 | 3168 | 82.3
P91FJFC2 | Shenzhen Betop Electronics CoLtd | Bitco | BT-HV200W-350L(5700K) | Indoor Luminaires | High-Bay | High-Bay Luminaires for Commercial and Industrial Buildings | Premium | FALSE | [9 empty] | 42535 | Dimmable | Continuous Above 10 | No | Product Updated on 12/19/2016 | 4.1 | 26788 | 133.01 | 201.4 | 12.46 | 0.94 | 5700 | 84.3
PX3KRG81 | Shenzhen Betop Electronics CoLtd | Bitco | BT-HV200W-224L 5700K | Indoor Luminaires | High-Bay | High-Bay Luminaires for Commercial and Industrial Buildings | Standard | FALSE | [9 empty] | 42535 | Dimmable | Continuous Below 10 | No |  | 3.1 | 20000 | 100 | 200 | 20 | 0.9 | 5700 | 80
P4KMSRW1 | Shenzhen Betop Electronics CoLtd | Bitco | BT-HV200W-350L(5000K) | Indoor Luminaires | High-Bay | High-Bay Luminaires for Commercial and Industrial Buildings | Premium | FALSE | [9 empty] | 42535 | Dimmable | Continuous Above 10 | No | Product Updated on 12/19/2016 | 4.1 | 26515 | 132.18 | 200.6 | 12.38 | 0.94 | 5000 | 84.3
PXGVTPXV | Shenzhen Betop Electronics CoLtd | Bitco | BT-HV200W-224L 5000K | Indoor Luminaires | High-Bay | High-Bay Luminaires for Commercial and Industrial Buildings | Standard | FALSE | [9 empty] | 42535 | Dimmable | Continuous Below 10 | No |  | 3.1 | 20000 | 100 | 200 | 20 | 0.9 | 5000 | 80
PJMTH69R | LUMA America Corp. | Resilient | GC201-100W-C550-D0-PCD-HK | Indoor Luminaires | High-Bay | High-Bay Luminaires for Commercial and Industrial Buildings | Standard | FALSE | [9 empty] | 42535 | Not Dimmable | Not Dimmable | No |  | 3.1 | 10070 | 95 | 100 | 10.1 | 0.96 | 5000 | 75
PT6K6JXF | LUMA America Corp. | Resilient | GC201-150W-C550-D0-PCD-HK | Indoor Luminaires | High-Bay | High-Bay Luminaires for Commercial and Industrial Buildings | Standard | FALSE | [9 empty] | 42535 | Not Dimmable | Not Dimmable | No |  | 3.1 | 15010 | 100 | 150 | 9.7 | 0.96 | 5000 | 75
PG37WQ7W | LUMA America Corp. | Resilient | GC201-120W-C550-D0-PCD-HK | Indoor Luminaires | High-Bay | High-Bay Luminaires for Commercial and Industrial Buildings | Standard | FALSE | [9 empty] | 42535 | Not Dimmable | Not Dimmable | No |  | 3.1 | 12065 | 95 | 120 | 9.2 | 0.96 | 5000 | 75
PMJ94RBQ | LUMA America Corp. | Resilient | GC201-60W-S550-D0-PCD-HK | Indoor Luminaires | High-Bay | Low-Bay Luminaires for Commercial and Industrial Buildings | Standard | FALSE | [9 empty] | 42535 | Not Dimmable | Not Dimmable | No |  | 3.1 | 6180 | 103 | 60 | 15 | 0.95 | 5000 | 70
PNKYMNMC | LUMA America Corp. | Resilient | GC201-80W-S550-D0-PCD-HK | Indoor Luminaires | High-Bay | Low-Bay Luminaires for Commercial and Industrial Buildings | Standard | FALSE | [9 empty] | 42535 | Not Dimmable | Not Dimmable | No |  | 3.1 | 8400 | 105 | 80 | 12 | 0.95 | 5000 | 70
PTZR8B5G | LUMA America Corp. | Resilient | GC201-100W-S550-D0-PCD-HK | Indoor Luminaires | High-Bay | High-Bay Luminaires for Commercial and Industrial Buildings | Standard | FALSE | [9 empty] | 42535 | Not Dimmable | Not Dimmable | No |  | 3.1 | 10070 | 95 | 100 | 10.1 | 0.96 | 5000 | 70
PZT53384 | LUMA America Corp. | Resilient | GC201-120W-S550-D0-PCD-HK | Indoor Luminaires | High-Bay | High-Bay Luminaires for Commercial and Industrial Buildings | Standard | FALSE | [9 empty] | 42535 | Not Dimmable | Not Dimmable | No |  | 3.1 | 11860 | 95 | 120 | 9.6 | 0.96 | 5000 | 70
PVPBCMRZ | LUMA America Corp. | Resilient | GC201-150W-S550-D0-PCD-HK | Indoor Luminaires | High-Bay | High-Bay Luminaires for Commercial and Industrial Buildings | Standard | FALSE | [9 empty] | 42535 | Not Dimmable | Not Dimmable | No |  | 3.1 | 15010 | 95 | 150 | 9.3 | 0.96 | 5000
P9G87KAF | LUMA America Corp. | Resilient | GC201-100W-C550-D1-PCD-HK | Indoor Luminaires | High-Bay | High-Bay Luminaires for Commercial and Industrial Buildings | Standard | FALSE | [9 empty] | 42535 | Dimmable | Continuous Above 10 | No |  | 3.1 | 10070 | 95 | 100 | 10.1 | 0.96 | 5000 | 75
P71P6CCP | LUMA America Corp. | Resilient | GC201-150W-C550-D1-PCD-HK | Indoor Luminaires | High-Bay | High-Bay Luminaires for Commercial and Industrial Buildings | Standard | FALSE | [9 empty] | 42535 | Dimmable | Continuous Above 10 | No |  | 3.1 | 15010 | 100 | 150 | 9.7 | 0.96 | 5000 | 75
PG8AXSMW | LUMA America Corp. | Resilient | GC201-120W-C550-D1-PCD-HK | Indoor Luminaires | High-Bay | High-Bay Luminaires for Commercial and Industrial Buildings | Standard | FALSE | [9 empty] | 42535 | Dimmable | Continuous Above 10 | No |  | 3.1 | 12065 | 95 | 120 | 9.2 | 0.96 | 5000 | 75
PNM1FZ8A | LUMA America Corp. | Resilient | GC201-60W-S550-D1-PCD-HK | Indoor Luminaires | High-Bay | Low-Bay Luminaires for Commercial and Industrial Buildings | Standard | FALSE | [9 empty] | 42535 | Dimmable | Continuous Above 10 | No |  | 3.1 | 6180 | 103 | 60 | 15 | 0.95 | 5000 | 70
P99UW766 | LUMA America Corp. | Resilient | GC201-80W-S550-D1-PCD-HK | Indoor Luminaires | High-Bay | Low-Bay Luminaires for Commercial and Industrial Buildings | Standard | FALSE | [9 empty] | 42535 | Dimmable | Continuous Above 10 | No |  | 3.1 | 8400 | 105 | 80 | 12 | 0.95 | 5000 | 70
PQJRJ8A5 | LUMA America Corp. | Resilient | GC201-100W-S550-D1-PCD-HK | Indoor Luminaires | High-Bay | High-Bay Luminaires for Commercial and Industrial Buildings | Standard | FALSE | [9 empty] | 42535 | Dimmable | Continuous Above 10 | No |  | 3.1 | 10070 | 95 | 100 | 10.1 | 0.96 | 5000 | 70
PRJY5N5N | LUMA America Corp. | Resilient | GC201-120W-S550-D1-PCD-HK | Indoor Luminaires | High-Bay | High-Bay Luminaires for Commercial and Industrial Buildings | Standard | FALSE | [9 empty] | 42535 | Dimmable | Continuous Above 10 | No |  | 3.1 | 11860 | 95 | 120 | 9.6 | 0.96 | 5000 | 70
P75VYZNE | LUMA America Corp. | Resilient | GC201-150W-S550-D1-PCD-HK | Indoor Luminaires | High-Bay | High-Bay Luminaires for Commercial and Industrial Buildings | Standard | FALSE | [9 empty] | 42535 | Dimmable | Continuous Above 10 | No |  | 3.1 | 15010 | 95 | 150 | 9.3 | 0.96 | 5000
P5285QJG | LUMA America Corp. | Resilient | GC201-100W-C540-D0-PCD-HK | Indoor Luminaires | High-Bay | High-Bay Luminaires for Commercial and Industrial Buildings | Standard | FALSE | [9 empty] | 42535 | Not Dimmable | Not Dimmable | No |  | 3.1 | 10070 | 95 | 100 | 10.1 | 0.96 | 4000 | 75
PB7R11XN | LUMA America Corp. | Resilient | GC201-150W-C540-D0-PCD-HK | Indoor Luminaires | High-Bay | High-Bay Luminaires for Commercial and Industrial Buildings | Standard | FALSE | [9 empty] | 42535 | Not Dimmable | Not Dimmable | No |  | 3.1 | 15010 | 100 | 150 | 9.7 | 0.96 | 4000 | 75
PUA8DHBH | LUMA America Corp. | Resilient | GC201-120W-C540-D0-PCD-HK | Indoor Luminaires | High-Bay | High-Bay Luminaires for Commercial and Industrial Buildings | Standard | FALSE | [9 empty] | 42535 | Not Dimmable | Not Dimmable | No |  | 3.1 | 12065 | 95 | 120 | 9.2 | 0.96 | 4000 | 75
PJFSEVNJ | LUMA America Corp. | Resilient | GC201-60W-S540-D0-PCD-HK | Indoor Luminaires | High-Bay | Low-Bay Luminaires for Commercial and Industrial Buildings | Standard | FALSE | [9 empty] | 42535 | Not Dimmable | Not Dimmable | No |  | 3.1 | 6180 | 103 | 60 | 15 | 0.95 | 4000 | 70
PE9YMGFR | LUMA America Corp. | Resilient | GC201-80W-S540-D0-PCD-HK | Indoor Luminaires | High-Bay | Low-Bay Luminaires for Commercial and Industrial Buildings | Standard | FALSE | [9 empty] | 42535 | Not Dimmable | Not Dimmable | No |  | 3.1 | 8400 | 105 | 80 | 12 | 0.95 | 4000 | 70
PAD1KJUT | LUMA America Corp. | Resilient | GC201-100W-S540-D0-PCD-HK | Indoor Luminaires | High-Bay | High-Bay Luminaires for Commercial and Industrial Buildings | Standard | FALSE | [9 empty] | 42535 | Not Dimmable | Not Dimmable | No |  | 3.1 | 10070 | 95 | 100 | 10.1 | 0.96 | 4000 | 70
P5JBMTY9 | LUMA America Corp. | Resilient | GC201-120W-S540-D0-PCD-HK | Indoor Luminaires | High-Bay | High-Bay Luminaires for Commercial and Industrial Buildings | Standard | FALSE | [9 empty] | 42535 | Not Dimmable | Not Dimmable | No |  | 3.1 | 11860 | 95 | 120 | 9.6 | 0.96 | 4000 | 70
PANRE3WY | LUMA America Corp. | Resilient | GC201-150W-S540-D0-PCD-HK | Indoor Luminaires | High-Bay | High-Bay Luminaires for Commercial and Industrial Buildings | Standard | FALSE | [9 empty] | 42535 | Not Dimmable | Not Dimmable | No |  | 3.1 | 15010 | 95 | 150 | 9.3 | 0.96 | 4000
PKDQQ9QB | James Trading Company Limited | JAMES | ZY-H3-165W XDZ 3000K PREMIUM | Indoor Luminaires | High-Bay | High-Bay Luminaires for Commercial and Industrial Buildings | Premium | TRUE | 23539 | 137.01 | 171.8 | 10.76 | 0.9741 | 3057 | 81.7 | 5 | 50000 | 42534 |  |  | No |  | 4 | 23539 | 137 | 171.8 | 20 | 0.9 | 3000 | 84.5
PBGVFGSQ | James Trading Company Limited | JAMES | ZY-H5-165W XDZ 3000K PREMIUM | Indoor Luminaires | High-Bay | High-Bay Luminaires for Commercial and Industrial Buildings | Premium | TRUE | 23539 | 137.01 | 171.8 | 10.76 | 0.9741 | 3057 | 81.7 | 5 | 50000 | 42534 |  |  | No |  | 4 | 23539 | 137.01 | 171.8 | 20 | 0.9 | 3000 | 84.5
PY5PW162 | AOD Co. Ltd | AOD Co. Ltd | AL-HBB10(4000K) | Indoor Luminaires | High-Bay | High-Bay Luminaires for Commercial and Industrial Buildings | Standard | TRUE | 10850.244 | 105.24 | 102.89 | 9.9 | 0.973 | 3930 | 73.5 | 5 | 50000 | 42534 |  |  | No |  | 3.1 | 10850.2 | 105.2 | 103.1 | 9.6 | 0.973 | 3930 | 73.5
PE8PXSRQ | James Trading Company Limited | JAMES | ZY-H3-110W XDZ 3000K PREMIUM | Indoor Luminaires | High-Bay | High-Bay Luminaires for Commercial and Industrial Buildings | Premium | TRUE | 14351 | 142.655 | 100.6 | 11.26 | 0.9616 | 3048 | 81.9 | 5 | 50000 | 42534 |  |  | No |  | 4 | 14351 | 142.65 | 100.6 | 20 | 0.9 | 3000 | 84.5
PEHT619B | AOD Co. Ltd | AOD Co. Ltd | AL-HBB08(4000K) | Indoor Luminaires | High-Bay | Low-Bay Luminaires for Commercial and Industrial Buildings | Standard | TRUE | 8711.917 | 105.599 | 82.5 | 11.7 | 0.959 | 3921 | 73.4 | 5 | 50000 | 42534 |  |  | No |  | 3.1 | 8711.9 | 105.5 | 82.5 | 11.5 | 0.96 | 3921 | 73.4
PGBH1YM6 | James Trading Company Limited | JAMES | ZY-H6-325W XDZ 3000K PREMIUM | Indoor Luminaires | High-Bay | High-Bay Luminaires for Commercial and Industrial Buildings | Premium | TRUE | 44537 | 136.99 | 325.1 | 16.11 | 0.9558 | 3073 | 81.7 | 5 | 50000 | 42534 |  |  | No |  | 4 | 44537 | 137 | 325.1 | 20 | 0.9 | 3000 | 84.5
PTDR4Z6X | Shenzhen Betop Electronics CoLtd | Bitco | BT-HV100W-168L(4000K) | Indoor Luminaires | High-Bay | High-Bay Luminaires for Commercial and Industrial Buildings | Premium | TRUE | 12821 | 130 | 98.62 | 11.49 | 0.9473 | 3900 | 82.5 | 5 | 50000 | 42534 |  |  | No | Updated on 12/13/2016 | 3.1 | 13003 | 130.03 | 100 | 11.49 | 0.95 | 4000 | 82.5
P3BWZSQT | Xiamen Holly Lite Co. Ltd. | Holly Lite | HBR2-X-240-25XX-NON | Indoor Luminaires | High-Bay | High-Bay Luminaires for Commercial and Industrial Buildings | Standard | TRUE | 28090.12 | 114.481 | 245.37 | 12.36 | 0.9537 | 4890 | 73.6 | 5 | 50000 | 42534 |  |  | No |  | 3.1 | 28090.12 | 114.481 | 245.37 | 12.36 | 0.999 | 4890 | 73.6
PR6GGDJN | James Trading Company Limited | JAMES | ZY-H2-110W XDZ 3000K PREMIUM | Indoor Luminaires | High-Bay | High-Bay Luminaires for Commercial and Industrial Buildings | Premium | TRUE | 15194 | 138.13 | 110 | 8.7 | 0.9534 | 3011 | 82.5 | 5 | 50000 | 42534 |  |  | No |  | 4 | 15194 | 138 | 110 | 20 | 0.9 | 3000 | 84.5
PKGRV1VX | Shenzhen Betop Electronics CoLtd | Bitco | BT-HV150W-224L(4000K) | Indoor Luminaires | High-Bay | High-Bay Luminaires for Commercial and Industrial Buildings | Premium | TRUE | 19298 | 130.04 | 148.4 | 11.86 | 0.9443 | 3911 | 82.4 | 5 | 50000 | 42534 |  |  | No | Product Updated on 12/19/2016 | 4.1 | 19298 | 130.04 | 148.4 | 11.86 | 0.94 | 4000 | 82.4
PJCCABYE | AOD Co. Ltd | AOD Co. Ltd | AL-HBB15(4000K) | Indoor Luminaires | High-Bay | High-Bay Luminaires for Commercial and Industrial Buildings | Standard | TRUE | 16113.14 | 106.87 | 150.77 | 11.9 | 0.942 | 3954 | 73.4 | 5 | 50000 | 42534 |  |  | No |  | 3.1 | 16465 | 107.8 | 152.6 | 11.6 | 0.942 | 3954 | 73.4
PDXRXBFD | VES Environmental SolutionsLLC | VES | LT2061-S | Indoor Luminaires | High-Bay | High-Bay Luminaires for Commercial and Industrial Buildings | Standard | TRUE | 11332 | 92.82 | 122.1 | 18.88 | 0.9351 | 3116 | 70.2 | 5 | 50000 | 42534 |  |  | NotYetVerified |  | 3 | 11332 | 92.82 | 122.1 | 18.88 | 0.9351 | 3000 | 70.2
PK7YV796 | VES Environmental SolutionsLLC | VES | LT2062-S | Indoor Luminaires | High-Bay | High-Bay Luminaires for Commercial and Industrial Buildings | Standard | TRUE | 13337 | 89.41 | 149.2 | 12.31 | 0.9303 | 3116 | 70.3 | 5 | 50000 | 42534 |  |  | NotYetVerified |  | 3 | 13337 | 89.41 | 149.2 | 12.31 | 0.9303 | 3000 | 70.3
PMMMZJS5 | AOD Co. Ltd | AOD Co. Ltd | AL-HBB13(4000K) | Indoor Luminaires | High-Bay | High-Bay Luminaires for Commercial and Industrial Buildings | Standard | TRUE | 13813.63 | 106.01 | 130.3 | 13.3 | 0.928 | 3910 | 73.4 | 5 | 50000 | 42534 |  |  | No | Updated on 7/22/2016 | 3.1 | 13973.9 | 106.9 | 130.7 | 13 | 0.928 | 3910 | 73.4
P5U7DAYX | Optec LED Lighting | Optec LED | OLHB-050-40 | Indoor Luminaires | High-Bay | Low-Bay Luminaires for Commercial and Industrial Buildings | Standard | TRUE | 5460 | 107 | 51 | 12.5 | 0.926 | 3930 | 73 | 5 | 50000 | 42534 |  |  | NotYetVerified |  | 3 | 5250 | 105 | 50 | 15 | 0.95 | 4000 | 73
PF3AA9MG | Optec LED Lighting | Optec LED | OLHB-300-50 | Indoor Luminaires | High-Bay | High-Bay Luminaires for Commercial and Industrial Buildings | Standard | TRUE | 27821 | 91.7 | 303.4 | 6.5 | 0.923 | 4936 | 67.4 | 5 | 50000 | 42534 |  |  | NotYetVerified |  | 3 | 31500 | 105 | 300 | 15 | 0.95 | 5000 | 73
P5PZZJ2Y | AGC Lighting Co. Ltd | AGC lighting | LHB01-150/T-5000K-40130 | Indoor Luminaires | High-Bay | High-Bay Luminaires for Commercial and Industrial Buildings | Standard | TRUE | 19797 | 123.73 | 158.7 | 10.85 | 0.9111 | 5184 | 75.6 | 5 | 50000 | 42534 |  |  | No |  | 3.1 | 19797 | 123.73 | 160 | 10.85 | 0.911 | 5000 | 75.6
PX9ABH96 | AOD Co. Ltd | AOD Co. Ltd | AL-HBB18(4000K) | Indoor Luminaires | High-Bay | High-Bay Luminaires for Commercial and Industrial Buildings | Standard | TRUE | 19685.54 | 105.214 | 187.1 | 16.3 | 0.911 | 3953 | 73.7 | 5 | 50000 | 42534 |  |  | No |  | 3.1 | 19685.5 | 105.2 | 187.1 | 16.2 | 0.911 | 3953 | 73.7
P217NQ1E | AGC Lighting Co. Ltd | AGC lighting | LHB01-120/T-5000K-40130 | Indoor Luminaires | High-Bay | High-Bay Luminaires for Commercial and Industrial Buildings | Standard | TRUE | 15524 | 125.13 | 124.1 | 10.39 | 0.9105 | 5159 | 75.4 | 5 | 50000 | 42534 |  |  | No |  | 3.1 | 15524 | 125.13 | 124.1 | 10.39 | 0.911 | 5000 | 75.4
PFZJY6DY | AGC Lighting Co. Ltd | AGC lighting | LHB01-180/T-5000K-40130 | Indoor Luminaires | High-Bay | High-Bay Luminaires for Commercial and Industrial Buildings | Standard | TRUE | 24215 | 123.13 | 195.2 | 11.06 | 0.9097 | 5166 | 75.7 | 5 | 50000 | 42534 |  |  | No |  | 3.1 | 24215 | 123.13 | 196.7 | 11.06 | 0.91 | 5000 | 75.7
PFC4S79T | AGC Lighting Co. Ltd | AGC lighting | LHB01-90/T-5000K-40130 | Indoor Luminaires | High-Bay | High-Bay Luminaires for Commercial and Industrial Buildings | Standard | TRUE | 11464 | 125.65 | 90.47 | 12.48 | 0.9083 | 5274 | 76.7 | 5 | 50000 | 42534 |  |  | No |  | 3.1 | 11464 | 125.65 | 91.24 | 12.48 | 0.908 | 5000 | 76.7
P88323R3 | Axlen Inc. | Axlen Lighting | AX-PL2-100W40K-* | Indoor Luminaires | High-Bay | High-Bay Luminaires for Commercial and Industrial Buildings | Premium | TRUE | 11573 | 120.82 | 95.79 | 19.6 | 0.9066 | 3871 | 84.2 | 5 | 50000 | 42534 |  |  | Yes |  | 3.1 | 11666 | 124.54 | 93.67 | 19.6 | 0.907 | 3000 | 84.2
PHZ831F3 | James Trading Company Limited | JAMES | ZY-ST4FT40 (3000K) | Indoor Luminaires | High-Bay | Low-Bay Luminaires for Commercial and Industrial Buildings | Premium | TRUE | 5122.3 | 128.03 | 40.01 | 18.34 | 0.9 | 2996 | 82.4 | 5 | 50000 | 42534 |  |  | No | Update rated power to match test data | 4 | 5122.3 | 132 | 40.5 | 20 | 0.9 | 3000 | 82.1
PT62GU2C | Optec LED Lighting | Optec LED | OLHB | Indoor Luminaires | High-Bay | High-Bay Luminaires for Commercial and Industrial Buildings | Standard | TRUE | 11003 | 93 | 117.8 | 14.93 | 0.898 | 4756 | 68.8 | 5 | 50000 | 42534 |  |  | NotYetVerified |  | 3 | 11114 | 92.6 | 120 |  |  | 5000 | 70
PYJQ4KB1 | AOD Co. Ltd | AOD Co. Ltd | AL-HBB13(5700K) | Indoor Luminaires | High-Bay | High-Bay Luminaires for Commercial and Industrial Buildings | Standard | FALSE | [9 empty] | 42534 |  |  | No | Updated on 7/22/2016 | 3.1 | 14694.9 | 110.9 | 132.4 | 13 | 0.929 | 5862 | 77
PYQDGN9X | AOD Co. Ltd | AOD Co. Ltd | AL-HBB18(5700K) | Indoor Luminaires | High-Bay | High-Bay Luminaires for Commercial and Industrial Buildings | Standard | FALSE | [9 empty] | 42534 |  |  | No |  | 3.1 | 19948 | 108.9 | 183.1 | 16.3 | 0.913 | 5822 | 76.9
PCVMTZ4D | AOD Co. Ltd | AOD Co. Ltd | AL-HBB10(5700K) | Indoor Luminaires | High-Bay | High-Bay Luminaires for Commercial and Industrial Buildings | Standard | FALSE | [9 empty] | 42534 |  |  | No |  | 3.1 | 11425.5 | 112.2 | 101.8 | 9.9 | 0.974 | 5598 | 76.2
P87GVB1V | AOD Co. Ltd | AOD Co. Ltd | AL-HBB08(5700K) | Indoor Luminaires | High-Bay | Low-Bay Luminaires for Commercial and Industrial Buildings | Standard | FALSE | [9 empty] | 42534 |  |  | No |  | 3.1 | 8995.3 | 110.2 | 81.6 | 11.7 | 0.959 | 5584 | 76.4
PURD99RF | AOD Co. Ltd | AOD Co. Ltd | AL-HBB15(5700K) | Indoor Luminaires | High-Bay | High-Bay Luminaires for Commercial and Industrial Buildings | Standard | FALSE | [9 empty] | 42534 |  |  | No |  | 3.1 | 17079.7 | 112.2 | 152.2 | 11.9 | 0.943 | 5584 | 75.9
PVA5Q15X | AOD Co. Ltd | AOD Co. Ltd | AL-HBB08(5000K) | Indoor Luminaires | High-Bay | Low-Bay Luminaires for Commercial and Industrial Buildings | Standard | FALSE | [9 empty] | 42534 |  |  | No |  | 3.1 | 8711.9 | 105.5 | 82.5 | 11.5 | 0.96 | 5000 | 76.4
PQPYEMFD | AOD Co. Ltd | AOD Co. Ltd | AL-HBB18(5000K) | Indoor Luminaires | High-Bay | High-Bay Luminaires for Commercial and Industrial Buildings | Standard | FALSE | [9 empty] | 42534 |  |  | No |  | 3.1 | 19685.5 | 105.2 | 187.1 | 16.2 | 0.911 | 5000 | 73.7
PZAETZ9Y | AOD Co. Ltd | AOD Co. Ltd | AL-HBB10(5000K) | Indoor Luminaires | High-Bay | High-Bay Luminaires for Commercial and Industrial Buildings | Standard | FALSE | [9 empty] | 42534 |  |  | No |  | 3.1 | 10850.2 | 105.2 | 103.1 | 9.6 | 0.973 | 5000 | 73.5
PR3Y63CG | AOD Co. Ltd | AOD Co. Ltd | AL-HBB13(5000K) | Indoor Luminaires | High-Bay | High-Bay Luminaires for Commercial and Industrial Buildings | Standard | FALSE | [9 empty] | 42534 |  |  | No | Updated on 7/22/2016 | 3.1 | 13973.9 | 106.9 | 130.7 | 13 | 0.928 | 5000 | 73.4
P1H8FHQT | AOD Co. Ltd | AOD Co. Ltd | AL-HBB15(5000K) | Indoor Luminaires | High-Bay | High-Bay Luminaires for Commercial and Industrial Buildings | Standard | FALSE | [9 empty] | 42534 |  |  | No |  | 3.1 | 16465 | 107.8 | 152.6 | 11.6 | 0.942 | 5000 | 73.4
PH2BVVZV | AOD Co. Ltd | AOD Co. Ltd | AL-HBB18(4500K) | Indoor Luminaires | High-Bay | High-Bay Luminaires for Commercial and Industrial Buildings | Standard | FALSE | [9 empty] | 42534 |  |  | No |  | 3.1 | 19685.5 | 105.2 | 187.1 | 16.2 | 0.911 | 4500 | 73.7
PJRC9S4D | AOD Co. Ltd | AOD Co. Ltd | AL-HBB10(4500K) | Indoor Luminaires | High-Bay | High-Bay Luminaires for Commercial and Industrial Buildings | Standard | FALSE | [9 empty] | 42534 |  |  | No |  | 3.1 | 10850.2 | 105.2 | 103.1 | 9.6 | 0.973 | 4500 | 73.5
PF3USCDN | AOD Co. Ltd | AOD Co. Ltd | AL-HBB13(4500K) | Indoor Luminaires | High-Bay | High-Bay Luminaires for Commercial and Industrial Buildings | Standard | FALSE | [9 empty] | 42534 |  |  | No | Updated on 7/22/2016 | 3.1 | 13973.9 | 106.9 | 130.7 | 13 | 0.928 | 4500 | 73.4
PGUC14BU | AOD Co. Ltd | AOD Co. Ltd | AL-HBB15(4500K) | Indoor Luminaires | High-Bay | High-Bay Luminaires for Commercial and Industrial Buildings | Standard | FALSE | [9 empty] | 42534 |  |  | No |  | 3.1 | 16465 | 107.8 | 152.6 | 11.6 | 0.942 | 4500 | 73.4
PEJ6VU2H | AOD Co. Ltd | AOD Co. Ltd | AL-HBB08(4500K) | Indoor Luminaires | High-Bay | Low-Bay Luminaires for Commercial and Industrial Buildings | Standard | FALSE | [9 empty] | 42534 |  |  | No |  | 3.1 | 8711.9 | 105.5 | 82.5 | 11.5 | 0.96 | 4500 | 73.4
PYRHPKC4 | AGC Lighting Co. Ltd | AGC lighting | LHB01-90-5000K-40130 | Indoor Luminaires | High-Bay | High-Bay Luminaires for Commercial and Industrial Buildings | Standard | FALSE | [9 empty] | 42534 |  |  | No |  | 3.1 | 11464 | 125.65 | 91.24 | 12.48 | 0.908 | 5000 | 76.7
PF8RK9Y5 | AGC Lighting Co. Ltd | AGC lighting | LHB01-180-5000K-40130 | Indoor Luminaires | High-Bay | High-Bay Luminaires for Commercial and Industrial Buildings | Standard | FALSE | [9 empty] | 42534 |  |  | No |  | 3.1 | 24215 | 123.13 | 196.7 | 11.06 | 0.91 | 5000 | 75.7
P1MAVWP5 | AGC Lighting Co. Ltd | AGC lighting | LHB01-150-5000K-40130 | Indoor Luminaires | High-Bay | High-Bay Luminaires for Commercial and Industrial Buildings | Standard | FALSE | [9 empty] | 42534 |  |  | No |  | 3.1 | 19797 | 123.73 | 160 | 10.85 | 0.911 | 5000 | 75.6
PJR6XGBW | AGC Lighting Co. Ltd | AGC lighting | LHB01-120-5000K-40130 | Indoor Luminaires | High-Bay | High-Bay Luminaires for Commercial and Industrial Buildings | Standard | FALSE | [9 empty] | 42534 |  |  | No |  | 3.1 | 15524 | 125.13 | 124.1 | 10.39 | 0.911 | 5000 | 75.4
PX2TVA9Z | Xiamen Holly Lite Co. Ltd. | Holly Lite | HBR2-X-240-25XX-STP | Indoor Luminaires | High-Bay | High-Bay Luminaires for Commercial and Industrial Buildings | Standard | FALSE | [9 empty] | 42534 |  |  | No |  | 3.1 | 28090.12 | 114.481 | 245.37 | 12.36 | 0.999 | 4890 | 73.6
PGN1JFHH | Xiamen Holly Lite Co. Ltd. | Holly Lite | HBR2-X-240-25XX-CTN | Indoor Luminaires | High-Bay | High-Bay Luminaires for Commercial and Industrial Buildings | Standard | FALSE | [9 empty] | 42534 |  |  | No |  | 3.1 | 28090.12 | 114.481 | 245.37 | 12.36 | 0.999 | 4890 | 73.6
P5GE1DEF | James Trading Company Limited | JAMES | ZY-H6-325W XNZ 5700K PREMIUM | Indoor Luminaires | High-Bay | High-Bay Luminaires for Commercial and Industrial Buildings | Premium | FALSE | [9 empty] | 42534 |  |  | No |  | 4 | 47272 | 144.43 | 327.3 | 20 | 0.9 | 5700 | 84.5
PPRRE4XD | James Trading Company Limited | JAMES | ZY-H5-165W XNZ 5700K PREMIUM | Indoor Luminaires | High-Bay | High-Bay Luminaires for Commercial and Industrial Buildings | Premium | FALSE | [9 empty] | 42534 |  |  | No |  | 4 | 24695 | 144.75 | 170.6 | 20 | 0.9 | 5700 | 84.5
PDKCJXQJ | James Trading Company Limited | JAMES | ZY-H3-165W XNZ 5700K PREMIUM | Indoor Luminaires | High-Bay | High-Bay Luminaires for Commercial and Industrial Buildings | Premium | FALSE | [9 empty] | 42534 |  |  | No |  | 4 | 24563 | 142.97 | 171.8 | 20 | 0.9 | 5700 | 84.5
P33GUPU1 | James Trading Company Limited | JAMES | ZY-H2-110W XNZ 5700K PREMIUM | Indoor Luminaires | High-Bay | High-Bay Luminaires for Commercial and Industrial Buildings | Premium | FALSE | [9 empty] | 42534 |  |  | No |  | 4 | 16406 | 149 | 110.1 | 20 | 0.9 | 5700 | 84.5
PJMC1N3B | James Trading Company Limited | JAMES | ZY-H3-110W XNZ 5700K PREMIUM | Indoor Luminaires | High-Bay | High-Bay Luminaires for Commercial and Industrial Buildings | Premium | FALSE | [9 empty] | 42534 |  |  | No |  | 4 | 14576 | 145.91 | 99.9 | 20 | 0.9 | 5700 | 84.5
PXDNJV2D | James Trading Company Limited | JAMES | ZY-H6-325W XDZ 5700K PREMIUM | Indoor Luminaires | High-Bay | High-Bay Luminaires for Commercial and Industrial Buildings | Premium | FALSE | [9 empty] | 42534 |  |  | No |  | 4 | 47272 | 144.43 | 327.3 | 20 | 0.9 | 5700 | 84.5
PV7F13T2 | James Trading Company Limited | JAMES | ZY-H5-165W XDZ 5700K PREMIUM | Indoor Luminaires | High-Bay | High-Bay Luminaires for Commercial and Industrial Buildings | Premium | FALSE | [9 empty] | 42534 |  |  | No |  | 4 | 24695 | 144.75 | 170.6 | 20 | 0.9 | 5700 | 84.5
PWY3J1G3 | James Trading Company Limited | JAMES | ZY-H3-165W XDZ 5700K PREMIUM | Indoor Luminaires | High-Bay | High-Bay Luminaires for Commercial and Industrial Buildings | Premium | FALSE | [9 empty] | 42534 |  |  | No |  | 4 | 24563 | 142.97 | 171.8 | 20 | 0.9 | 5700 | 84.5
P4GHXMAV | James Trading Company Limited | JAMES | ZY-H2-110W XDZ 5700K PREMIUM | Indoor Luminaires | High-Bay | High-Bay Luminaires for Commercial and Industrial Buildings | Premium | FALSE | [9 empty] | 42534 |  |  | No |  | 4 | 16406 | 149 | 110.1 | 20 | 0.9 | 5700 | 84.5
P1MZ3H72 | James Trading Company Limited | JAMES | ZY-H3-110W XDZ 5700K PREMIUM | Indoor Luminaires | High-Bay | High-Bay Luminaires for Commercial and Industrial Buildings | Premium | FALSE | [9 empty] | 42534 |  |  | No |  | 4 | 14576 | 145.91 | 99.9 | 20 | 0.9 | 5700 | 84.5
PEJD6UDG | James Trading Company Limited | JAMES | ZY-H6-325W XNZ 5000K PREMIUM | Indoor Luminaires | High-Bay | High-Bay Luminaires for Commercial and Industrial Buildings | Premium | FALSE | [9 empty] | 42534 |  |  | No |  | 4 | 46361 | 143.13 | 323.9 | 20 | 0.9 | 5000 | 84.5
PHQ4VMVH | James Trading Company Limited | JAMES | ZY-H3-165W XNZ 5000K PREMIUM | Indoor Luminaires | High-Bay | High-Bay Luminaires for Commercial and Industrial Buildings | Premium | FALSE | [9 empty] | 42534 |  |  | No |  | 4 | 24563 | 142.97 | 171.8 | 20 | 0.9 | 5000 | 84.5
P5JXWAFQ | James Trading Company Limited | JAMES | ZY-H5-165W XNZ 5000K PREMIUM | Indoor Luminaires | High-Bay | High-Bay Luminaires for Commercial and Industrial Buildings | Premium | FALSE | [9 empty] | 42534 |  |  | No |  | 4 | 24563 | 142.97 | 171.8 | 20 | 0.9 | 5000 | 84.5
PY37T26X | James Trading Company Limited | JAMES | ZY-H2-110W XNZ 5000K PREMIUM | Indoor Luminaires | High-Bay | High-Bay Luminaires for Commercial and Industrial Buildings | Premium | FALSE | [9 empty] | 42534 |  |  | No |  | 4 | 16406 | 149 | 110.1 | 20 | 0.9 | 5000 | 84.5
PBWYE6YW | James Trading Company Limited | JAMES | ZY-H3-110W XNZ 5000K PREMIUM | Indoor Luminaires | High-Bay | High-Bay Luminaires for Commercial and Industrial Buildings | Premium | FALSE | [9 empty] | 42534 |  |  | No |  | 4 | 14576 | 145.91 | 99.9 | 20 | 0.9 | 5000 | 84.5
P5P532VW | James Trading Company Limited | JAMES | ZY-ST4FT40 (5000K) | Indoor Luminaires | High-Bay | Low-Bay Luminaires for Commercial and Industrial Buildings | Premium | FALSE | [9 empty] | 42534 |  |  | No | Update rated power to match test data | 4 | 5399 | 135 | 40.5 | 20 | 0.9 | 5000 | 82.1
PJSD3HJK | James Trading Company Limited | JAMES | ZY-H6-325W XDZ 5000K PREMIUM | Indoor Luminaires | High-Bay | High-Bay Luminaires for Commercial and Industrial Buildings | Premium | FALSE | [9 empty] | 42534 |  |  | No |  | 4 | 46361 | 143.13 | 323.9 | 20 | 0.9 | 5000 | 84.5
PUZ5QEYY | James Trading Company Limited | JAMES | ZY-H5-165W XDZ 5000K PREMIUM | Indoor Luminaires | High-Bay | High-Bay Luminaires for Commercial and Industrial Buildings | Premium | FALSE | [9 empty] | 42534 |  |  | No |  | 4 | 24563 | 142.97 | 171.8 | 20 | 0.9 | 5000 | 84.5
P1CZJ9NN | James Trading Company Limited | JAMES | ZY-H3-165W XDZ 5000K PREMIUM | Indoor Luminaires | High-Bay | High-Bay Luminaires for Commercial and Industrial Buildings | Premium | FALSE | [9 empty] | 42534 |  |  | No |  | 4 | 24563 | 142.97 | 171.8 | 20 | 0.9 | 5000 | 84.5
P5REJ6R6 | James Trading Company Limited | JAMES | ZY-H2-110W XDZ 5000K PREMIUM | Indoor Luminaires | High-Bay | High-Bay Luminaires for Commercial and Industrial Buildings | Premium | FALSE | [9 empty] | 42534 |  |  | No |  | 4 | 16406 | 149 | 110.1 | 20 | 0.9 | 5000 | 84.5
PSGFQEKB | James Trading Company Limited | JAMES | ZY-H3-110W XDZ 5000K PREMIUM | Indoor Luminaires | High-Bay | High-Bay Luminaires for Commercial and Industrial Buildings | Premium | FALSE | [9 empty] | 42534 |  |  | No |  | 4 | 14576 | 145.91 | 99.9 | 20 | 0.9 | 5000 | 84.5
P13TM8J8 | James Trading Company Limited | JAMES | ZY-H6-325W XNZ 4500K PREMIUM | Indoor Luminaires | High-Bay | High-Bay Luminaires for Commercial and Industrial Buildings | Premium | FALSE | [9 empty] | 42534 |  |  | No |  | 4 | 46361 | 143.13 | 323.9 | 20 | 0.9 | 4500 | 84.5
PSZMD86Y | James Trading Company Limited | JAMES | ZY-H3-165W XNZ 4500K PREMIUM | Indoor Luminaires | High-Bay | High-Bay Luminaires for Commercial and Industrial Buildings | Premium | FALSE | [9 empty] | 42534 |  |  | No |  | 4 | 24124 | 141.74 | 170.2 | 20 | 0.9 | 4500 | 84.5
P54WNW3V | James Trading Company Limited | JAMES | ZY-H5-165W XNZ 4500K PREMIUM | Indoor Luminaires | High-Bay | High-Bay Luminaires for Commercial and Industrial Buildings | Premium | FALSE | [9 empty] | 42534 |  |  | No |  | 4 | 24124 | 141.74 | 170.2 | 20 | 0.9 | 4500 | 84.5
PFY1MKZM | James Trading Company Limited | JAMES | ZY-H2-110W XNZ 4500K PREMIUM | Indoor Luminaires | High-Bay | High-Bay Luminaires for Commercial and Industrial Buildings | Premium | FALSE | [9 empty] | 42534 |  |  | No |  | 4 | 15792 | 143 | 110.4 | 20 | 0.9 | 4500 | 84.5
PY1DGJEJ | James Trading Company Limited | JAMES | ZY-H3-110W XNZ 4500K PREMIUM | Indoor Luminaires | High-Bay | High-Bay Luminaires for Commercial and Industrial Buildings | Premium | FALSE | [9 empty] | 42534 |  |  | No |  | 4 | 14567 | 144.09 | 101.1 | 20 | 0.9 | 4500 | 84.5
P4THNFF4 | James Trading Company Limited | JAMES | ZY-ST4FT40 (4500K) | Indoor Luminaires | High-Bay | Low-Bay Luminaires for Commercial and Industrial Buildings | Premium | FALSE | [9 empty] | 42534 |  |  | No |  | 4 | 5389 | 133.6 | 40.33 | 20 | 0.9 | 4500 | 82.1
PQ4S7C3X | James Trading Company Limited | JAMES | ZY-H6-325W XDZ 4500K PREMIUM | Indoor Luminaires | High-Bay | High-Bay Luminaires for Commercial and Industrial Buildings | Premium | FALSE | [9 empty] | 42534 |  |  | No |  | 4 | 46361 | 143.13 | 323.9 | 20 | 0.9 | 4500 | 84.5
PKP55W9P | James Trading Company Limited | JAMES | ZY-H3-165W XDZ 4500K PREMIUM | Indoor Luminaires | High-Bay | High-Bay Luminaires for Commercial and Industrial Buildings | Premium | FALSE | [9 empty] | 42534 |  |  | No |  | 4 | 24124 | 141.74 | 170.2 | 20 | 0.9 | 4500 | 84.5
PE3MT8VN | James Trading Company Limited | JAMES | ZY-H5-165W XDZ 4500K PREMIUM | Indoor Luminaires | High-Bay | High-Bay Luminaires for Commercial and Industrial Buildings | Premium | FALSE | [9 empty] | 42534 |  |  | No |  | 4 | 24124 | 141.74 | 170.2 | 20 | 0.9 | 4500 | 84.5
P9S74NRY | James Trading Company Limited | JAMES | ZY-H2-110W XDZ 4500K PREMIUM | Indoor Luminaires | High-Bay | High-Bay Luminaires for Commercial and Industrial Buildings | Premium | FALSE | [9 empty] | 42534 |  |  | No |  | 4 | 15792 | 143 | 110.4 | 20 | 0.9 | 4500 | 84.5
PUJMSC4W | James Trading Company Limited | JAMES | ZY-H3-110W XDZ 4500K PREMIUM | Indoor Luminaires | High-Bay | High-Bay Luminaires for Commercial and Industrial Buildings | Premium | FALSE | [9 empty] | 42534 |  |  | No |  | 4 | 14567 | 144.09 | 101.1 | 20 | 0.9 | 4500 | 84.5
PH14VUJ5 | James Trading Company Limited | JAMES | ZY-H6-325W XNZ 4000K PREMIUM | Indoor Luminaires | High-Bay | High-Bay Luminaires for Commercial and Industrial Buildings | Premium | FALSE | [9 empty] | 42534 |  |  | No |  | 4 | 46361 | 143.13 | 323.9 | 20 | 0.9 | 4000 | 84.5
PPJXJ7C4 | James Trading Company Limited | JAMES | ZY-H5-165W XNZ 4000K PREMIUM | Indoor Luminaires | High-Bay | High-Bay Luminaires for Commercial and Industrial Buildings | Premium | FALSE | [9 empty] | 42534 |  |  | No |  | 4 | 24124 | 141.74 | 170.2 | 20 | 0.9 | 4000 | 84.5
P1VVNQXU | James Trading Company Limited | JAMES | ZY-H3-165W XNZ 4000K PREMIUM | Indoor Luminaires | High-Bay | High-Bay Luminaires for Commercial and Industrial Buildings | Premium | FALSE | [9 empty] | 42534 |  |  | No |  | 4 | 24124 | 141.74 | 170.2 | 20 | 0.9 | 4000 | 84.5
PQKP13YB | James Trading Company Limited | JAMES | ZY-H2-110W XNZ 4000K PREMIUM | Indoor Luminaires | High-Bay | High-Bay Luminaires for Commercial and Industrial Buildings | Premium | FALSE | [9 empty] | 42534 |  |  | No |  | 4 | 15792 | 143 | 110.4 | 20 | 0.9 | 4000 | 84.5
PYBEQX3Q | James Trading Company Limited | JAMES | ZY-H3-110W XNZ 4000K PREMIUM | Indoor Luminaires | High-Bay | High-Bay Luminaires for Commercial and Industrial Buildings | Premium | FALSE | [9 empty] | 42534 |  |  | No |  | 4 | 14567 | 144.09 | 101.1 | 20 | 0.9 | 4000 | 84.5
PKXRE12B | James Trading Company Limited | JAMES | ZY-ST4FT40 (4000K) | Indoor Luminaires | High-Bay | Low-Bay Luminaires for Commercial and Industrial Buildings | Premium | FALSE | [9 empty] | 42534 |  |  | No |  | 4 | 5389 | 133.6 | 40.33 | 20 | 0.9 | 4000 | 82.1
PWHXPRMG | James Trading Company Limited | JAMES | ZY-H6-325W XDZ 4000K PREMIUM | Indoor Luminaires | High-Bay | High-Bay Luminaires for Commercial and Industrial Buildings | Premium | FALSE | [9 empty] | 42534 |  |  | No |  | 4 | 46361 | 143.13 | 323.9 | 20 | 0.9 | 4000 | 84.5
PJ6HCKUN | James Trading Company Limited | JAMES | ZY-H3-165W XDZ 4000K PREMIUM | Indoor Luminaires | High-Bay | High-Bay Luminaires for Commercial and Industrial Buildings | Premium | FALSE | [9 empty] | 42534 |  |  | No |  | 4 | 24124 | 141.74 | 170.2 | 20 | 0.9 | 4000 | 84.5
PF2QPPU8 | James Trading Company Limited | JAMES | ZY-H5-165W XDZ 4000K PREMIUM | Indoor Luminaires | High-Bay | High-Bay Luminaires for Commercial and Industrial Buildings | Premium | FALSE | [9 empty] | 42534 |  |  | No |  | 4 | 24124 | 141.74 | 170.2 | 20 | 0.9 | 4000 | 84.5
PF6AU52R | James Trading Company Limited | JAMES | ZY-H2-110W XDZ 4000K PREMIUM | Indoor Luminaires | High-Bay | High-Bay Luminaires for Commercial and Industrial Buildings | Premium | FALSE | [9 empty] | 42534 |  |  | No |  | 4 | 15792 | 143 | 110.4 | 20 | 0.9 | 4000 | 84.5
P9PKSP3R | James Trading Company Limited | JAMES | ZY-H3-110W XDZ 4000K PREMIUM | Indoor Luminaires | High-Bay | High-Bay Luminaires for Commercial and Industrial Buildings | Premium | FALSE | [9 empty] | 42534 |  |  | No |  | 4 | 14567 | 144.09 | 101.1 | 20 | 0.9 | 4000 | 84.5
PCQ6GCB3 | James Trading Company Limited | JAMES | ZY-H6-325W XNZ 3500K PREMIUM | Indoor Luminaires | High-Bay | High-Bay Luminaires for Commercial and Industrial Buildings | Premium | FALSE | [9 empty] | 42534 |  |  | No |  | 4 | 45459 | 140.5 | 323.6 | 20 | 0.9 | 3500 | 84.5
PR5XBHYA | James Trading Company Limited | JAMES | ZY-H3-165W XNZ 3500K PREMIUM | Indoor Luminaires | High-Bay | High-Bay Luminaires for Commercial and Industrial Buildings | Premium | FALSE | [9 empty] | 42534 |  |  | No |  | 4 | 23932 | 138.98 | 172.2 | 20 | 0.9 | 3500 | 84.5
PQZM1WH6 | James Trading Company Limited | JAMES | ZY-H5-165W XNZ 3500K PREMIUM | Indoor Luminaires | High-Bay | High-Bay Luminaires for Commercial and Industrial Buildings | Premium | FALSE | [9 empty] | 42534 |  |  | No |  | 4 | 23932 | 138.98 | 172.2 | 20 | 0.9 | 3500 | 84.5
PDMG5H8R | James Trading Company Limited | JAMES | ZY-H2-110W XNZ 3500K PREMIUM | Indoor Luminaires | High-Bay | High-Bay Luminaires for Commercial and Industrial Buildings | Premium | FALSE | [9 empty] | 42534 |  |  | No |  | 4 | 15529 | 141 | 109.7 | 20 | 0.9 | 3500 | 84.5
PQ6CA1KW | James Trading Company Limited | JAMES | ZY-H3-110W XNZ 3500K PREMIUM | Indoor Luminaires | High-Bay | High-Bay Luminaires for Commercial and Industrial Buildings | Premium | FALSE | [9 empty] | 42534 |  |  | No |  | 4 | 14395 | 143 | 100.6 | 20 | 0.9 | 3500 | 84.5
PQ4YXUYK | James Trading Company Limited | JAMES | ZY-ST4FT40 (3500K) | Indoor Luminaires | High-Bay | Low-Bay Luminaires for Commercial and Industrial Buildings | Premium | FALSE | [9 empty] | 42534 |  |  | No | Update rated power to match test data | 4 | 5122.3 | 132 | 40.5 | 20 | 0.9 | 3500 | 82.1
PDH6KVHU | James Trading Company Limited | JAMES | ZY-H6-325W XDZ 3500K PREMIUM | Indoor Luminaires | High-Bay | High-Bay Luminaires for Commercial and Industrial Buildings | Premium | FALSE | [9 empty] | 42534 |  |  | No |  | 4 | 45459 | 140.5 | 323.6 | 20 | 0.9 | 3500 | 84.5
PNUYBTJS | James Trading Company Limited | JAMES | ZY-H5-165W XDZ 3500K PREMIUM | Indoor Luminaires | High-Bay | High-Bay Luminaires for Commercial and Industrial Buildings | Premium | FALSE | [9 empty] | 42534 |  |  | No |  | 4 | 23932 | 138.98 | 172.2 | 20 | 0.9 | 3500 | 84.5
PJUPWDMJ | James Trading Company Limited | JAMES | ZY-H3-165W XDZ 3500K PREMIUM | Indoor Luminaires | High-Bay | High-Bay Luminaires for Commercial and Industrial Buildings | Premium | FALSE | [9 empty] | 42534 |  |  | No |  | 4 | 23932 | 138.98 | 172.2 | 20 | 0.9 | 3500 | 84.5
P6X49G2W | James Trading Company Limited | JAMES | ZY-H2-110W XDZ 3500K PREMIUM | Indoor Luminaires | High-Bay | High-Bay Luminaires for Commercial and Industrial Buildings | Premium | FALSE | [9 empty] | 42534 |  |  | No |  | 4 | 15529 | 141 | 109.7 | 20 | 0.9 | 3500 | 84.5
P757TMUF | James Trading Company Limited | JAMES | ZY-H3-110W XDZ 3500K PREMIUM | Indoor Luminaires | High-Bay | High-Bay Luminaires for Commercial and Industrial Buildings | Premium | FALSE | [9 empty] | 42534 |  |  | No |  | 4 | 14395 | 143 | 100.6 | 20 | 0.9 | 3500 | 84.5
PG8K2NYS | James Trading Company Limited | JAMES | ZY-H6-325W XNZ 3000K PREMIUM | Indoor Luminaires | High-Bay | High-Bay Luminaires for Commercial and Industrial Buildings | Premium | FALSE | [9 empty] | 42534 |  |  | No |  | 4 | 44537 | 137 | 325.1 | 20 | 0.9 | 3000 | 84.5
PBKU2NN9 | James Trading Company Limited | JAMES | ZY-H3-165W XNZ 3000K PREMIUM | Indoor Luminaires | High-Bay | High-Bay Luminaires for Commercial and Industrial Buildings | Premium | FALSE | [9 empty] | 42534 |  |  | No |  | 4 | 23539 | 137 | 171.8 | 20 | 0.9 | 3000 | 84.5
P1Q5B41Z | James Trading Company Limited | JAMES | ZY-H5-165W XNZ 3000K PREMIUM | Indoor Luminaires | High-Bay | High-Bay Luminaires for Commercial and Industrial Buildings | Premium | FALSE | [9 empty] | 42534 |  |  | No |  | 4 | 23539 | 137.01 | 171.8 | 20 | 0.9 | 3000 | 84.5
PNYDX3CE | James Trading Company Limited | JAMES | ZY-H2-110W XNZ 3000K PREMIUM | Indoor Luminaires | High-Bay | High-Bay Luminaires for Commercial and Industrial Buildings | Premium | FALSE | [9 empty] | 42534 |  |  | No |  | 4 | 15194 | 138 | 110 | 20 | 0.9 | 3000 | 84.5
P7A9QMR4 | James Trading Company Limited | JAMES | ZY-H3-110W XNZ 3000K PREMIUM | Indoor Luminaires | High-Bay | High-Bay Luminaires for Commercial and Industrial Buildings | Premium | FALSE | [9 empty] | 42534 |  |  | No |  | 4 | 14351 | 142.65 | 100.6 | 20 | 0.9 | 3000 | 84.5
PMPKYYXJ | Axlen Inc. | Axlen Lighting | AX-PL2-100W50K-* | Indoor Luminaires | High-Bay | High-Bay Luminaires for Commercial and Industrial Buildings | Premium | FALSE | [9 empty] | 42534 | Dimmable | Continuous Above 10 | Yes |  | 3.1 | 12373 | 130.86 | 94.55 | 19.44 | 0.909 | 4000 | 81.8
P8YXRNR5 | Optec LED Lighting | Optec LED | OLHB-480-50 | Indoor Luminaires | High-Bay | High-Bay Luminaires for Commercial and Industrial Buildings | Standard | FALSE | [9 empty] | 42534 | Not Yet Verified | Not Yet Verified | NotYetVerified |  | 3 | 52500 | 105 | 500 | 15 | 0.95 | 5000 | 73
P94P2FV3 | Optec LED Lighting | Optec LED | OLHB-400-50 | Indoor Luminaires | High-Bay | High-Bay Luminaires for Commercial and Industrial Buildings | Standard | FALSE | [9 empty] | 42534 | Not Yet Verified | Not Yet Verified | NotYetVerified |  | 3 | 42000 | 105 | 400 | 15 | 0.95 | 5000 | 73
PCWNCAUH | Optec LED Lighting | Optec LED | OLHB-360-50 | Indoor Luminaires | High-Bay | High-Bay Luminaires for Commercial and Industrial Buildings | Standard | FALSE | [9 empty] | 42534 | Not Yet Verified | Not Yet Verified | NotYetVerified |  | 3 | 37800 | 105 | 360 | 15 | 0.95 | 5000 | 73
PFTDYMDR | Optec LED Lighting | Optec LED | OLHB-340-50 | Indoor Luminaires | High-Bay | High-Bay Luminaires for Commercial and Industrial Buildings | Standard | FALSE | [9 empty] | 42534 | Not Yet Verified | Not Yet Verified | NotYetVerified |  | 3 | 34650 | 105 | 330 | 15 | 0.95 | 5000 | 73
PTQUNCTK | Optec LED Lighting | Optec LED | OLHB-220-50 | Indoor Luminaires | High-Bay | High-Bay Luminaires for Commercial and Industrial Buildings | Standard | FALSE | [9 empty] | 42534 | Not Yet Verified | Not Yet Verified | NotYetVerified |  | 3 | 23100 | 105 | 220 | 15 | 0.95 | 5000 | 73
PM2WKRY9 | Optec LED Lighting | Optec LED | OLHB-200-50 | Indoor Luminaires | High-Bay | High-Bay Luminaires for Commercial and Industrial Buildings | Standard | FALSE | [9 empty] | 42534 | Not Yet Verified | Not Yet Verified | NotYetVerified |  | 3 | 21000 | 105 | 200 | 15 | 0.95 | 5000 | 73
PSUNY5TS | Optec LED Lighting | Optec LED | OLHB-180-50 | Indoor Luminaires | High-Bay | High-Bay Luminaires for Commercial and Industrial Buildings | Standard | FALSE | [9 empty] | 42534 | Not Yet Verified | Not Yet Verified | NotYetVerified |  | 3 | 18900 | 105 | 180 | 15 | 0.95 | 5000 | 73
P3GES1G9 | Optec LED Lighting | Optec LED | OLHB-070-50 | Indoor Luminaires | High-Bay | Low-Bay Luminaires for Commercial and Industrial Buildings | Standard | FALSE | [9 empty] | 42534 | Not Yet Verified | Not Yet Verified | NotYetVerified |  | 3 | 7350 | 105 | 70 | 15 | 0.95 | 5000 | 73
PE2S2KDY | Optec LED Lighting | Optec LED | OLHB-050-50 | Indoor Luminaires | High-Bay | Low-Bay Luminaires for Commercial and Industrial Buildings | Standard | FALSE | [9 empty] | 42534 | Not Yet Verified | Not Yet Verified | NotYetVerified |  | 3 | 5250 | 105 | 50 | 15 | 0.95 | 5000 | 73
PFY41WRK | Optec LED Lighting | Optec LED | OLHB-240 | Indoor Luminaires | High-Bay | High-Bay Luminaires for Commercial and Industrial Buildings | Standard | FALSE | [9 empty] | 42534 | Not Yet Verified | Not Yet Verified | NotYetVerified |  | 3 | 24000 | 100 | 240 | 15 | 0.9 | 5000 | 65
P7JAE99G | Optec LED Lighting | Optec LED | OLHB-220 | Indoor Luminaires | High-Bay | High-Bay Luminaires for Commercial and Industrial Buildings | Standard | FALSE | [9 empty] | 42534 | Not Yet Verified | Not Yet Verified | NotYetVerified |  | 3 | 21780 | 99 | 220 | 15 | 0.9 | 5000 | 65
PBKM6ZAZ | Optec LED Lighting | Optec LED | OLHB-200 | Indoor Luminaires | High-Bay | High-Bay Luminaires for Commercial and Industrial Buildings | Standard | FALSE | [9 empty] | 42534 | Not Yet Verified | Not Yet Verified | NotYetVerified |  | 3 | 19800 | 99 | 200 | 15 | 0.9 | 5000 | 65
PE4W2XRX | Optec LED Lighting | Optec LED | OLHB-180 | Indoor Luminaires | High-Bay | High-Bay Luminaires for Commercial and Industrial Buildings | Standard | FALSE | [9 empty] | 42534 | Not Yet Verified | Not Yet Verified | NotYetVerified |  | 3 | 17820 | 99 | 180 | 15 | 0.9 | 5000 | 65
PGBHKR1P | Optec LED Lighting | Optec LED | OLHB-150 | Indoor Luminaires | High-Bay | High-Bay Luminaires for Commercial and Industrial Buildings | Standard | FALSE | [9 empty] | 42534 | Not Yet Verified | Not Yet Verified | NotYetVerified |  | 3 | 14790 | 98.6 | 150 | 15 | 0.9 | 5000 | 65
P1AHC815 | Optec LED Lighting | Optec LED | OLHB-140 | Indoor Luminaires | High-Bay | High-Bay Luminaires for Commercial and Industrial Buildings | Standard | FALSE | [9 empty] | 42534 | Not Yet Verified | Not Yet Verified | NotYetVerified |  | 3 | 13790 | 98.5 | 140 | 15 | 0.9 | 5000 | 65
P39PHP11 | Optec LED Lighting | Optec LED | OLHB-120 | Indoor Luminaires | High-Bay | High-Bay Luminaires for Commercial and Industrial Buildings | Standard | FALSE | [9 empty] | 42534 | Not Yet Verified | Not Yet Verified | NotYetVerified |  | 3 | 11820 | 98.5 | 120 | 15 | 0.9 | 5000 | 65
PG8UHS2X | Optec LED Lighting | Optec LED | OLHB-400-40 | Indoor Luminaires | High-Bay | High-Bay Luminaires for Commercial and Industrial Buildings | Standard | FALSE | [9 empty] | 42534 | Not Yet Verified | Not Yet Verified | NotYetVerified |  | 3 | 42000 | 105 | 400 | 15 | 0.95 | 4000 | 73
PXFP6Q2S | Optec LED Lighting | Optec LED | OLHB-360-40 | Indoor Luminaires | High-Bay | High-Bay Luminaires for Commercial and Industrial Buildings | Standard | FALSE | [9 empty] | 42534 | Not Yet Verified | Not Yet Verified | NotYetVerified |  | 3 | 37800 | 105 | 360 | 15 | 0.95 | 4000 | 73
PY336ZSQ | Optec LED Lighting | Optec LED | OLHB-340-40 | Indoor Luminaires | High-Bay | High-Bay Luminaires for Commercial and Industrial Buildings | Standard | FALSE | [9 empty] | 42534 | Not Yet Verified | Not Yet Verified | NotYetVerified |  | 3 | 34650 | 105 | 330 | 15 | 0.95 | 4000 | 73
P9R2K3S7 | Optec LED Lighting | Optec LED | OLHB-220-40 | Indoor Luminaires | High-Bay | High-Bay Luminaires for Commercial and Industrial Buildings | Standard | FALSE | [9 empty] | 42534 | Not Yet Verified | Not Yet Verified | NotYetVerified |  | 3 | 23100 | 105 | 220 | 15 | 0.95 | 4000 | 73
P2WT6KAC | Optec LED Lighting | Optec LED | OLHB-200-40 | Indoor Luminaires | High-Bay | High-Bay Luminaires for Commercial and Industrial Buildings | Standard | FALSE | [9 empty] | 42534 | Not Yet Verified | Not Yet Verified | NotYetVerified |  | 3 | 21000 | 105 | 200 | 15 | 0.95 | 4000 | 73
P2Q3YNC2 | Optec LED Lighting | Optec LED | OLHB-180-40 | Indoor Luminaires | High-Bay | High-Bay Luminaires for Commercial and Industrial Buildings | Standard | FALSE | [9 empty] | 42534 | Not Yet Verified | Not Yet Verified | NotYetVerified |  | 3 | 18900 | 105 | 180 | 15 | 0.95 | 4000 | 73
PHFSY13W | Optec LED Lighting | Optec LED | OLHB-120-40 | Indoor Luminaires | High-Bay | High-Bay Luminaires for Commercial and Industrial Buildings | Standard | FALSE | [9 empty] | 42534 | Not Yet Verified | Not Yet Verified | NotYetVerified |  | 3 | 12600 | 105 | 120 | 15 | 0.95 | 4000 | 73
PZ7GHZEK | Optec LED Lighting | Optec LED | OLHB-070-40 | Indoor Luminaires | High-Bay | Low-Bay Luminaires for Commercial and Industrial Buildings | Standard | FALSE | [9 empty] | 42534 | Not Yet Verified | Not Yet Verified | NotYetVerified |  | 3 | 7350 | 105 | 70 | 15 | 0.95 | 4000 | 73
PDE1ZA84 | Shenzhen Betop Electronics CoLtd | Bitco | BT-HV150W-224L(5700K) | Indoor Luminaires | High-Bay | High-Bay Luminaires for Commercial and Industrial Buildings | Premium | FALSE | [9 empty] | 42534 | Dimmable | Continuous Above 10 | No | Product Updated on 12/19/2016 | 4.1 | 19999 | 133.95 | 149.3 | 12.16 | 0.94 | 5700 | 84.4
PENSQX1W | Shenzhen Betop Electronics CoLtd | Bitco | BT-HV100W-168L(5700K) | Indoor Luminaires | High-Bay | High-Bay Luminaires for Commercial and Industrial Buildings | Premium | FALSE | [9 empty] | 42534 | Dimmable | Continuous Above 10 | No | Updated on 12/13/2016 | 3.1 | 13564 | 134.56 | 100 | 11.13 | 0.95 | 5700 | 84.4
P6GYU6Q7 | Shenzhen Betop Electronics CoLtd | Bitco | BT-HV150W-224L(5000K) | Indoor Luminaires | High-Bay | High-Bay Luminaires for Commercial and Industrial Buildings | Premium | FALSE | [9 empty] | 42534 | Dimmable | Continuous Above 10 | No | Product Updated on 12/19/2016 | 4.1 | 19507 | 132.16 | 147.6 | 11.72 | 0.94 | 5000 | 84.4
P1Z7P9Z7 | Shenzhen Betop Electronics CoLtd | Bitco | BT-HV100W-168L(5000K) | Indoor Luminaires | High-Bay | High-Bay Luminaires for Commercial and Industrial Buildings | Premium | FALSE | [9 empty] | 42534 | Dimmable | Continuous Above 10 | No | Updated on 12/13/2016 | 3.1 | 13187 | 132.27 | 100 | 11.62 | 0.95 | 5000 | 84.5
P72V9E5H | VES Environmental SolutionsLLC | VES | LT2058-S | Indoor Luminaires | High-Bay | High-Bay Luminaires for Commercial and Industrial Buildings | Standard | FALSE | [9 empty] | 42534 | Not Dimmable | Not Dimmable | NotYetVerified |  | 3 | 13522 | 92.74 | 145.8 | 12.56 | 0.9265 | 5700 | 77.5
P8CSXUAS | VES Environmental SolutionsLLC | VES | LT2057-S | Indoor Luminaires | High-Bay | High-Bay Luminaires for Commercial and Industrial Buildings | Standard | FALSE | [9 empty] | 42534 | Not Dimmable | Not Dimmable | NotYetVerified |  | 3 | 11752 | 97.47 | 120.6 | 17.13 | 0.9291 | 5700 | 76.4
PRM1CUW9 | Lumen Focus LLC | PBL | PBL-2-LW-UV-835-HH-OOO | Indoor Luminaires | High-Bay | High-Bay Luminaires for Commercial and Industrial Buildings | Standard | TRUE | 9041 | 125 | 72.3 | 10.8 | 0.98 | 3572 | 84 | 5 | 50000 | 42531 |  |  | Yes |  | 3.1 | 9041 | 125 | 72.3 | 10.8 | 0.98 | 3572 | 84
P9ECMTCF | Lumen Focus LLC | PBL | PBL-4-LW-UV-835-HH-OOO | Indoor Luminaires | High-Bay | High-Bay Luminaires for Commercial and Industrial Buildings | Standard | TRUE | 15274 | 111.9 | 136.5 | 10.9 | 0.979 | 3586 | 84 | 5 | 50000 | 42531 |  |  | Yes |  | 3.1 | 15274.3 | 111.9 | 136.5 | 10.9 | 0.979 | 3586 | 84
P4BT13R5 | Energy Solutions International | ESI | F-22VA-F2L-50 | Indoor Luminaires | High-Bay | Low-Bay Luminaires for Commercial and Industrial Buildings | Premium | TRUE | 5685 | 131 | 43.396 | 14.549 | 0.9552 | 5151 | 84.63 | 5 | 50000 | 42531 |  |  | Yes |  | 3.1 | 5571.36 | 127.2 | 43.8 | 14.55 | 0.955 | 5151 | 84.6
PQZ83R16 | Energy Solutions International | ESI | F-22VA-F2L-35 | Indoor Luminaires | High-Bay | Low-Bay Luminaires for Commercial and Industrial Buildings | Premium | TRUE | 5577 | 127.2 | 43.829 | 14.549 | 0.9552 | 3567 | 83.31 | 5 | 50000 | 42531 |  |  | Yes |  | 3.1 | 5571.36 | 127.2 | 43.8 | 14.55 | 0.955 | 3567 | 83.3
PB9EB81K | Energy Solutions International | ESI | F-22VA-F2V-35 | Indoor Luminaires | High-Bay | High-Bay Luminaires for Commercial and Industrial Buildings | Premium | TRUE | 11082 | 116.8 | 94.85 | 14.5 | 0.955 | 3567 | 83.3 | 5 | 50000 | 42531 |  |  | Yes |  | 3.1 | 11084.32 | 116.8 | 94.9 | 14.55 | 0.955 | 3567 | 83.3
PRYC1HYU | Xiamen Holly Lite Co. Ltd. | Holly Lite | HBR1-X-150-25XX-NON | Indoor Luminaires | High-Bay | High-Bay Luminaires for Commercial and Industrial Buildings | Standard | TRUE | 17237.3 | 112.018 | 153.88 | 10.25 | 0.9352 | 4919 | 73.3 | 5 | 50000 | 42531 |  |  | No |  | 4 | 17237.3 | 112.018 | 153.88 | 10.25 | 0.999 | 4919 | 73.3
PS7DAVJW | ShenZhen Ruizi Light Electricity Technology Co.Ltd. | ERVAN | H03ZT-24WC-R380 | Indoor Luminaires | High-Bay | High-Bay Luminaires for Commercial and Industrial Buildings | Standard | TRUE | 27943 | 121.33 | 230.3 | 11.56 | 0.9288 | 2958 | 75.4 | 5 | 50000 | 42531 |  |  | No |  | 4 | 27943 | 121.33 | 230.3 | 11.56 | 0.93 | 3000 | 75.4
PHNG18H3 | ShenZhen Ruizi Light Electricity Technology Co.Ltd. | ERVAN | H03ZT-12WC-R320 | Indoor Luminaires | High-Bay | High-Bay Luminaires for Commercial and Industrial Buildings | Standard | TRUE | 14578 | 120.21 | 121.3 | 14.17 | 0.9208 | 2984 | 75.5 | 5 | 50000 | 42531 |  |  | No |  | 4 | 14789 | 120.53 | 122.7 | 14.17 | 0.92 | 3000 | 75.5
PUEXC6YY | ShenZhen Ruizi Light Electricity Technology Co.Ltd. | ERVAN | H03ZT-20WC-R380 | Indoor Luminaires | High-Bay | High-Bay Luminaires for Commercial and Industrial Buildings | Standard | TRUE | 23271 | 120.39 | 193.3 | 12.19 | 0.9113 | 2985 | 75.8 | 5 | 50000 | 42531 |  |  | No |  | 4 | 23271 | 120.39 | 193.3 | 12.19 | 0.91 | 3000 | 75.8
PUNDP1MM | ShenZhen Ruizi Light Electricity Technology Co.Ltd. | ERVAN | H03ZT-10WC-R320 | Indoor Luminaires | High-Bay | High-Bay Luminaires for Commercial and Industrial Buildings | Standard | TRUE | 12996 | 127.16 | 102.2 | 14.72 | 0.9023 | 2932 | 75.3 | 5 | 50000 | 42531 |  |  | No |  | 3.1 | 12996 | 127.16 | 102.2 | 14.72 | 0.9 | 3000 | 75.3
P7NKRQ4W | TechBrite LLC | TechBrite | UB4208SS2B3E9xxx | Indoor Luminaires | High-Bay | High-Bay Luminaires for Commercial and Industrial Buildings | Premium | TRUE | 45450 | 117.6 | 387.2 | 19.5 | 0.887 | 3141 | 83.4 | 5 | 50000 | 42531 |  |  | No |  | 3.1 | 45450 | 117.5938 | 386.5 | 14.8 | 0.905 | 3000 | 83.8
PJBWB5PX | TechBrite LLC | TechBrite | UB4208SS1B3A9xxx | Indoor Luminaires | High-Bay | High-Bay Luminaires for Commercial and Industrial Buildings | Premium | TRUE | 21180 | 130.8 | 161.9 | 19.5 | 0.887 | 3114 | 83.9 | 5 | 50000 | 42531 |  |  | No |  | 3.1 | 21180 | 130.8215 | 161.9 | 19.5 | 0.887 | 3000 | 83.9
PJR96R89 | TechBrite LLC | TechBrite | UB4208SS1B5E0xxx | Indoor Luminaires | High-Bay | High-Bay Luminaires for Commercial and Industrial Buildings | Premium | FALSE | [9 empty] | 42531 |  |  | No |  | 3.1 | 56900 | 150.3303 | 378.5 | 19.5 | 0.887 | 5000 | 84.5
PCK4K3QD | TechBrite LLC | TechBrite | UB4208SS1B5D0xxx | Indoor Luminaires | High-Bay | High-Bay Luminaires for Commercial and Industrial Buildings | Premium | FALSE | [9 empty] | 42531 |  |  | No | Product updated on 12/19/2016 | 3.1 | 52793.67 | 151.84 | 347.7 | 19.5 | 0.89 | 5000 | 84.5
P8QBBPZ4 | TechBrite LLC | TechBrite | UB4208SS1B5EFxxx | Indoor Luminaires | High-Bay | High-Bay Luminaires for Commercial and Industrial Buildings | Premium | FALSE | [9 empty] | 42531 |  |  | No | Product updated on 12/19/2016 | 3.1 | 48530 | 128.93 | 376.4 | 19.5 | 0.89 | 5000 | 84.5
P5V9HQME | TechBrite LLC | TechBrite | UB4208SS1B5E9xxx | Indoor Luminaires | High-Bay | High-Bay Luminaires for Commercial and Industrial Buildings | Premium | TRUE | 48380 | 128.5 | 376.6 | 5.57 | 0.998 | 3114 | 83.9 | 5 | 50000 | 42531 |  |  | No | Product updated on 12/19/2016 | 3.1 | 48380 | 128.47 | 376.6 | 19.5 | 0.89 | 5000 | 84.5
PBJ666D2 | TechBrite LLC | TechBrite | UB4208SS1B5DFxxx | Indoor Luminaires | High-Bay | High-Bay Luminaires for Commercial and Industrial Buildings | Premium | FALSE | [9 empty] | 42531 |  |  | No | Product updated on 12/19/2016 | 3.1 | 45027.71 | 129.5 | 347.7 | 19.5 | 0.89 | 5000 | 84.5
PSKYQGGQ | TechBrite LLC | TechBrite | UB4208SS1B5D9xxx | Indoor Luminaires | High-Bay | High-Bay Luminaires for Commercial and Industrial Buildings | Premium | FALSE | [9 empty] | 42531 |  |  | No | Product updated on 12/19/2016 | 3.1 | 44888.54 | 129.1 | 347.7 | 19.5 | 0.89 | 5000 | 84.5
P89EX6QR | TechBrite LLC | TechBrite | UB4208SS1B5C0xxx | Indoor Luminaires | High-Bay | High-Bay Luminaires for Commercial and Industrial Buildings | Premium | FALSE | [9 empty] | 42531 |  |  | No |  | 3.1 | 37263.742 | 133.3148 | 238.4 | 19.5 | 0.887 | 5000 | 84.5
P75NVURB | TechBrite LLC | TechBrite | UB4208SS1B5CFxxx | Indoor Luminaires | High-Bay | High-Bay Luminaires for Commercial and Industrial Buildings | Premium | FALSE | [9 empty] | 42531 |  |  | No |  | 3.1 | 31782.238 | 133.3148 | 238.4 | 19.5 | 0.887 | 5000 | 84.5
P689FMY1 | TechBrite LLC | TechBrite | UB4208SS1B5C9xxx | Indoor Luminaires | High-Bay | High-Bay Luminaires for Commercial and Industrial Buildings | Premium | FALSE | [9 empty] | 42531 |  |  | No |  | 3.1 | 31684.004 | 132.9027 | 238.4 | 19.5 | 0.887 | 5000 | 84.5
PVKZYXJP | TechBrite LLC | TechBrite | UB4208SS1B5B0xxx | Indoor Luminaires | High-Bay | High-Bay Luminaires for Commercial and Industrial Buildings | Premium | FALSE | [9 empty] | 42531 |  |  | No |  | 3.1 | 31343.045 | 135.8841 | 196.73 | 19.5 | 0.887 | 5000 | 84.5
PP1MDAMN | TechBrite LLC | TechBrite | UB4208SS1B5BFxxx | Indoor Luminaires | High-Bay | High-Bay Luminaires for Commercial and Industrial Buildings | Premium | FALSE | [9 empty] | 42531 |  |  | No |  | 3.1 | 26732.479 | 135.8841 | 196.73 | 19.5 | 0.887 | 5000 | 84.5
PF6GRSG7 | TechBrite LLC | TechBrite | UB4208SS1B5B9xxx | Indoor Luminaires | High-Bay | High-Bay Luminaires for Commercial and Industrial Buildings | Premium | FALSE | [9 empty] | 42531 |  |  | No |  | 3.1 | 26649.852 | 135.4641 | 196.73 | 19.5 | 0.887 | 5000 | 84.5
PH913QDY | TechBrite LLC | TechBrite | UB4208SS1B5A0xxx | Indoor Luminaires | High-Bay | High-Bay Luminaires for Commercial and Industrial Buildings | Premium | FALSE | [9 empty] | 42531 |  |  | No |  | 3.1 | 26380.055 | 157.0202 | 163.1 | 19.5 | 0.887 | 5000 | 84.5
PJDJY3EB | TechBrite LLC | TechBrite | UB4208SS1B5A9xxx | Indoor Luminaires | High-Bay | High-Bay Luminaires for Commercial and Industrial Buildings | Premium | FALSE | [9 empty] | 42531 |  |  | No |  | 3.1 | 22430 | 138.6279 | 161.8 | 19.5 | 0.887 | 5000 | 84.5
PXU6HZ9T | TechBrite LLC | TechBrite | UB4208SS1B5AFxxx | Indoor Luminaires | High-Bay | High-Bay Luminaires for Commercial and Industrial Buildings | Premium | FALSE | [9 empty] | 42531 |  |  | No |  | 3.1 | 22010 | 135.6131 | 162.3 | 19.5 | 0.887 | 5000 | 84.5
P3DBJH87 | TechBrite LLC | TechBrite | UB4208SS2B5E0xxx | Indoor Luminaires | High-Bay | High-Bay Luminaires for Commercial and Industrial Buildings | Premium | FALSE | [9 empty] | 42531 |  |  | No |  | 3.1 | 56574.383 | 146.3761 | 386.5 | 14.8 | 0.905 | 5000 | 84.5
PKNERJBQ | TechBrite LLC | TechBrite | UB4208SS2B5D0xxx | Indoor Luminaires | High-Bay | High-Bay Luminaires for Commercial and Industrial Buildings | Premium | FALSE | [9 empty] | 42531 |  |  | No |  | 3.1 | 53038.2 | 146.7657 | 361.38 | 14.8 | 0.905 | 5000 | 84.5
P54U2Q8K | TechBrite LLC | TechBrite | UB4208SS2B5EFxxx | Indoor Luminaires | High-Bay | High-Bay Luminaires for Commercial and Industrial Buildings | Premium | FALSE | [9 empty] | 42531 |  |  | No |  | 3.1 | 48252.28 | 124.8442 | 386.5 | 14.8 | 0.905 | 5000 | 84.5
PASBDR4D | TechBrite LLC | TechBrite | UB4208SS2B5E9xxx | Indoor Luminaires | High-Bay | High-Bay Luminaires for Commercial and Industrial Buildings | Premium | FALSE | [9 empty] | 42531 |  |  | No |  | 3.1 | 48103.14 | 124.4583 | 386.5 | 14.8 | 0.905 | 5000 | 84.5
PBCYXB1J | TechBrite LLC | TechBrite | UB4208SS2B5DFxxx | Indoor Luminaires | High-Bay | High-Bay Luminaires for Commercial and Industrial Buildings | Premium | FALSE | [9 empty] | 42531 |  |  | No |  | 3.1 | 45236.27 | 125.1765 | 361.38 | 14.8 | 0.905 | 5000 | 84.5
PSPUTD3X | TechBrite LLC | TechBrite | UB4208SS2B5D9xxx | Indoor Luminaires | High-Bay | High-Bay Luminaires for Commercial and Industrial Buildings | Premium | FALSE | [9 empty] | 42531 |  |  | No |  | 3.1 | 45096.453 | 124.7896 | 361.38 | 14.8 | 0.905 | 5000 | 84.5
P152ZQE6 | TechBrite LLC | TechBrite | UB4208SS2B5C0xxx | Indoor Luminaires | High-Bay | High-Bay Luminaires for Commercial and Industrial Buildings | Premium | FALSE | [9 empty] | 42531 |  |  | No |  | 3.1 | 40493.164 | 148.7024 | 272.31 | 14.8 | 0.905 | 5000 | 84.5
PS9PCCRV | TechBrite LLC | TechBrite | UB4208SS2B5B0xxx | Indoor Luminaires | High-Bay | High-Bay Luminaires for Commercial and Industrial Buildings | Premium | FALSE | [9 empty] | 42531 |  |  | No |  | 3.1 | 35836.836 | 149.7882 | 239.25 | 14.8 | 0.905 | 5000 | 84.5
PZZ2WJPZ | TechBrite LLC | TechBrite | UB4208SS2B5CFxxx | Indoor Luminaires | High-Bay | High-Bay Luminaires for Commercial and Industrial Buildings | Premium | FALSE | [9 empty] | 42531 |  |  | No |  | 3.1 | 34536.61 | 126.8283 | 272.31 | 14.8 | 0.905 | 5000 | 84.5
P3DTF89D | TechBrite LLC | TechBrite | UB4208SS2B5C9xxx | Indoor Luminaires | High-Bay | High-Bay Luminaires for Commercial and Industrial Buildings | Premium | FALSE | [9 empty] | 42531 |  |  | No |  | 3.1 | 34429.863 | 126.4363 | 272.31 | 14.8 | 0.905 | 5000 | 84.5
P4AVQMYW | TechBrite LLC | TechBrite | UB4208SS2B5A0xxx | Indoor Luminaires | High-Bay | High-Bay Luminaires for Commercial and Industrial Buildings | Premium | FALSE | [9 empty] | 42531 |  |  | No |  | 3.1 | 32240 | 153.0138 | 210.7 | 14.8 | 0.905 | 5000 | 84.5
PM26B5NE | TechBrite LLC | TechBrite | UB4208SS2B5BFxxx | Indoor Luminaires | High-Bay | High-Bay Luminaires for Commercial and Industrial Buildings | Premium | FALSE | [9 empty] | 42531 |  |  | No |  | 3.1 | 30565.232 | 127.7544 | 239.25 | 14.8 | 0.905 | 5000 | 84.5
PBPTGGE1 | TechBrite LLC | TechBrite | UB4208SS2B5B9xxx | Indoor Luminaires | High-Bay | High-Bay Luminaires for Commercial and Industrial Buildings | Premium | FALSE | [9 empty] | 42531 |  |  | No |  | 3.1 | 30470.758 | 127.3595 | 239.25 | 14.8 | 0.905 | 5000 | 84.5
PRUR567A | TechBrite LLC | TechBrite | UB4208SS2B5AFxxx | Indoor Luminaires | High-Bay | High-Bay Luminaires for Commercial and Industrial Buildings | Premium | FALSE | [9 empty] | 42531 |  |  | No |  | 3.1 | 28600 | 135.738 | 210.7 | 14.8 | 0.905 | 5000 | 84.5
PDQ27BRK | TechBrite LLC | TechBrite | UB4208SS2B5A9xxx | Indoor Luminaires | High-Bay | High-Bay Luminaires for Commercial and Industrial Buildings | Premium | FALSE | [9 empty] | 42531 |  |  | No | Product updated on 12/19/2016 | 3.1 | 27400 | 130.04 | 210.7 | 14.8 | 0.91 | 5000 | 84.5
PSME54AX | TechBrite LLC | TechBrite | UB4208SS1B4E0xxx | Indoor Luminaires | High-Bay | High-Bay Luminaires for Commercial and Industrial Buildings | Premium | FALSE | [9 empty] | 42531 |  |  | No |  | 3.1 | 56018.855 | 148.9269 | 376.15 | 19.5 | 0.887 | 4000 | 84.2
PSF3AF4J | TechBrite LLC | TechBrite | UB4208SS1B4D0xxx | Indoor Luminaires | High-Bay | High-Bay Luminaires for Commercial and Industrial Buildings | Premium | FALSE | [9 empty] | 42531 |  |  | No |  | 3.1 | 51337.746 | 147.6496 | 347.7 | 19.5 | 0.887 | 4000 | 84.2
PPUNHSGJ | TechBrite LLC | TechBrite | UB4208SS1B4EFxxx | Indoor Luminaires | High-Bay | High-Bay Luminaires for Commercial and Industrial Buildings | Premium | FALSE | [9 empty] | 42531 |  |  | No |  | 3.1 | 47778.473 | 127.0197 | 376.15 | 19.5 | 0.887 | 4000 | 84.2
P294XF47 | TechBrite LLC | TechBrite | UB4208SS1B4E9xxx | Indoor Luminaires | High-Bay | High-Bay Luminaires for Commercial and Industrial Buildings | Premium | FALSE | [9 empty] | 42531 |  |  | No |  | 3.1 | 47630.797 | 126.6271 | 376.15 | 19.5 | 0.887 | 4000 | 84.2
PAKPFSXC | TechBrite LLC | TechBrite | UB4208SS1B4DFxxx | Indoor Luminaires | High-Bay | High-Bay Luminaires for Commercial and Industrial Buildings | Premium | FALSE | [9 empty] | 42531 |  |  | No |  | 3.1 | 43785.957 | 125.9303 | 347.7 | 19.5 | 0.887 | 4000 | 84.2
PBJHAXGJ | TechBrite LLC | TechBrite | UB4208SS1B4D9xxx | Indoor Luminaires | High-Bay | High-Bay Luminaires for Commercial and Industrial Buildings | Premium | FALSE | [9 empty] | 42531 |  |  | No |  | 3.1 | 43650.617 | 125.541 | 347.7 | 19.5 | 0.887 | 4000 | 84.2
PHVXVP71 | TechBrite LLC | TechBrite | UB4208SS1B4C0xxx | Indoor Luminaires | High-Bay | High-Bay Luminaires for Commercial and Industrial Buildings | Premium | FALSE | [9 empty] | 42531 |  |  | No |  | 3.1 | 36236.098 | 151.9971 | 238.4 | 19.5 | 0.887 | 4000 | 84.2
PR384146 | TechBrite LLC | TechBrite | UB4208SS1B4CFxxx | Indoor Luminaires | High-Bay | High-Bay Luminaires for Commercial and Industrial Buildings | Premium | FALSE | [9 empty] | 42531 |  |  | No | Product updated on 12/19/2016 | 3.1 | 30905.76 | 129.64 | 238.4 | 19.5 | 0.89 | 4000 | 84.2
PQPDXSG9 | TechBrite LLC | TechBrite | UB4208SS1B4C9xxx | Indoor Luminaires | High-Bay | High-Bay Luminaires for Commercial and Industrial Buildings | Premium | FALSE | [9 empty] | 42531 |  |  | No | Product updated on 12/19/2016 | 3.1 | 30810.24 | 129.24 | 238.4 | 19.5 | 0.89 | 4000 | 84.2
PWVW5ZSW | TechBrite LLC | TechBrite | UB4208SS1B4B0xxx | Indoor Luminaires | High-Bay | High-Bay Luminaires for Commercial and Industrial Buildings | Premium | FALSE | [9 empty] | 42531 |  |  | No |  | 3.1 | 30478.68 | 154.9264 | 196.73 | 19.5 | 0.887 | 4000 | 84.2
PFS2JUV8 | TechBrite LLC | TechBrite | UB4208SS1B4BFxxx | Indoor Luminaires | High-Bay | High-Bay Luminaires for Commercial and Industrial Buildings | Premium | FALSE | [9 empty] | 42531 |  |  | No |  | 3.1 | 25995.26 | 132.1367 | 196.73 | 19.5 | 0.887 | 4000 | 84.2
PG4QWPJH | TechBrite LLC | TechBrite | UB4208SS1B4B9xxx | Indoor Luminaires | High-Bay | High-Bay Luminaires for Commercial and Industrial Buildings | Premium | FALSE | [9 empty] | 42531 |  |  | No |  | 3.1 | 25914.912 | 131.7283 | 196.73 | 19.5 | 0.887 | 4000 | 84.2
P7JC5RXZ | TechBrite LLC | TechBrite | UB4208SS1B4A0xxx | Indoor Luminaires | High-Bay | High-Bay Luminaires for Commercial and Industrial Buildings | Premium | FALSE | [9 empty] | 42531 |  |  | No |  | 3.1 | 25636.979 | 157.9848 | 162.275 | 19.5 | 0.887 | 4000 | 84.2
PCNYBPTG | TechBrite LLC | TechBrite | UB4208SS1B4AFxxx | Indoor Luminaires | High-Bay | High-Bay Luminaires for Commercial and Industrial Buildings | Premium | FALSE | [9 empty] | 42531 |  |  | No |  | 3.1 | 21865.773 | 134.7452 | 162.275 | 19.5 | 0.887 | 4000 | 84.2
P31TYCQR | TechBrite LLC | TechBrite | UB4208SS1B4A9xxx | Indoor Luminaires | High-Bay | High-Bay Luminaires for Commercial and Industrial Buildings | Premium | FALSE | [9 empty] | 42531 |  |  | No |  | 3.1 | 21798.19 | 134.3287 | 162.275 | 19.5 | 0.887 | 4000 | 84.2
P4MEEVK6 | TechBrite LLC | TechBrite | UB4208SS2B4E0xxx | Indoor Luminaires | High-Bay | High-Bay Luminaires for Commercial and Industrial Buildings | Premium | FALSE | [9 empty] | 42531 |  |  | No |  | 3.1 | 55014.195 | 142.3394 | 386.5 | 14.8 | 0.905 | 4000 | 84.15
PHZDDKVB | TechBrite LLC | TechBrite | UB4208SS2B4D0xxx | Indoor Luminaires | High-Bay | High-Bay Luminaires for Commercial and Industrial Buildings | Premium | FALSE | [9 empty] | 42531 |  |  | No |  | 3.1 | 51575.53 | 142.7183 | 361.38 | 14.8 | 0.905 | 4000 | 84.15
PPHPW46P | TechBrite LLC | TechBrite | UB4208SS2B4EFxxx | Indoor Luminaires | High-Bay | High-Bay Luminaires for Commercial and Industrial Buildings | Premium | FALSE | [9 empty] | 42531 |  |  | No |  | 3.1 | 46921.598 | 121.4013 | 386.5 | 14.8 | 0.905 | 4000 | 84.15
PUZNK6CT | TechBrite LLC | TechBrite | UB4208SS2B4E9xxx | Indoor Luminaires | High-Bay | High-Bay Luminaires for Commercial and Industrial Buildings | Premium | FALSE | [9 empty] | 42531 |  |  | No |  | 3.1 | 46776.57 | 121.0261 | 386.5 | 14.8 | 0.905 | 4000 | 84.15
PN53BYC5 | TechBrite LLC | TechBrite | UB4208SS2B4DFxxx | Indoor Luminaires | High-Bay | High-Bay Luminaires for Commercial and Industrial Buildings | Premium | FALSE | [9 empty] | 42531 |  |  | No |  | 3.1 | 43988.76 | 121.7244 | 361.38 | 14.8 | 0.905 | 4000 | 84.15
P7AFJBUF | TechBrite LLC | TechBrite | UB4208SS2B4D9xxx | Indoor Luminaires | High-Bay | High-Bay Luminaires for Commercial and Industrial Buildings | Premium | FALSE | [9 empty] | 42531 |  |  | No |  | 3.1 | 43852.8 | 121.3482 | 361.38 | 14.8 | 0.905 | 4000 | 84.15
P1TPJFNR | TechBrite LLC | TechBrite | UB4208SS2B4C0xxx | Indoor Luminaires | High-Bay | High-Bay Luminaires for Commercial and Industrial Buildings | Premium | FALSE | [9 empty] | 42531 |  |  | No |  | 3.1 | 39376.457 | 144.6016 | 272.31 | 14.8 | 0.905 | 4000 | 84.15
PHDJG5U4 | TechBrite LLC | TechBrite | UB4208SS2B4B0xxx | Indoor Luminaires | High-Bay | High-Bay Luminaires for Commercial and Industrial Buildings | Premium | FALSE | [9 empty] | 42531 |  |  | No |  | 3.1 | 34848.543 | 145.6574 | 239.25 | 14.8 | 0.905 | 4000 | 84.15
P1XDC7P4 | TechBrite LLC | TechBrite | UB4208SS2B4CFxxx | Indoor Luminaires | High-Bay | High-Bay Luminaires for Commercial and Industrial Buildings | Premium | FALSE | [9 empty] | 42531 |  |  | No |  | 3.1 | 33584.176 | 123.3307 | 272.31 | 14.8 | 0.905 | 4000 | 84.15
PGUG8H6W | TechBrite LLC | TechBrite | UB4208SS2B4C9xxx | Indoor Luminaires | High-Bay | High-Bay Luminaires for Commercial and Industrial Buildings | Premium | FALSE | [9 empty] | 42531 |  |  | No |  | 3.1 | 33480.37 | 122.9495 | 272.31 | 14.8 | 0.905 | 4000 | 84.15
PDARJ15D | TechBrite LLC | TechBrite | UB4208SS2B4A0xxx | Indoor Luminaires | High-Bay | High-Bay Luminaires for Commercial and Industrial Buildings | Premium | FALSE | [9 empty] | 42531 |  |  | No |  | 3.1 | 30974.99 | 147.0099 | 210.7 | 14.8 | 0.905 | 4000 | 84.15
PXDGEVKM | TechBrite LLC | TechBrite | UB4208SS2B4BFxxx | Indoor Luminaires | High-Bay | High-Bay Luminaires for Commercial and Industrial Buildings | Premium | FALSE | [9 empty] | 42531 |  |  | No |  | 3.1 | 29722.316 | 124.2312 | 239.25 | 14.8 | 0.905 | 4000 | 84.15
PFZ4MAUM | TechBrite LLC | TechBrite | UB4208SS2B4B9xxx | Indoor Luminaires | High-Bay | High-Bay Luminaires for Commercial and Industrial Buildings | Premium | FALSE | [9 empty] | 42531 |  |  | No |  | 3.1 | 29630.447 | 123.8472 | 239.25 | 14.8 | 0.905 | 4000 | 84.15
PB751KDV | TechBrite LLC | TechBrite | UB4208SS2B4AFxxx | Indoor Luminaires | High-Bay | High-Bay Luminaires for Commercial and Industrial Buildings | Premium | FALSE | [9 empty] | 42531 |  |  | No |  | 3.1 | 26418.562 | 125.3847 | 210.7 | 14.8 | 0.905 | 4000 | 84.15
PBTV3VY8 | TechBrite LLC | TechBrite | UB4208SS2B4A9xxx | Indoor Luminaires | High-Bay | High-Bay Luminaires for Commercial and Industrial Buildings | Premium | FALSE | [9 empty] | 42531 |  |  | No |  | 3.1 | 26336.906 | 124.9972 | 210.7 | 14.8 | 0.905 | 4000 | 84.15
PXTW1B3E | TechBrite LLC | TechBrite | UB4208SS1B3E0xxx | Indoor Luminaires | High-Bay | High-Bay Luminaires for Commercial and Industrial Buildings | Premium | FALSE | [9 empty] | 42531 |  |  | No |  | 3.1 | 54430.18 | 145.8863 | 373.1 | 19.5 | 0.887 | 3000 | 83.9
PKE6UPD6 | TechBrite LLC | TechBrite | UB4208SS1B3D0xxx | Indoor Luminaires | High-Bay | High-Bay Luminaires for Commercial and Industrial Buildings | Premium | FALSE | [9 empty] | 42531 |  |  | No |  | 3.1 | 49881.824 | 143.4623 | 347.7 | 19.5 | 0.887 | 3000 | 83.9
P4Z3FMPN | TechBrite LLC | TechBrite | UB4208SS1B3EFxxx | Indoor Luminaires | High-Bay | High-Bay Luminaires for Commercial and Industrial Buildings | Premium | FALSE | [9 empty] | 42531 |  |  | No |  | 3.1 | 46423.49 | 124.4264 | 373.1 | 19.5 | 0.887 | 3000 | 83.9
PMJCXXUX | TechBrite LLC | TechBrite | UB4208SS1B3E9xxx | Indoor Luminaires | High-Bay | High-Bay Luminaires for Commercial and Industrial Buildings | Premium | FALSE | [9 empty] | 42531 |  |  | No |  | 3.1 | 46280 | 124.0418 | 373.1 | 19.5 | 0.887 | 3000 | 83.9
PZ6SWYVK | TechBrite LLC | TechBrite | UB4208SS1B3DFxxx | Indoor Luminaires | High-Bay | High-Bay Luminaires for Commercial and Industrial Buildings | Premium | FALSE | [9 empty] | 42531 |  |  | No |  | 3.1 | 42544.2 | 122.3589 | 347.7 | 19.5 | 0.887 | 3000 | 83.9
PJAM351R | TechBrite LLC | TechBrite | UB4208SS1B3D9xxx | Indoor Luminaires | High-Bay | High-Bay Luminaires for Commercial and Industrial Buildings | Premium | FALSE | [9 empty] | 42531 |  |  | No |  | 3.1 | 42412.7 | 121.9807 | 347.7 | 19.5 | 0.887 | 3000 | 83.9
PVTCVHB3 | TechBrite LLC | TechBrite | UB4208SS1B3C0xxx | Indoor Luminaires | High-Bay | High-Bay Luminaires for Commercial and Industrial Buildings | Premium | FALSE | [9 empty] | 42531 |  |  | No |  | 3.1 | 35208.453 | 147.6865 | 238.4 | 19.5 | 0.887 | 3000 | 83.9
PM9G8WGF | TechBrite LLC | TechBrite | UB4208SS1B3CFxxx | Indoor Luminaires | High-Bay | High-Bay Luminaires for Commercial and Industrial Buildings | Premium | FALSE | [9 empty] | 42531 |  |  | No |  | 3.1 | 30029.283 | 125.9618 | 238.4 | 19.5 | 0.887 | 3000 | 83.9
PZAX81GW | TechBrite LLC | TechBrite | UB4208SS1B3C9xxx | Indoor Luminaires | High-Bay | High-Bay Luminaires for Commercial and Industrial Buildings | Premium | FALSE | [9 empty] | 42531 |  |  | No |  | 3.1 | 29936.467 | 125.5724 | 238.4 | 19.5 | 0.887 | 3000 | 83.9
P6A756WF | TechBrite LLC | TechBrite | UB4208SS1B3B0xxx | Indoor Luminaires | High-Bay | High-Bay Luminaires for Commercial and Industrial Buildings | Premium | FALSE | [9 empty] | 42531 |  |  | No |  | 3.1 | 29614.312 | 150.5328 | 196.73 | 19.5 | 0.887 | 3000 | 83.9
P6DNUU6U | TechBrite LLC | TechBrite | UB4208SS1B3BFxxx | Indoor Luminaires | High-Bay | High-Bay Luminaires for Commercial and Industrial Buildings | Premium | FALSE | [9 empty] | 42531 |  |  | No |  | 3.1 | 25258.043 | 128.3894 | 196.73 | 19.5 | 0.887 | 3000 | 83.9
PVBBSKZS | TechBrite LLC | TechBrite | UB4208SS1B3B9xxx | Indoor Luminaires | High-Bay | High-Bay Luminaires for Commercial and Industrial Buildings | Premium | FALSE | [9 empty] | 42531 |  |  | No |  | 3.1 | 25179.973 | 127.9925 | 196.73 | 19.5 | 0.887 | 3000 | 83.9
PAXCNQJZ | TechBrite LLC | TechBrite | UB4208SS1B3A0xxx | Indoor Luminaires | High-Bay | High-Bay Luminaires for Commercial and Industrial Buildings | Premium | FALSE | [9 empty] | 42531 |  |  | No |  | 3.1 | 24909.922 | 153.8599 | 161.9 | 19.5 | 0.887 | 3000 | 83.9
PW6394B7 | TechBrite LLC | TechBrite | UB4208SS1B3AFxxx | Indoor Luminaires | High-Bay | High-Bay Luminaires for Commercial and Industrial Buildings | Premium | FALSE | [9 empty] | 42531 |  |  | No |  | 3.1 | 21245.668 | 131.2271 | 161.9 | 19.5 | 0.887 | 3000 | 83.9
PMHHB52W | TechBrite LLC | TechBrite | UB4208SS2B3E0xxx | Indoor Luminaires | High-Bay | High-Bay Luminaires for Commercial and Industrial Buildings | Premium | FALSE | [9 empty] | 42531 |  |  | No |  | 3.1 | 53454.01 | 138.3028 | 386.5 | 14.8 | 0.905 | 3000 | 83.8
P4WHV8WK | TechBrite LLC | TechBrite | UB4208SS2B3D0xxx | Indoor Luminaires | High-Bay | High-Bay Luminaires for Commercial and Industrial Buildings | Premium | FALSE | [9 empty] | 42531 |  |  | No |  | 3.1 | 50112.867 | 138.6708 | 361.38 | 14.8 | 0.905 | 3000 | 83.8
P5M35TYH | TechBrite LLC | TechBrite | UB4208SS2B3EFxxx | Indoor Luminaires | High-Bay | High-Bay Luminaires for Commercial and Industrial Buildings | Premium | FALSE | [9 empty] | 42531 |  |  | No |  | 3.1 | 45590.914 | 117.9584 | 386.5 | 14.8 | 0.905 | 3000 | 83.8
PXQ9BXFZ | TechBrite LLC | TechBrite | UB4208SS2B3DFxxx | Indoor Luminaires | High-Bay | High-Bay Luminaires for Commercial and Industrial Buildings | Premium | FALSE | [9 empty] | 42531 |  |  | No |  | 3.1 | 42741.254 | 118.2723 | 361.38 | 14.8 | 0.905 | 3000 | 83.8
PR2G5G2S | TechBrite LLC | TechBrite | UB4208SS2B3D9xxx | Indoor Luminaires | High-Bay | High-Bay Luminaires for Commercial and Industrial Buildings | Premium | FALSE | [9 empty] | 42531 |  |  | No |  | 3.1 | 42609.15 | 117.9068 | 361.38 | 14.8 | 0.905 | 3000 | 83.8
PA5S4FF3 | TechBrite LLC | TechBrite | UB4208SS2B3C0xxx | Indoor Luminaires | High-Bay | High-Bay Luminaires for Commercial and Industrial Buildings | Premium | FALSE | [9 empty] | 42531 |  |  | No |  | 3.1 | 38259.754 | 140.5007 | 272.31 | 14.8 | 0.905 | 3000 | 83.8
PNBUFAN6 | TechBrite LLC | TechBrite | UB4208SS2B3B0xxx | Indoor Luminaires | High-Bay | High-Bay Luminaires for Commercial and Industrial Buildings | Premium | FALSE | [9 empty] | 42531 |  |  | No |  | 3.1 | 33860.25 | 141.5266 | 239.25 | 14.8 | 0.905 | 3000 | 83.8
PRNQFEAT | TechBrite LLC | TechBrite | UB4208SS2B3CFxxx | Indoor Luminaires | High-Bay | High-Bay Luminaires for Commercial and Industrial Buildings | Premium | FALSE | [9 empty] | 42531 |  |  | No |  | 3.1 | 32631.736 | 119.833 | 272.31 | 14.8 | 0.905 | 3000 | 83.8
PUW9USZP | TechBrite LLC | TechBrite | UB4208SS2B3C9xxx | Indoor Luminaires | High-Bay | High-Bay Luminaires for Commercial and Industrial Buildings | Premium | FALSE | [9 empty] | 42531 |  |  | No |  | 3.1 | 32530.877 | 119.4627 | 272.31 | 14.8 | 0.905 | 3000 | 83.8
PK48ZC76 | TechBrite LLC | TechBrite | UB4208SS2B3A0xxx | Indoor Luminaires | High-Bay | High-Bay Luminaires for Commercial and Industrial Buildings | Premium | FALSE | [9 empty] | 42531 |  |  | No |  | 3.1 | 30096.549 | 142.8408 | 210.7 | 14.8 | 0.905 | 3000 | 83.8
P1ZBHDSD | TechBrite LLC | TechBrite | UB4208SS2B3BFxxx | Indoor Luminaires | High-Bay | High-Bay Luminaires for Commercial and Industrial Buildings | Premium | FALSE | [9 empty] | 42531 |  |  | No |  | 3.1 | 28879.4 | 120.708 | 239.25 | 14.8 | 0.905 | 3000 | 83.8
PD693Z1Z | TechBrite LLC | TechBrite | UB4208SS2B3B9xxx | Indoor Luminaires | High-Bay | High-Bay Luminaires for Commercial and Industrial Buildings | Premium | FALSE | [9 empty] | 42531 |  |  | No |  | 3.1 | 28790.137 | 120.335 | 239.25 | 14.8 | 0.905 | 3000 | 83.8
PS354Y52 | TechBrite LLC | TechBrite | UB4208SS2B3AFxxx | Indoor Luminaires | High-Bay | High-Bay Luminaires for Commercial and Industrial Buildings | Premium | FALSE | [9 empty] | 42531 |  |  | No |  | 3.1 | 25669.34 | 121.8289 | 210.7 | 14.8 | 0.905 | 3000 | 83.8
PCYHAR4B | TechBrite LLC | TechBrite | UB4208SS2B3A9xxx | Indoor Luminaires | High-Bay | High-Bay Luminaires for Commercial and Industrial Buildings | Premium | FALSE | [9 empty] | 42531 |  |  | No |  | 3.1 | 25590 | 121.4523 | 210.7 | 14.8 | 0.905 | 3000 | 83.8
PURN2TWY | Xiamen Holly Lite Co. Ltd. | Holly Lite | HBR1-X-150-25XX-STP | Indoor Luminaires | High-Bay | High-Bay Luminaires for Commercial and Industrial Buildings | Standard | FALSE | [9 empty] | 42531 |  |  | No |  | 4 | 17237.3 | 112.018 | 153.88 | 10.25 | 0.999 | 4919 | 73.3
P2JJZ19G | Xiamen Holly Lite Co. Ltd. | Holly Lite | HBR1-X-150-25XX-CTN | Indoor Luminaires | High-Bay | High-Bay Luminaires for Commercial and Industrial Buildings | Standard | FALSE | [9 empty] | 42531 |  |  | No |  | 4 | 17237.3 | 112.018 | 153.88 | 10.25 | 0.999 | 4919 | 73.3
PEKP3Q4W | Energy Solutions International | ESI | F-24VA-F4V-50 | Indoor Luminaires | High-Bay | High-Bay Luminaires for Commercial and Industrial Buildings | Premium | FALSE | [9 empty] | 42531 |  |  | Yes |  | 3.1 | 22168.64 | 116.8 | 189.8 | 14.55 | 0.955 | 5151 | 84.6
P1EJW135 | Energy Solutions International | ESI | F-24VA-F4H-50 | Indoor Luminaires | High-Bay | High-Bay Luminaires for Commercial and Industrial Buildings | Premium | FALSE | [9 empty] | 42531 |  |  | Yes |  | 3.1 | 21647.86 | 119.8 | 180.7 | 14.55 | 0.955 | 5151 | 84.6
PYBDDYZ7 | Energy Solutions International | ESI | F-24VA-F4M-50 | Indoor Luminaires | High-Bay | High-Bay Luminaires for Commercial and Industrial Buildings | Premium | FALSE | [9 empty] | 42531 |  |  | Yes |  | 3.1 | 19182.8 | 124 | 154.7 | 14.55 | 0.955 | 5151 | 84.6
PNVWEPAU | Energy Solutions International | ESI | F-24VA-F4N-50 | Indoor Luminaires | High-Bay | High-Bay Luminaires for Commercial and Industrial Buildings | Premium | FALSE | [9 empty] | 42531 |  |  | Yes |  | 3.1 | 15216.25 | 117.5 | 129.5 | 14.55 | 0.955 | 5151 | 84.6
PJZZ5FPJ | Energy Solutions International | ESI | F-24VA-F4L-50 | Indoor Luminaires | High-Bay | High-Bay Luminaires for Commercial and Industrial Buildings | Premium | FALSE | [9 empty] | 42531 |  |  | Yes |  | 3.1 | 12480 | 124.8 | 100 | 14.55 | 0.955 | 5151 | 84.6
PARWQZU2 | Energy Solutions International | ESI | F-22VA-F2V-50 | Indoor Luminaires | High-Bay | High-Bay Luminaires for Commercial and Industrial Buildings | Premium | FALSE | [9 empty] | 42531 |  |  | Yes |  | 3.1 | 11084.32 | 116.8 | 94.9 | 14.55 | 0.955 | 5151 | 84.6
PVBW5VFV | Energy Solutions International | ESI | F-22VA-F2H-50 | Indoor Luminaires | High-Bay | Low-Bay Luminaires for Commercial and Industrial Buildings | Premium | FALSE | [9 empty] | 42531 |  |  | Yes |  | 3.1 | 10299.52 | 121.6 | 84.7 | 14.55 | 0.955 | 5151 | 84.6
P5V5NUSZ | Energy Solutions International | ESI | F-22VA-F2M-50 | Indoor Luminaires | High-Bay | Low-Bay Luminaires for Commercial and Industrial Buildings | Premium | FALSE | [9 empty] | 42531 |  |  | Yes |  | 3.1 | 8855 | 126.5 | 70 | 14.55 | 0.955 | 5151 | 84.6
PFZKC737 | Energy Solutions International | ESI | F-22VA-F2N-50 | Indoor Luminaires | High-Bay | Low-Bay Luminaires for Commercial and Industrial Buildings | Premium | FALSE | [9 empty] | 42531 |  |  | Yes |  | 3.1 | 6732 | 122.4 | 55 | 14.55 | 0.955 | 5151 | 84.6
PUSA1KX6 | Energy Solutions International | ESI | F-24VA-F4V-40 | Indoor Luminaires | High-Bay | High-Bay Luminaires for Commercial and Industrial Buildings | Premium | FALSE | [9 empty] | 42531 |  |  | Yes |  | 3.1 | 22168.64 | 116.8 | 189.8 | 14.55 | 0.955 | 4000 | 83.74
PECZ2NZV | Energy Solutions International | ESI | F-24VA-F4H-40 | Indoor Luminaires | High-Bay | High-Bay Luminaires for Commercial and Industrial Buildings | Premium | FALSE | [9 empty] | 42531 |  |  | Yes |  | 3.1 | 21647.86 | 119.8 | 180.7 | 14.55 | 0.955 | 4000 | 83.74
P17VTFSK | Energy Solutions International | ESI | F-24VA-F4M-40 | Indoor Luminaires | High-Bay | High-Bay Luminaires for Commercial and Industrial Buildings | Premium | FALSE | [9 empty] | 42531 |  |  | Yes |  | 3.1 | 19182.8 | 124 | 154.7 | 14.55 | 0.955 | 4000 | 83.74
PW9Q6X4A | Energy Solutions International | ESI | F-24VA-F4N-40 | Indoor Luminaires | High-Bay | High-Bay Luminaires for Commercial and Industrial Buildings | Premium | FALSE | [9 empty] | 42531 |  |  | Yes |  | 3.1 | 15216.25 | 117.5 | 129.5 | 14.55 | 0.955 | 4000 | 83.74
PUJT9KES | Energy Solutions International | ESI | F-24VA-F4L-40 | Indoor Luminaires | High-Bay | High-Bay Luminaires for Commercial and Industrial Buildings | Premium | FALSE | [9 empty] | 42531 |  |  | Yes |  | 3.1 | 12480 | 124.8 | 100 | 14.55 | 0.955 | 4000 | 83.74
PDRZNMHQ | Energy Solutions International | ESI | F-22VA-F2V-40 | Indoor Luminaires | High-Bay | High-Bay Luminaires for Commercial and Industrial Buildings | Premium | FALSE | [9 empty] | 42531 |  |  | Yes |  | 3.1 | 11084.32 | 116.8 | 94.9 | 14.55 | 0.955 | 4000 | 83.74
PNGY6X7C | Energy Solutions International | ESI | F-22VA-F2H-40 | Indoor Luminaires | High-Bay | Low-Bay Luminaires for Commercial and Industrial Buildings | Premium | FALSE | [9 empty] | 42531 |  |  | Yes |  | 3.1 | 10299.52 | 121.6 | 84.7 | 14.55 | 0.955 | 4000 | 83.74
PDJKRC1P | Energy Solutions International | ESI | F-22VA-F2M-40 | Indoor Luminaires | High-Bay | Low-Bay Luminaires for Commercial and Industrial Buildings | Premium | FALSE | [9 empty] | 42531 |  |  | Yes |  | 3.1 | 8855 | 126.5 | 70 | 14.55 | 0.955 | 4000 | 83.74
PZMJVDYE | Energy Solutions International | ESI | F-22VA-F2N-40 | Indoor Luminaires | High-Bay | Low-Bay Luminaires for Commercial and Industrial Buildings | Premium | FALSE | [9 empty] | 42531 |  |  | Yes |  | 3.1 | 6732 | 122.4 | 55 | 14.55 | 0.955 | 4000 | 83.74
PQ5TQ5SB | Energy Solutions International | ESI | F-22VA-F2L-40 | Indoor Luminaires | High-Bay | Low-Bay Luminaires for Commercial and Industrial Buildings | Premium | FALSE | [9 empty] | 42531 |  |  | Yes |  | 3.1 | 5571.36 | 127.2 | 43.8 | 14.55 | 0.955 | 4000 | 83.74
PB5NSMZY | Energy Solutions International | ESI | F-24VA-F4V-35 | Indoor Luminaires | High-Bay | High-Bay Luminaires for Commercial and Industrial Buildings | Premium | FALSE | [9 empty] | 42531 |  |  | Yes |  | 3.1 | 22168.64 | 116.8 | 189.8 | 14.55 | 0.955 | 3567 | 83.3
PKCCXKS7 | Energy Solutions International | ESI | F-24VA-F4H-35 | Indoor Luminaires | High-Bay | High-Bay Luminaires for Commercial and Industrial Buildings | Premium | FALSE | [9 empty] | 42531 |  |  | Yes |  | 3.1 | 21647.86 | 119.8 | 180.7 | 14.55 | 0.955 | 3567 | 83.3
PFGPBD71 | Energy Solutions International | ESI | F-24VA-F4M-35 | Indoor Luminaires | High-Bay | High-Bay Luminaires for Commercial and Industrial Buildings | Premium | FALSE | [9 empty] | 42531 |  |  | Yes |  | 3.1 | 19182.8 | 124 | 154.7 | 14.55 | 0.955 | 3567 | 83.3
P28TMZYU | Energy Solutions International | ESI | F-24VA-F4N-35 | Indoor Luminaires | High-Bay | High-Bay Luminaires for Commercial and Industrial Buildings | Premium | FALSE | [9 empty] | 42531 |  |  | Yes |  | 3.1 | 15216.25 | 117.5 | 129.5 | 14.55 | 0.955 | 3567 | 83.3
PBXUQ3MJ | Energy Solutions International | ESI | F-24VA-F4L-35 | Indoor Luminaires | High-Bay | High-Bay Luminaires for Commercial and Industrial Buildings | Premium | FALSE | [9 empty] | 42531 |  |  | Yes |  | 3.1 | 12480 | 124.8 | 100 | 14.55 | 0.955 | 3567 | 83.3
PUH4136Y | Energy Solutions International | ESI | F-22VA-F2H-35 | Indoor Luminaires | High-Bay | Low-Bay Luminaires for Commercial and Industrial Buildings | Premium | FALSE | [9 empty] | 42531 |  |  | Yes |  | 3.1 | 10299.52 | 121.6 | 84.7 | 14.55 | 0.955 | 3567 | 83.3
P8JKNHVH | Energy Solutions International | ESI | F-22VA-F2M-35 | Indoor Luminaires | High-Bay | Low-Bay Luminaires for Commercial and Industrial Buildings | Premium | FALSE | [9 empty] | 42531 |  |  | Yes |  | 3.1 | 8855 | 126.5 | 70 | 14.55 | 0.955 | 3567 | 83.3
PA5N8CFQ | Energy Solutions International | ESI | F-22VA-F2N-35 | Indoor Luminaires | High-Bay | Low-Bay Luminaires for Commercial and Industrial Buildings | Premium | FALSE | [9 empty] | 42531 |  |  | Yes |  | 3.1 | 6732 | 122.4 | 55 | 14.55 | 0.955 | 3567 | 83.3
PEE14Z99 | Lumen Focus LLC | PBL | PBL-4-LW-UV-850-HH-OOO | Indoor Luminaires | High-Bay | High-Bay Luminaires for Commercial and Industrial Buildings | Standard | FALSE | [9 empty] | 42531 | Dimmable | Continuous Below 10 | Yes |  | 3.1 | 16450 | 120.5 | 136.5 | 10.9 | 0.979 | 5000 | 84
PAT9G44G | Lumen Focus LLC | PBL | PBL-4-MD-UV-850-HH-OOO | Indoor Luminaires | High-Bay | High-Bay Luminaires for Commercial and Industrial Buildings | Standard | FALSE | [9 empty] | 42531 | Dimmable | Continuous Below 10 | Yes |  | 3.1 | 20608.4 | 132.9 | 155 | 10.8 | 0.98 | 5000 | 84
PWJSF4EM | Lumen Focus LLC | PBL | PBL-2-LW-UV-850-HH-OOO | Indoor Luminaires | High-Bay | High-Bay Luminaires for Commercial and Industrial Buildings | Standard | FALSE | [9 empty] | 42531 | Dimmable | Continuous Below 10 | Yes |  | 3.1 | 9737 | 134.6 | 72.3 | 10.8 | 0.98 | 5000 | 84
P6AUTNRX | Lumen Focus LLC | PBL | PBL-4-LW-UV-840-HH-OOO | Indoor Luminaires | High-Bay | High-Bay Luminaires for Commercial and Industrial Buildings | Standard | FALSE | [9 empty] | 42531 | Dimmable | Continuous Below 10 | Yes |  | 3.1 | 15793.3 | 115.7 | 136.5 | 10.9 | 0.979 | 4000 | 84
P673Q4U4 | Lumen Focus LLC | PBL | PBL-4-MD-UV-840-HH-OOO | Indoor Luminaires | High-Bay | High-Bay Luminaires for Commercial and Industrial Buildings | Standard | FALSE | [9 empty] | 42531 | Dimmable | Continuous Below 10 | Yes |  | 3.1 | 19785.5 | 127.6 | 155 | 10.8 | 0.98 | 4000 | 84
PCSH3KM2 | Lumen Focus LLC | PBL | PBL-2-LW-UV-840-HH-OOO | Indoor Luminaires | High-Bay | High-Bay Luminaires for Commercial and Industrial Buildings | Standard | FALSE | [9 empty] | 42531 | Dimmable | Continuous Below 10 | Yes |  | 3.1 | 9348.3 | 129.3 | 72.3 | 10.8 | 0.98 | 4000 | 84
PHU2H9BV | Lumen Focus LLC | PBL | PBL-4-MD-UV-835-HH-OOO | Indoor Luminaires | High-Bay | High-Bay Luminaires for Commercial and Industrial Buildings | Standard | FALSE | [9 empty] | 42531 | Dimmable | Continuous Below 10 | Yes |  | 3.1 | 19135 | 123.5 | 155 | 10.8 | 0.98 | 3500 | 84
P9WXWF3B | ShenZhen Ruizi Light Electricity Technology Co.Ltd. | ERVAN | H03CO-10DC-R320 | Indoor Luminaires | High-Bay | High-Bay Luminaires for Commercial and Industrial Buildings | Standard | FALSE | [9 empty] | 42531 | Not Dimmable | Not Dimmable | No |  | 3.1 | 13279 | 129.05 | 102.9 | 14.68 | 0.9 | 5000 | 74.2
PMZUCVK9 | ShenZhen Ruizi Light Electricity Technology Co.Ltd. | ERVAN | H03CO-12DC-R320 | Indoor Luminaires | High-Bay | High-Bay Luminaires for Commercial and Industrial Buildings | Standard | FALSE | [9 empty] | 42531 | Not Dimmable | Not Dimmable | No |  | 4 | 15528 | 125.63 | 123.6 | 14.06 | 0.92 | 5000 | 73.9
PM77NT26 | ShenZhen Ruizi Light Electricity Technology Co.Ltd. | ERVAN | H03CO-24DC-R380 | Indoor Luminaires | High-Bay | High-Bay Luminaires for Commercial and Industrial Buildings | Standard | FALSE | [9 empty] | 42531 | Not Dimmable | Not Dimmable | No |  | 4 | 28502 | 122.27 | 233.1 | 11.39 | 0.93 | 5000 | 72.7
P8KAZ7Y3 | ShenZhen Ruizi Light Electricity Technology Co.Ltd. | ERVAN | H03CO-20DC-R380 | Indoor Luminaires | High-Bay | High-Bay Luminaires for Commercial and Industrial Buildings | Standard | FALSE | [9 empty] | 42531 | Not Dimmable | Not Dimmable | No |  | 4 | 25124 | 129.44 | 194.1 | 12.15 | 0.91 | 5000 | 72.6
P5Z4UBA9 | ShenZhen Ruizi Light Electricity Technology Co.Ltd. | ERVAN | H03ZT-10DC-R320 | Indoor Luminaires | High-Bay | High-Bay Luminaires for Commercial and Industrial Buildings | Standard | FALSE | [9 empty] | 42531 | Dimmable | Continuous Below 10 | No |  | 3.1 | 13279 | 129.05 | 102.9 | 14.68 | 0.9 | 5000 | 74.2
PE86WZHC | ShenZhen Ruizi Light Electricity Technology Co.Ltd. | ERVAN | H03ZT-12DC-R320 | Indoor Luminaires | High-Bay | High-Bay Luminaires for Commercial and Industrial Buildings | Standard | FALSE | [9 empty] | 42531 | Dimmable | Continuous Below 10 | No |  | 4 | 15528 | 125.63 | 123.6 | 14.06 | 0.92 | 5000 | 73.9
PCW6T7E3 | ShenZhen Ruizi Light Electricity Technology Co.Ltd. | ERVAN | H03ZT-24DC-R380 | Indoor Luminaires | High-Bay | High-Bay Luminaires for Commercial and Industrial Buildings | Standard | FALSE | [9 empty] | 42531 | Dimmable | Continuous Below 10 | No |  | 4 | 28502 | 122.27 | 233.1 | 11.39 | 0.93 | 5000 | 72.7
P6XFA59U | ShenZhen Ruizi Light Electricity Technology Co.Ltd. | ERVAN | H03ZT-20DC-R380 | Indoor Luminaires | High-Bay | High-Bay Luminaires for Commercial and Industrial Buildings | Standard | FALSE | [9 empty] | 42531 | Dimmable | Continuous Below 10 | No |  | 4 | 25124 | 129.44 | 194.1 | 12.15 | 0.91 | 5000 | 72.6
PFQP6448 | ShenZhen Ruizi Light Electricity Technology Co.Ltd. | ERVAN | H03CO-20NC-R380 | Indoor Luminaires | High-Bay | High-Bay Luminaires for Commercial and Industrial Buildings | Standard | FALSE | [9 empty] | 42531 | Not Dimmable | Not Dimmable | No |  | 4 | 24198 | 124.92 | 193.7 | 12.19 | 0.91 | 4000 | 75.8
PMHB873P | ShenZhen Ruizi Light Electricity Technology Co.Ltd. | ERVAN | H03CO-12NC-R320 | Indoor Luminaires | High-Bay | High-Bay Luminaires for Commercial and Industrial Buildings | Standard | FALSE | [9 empty] | 42531 | Not Dimmable | Not Dimmable | No |  | 4 | 15159 | 123.09 | 123.2 | 14.17 | 0.92 | 4000 | 75.5
PVMS7N14 | ShenZhen Ruizi Light Electricity Technology Co.Ltd. | ERVAN | H03CO-24NC-R380 | Indoor Luminaires | High-Bay | High-Bay Luminaires for Commercial and Industrial Buildings | Standard | FALSE | [9 empty] | 42531 | Not Dimmable | Not Dimmable | No |  | 4 | 28223 | 121.81 | 231.7 | 11.56 | 0.93 | 4000 | 75.4
PCZGR8MX | ShenZhen Ruizi Light Electricity Technology Co.Ltd. | ERVAN | H03CO-10NC-R320 | Indoor Luminaires | High-Bay | High-Bay Luminaires for Commercial and Industrial Buildings | Standard | FALSE | [9 empty] | 42531 | Not Dimmable | Not Dimmable | No |  | 3.1 | 13138 | 128.11 | 102.6 | 14.72 | 0.9 | 4000 | 75.3
PYUMWJVW | ShenZhen Ruizi Light Electricity Technology Co.Ltd. | ERVAN | H03ZT-20NC-R380 | Indoor Luminaires | High-Bay | High-Bay Luminaires for Commercial and Industrial Buildings | Standard | FALSE | [9 empty] | 42531 | Dimmable | Continuous Below 10 | No |  | 4 | 24198 | 124.92 | 193.7 | 12.19 | 0.91 | 4000 | 75.8
PHMX4R1T | ShenZhen Ruizi Light Electricity Technology Co.Ltd. | ERVAN | H03ZT-12NC-R320 | Indoor Luminaires | High-Bay | High-Bay Luminaires for Commercial and Industrial Buildings | Standard | FALSE | [9 empty] | 42531 | Dimmable | Continuous Below 10 | No |  | 4 | 15159 | 123.09 | 123.2 | 14.17 | 0.92 | 4000 | 75.5
PRMBUQY6 | ShenZhen Ruizi Light Electricity Technology Co.Ltd. | ERVAN | H03ZT-24NC-R380 | Indoor Luminaires | High-Bay | High-Bay Luminaires for Commercial and Industrial Buildings | Standard | FALSE | [9 empty] | 42531 | Dimmable | Continuous Below 10 | No |  | 4 | 28223 | 121.81 | 231.7 | 11.56 | 0.93 | 4000 | 75.4
PBUZZ85T | ShenZhen Ruizi Light Electricity Technology Co.Ltd. | ERVAN | H03ZT-10NC-R320 | Indoor Luminaires | High-Bay | High-Bay Luminaires for Commercial and Industrial Buildings | Standard | FALSE | [9 empty] | 42531 | Dimmable | Continuous Below 10 | No |  | 3.1 | 13138 | 128.11 | 102.6 | 14.72 | 0.9 | 4000 | 75.3
PXB8C2Y9 | ShenZhen Ruizi Light Electricity Technology Co.Ltd. | ERVAN | H03CO-20WC-R380 | Indoor Luminaires | High-Bay | High-Bay Luminaires for Commercial and Industrial Buildings | Standard | FALSE | [9 empty] | 42531 | Not Dimmable | Not Dimmable | No |  | 4 | 23271 | 120.39 | 193.3 | 12.19 | 0.91 | 3000 | 75.8
PW66YP4E | ShenZhen Ruizi Light Electricity Technology Co.Ltd. | ERVAN | H03CO-12WC-R320 | Indoor Luminaires | High-Bay | High-Bay Luminaires for Commercial and Industrial Buildings | Standard | FALSE | [9 empty] | 42531 | Not Dimmable | Not Dimmable | No |  | 4 | 14789 | 120.53 | 122.7 | 14.17 | 0.92 | 3000 | 75.5
PHMTD7CW | ShenZhen Ruizi Light Electricity Technology Co.Ltd. | ERVAN | H03CO-24WC-R380 | Indoor Luminaires | High-Bay | High-Bay Luminaires for Commercial and Industrial Buildings | Standard | FALSE | [9 empty] | 42531 | Not Dimmable | Not Dimmable | No |  | 4 | 27943 | 121.33 | 230.3 | 11.56 | 0.93 | 3000 | 75.4
PEPA3PX5 | ShenZhen Ruizi Light Electricity Technology Co.Ltd. | ERVAN | H03CO-10WC-R320 | Indoor Luminaires | High-Bay | High-Bay Luminaires for Commercial and Industrial Buildings | Standard | FALSE | [9 empty] | 42531 | Not Dimmable | Not Dimmable | No |  | 3.1 | 12996 | 127.16 | 102.2 | 14.72 | 0.9 | 3000 | 75.3
PVXVZZYK | Eaton's Crouse-Hinds Business | Champ | [VMV/PVM]/7L[ [ /2X/3X/20X/25X/2HA]]R3[ /A1/A2/B1/B2]/[UNV1/UNV34] | Indoor Luminaires | High-Bay | Specialty: Hazardous Environment High-Bay | Standard | TRUE | 6499 | 104.9 | 61.89 | 14 | 0.988 | 4849 | 74 | 5 | 50000 | 42530 |  |  | No |  | 4 | 6702 | 108.3 | 61.89 | 14 | 0.99 | 5000 | 70
PQXE3WVW | P.Q.L. Inc. | Superior Life | 55212 | Indoor Luminaires | High-Bay | High-Bay Luminaires for Commercial and Industrial Buildings | Premium | TRUE | 37301 | 116.8 | 319.2 | 8.6 | 0.971 | 4189 | 84 | 5 | 50000 | 42530 |  |  | No |  | 3.1 | 38558.4 | 120.5 | 320 | 8.6 | 0.971 | 4000 | 80
PTX4HW5N | K-B Lighting Mfg.Co. Inc |  | HBL-314-LED-35-C | Indoor Luminaires | High-Bay | High-Bay Luminaires for Commercial and Industrial Buildings | Standard | TRUE | 15156 | 102.2 | 148.35 | 9.8 | 0.9704 | 3643 | 84.1 | 5 | 50000 | 42530 |  |  | No |  | 3 | 15156 | 102.2 | 148.35 | 9.34 | 0.9942 | 3643 | 84.1
PWPDV3PD | K-B Lighting Mfg.Co. Inc |  | HBL-314-LED-50-C | Indoor Luminaires | High-Bay | High-Bay Luminaires for Commercial and Industrial Buildings | Standard | TRUE | 15987 | 108.9 | 146.86 | 9.8 | 0.9699 | 5070 | 84.4 | 5 | 50000 | 42530 |  |  | No |  | 3 | 15987 | 108.9 | 146.86 | 9.32 | 0.9942 | 5070 | 84.4
PXKV7BK2 | Spring Lighting Group Inc | SLG | SLHB200WUNV40KH[BLANK M]AL[BLANK B] | Indoor Luminaires | High-Bay | High-Bay Luminaires for Commercial and Industrial Buildings | Standard | TRUE | 24414 | 120.68 | 202 | 10.4 | 0.9567 | 3884 | 83.8 | 5 | 50000 | 42530 |  |  | Yes |  | 3.1 | 24400 | 122 | 200 | 10 | 0.9 | 4000 | 82
PE9NGQT6 | Spring Lighting Group Inc | SLG | SLHB105WUNV40KH[BLANK M]AL[BLANK B] | Indoor Luminaires | High-Bay | High-Bay Luminaires for Commercial and Industrial Buildings | Standard | TRUE | 13027.97 | 122.93 | 105.98 | 10.57 | 0.955 | 3973 | 83.1 | 5 | 50000 | 42530 |  |  | Yes |  | 3.1 | 13000 | 124 | 105 | 10 | 0.9 | 4000 | 82
PVQ5WUAA | Spring Lighting Group Inc | SLG | SLHB200WUNV40KH[BLANK M]MD[BLANK B] | Indoor Luminaires | High-Bay | High-Bay Luminaires for Commercial and Industrial Buildings | Standard | TRUE | 24507.38 | 121.12 | 202.34 | 10.17 | 0.9532 | 4007 | 82.9 | 5 | 100000 | 42530 |  |  | Yes |  | 3.1 | 24500 | 123 | 200 | 10 | 0.9 | 4000 | 82
PZYNF5ER | Spring Lighting Group Inc | SLG | SLHB320WUNV40KH[BLANK M]PD[BLANK B] | Indoor Luminaires | High-Bay | High-Bay Luminaires for Commercial and Industrial Buildings | Standard | TRUE | 35896.46 | 106.275 | 337.77 | 12.04 | 0.9522 | 4145 | 82.4 | 5 | 50000 | 42530 |  |  | No |  | 3 | 35000 | 109 | 320 | 12.04 | 0.9 | 4000 | 82
PVF36QPZ | Spring Lighting Group Inc | SLG | SLHB105WUNV40KH[BLANK M]PD[BLANK B] | Indoor Luminaires | High-Bay | High-Bay Luminaires for Commercial and Industrial Buildings | Standard | TRUE | 13028.27 | 126.26 | 103.19 | 21.64 | 0.9493 | 4034 | 82.8 | 5 | 50000 | 42530 |  |  | No |  | 3.1 | 13000 | 124 | 105 | 20 | 0.9 | 4000 | 80
PVRW4G3D | K-B Lighting Mfg.Co. Inc |  | EHB-6-LED-35-F | Indoor Luminaires | High-Bay | High-Bay Luminaires for Commercial and Industrial Buildings | Standard | TRUE | 9490.5 | 98.1 | 96.7 | 10.24 | 0.9484 | 3614 | 83.9 | 5 | 50000 | 42530 |  |  | No |  | 3 | 9490.5 | 98.1 | 96.7 | 9.3 | 0.9959 | 3614 | 83.9
PQW6EZBE | K-B Lighting Mfg.Co. Inc |  | EHB-6-LED-50-F | Indoor Luminaires | High-Bay | High-Bay Luminaires for Commercial and Industrial Buildings | Standard | TRUE | 10061 | 104.4 | 96.34 | 10.55 | 0.9481 | 5322 | 85 | 5 | 50000 | 42530 |  |  | No |  | 3 | 10061 | 104.4 | 96.34 | 9.3 | 0.9958 | 5322 | 85
P9CVFGZS | IGT Lighting Inc | IGT | IGTHB-0210040C | Indoor Luminaires | High-Bay | High-Bay Luminaires for Commercial and Industrial Buildings | Premium | TRUE | 12980 | 136.87 | 94.84 | 10.43 | 0.9471 | 4041 | 74.7 | 5 | 50000 | 42530 |  |  | No |  | 3.1 | 12980 | 136.87 | 94.84 | 10.43 | 0.9471 | 4000 | 74.7
PN8PTTTG | Spring Lighting Group Inc | SLG | SLHB80WUNV40KH[BLANK M]PD[BLANK B] | Indoor Luminaires | High-Bay | Low-Bay Luminaires for Commercial and Industrial Buildings | Standard | TRUE | 9082.06 | 109.79 | 82.72 | 12.1 | 0.9451 | 3965 | 83.1 | 5 | 50000 | 42530 |  |  | No |  | 3 | 8800 | 110 | 80 | 12.1 | 0.9 | 4000 | 82
P8HZBZY8 | Spring Lighting Group Inc | SLG | SLHB200WUNV40KH[BLANK M]PD[BLANK B] | Indoor Luminaires | High-Bay | High-Bay Luminaires for Commercial and Industrial Buildings | Standard | TRUE | 20564.7 | 97.3 | 211.35 | 13.34 | 0.9423 | 4140 | 82.5 | 5 | 50000 | 42530 |  |  | No |  | 3 | 20000 | 100 | 200 | 13.34 | 0.9 | 4000 | 82
PJRP2WEZ | Spring Lighting Group Inc | SLG | SLHB320WUNV40KH[BLANK M]MD[BLANK B] | Indoor Luminaires | High-Bay | High-Bay Luminaires for Commercial and Industrial Buildings | Standard | TRUE | 42406.6 | 131.15 | 323.34 | 14.12 | 0.9419 | 4029 | 83.2 | 5 | 100000 | 42530 |  |  | Yes |  | 3.1 | 42400 | 133 | 320 | 15 | 0.9 | 4000 | 82
PCUDY8UU | Spring Lighting Group Inc | SLG | SLHB320WUNV40KH[BLANK M]AL[BLANK B] | Indoor Luminaires | High-Bay | High-Bay Luminaires for Commercial and Industrial Buildings | Standard | TRUE | 42420.77 | 130.48 | 325.1 | 14.96 | 0.9409 | 3930 | 84 | 5 | 50000 | 42530 |  |  | Yes |  | 3.1 | 42400 | 133 | 320 | 15 | 0.9 | 4000 | 82
PGWN1P5M | Spring Lighting Group Inc | SLG | SLHB160WUNV40KH[BLANK M]PD[BLANK B] | Indoor Luminaires | High-Bay | High-Bay Luminaires for Commercial and Industrial Buildings | Standard | TRUE | 17618.6 | 106.71 | 165.1 | 12.31 | 0.9404 | 3957 | 83.3 | 5 | 50000 | 42530 |  |  | No |  | 3 | 17600 | 110 | 160 | 12.31 | 0.9 | 4000 | 82
PZCWNETA | Spring Lighting Group Inc | SLG | SLHB160WUNV40KH[BLANK M]MD[BLANK B] | Indoor Luminaires | High-Bay | High-Bay Luminaires for Commercial and Industrial Buildings | Standard | TRUE | 22007.54 | 132.6 | 165.97 | 14.36 | 0.9403 | 3973 | 83.1 | 5 | 100000 | 42530 |  |  | Yes |  | 3.1 | 22000 | 138 | 160 | 15 | 0.9 | 4000 | 82
PRN6E897 | Spring Lighting Group Inc | SLG | SLHB160WUNV40KH[BLANK M]AL[BLANK B] | Indoor Luminaires | High-Bay | High-Bay Luminaires for Commercial and Industrial Buildings | Standard | TRUE | 21935.21 | 136.15 | 161.11 | 14.51 | 0.939 | 3977 | 83.2 | 5 | 50000 | 42530 |  |  | Yes |  | 3.1 | 21900 | 137 | 160 | 15 | 0.9 | 4000 | 82
PD1E49DW | Spring Lighting Group Inc | SLG | SLHB80WUNV40KH[BLANK M]AL[BLANK B] | Indoor Luminaires | High-Bay | High-Bay Luminaires for Commercial and Industrial Buildings | Standard | TRUE | 10554.08 | 134.95 | 78.21 | 14.98 | 0.935 | 3943 | 83.2 | 5 | 50000 | 42530 |  |  | Yes |  | 3.1 | 10500 | 131 | 80 | 15 | 0.9 | 4000 | 82
PNQF38W2 | IGT Lighting Inc | IGT | IGTHB-0215040C | Indoor Luminaires | High-Bay | High-Bay Luminaires for Commercial and Industrial Buildings | Premium | TRUE | 18765 | 129.86 | 144.5 | 14.12 | 0.9324 | 3885 | 71.5 | 5 | 50000 | 42530 |  |  | No |  | 3.1 | 18765 | 129.86 | 144.5 | 14.12 | 0.9324 | 4000 | 71.5
P2MMY89A | K-B Lighting Mfg.Co. Inc |  | SENTRY-4-LED | Indoor Luminaires | High-Bay | Low-Bay Luminaires for Commercial and Industrial Buildings | Standard | TRUE | 6124.3 | 118.57 | 51.65 | 14.76 | 0.93 | 4170 | 83.8 | 5 |  | 42530 |  |  | NotYetVerified |  | 3
PPN4EPFW | Spring Lighting Group Inc | SLG | SLHB80WUNV40KH[BLANK M]MD[BLANK B] | Indoor Luminaires | High-Bay | High-Bay Luminaires for Commercial and Industrial Buildings | Standard | TRUE | 11006.7 | 140.89 | 78.12 | 16.25 | 0.9243 | 3943 | 82.9 | 5 | 100000 | 42530 |  |  | Yes |  | 3.1 | 11000 | 138 | 80 | 15 | 0.9 | 4000 | 82
PENV5J84 | Spring Lighting Group Inc | SLG | SLHB105WUNV40KH[BLANK M]MD[BLANK B] | Indoor Luminaires | High-Bay | High-Bay Luminaires for Commercial and Industrial Buildings | Standard | TRUE | 13328.07 | 134.37 | 99.19 | 23.64 | 0.9237 | 3974 | 82.9 | 5 | 100000 | 42530 |  |  | Yes |  | 3.1 | 13300 | 127 | 105 | 20 | 0.9 | 4000 | 82
PPXPQFEE | IGT Lighting Inc | IGT | IGTHB-0224057C | Indoor Luminaires | High-Bay | High-Bay Luminaires for Commercial and Industrial Buildings | Premium | TRUE | 28318.4 | 124.31 | 227.8 | 14.77 | 0.9123 | 3856 | 71.9 | 5 | 50000 | 42530 |  |  | No |  | 3.1 | 28340 | 123.81 | 228.9 | 14.88 | 0.9176 | 5700 | 75.1
PMBG9D67 | Entegrity Energy Partners LLC | entegrity | ENLED-LHB-195W-DM-L50K728B | Indoor Luminaires | High-Bay | High-Bay Luminaires for Commercial and Industrial Buildings | Premium | TRUE | 26275 | 136.28 | 192.8 | 12.26 | 0.911 | 4879 | 85.4 | 5 | 50000 | 42530 |  |  | No |  | 3 | 26275 | 136.28 | 192.8 | 12.26 | 0.911 | 5000 | 85.4
PCFZH52T | IGT Lighting Inc | IGT | IGTHB-0224040C-HV | Indoor Luminaires | High-Bay | High-Bay Luminaires for Commercial and Industrial Buildings | Premium | TRUE | 18372 | 126.01 | 145.8 | 13.29 | 0.9044 | 5455 | 77 | 5 | 50000 | 42530 |  |  | No |  | 3.1 | 27798 | 120.03 | 231.6 | 12.7 | 0.9102 | 4000 | 72
PXRY9Q8K | IGT Lighting Inc | IGT | IGTHB-0215040C-HV | Indoor Luminaires | High-Bay | High-Bay Luminaires for Commercial and Industrial Buildings | Premium | TRUE | 18227 | 124.08 | 146.9 | 13.27 | 0.9043 | 3913 | 71.5 | 5 | 50000 | 42530 |  |  | No |  | 3.1 | 17943 | 122.56 | 146.4 | 13.79 | 0.9033 | 4000 | 71.5
PYYW984Z | IGT Lighting Inc | IGT | IGTHB-0210040C-HV | Indoor Luminaires | High-Bay | High-Bay Luminaires for Commercial and Industrial Buildings | Premium | TRUE | 12265 | 125.08 | 98.06 | 13.15 | 0.9021 | 3959 | 70.6 | 5 | 50000 | 42530 |  |  | No |  | 3.1 | 12329 | 125.49 | 98.25 | 13.15 | 0.9021 | 4000 | 70.6
PF9DC77C | Entegrity Energy Partners LLC | entegrity | ENLED-LHB-195W-L50K728B | Indoor Luminaires | High-Bay | High-Bay Luminaires for Commercial and Industrial Buildings | Premium | FALSE | [9 empty] | 42530 |  |  | No |  | 3 | 26275 | 136.28 | 192.8 | 12.26 | 0.911 | 5000 | 85.4
PHNCYSKF | IGT Lighting Inc | IGT | IGTHB-0210050C | Indoor Luminaires | High-Bay | High-Bay Luminaires for Commercial and Industrial Buildings | Premium | FALSE | [9 empty] | 42530 |  |  | No |  | 3.1 | 13450 | 139.31 | 96.55 | 10.63 | 0.9404 | 5000 | 75.3
PJE16RUJ | IGT Lighting Inc | IGT | IGTHB-0215050C | Indoor Luminaires | High-Bay | High-Bay Luminaires for Commercial and Industrial Buildings | Premium | FALSE | [9 empty] | 42530 |  |  | No |  | 3.1 | 19055.85 | 131.87 | 144.5 | 14.12 | 0.9324 | 5000 | 71.5
P5D4Q8VW | IGT Lighting Inc | IGT | IGTHB-0220050C | Indoor Luminaires | High-Bay | High-Bay Luminaires for Commercial and Industrial Buildings | Premium | FALSE | [9 empty] | 42530 |  |  | No | Product updated on 9/6/16 | 3.1 | 24247.09 | 127.54 | 190.1 | 13.61 | 0.9153 | 5000 | 71.4
PYNAF9Z5 | IGT Lighting Inc | IGT | IGTHB-0215050C-HV | Indoor Luminaires | High-Bay | High-Bay Luminaires for Commercial and Industrial Buildings | Premium | FALSE | [9 empty] | 42530 |  |  | No |  | 3.1 | 18871.79 | 130.06 | 145.1 | 14.76 | 0.9031 | 5000 | 70.7
PYA81G1G | IGT Lighting Inc | IGT | IGTHB-0210050C-HV | Indoor Luminaires | High-Bay | High-Bay Luminaires for Commercial and Industrial Buildings | Premium | FALSE | [9 empty] | 42530 |  |  | No |  | 3.1 | 12612.5 | 128.37 | 98.25 | 13.15 | 0.9021 | 5000 | 70.6
PZYJMEAJ | IGT Lighting Inc | IGT | IGTHB-0220050C-HV | Indoor Luminaires | High-Bay | High-Bay Luminaires for Commercial and Industrial Buildings | Premium | FALSE | [9 empty] | 42530 |  |  | No |  | 3.1 | 25238.67 | 126.19 | 200 | 13.29 | 0.9044 | 5000 | 70
PVY5Y2S8 | P.Q.L. Inc. | Superior Life | 55215 | Indoor Luminaires | High-Bay | High-Bay Luminaires for Commercial and Industrial Buildings | Premium | FALSE | [9 empty] | 42530 |  |  | No |  | 3.1 | 39360 | 123 | 320 | 8.6 | 0.971 | 5000 | 80
P1VH4CXK | K-B Lighting Mfg.Co. Inc |  | EHB-10-LED-50-C | Indoor Luminaires | High-Bay | High-Bay Luminaires for Commercial and Industrial Buildings | Standard | FALSE | [9 empty] | 42530 |  |  | No |  | 3 | 17806 | 120 | 148.33 | 10.24 | 0.994 | 5356 | 85.6
PKU5BCS8 | K-B Lighting Mfg.Co. Inc |  | EHB-8-LED-50-C | Indoor Luminaires | High-Bay | High-Bay Luminaires for Commercial and Industrial Buildings | Standard | FALSE | [9 empty] | 42530 |  |  | No |  | 3 | 14643 | 119.2 | 122.86 | 10.42 | 0.9953 | 5356 | 85.5
P51RDFUP | K-B Lighting Mfg.Co. Inc |  | EHB-10-LED-50-F | Indoor Luminaires | High-Bay | High-Bay Luminaires for Commercial and Industrial Buildings | Standard | FALSE | [9 empty] | 42530 |  |  | No |  | 3 | 16178 | 109.2 | 148.19 | 10.21 | 0.994 | 5327 | 85.2
PYRD3EAU | K-B Lighting Mfg.Co. Inc |  | EHB-6-LED-50-C | Indoor Luminaires | High-Bay | High-Bay Luminaires for Commercial and Industrial Buildings | Standard | FALSE | [9 empty] | 42530 |  |  | No |  | 3 | 11361 | 117.8 | 96.47 | 9.16 | 0.9958 | 5322 | 85.3
P6AN436G | K-B Lighting Mfg.Co. Inc |  | EHB-8-LED-50-F | Indoor Luminaires | High-Bay | High-Bay Luminaires for Commercial and Industrial Buildings | Standard | FALSE | [9 empty] | 42530 |  |  | No |  | 3 | 13286 | 108.1 | 122.87 | 9.45 | 0.9952 | 5313 | 85.1
PZY89K26 | K-B Lighting Mfg.Co. Inc |  | HBL-314-LED-50-L | Indoor Luminaires | High-Bay | High-Bay Luminaires for Commercial and Industrial Buildings | Standard | FALSE | [9 empty] | 42530 |  |  | No |  | 3 | 16086 | 109.4 | 147.09 | 9.31 | 0.9942 | 5060 | 84.1
PTQ7G8YP | K-B Lighting Mfg.Co. Inc |  | EHB-10-LED-40-C | Indoor Luminaires | High-Bay | High-Bay Luminaires for Commercial and Industrial Buildings | Standard | FALSE | [9 empty] | 42530 |  |  | No |  | 3 | 17080.3 | 115.1 | 148.4 | 10.2 | 0.994 | 4206.8 | 84.7
PK18CW84 | K-B Lighting Mfg.Co. Inc |  | EHB-8-LED-40-C | Indoor Luminaires | High-Bay | High-Bay Luminaires for Commercial and Industrial Buildings | Standard | FALSE | [9 empty] | 42530 |  |  | No |  | 3 | 14024 | 113.9 | 123.1 | 10.4 | 0.9952 | 4203.4 | 84.6
PP297R3Q | K-B Lighting Mfg.Co. Inc |  | EHB-10-LED-40-F | Indoor Luminaires | High-Bay | High-Bay Luminaires for Commercial and Industrial Buildings | Standard | FALSE | [9 empty] | 42530 |  |  | No |  | 3 | 15524.3 | 104.6 | 148.5 | 10.2 | 0.994 | 4194.4 | 84.3
P4GU69UG | K-B Lighting Mfg.Co. Inc |  | EHB-6-LED-40-C | Indoor Luminaires | High-Bay | High-Bay Luminaires for Commercial and Industrial Buildings | Standard | FALSE | [9 empty] | 42530 |  |  | No |  | 3 | 10750.7 | 111.3 | 96.6 | 9.3 | 0.9959 | 4191.4 | 84.6
PDK58UUX | K-B Lighting Mfg.Co. Inc |  | EHB-6-LED-40-F | Indoor Luminaires | High-Bay | High-Bay Luminaires for Commercial and Industrial Buildings | Standard | FALSE | [9 empty] | 42530 |  |  | No |  | 3 | 9680.5 | 100.2 | 96.6 | 9.3 | 0.9958 | 4182.8 | 84.3
P3R77R8S | K-B Lighting Mfg.Co. Inc |  | EHB-8-LED-40-F | Indoor Luminaires | High-Bay | High-Bay Luminaires for Commercial and Industrial Buildings | Standard | FALSE | [9 empty] | 42530 |  |  | No |  | 3 | 12779.7 | 103.9 | 123 | 10.1 | 0.9952 | 4177.8 | 84.2
P9Q96TN2 | K-B Lighting Mfg.Co. Inc |  | HBL-314-LED-40-C | Indoor Luminaires | High-Bay | High-Bay Luminaires for Commercial and Industrial Buildings | Standard | FALSE | [9 empty] | 42530 |  |  | No |  | 3 | 15433 | 104.4 | 147.85 | 9.33 | 0.9942 | 4118 | 84.2
PS1G1UPD | K-B Lighting Mfg.Co. Inc |  | HBL-314-LED-40-L | Indoor Luminaires | High-Bay | High-Bay Luminaires for Commercial and Industrial Buildings | Standard | FALSE | [9 empty] | 42530 |  |  | No |  | 3 | 15514 | 104.9 | 147.88 | 9.35 | 0.9942 | 4110 | 83.8
P6JKKG1G | K-B Lighting Mfg.Co. Inc |  | HBL-314-LED-35-L | Indoor Luminaires | High-Bay | High-Bay Luminaires for Commercial and Industrial Buildings | Standard | FALSE | [9 empty] | 42530 |  |  | No |  | 3 | 15229 | 102.7 | 148.27 | 9.37 | 0.9942 | 3635 | 83.7
PSVFRN28 | K-B Lighting Mfg.Co. Inc |  | EHB-10-LED-35-C | Indoor Luminaires | High-Bay | High-Bay Luminaires for Commercial and Industrial Buildings | Standard | FALSE | [9 empty] | 42530 |  |  | No |  | 3 | 16718 | 112.6 | 148.48 | 10.19 | 0.994 | 3633 | 84.2
P7ZUZAF5 | K-B Lighting Mfg.Co. Inc |  | EHB-10-LED-35-F | Indoor Luminaires | High-Bay | High-Bay Luminaires for Commercial and Industrial Buildings | Standard | FALSE | [9 empty] | 42530 |  |  | No |  | 3 | 15198 | 102.3 | 148.61 | 10.16 | 0.994 | 3629 | 83.8
PCAP2H3A | K-B Lighting Mfg.Co. Inc |  | EHB-8-LED-35-C | Indoor Luminaires | High-Bay | High-Bay Luminaires for Commercial and Industrial Buildings | Standard | FALSE | [9 empty] | 42530 |  |  | No |  | 3 | 13715 | 111.3 | 123.19 | 10.39 | 0.9952 | 3628 | 84.2
P5MNBKDN | K-B Lighting Mfg.Co. Inc |  | EHB-6-LED-35-C | Indoor Luminaires | High-Bay | High-Bay Luminaires for Commercial and Industrial Buildings | Standard | FALSE | [9 empty] | 42530 |  |  | No |  | 3 | 10446 | 108.1 | 96.61 | 9.3 | 0.9959 | 3627 | 84.2
PY7WAA72 | K-B Lighting Mfg.Co. Inc |  | EHB-8-LED-35-F | Indoor Luminaires | High-Bay | High-Bay Luminaires for Commercial and Industrial Buildings | Standard | FALSE | [9 empty] | 42530 |  |  | No |  | 3 | 12527 | 101.8 | 123.1 | 10.45 | 0.9952 | 3611 | 83.8
PAMADPYG | Eaton's Crouse-Hinds Business | Champ | [VMV/PVM]/7L[ /2X/3X/20X/25X/2HA]/[UNV1/UNV34] | Indoor Luminaires | High-Bay | Specialty: Hazardous Environment High-Bay | Standard | FALSE | [9 empty] | 42530 |  |  | No |  | 3 | 7280 | 117.6 | 61.95 | 14 | 0.99 | 5000 | 70
P7ZZZGWC | Eaton's Crouse-Hinds Business | Champ | [VMV/PVM]/7L[ /2X/3X/20X/25X/2HA]R1[ /A/B]/[UNV1/UNV34] | Indoor Luminaires | High-Bay | Specialty: Hazardous Environment High-Bay | Standard | FALSE | [9 empty] | 42530 |  |  | No |  | 3 | 6913 | 111.6 | 61.96 | 14 | 0.99 | 5000 | 70
P3CN2WUR | Spring Lighting Group Inc | SLG | SLHB105WUNV50KH[BLANK M]MD[BLANK B] | Indoor Luminaires | High-Bay | High-Bay Luminaires for Commercial and Industrial Buildings | Standard | FALSE | [9 empty] | 42530 | Dimmable | Continuous Below 10 | Yes |  | 3.1 | 13600 | 130 | 105 | 20 | 0.9 | 5000 | 82
PYFSADHQ | Spring Lighting Group Inc | SLG | SLHB320WUNV50KH[BLANK M]AL[BLANK B] | Indoor Luminaires | High-Bay | High-Bay Luminaires for Commercial and Industrial Buildings | Standard | FALSE | [9 empty] | 42530 | Dimmable | Continuous Below 10 | Yes |  | 3.1 | 43800 | 137 | 320 | 15 | 0.9 | 5000 | 82
PTGJJ3WF | Spring Lighting Group Inc | SLG | SLHB320WUNV50KH[BLANK M]MD[BLANK B] | Indoor Luminaires | High-Bay | High-Bay Luminaires for Commercial and Industrial Buildings | Standard | FALSE | [9 empty] | 42530 | Dimmable | Continuous Below 10 | Yes |  | 3.1 | 43800 | 137 | 320 | 15 | 0.9 | 5000 | 82
PZHVHNGZ | Spring Lighting Group Inc | SLG | SLHB160WUNV50KH[BLANK M]AL[BLANK B] | Indoor Luminaires | High-Bay | High-Bay Luminaires for Commercial and Industrial Buildings | Standard | FALSE | [9 empty] | 42530 | Dimmable | Continuous Below 10 | Yes |  | 3.1 | 22200 | 139 | 160 | 15 | 0.9 | 5000 | 82
P9AXS1RM | Spring Lighting Group Inc | SLG | SLHB160WUNV50KH[BLANK M]MD[BLANK B] | Indoor Luminaires | High-Bay | High-Bay Luminaires for Commercial and Industrial Buildings | Standard | FALSE | [9 empty] | 42530 | Dimmable | Continuous Below 10 | Yes |  | 3.1 | 22200 | 139 | 160 | 15 | 0.9 | 5000 | 82
PQW4WQMW | Spring Lighting Group Inc | SLG | SLHB80WUNV50KH[BLANK M]MD[BLANK B] | Indoor Luminaires | High-Bay | High-Bay Luminaires for Commercial and Industrial Buildings | Standard | FALSE | [9 empty] | 42530 | Dimmable | Continuous Below 10 | Yes |  | 3.1 | 11500 | 144 | 80 | 15 | 0.9 | 5000 | 82
PAACW8DF | Spring Lighting Group Inc | SLG | SLHB80WUNV50KH[BLANK M]AL[BLANK B] | Indoor Luminaires | High-Bay | High-Bay Luminaires for Commercial and Industrial Buildings | Standard | FALSE | [9 empty] | 42530 | Dimmable | Continuous Below 10 | Yes |  | 3.1 | 11000 | 138 | 80 | 15 | 0.9 | 5000 | 82
PBRNPGR3 | Spring Lighting Group Inc | SLG | SLHB200WUNV50KH[BLANK M]PD[BLANK B] | Indoor Luminaires | High-Bay | High-Bay Luminaires for Commercial and Industrial Buildings | Standard | FALSE | [9 empty] | 42530 | Dimmable | Continuous Below 10 | No |  | 3 | 20000 | 100 | 200 | 13.34 | 0.9 | 5000 | 82
PVBB2WQW | Spring Lighting Group Inc | SLG | SLHB160WUNV50KH[BLANK M]PD[BLANK B] | Indoor Luminaires | High-Bay | High-Bay Luminaires for Commercial and Industrial Buildings | Standard | FALSE | [9 empty] | 42530 | Dimmable | Continuous Below 10 | No |  | 3 | 18000 | 113 | 160 | 12.31 | 0.9 | 5000 | 82
PYTECUQA | Spring Lighting Group Inc | SLG | SLHB80WUNV50KH[BLANK M]PD[BLANK B] | Indoor Luminaires | High-Bay | Low-Bay Luminaires for Commercial and Industrial Buildings | Standard | FALSE | [9 empty] | 42530 | Dimmable | Continuous Below 10 | No |  | 3 | 8900 | 111 | 80 | 12.1 | 0.9 | 5000 | 82
P73MEVZ9 | Spring Lighting Group Inc | SLG | SLHB320WUNV50KH[BLANK M]PD[BLANK B] | Indoor Luminaires | High-Bay | High-Bay Luminaires for Commercial and Industrial Buildings | Standard | FALSE | [9 empty] | 42530 | Dimmable | Continuous Below 10 | No |  | 3 | 36000 | 112 | 320 | 12.04 | 0.9 | 5000 | 82
PYTQUJDW | Spring Lighting Group Inc | SLG | SLHB200WUNV50KH[BLANK M]MD[BLANK B] | Indoor Luminaires | High-Bay | High-Bay Luminaires for Commercial and Industrial Buildings | Standard | FALSE | [9 empty] | 42530 | Dimmable | Continuous Below 10 | Yes |  | 3.1 | 25800 | 129 | 200 | 10 | 0.9 | 5000 | 82
P398EGD2 | Spring Lighting Group Inc | SLG | SLHB200WUNV50KH[BLANK M]AL[BLANK B] | Indoor Luminaires | High-Bay | High-Bay Luminaires for Commercial and Industrial Buildings | Standard | FALSE | [9 empty] | 42530 | Dimmable | Continuous Below 10 | Yes |  | 3.1 | 24800 | 124 | 200 | 10 | 0.9 | 5000 | 82
PNYV1KEB | Spring Lighting Group Inc | SLG | SLHB105WUNV50KH[BLANK M]AL[BLANK B] | Indoor Luminaires | High-Bay | High-Bay Luminaires for Commercial and Industrial Buildings | Standard | FALSE | [9 empty] | 42530 | Dimmable | Continuous Below 10 | Yes |  | 3.1 | 13200 | 126 | 105 | 10 | 0.9 | 5000 | 82
PUHZEMXC | Spring Lighting Group Inc | SLG | SLHB105WUNV50KH[BLANK M]PD[BLANK B] | Indoor Luminaires | High-Bay | High-Bay Luminaires for Commercial and Industrial Buildings | Standard | FALSE | [9 empty] | 42530 | Dimmable | Continuous Below 10 | No |  | 3.1 | 13200 | 125 | 105 | 20 | 0.9 | 5000 | 80
PNJQB7DY | National Lighting Conduit | Omnibrite | OBHBD-110-UNV-40 | Indoor Luminaires | High-Bay | High-Bay Luminaires for Commercial and Industrial Buildings | Premium | TRUE | 13274.03 | 124.16 | 105.23 | 7.8 | 0.977 | 4022 | 83.5 | 5 | 90000 | 42529 |  |  | No |  | 3 | 14300 | 130 | 110 | 20 | 0.9 | 4000 | 80
PDX4FBX6 | National Lighting Conduit | Omnibrite | OBHBC-110-UNV-40 | Indoor Luminaires | High-Bay | High-Bay Luminaires for Commercial and Industrial Buildings | Premium | TRUE | 12990.16 | 124.15 | 105 | 7.6 | 0.977 | 3980 | 83.6 | 5 | 90000 | 42529 | Not Dimmable | Not Dimmable | No |  | 3 | 14300 | 130 | 110 | 20 | 0.9 | 4000 | 80
PJJ9GHNK | National Lighting Conduit | Omnibrite | OBHBC-220-UNV-40 | Indoor Luminaires | High-Bay | High-Bay Luminaires for Commercial and Industrial Buildings | Premium | TRUE | 26036.27 | 124.76 | 209.49 | 8 | 0.976 | 4010 | 83.7 | 5 | 90000 | 42529 |  |  | No |  | 3 | 28600 | 130 | 220 | 20 | 0.9 | 4000 | 80
PR3TEKXT | National Lighting Conduit | Omnibrite | OBHBD-160-UNV-40 | Indoor Luminaires | High-Bay | High-Bay Luminaires for Commercial and Industrial Buildings | Premium | TRUE | 19271.71 | 124.05 | 155.98 | 5 | 0.976 | 4039 | 83.6 | 5 | 90000 | 42529 |  |  | No |  | 3 | 21450 | 130 | 165 | 20 | 0.9 | 4000 | 80
P7JNPRW8 | National Lighting Conduit | Omnibrite | OBHBC-160-UNV-40 | Indoor Luminaires | High-Bay | High-Bay Luminaires for Commercial and Industrial Buildings | Premium | TRUE | 19446.51 | 124.87 | 155.74 | 7.69 | 0.975 | 4006 | 83.6 | 5 | 90000 | 42529 | Not Dimmable | Not Dimmable | No |  | 3 | 21450 | 130 | 165 | 20 | 0.9 | 4000 | 80
PH16P9QV | IKIO LED LIGHTING | IKIO LED LIGHTING | IK-HB-160W Linear A 4000k | Indoor Luminaires | High-Bay | High-Bay Luminaires for Commercial and Industrial Buildings | Standard | TRUE | 18520 | 116.7 | 158.7 | 8.8 | 0.972 | 4121 | 84.25 | 5 | 50000 | 42529 |  |  | No |  | 3.1 | 18520 | 116.7 | 158.7 | 20 | 0.9 | 4000 | 84
P4RHBKC3 | IKIO LED LIGHTING | IKIO LED LIGHTING | IK-HB-320W Linear B 4000k | Indoor Luminaires | High-Bay | High-Bay Luminaires for Commercial and Industrial Buildings | Standard | TRUE | 37301 | 116.8 | 319.2 | 8.6 | 0.971 | 4189 | 84 | 5 | 50000 | 42529 |  |  | No |  | 3.1 | 37301 | 116.8 | 319.2 | 20 | 0.9 | 4000 | 84
PV45S29Y | IKIO LED LIGHTING | IKIO LED LIGHTING | IK-HB-220W Linear A 4000k | Indoor Luminaires | High-Bay | High-Bay Luminaires for Commercial and Industrial Buildings | Standard | TRUE | 25161 | 117.1 | 214.9 | 9.2 | 0.969 | 4197 | 84 | 5 | 50000 | 42529 |  |  | No |  | 3.1 | 25161 | 117.1 | 214.9 | 20 | 0.9 | 4000 | 84
PYRUQDZS | IKIO LED LIGHTING | IKIO LED LIGHTING | IK-HB-110W Linear A 4000k | Indoor Luminaires | High-Bay | High-Bay Luminaires for Commercial and Industrial Buildings | Standard | TRUE | 12282 | 115.2 | 106.6 | 15.2 | 0.963 | 4092 | 84 | 5 | 50000 | 42529 |  |  | No |  | 3.1 | 12282 | 115.2 | 106.6 | 20 | 0.9 | 4000 | 84
PUDFEJ6H | Xiamen Holly Lite Co. Ltd. | Holly Lite | HBR2-X-200-25XX-NON | Indoor Luminaires | High-Bay | High-Bay Luminaires for Commercial and Industrial Buildings | Standard | TRUE | 23140.19 | 115.12 | 201.01 | 11.03 | 0.949 | 4866 | 73.4 | 5 | 50000 | 42529 |  |  | No |  | 3.1 | 23140.19 | 115.12 | 201.01 | 11.03 | 0.998 | 4866 | 73.4
PRBKKNZW | Led Lighting Center LLC | OptimalLED | HBAN24010W40 | Indoor Luminaires | High-Bay | High-Bay Luminaires for Commercial and Industrial Buildings | Standard | TRUE | 29892.676 | 124 | 241 | 11.8 | 0.945 | 4004 | 84 | 5 | 50000 | 42529 |  |  | No |  | 3.1 | 29892.6 | 124 | 241 | 11.8 | 0.942 | 4004 | 84
P6A2Y8C1 | Led Lighting Center LLC | OptimalLED | HBAN15010W40 | Indoor Luminaires | High-Bay | High-Bay Luminaires for Commercial and Industrial Buildings | Standard | TRUE | 19060.66 | 126.1 | 151.1 | 10.3 | 0.943 | 4004 | 84 | 5 | 50000 | 42529 |  |  | No |  | 3.1 | 19060.6 | 126.1 | 151.1 | 10.3 | 0.943 | 4004 | 84
PYDHJGHV | Grandlite International Corp | Grandlite International | LED-467A-L9-4K | Indoor Luminaires | High-Bay | High-Bay Luminaires for Commercial and Industrial Buildings | Standard | TRUE | 26278 | 123 | 214.04 | 11 | 0.93 | 3983 | 74 | 5 | 50000 | 42529 |  |  | No |  | 3.1 | 26278 | 123 | 214.04 | 5 | 1 | 3983 | 74
PWFBFZK6 | Nebulite Technology Inc. | Nebulite | HBB-150W-30K-XX-XXX | Indoor Luminaires | High-Bay | High-Bay Luminaires for Commercial and Industrial Buildings | Standard | TRUE | 15734 | 107.8 | 147.9 | 12.1 | 0.9295 | 2955 | 82.7 | 5 | 50000 | 42529 |  |  | No |  | 3 | 15734 | 106.67 | 147.5 | 12.1 | 0.9295 | 3000 | 82.7
P98ZDVMJ | Led Lighting Center LLC | OptimalLED | HBAN20010W40 | Indoor Luminaires | High-Bay | High-Bay Luminaires for Commercial and Industrial Buildings | Standard | TRUE | 25222.63 | 124.7 | 202.2 | 15.5 | 0.927 | 3982 | 84.1 | 5 | 50000 | 42529 |  |  | No |  | 3.1 | 25222.6 | 124.7 | 202.2 | 15.5 | 0.927 | 4004 | 84.1
P1S9TXBY | Nebulite Technology Inc. | Nebulite | HBB-200W-30K-XX-XXX | Indoor Luminaires | High-Bay | High-Bay Luminaires for Commercial and Industrial Buildings | Standard | TRUE | 19653 | 97.75 | 201.9 | 15.1 | 0.9194 | 2960 | 82.8 | 5 | 50000 | 42529 |  |  | NotYetVerified |  | 3 | 19653 | 97.75 | 201.1 | 15.1 | 0.9194 | 3000 | 82.8
P7GNYKZJ | IKIO LED LIGHTING | IKIO LED LIGHTING | IK-HB-320W Linear B 5500k | Indoor Luminaires | High-Bay | High-Bay Luminaires for Commercial and Industrial Buildings | Standard | FALSE | [9 empty] | 42529 |  |  | No |  | 3.1 | 37301 | 116.8 | 319.2 | 20 | 0.9 | 5500 | 84
P2YEEABW | IKIO LED LIGHTING | IKIO LED LIGHTING | IK-HB-220W Linear B 5500k | Indoor Luminaires | High-Bay | High-Bay Luminaires for Commercial and Industrial Buildings | Standard | FALSE | [9 empty] | 42529 |  |  | No |  | 3.1 | 25161 | 117.1 | 214.9 | 20 | 0.9 | 5500 | 84
P8NQMYCW | IKIO LED LIGHTING | IKIO LED LIGHTING | IK-HB-160W Linear B 5500k | Indoor Luminaires | High-Bay | High-Bay Luminaires for Commercial and Industrial Buildings | Standard | FALSE | [9 empty] | 42529 |  |  | No |  | 3.1 | 18520 | 116.7 | 158.7 | 20 | 0.9 | 5500 | 84
P67ZCVCN | IKIO LED LIGHTING | IKIO LED LIGHTING | IK-HB-110W Linear B 5500k | Indoor Luminaires | High-Bay | High-Bay Luminaires for Commercial and Industrial Buildings | Standard | FALSE | [9 empty] | 42529 |  |  | No |  | 3.1 | 12282 | 115.2 | 106.6 | 20 | 0.9 | 5500 | 84
PVUD7DCP | IKIO LED LIGHTING | IKIO LED LIGHTING | IK-HB-320W Linear B 5500k | Indoor Luminaires | High-Bay | High-Bay Luminaires for Commercial and Industrial Buildings | Standard | FALSE | [9 empty] | 42529 |  |  | No |  | 3.1 | 37301 | 116.8 | 319.2 | 20 | 0.9 | 5500 | 84
PY4GAPD9 | IKIO LED LIGHTING | IKIO LED LIGHTING | IK-HB-220W Linear B 5500k | Indoor Luminaires | High-Bay | High-Bay Luminaires for Commercial and Industrial Buildings | Standard | FALSE | [9 empty] | 42529 |  |  | No |  | 3.1 | 25161 | 117.1 | 214.9 | 20 | 0.9 | 5500 | 84
P9H6J6G5 | IKIO LED LIGHTING | IKIO LED LIGHTING | IK-HB-160W Linear A 5500k | Indoor Luminaires | High-Bay | High-Bay Luminaires for Commercial and Industrial Buildings | Standard | FALSE | [9 empty] | 42529 |  |  | No |  | 3.1 | 18520 | 116.7 | 158.7 | 20 | 0.9 | 5500 | 84
PSC513HB | IKIO LED LIGHTING | IKIO LED LIGHTING | IK-HB-110W Linear A 5500k | Indoor Luminaires | High-Bay | High-Bay Luminaires for Commercial and Industrial Buildings | Standard | FALSE | [9 empty] | 42529 |  |  | No |  | 3.1 | 12282 | 115.2 | 106.6 | 20 | 0.9 | 5500 | 84
PNTSRW9Y | IKIO LED LIGHTING | IKIO LED LIGHTING | IK-HB-320W Linear B 5000k | Indoor Luminaires | High-Bay | High-Bay Luminaires for Commercial and Industrial Buildings | Standard | FALSE | [9 empty] | 42529 |  |  | No |  | 3.1 | 37301 | 116.8 | 319.2 | 20 | 0.9 | 5000 | 84
PETC262M | IKIO LED LIGHTING | IKIO LED LIGHTING | IK-HB-220W Linear B 5000k | Indoor Luminaires | High-Bay | High-Bay Luminaires for Commercial and Industrial Buildings | Standard | FALSE | [9 empty] | 42529 |  |  | No |  | 3.1 | 25161 | 117.1 | 214.9 | 20 | 0.9 | 5000 | 84
PUFBCG87 | IKIO LED LIGHTING | IKIO LED LIGHTING | IK-HB-160W Linear B 5000k | Indoor Luminaires | High-Bay | High-Bay Luminaires for Commercial and Industrial Buildings | Standard | FALSE | [9 empty] | 42529 |  |  | No |  | 3.1 | 18520 | 116.7 | 158.7 | 20 | 0.9 | 5000 | 84
PAYTZV94 | IKIO LED LIGHTING | IKIO LED LIGHTING | IK-HB-110W Linear B 5000k | Indoor Luminaires | High-Bay | High-Bay Luminaires for Commercial and Industrial Buildings | Standard | FALSE | [9 empty] | 42529 |  |  | No |  | 3.1 | 12282 | 115.2 | 106.6 | 20 | 0.9 | 5000 | 84
PTMXYURW | IKIO LED LIGHTING | IKIO LED LIGHTING | IK-HB-320W Linear B 5000k | Indoor Luminaires | High-Bay | High-Bay Luminaires for Commercial and Industrial Buildings | Standard | FALSE | [9 empty] | 42529 |  |  | No |  | 3.1 | 37301 | 116.8 | 319.2 | 20 | 0.9 | 5000 | 84
P56KE68P | IKIO LED LIGHTING | IKIO LED LIGHTING | IK-HB-220W Linear B 5000k | Indoor Luminaires | High-Bay | High-Bay Luminaires for Commercial and Industrial Buildings | Standard | FALSE | [9 empty] | 42529 |  |  | No |  | 3.1 | 25161 | 117.1 | 214.9 | 20 | 0.9 | 5000 | 84
P34SQFBR | IKIO LED LIGHTING | IKIO LED LIGHTING | IK-HB-160W Linear A 5000k | Indoor Luminaires | High-Bay | High-Bay Luminaires for Commercial and Industrial Buildings | Standard | FALSE | [9 empty] | 42529 |  |  | No |  | 3.1 | 18520 | 116.7 | 158.7 | 20 | 0.9 | 5000 | 84
PVZEJHM2 | IKIO LED LIGHTING | IKIO LED LIGHTING | IK-HB-110W Linear A 5000k | Indoor Luminaires | High-Bay | High-Bay Luminaires for Commercial and Industrial Buildings | Standard | FALSE | [9 empty] | 42529 |  |  | No |  | 3.1 | 12282 | 115.2 | 106.6 | 20 | 0.9 | 5000 | 84
PHE9662V | IKIO LED LIGHTING | IKIO LED LIGHTING | IK-HB-320W Linear B 4500k | Indoor Luminaires | High-Bay | High-Bay Luminaires for Commercial and Industrial Buildings | Standard | FALSE | [9 empty] | 42529 |  |  | No |  | 3.1 | 37301 | 116.8 | 319.2 | 20 | 0.9 | 4500 | 84
PM4C447Q | IKIO LED LIGHTING | IKIO LED LIGHTING | IK-HB-220W Linear B 4500k | Indoor Luminaires | High-Bay | High-Bay Luminaires for Commercial and Industrial Buildings | Standard | FALSE | [9 empty] | 42529 |  |  | No |  | 3.1 | 25161 | 117.1 | 214.9 | 20 | 0.9 | 4500 | 84
PUK27A2P | IKIO LED LIGHTING | IKIO LED LIGHTING | IK-HB-160W Linear B 4500k | Indoor Luminaires | High-Bay | High-Bay Luminaires for Commercial and Industrial Buildings | Standard | FALSE | [9 empty] | 42529 |  |  | No |  | 3.1 | 18520 | 116.7 | 158.7 | 20 | 0.9 | 4500 | 84
PYNYSHHP | IKIO LED LIGHTING | IKIO LED LIGHTING | IK-HB-110W Linear B 4500k | Indoor Luminaires | High-Bay | High-Bay Luminaires for Commercial and Industrial Buildings | Standard | FALSE | [9 empty] | 42529 |  |  | No |  | 3.1 | 12282 | 115.2 | 106.6 | 20 | 0.9 | 4500 | 84
P875SFWZ | IKIO LED LIGHTING | IKIO LED LIGHTING | IK-HB-320W Linear B 4500k | Indoor Luminaires | High-Bay | High-Bay Luminaires for Commercial and Industrial Buildings | Standard | FALSE | [9 empty] | 42529 |  |  | No |  | 3.1 | 37301 | 116.8 | 319.2 | 20 | 0.9 | 4500 | 84
PQA2EGG5 | IKIO LED LIGHTING | IKIO LED LIGHTING | IK-HB-220W Linear B 4500k | Indoor Luminaires | High-Bay | High-Bay Luminaires for Commercial and Industrial Buildings | Standard | FALSE | [9 empty] | 42529 |  |  | No |  | 3.1 | 25161 | 117.1 | 214.9 | 20 | 0.9 | 4500 | 84
PEEXHEYM | IKIO LED LIGHTING | IKIO LED LIGHTING | IK-HB-160W Linear A 4500k | Indoor Luminaires | High-Bay | High-Bay Luminaires for Commercial and Industrial Buildings | Standard | FALSE | [9 empty] | 42529 |  |  | No |  | 3.1 | 18520 | 116.7 | 158.7 | 20 | 0.9 | 4500 | 84
PB6YHHQC | IKIO LED LIGHTING | IKIO LED LIGHTING | IK-HB-110W Linear A 4500k | Indoor Luminaires | High-Bay | High-Bay Luminaires for Commercial and Industrial Buildings | Standard | FALSE | [9 empty] | 42529 |  |  | No |  | 3.1 | 12282 | 115.2 | 106.6 | 20 | 0.9 | 4500 | 84
PFNR62FD | IKIO LED LIGHTING | IKIO LED LIGHTING | IK-HB-320W Linear B 4000k | Indoor Luminaires | High-Bay | High-Bay Luminaires for Commercial and Industrial Buildings | Standard | FALSE | [9 empty] | 42529 |  |  | No |  | 3.1 | 37301 | 116.8 | 319.2 | 20 | 0.9 | 4000 | 84
P8AQJ1YV | IKIO LED LIGHTING | IKIO LED LIGHTING | IK-HB-220W Linear B 4000k | Indoor Luminaires | High-Bay | High-Bay Luminaires for Commercial and Industrial Buildings | Standard | FALSE | [9 empty] | 42529 |  |  | No |  | 3.1 | 25161 | 117.1 | 214.9 | 20 | 0.9 | 4000 | 84
P5EBTSYW | IKIO LED LIGHTING | IKIO LED LIGHTING | IK-HB-160W Linear B 4000k | Indoor Luminaires | High-Bay | High-Bay Luminaires for Commercial and Industrial Buildings | Standard | FALSE | [9 empty] | 42529 |  |  | No |  | 3.1 | 18520 | 116.7 | 158.7 | 20 | 0.9 | 4000 | 84
PKH4U11C | IKIO LED LIGHTING | IKIO LED LIGHTING | IK-HB-110W Linear B 4000k | Indoor Luminaires | High-Bay | High-Bay Luminaires for Commercial and Industrial Buildings | Standard | FALSE | [9 empty] | 42529 |  |  | No |  | 3.1 | 12282 | 115.2 | 106.6 | 20 | 0.9 | 4000 | 84
P4KHEDNY | National Lighting Conduit | Omnibrite | OBHBC-220-UNV-50 | Indoor Luminaires | High-Bay | High-Bay Luminaires for Commercial and Industrial Buildings | Premium | FALSE | [9 empty] | 42529 | Not Dimmable | Not Dimmable | No |  | 3 | 29370 | 133.5 | 220 | 20 | 0.9 | 5000 | 80
PFVDYEKD | National Lighting Conduit | Omnibrite | OBHBD-160-UNV-50 | Indoor Luminaires | High-Bay | High-Bay Luminaires for Commercial and Industrial Buildings | Premium | FALSE | [9 empty] | 42529 |  |  | No |  | 3 | 22020 | 133.5 | 165 | 20 | 0.9 | 5000 | 80
P8AR1B8V | National Lighting Conduit | Omnibrite | OBHBC-160-UNV-50 | Indoor Luminaires | High-Bay | High-Bay Luminaires for Commercial and Industrial Buildings | Premium | FALSE | [9 empty] | 42529 | Not Dimmable | Not Dimmable | No |  | 3 | 22020 | 133.5 | 165 | 20 | 0.9 | 5000 | 80
PAFZPKVJ | National Lighting Conduit | Omnibrite | OBHBC-110-UNV-50 | Indoor Luminaires | High-Bay | High-Bay Luminaires for Commercial and Industrial Buildings | Premium | FALSE | [9 empty] | 42529 | Not Dimmable | Not Dimmable | No |  | 3 | 14680 | 133.5 | 110 | 20 | 0.9 | 5000 | 80
PA2G14ZH | National Lighting Conduit | Omnibrite | OBHBD-110-UNV-50 | Indoor Luminaires | High-Bay | High-Bay Luminaires for Commercial and Industrial Buildings | Premium | FALSE | [9 empty] | 42529 | Not Dimmable | Not Dimmable | No |  | 3 | 14680 | 133.5 | 110 | 20 | 0.9 | 5000 | 80
PBCVN1RM | Led Lighting Center LLC | OptimalLED | HBAN24010W57 | Indoor Luminaires | High-Bay | High-Bay Luminaires for Commercial and Industrial Buildings | Standard | FALSE | [9 empty] | 42529 |  |  | No |  | 3.1 | 31507.4 | 128.7 | 244.8 | 11.9 | 0.945 | 5864 | 84.3
P7JFNZJ5 | Led Lighting Center LLC | OptimalLED | HBAN15010W57 | Indoor Luminaires | High-Bay | High-Bay Luminaires for Commercial and Industrial Buildings | Standard | FALSE | [9 empty] | 42529 |  |  | No |  | 3.1 | 20143.3 | 131.7 | 152.9 | 10.4 | 0.945 | 5830 | 84.2
PSNSPYY8 | Led Lighting Center LLC | OptimalLED | HBAN20010W57 | Indoor Luminaires | High-Bay | High-Bay Luminaires for Commercial and Industrial Buildings | Standard | FALSE | [9 empty] | 42529 |  |  | No |  | 3.1 | 26504 | 128.8 | 205.7 | 15.8 | 0.93 | 5830 | 84
PXT89B6N | Led Lighting Center LLC | OptimalLED | HBAN20010W50 | Indoor Luminaires | High-Bay | High-Bay Luminaires for Commercial and Industrial Buildings | Standard | FALSE | [9 empty] | 42529 |  |  | No |  | 3.1 | 25222.6 | 124.7 | 202.2 | 15.5 | 0.927 | 5000 | 84.1
P1KQ5Q67 | Led Lighting Center LLC | OptimalLED | HBAN24010W50 | Indoor Luminaires | High-Bay | High-Bay Luminaires for Commercial and Industrial Buildings | Standard | FALSE | [9 empty] | 42529 |  |  | No |  | 3.1 | 29892.6 | 124 | 241 | 11.8 | 0.942 | 5000 | 84
P91RCXGX | Led Lighting Center LLC | OptimalLED | HBAN15010W50 | Indoor Luminaires | High-Bay | High-Bay Luminaires for Commercial and Industrial Buildings | Standard | FALSE | [9 empty] | 42529 |  |  | No |  | 3.1 | 19060.6 | 126.1 | 151.1 | 10.3 | 0.943 | 5000 | 84
PUNVJ73K | Xiamen Holly Lite Co. Ltd. | Holly Lite | HBR2-X-200-25XX-STP | Indoor Luminaires | High-Bay | High-Bay Luminaires for Commercial and Industrial Buildings | Standard | FALSE | [9 empty] | 42529 |  |  | No |  | 3.1 | 23140.19 | 115.12 | 201.01 | 11.03 | 0.998 | 4866 | 73.4
PUK8T1W2 | Xiamen Holly Lite Co. Ltd. | Holly Lite | HBR2-X-200-25XX-CTN | Indoor Luminaires | High-Bay | High-Bay Luminaires for Commercial and Industrial Buildings | Standard | FALSE | [9 empty] | 42529 |  |  | No |  | 3.1 | 23140.19 | 115.12 | 201.01 | 11.03 | 0.998 | 4866 | 73.4
PCFWP6N8 | SNC OPTO ELECTRONIC CO LTD. | SNC LED | SNC-HB-100W-1111-1602 5700K | Indoor Luminaires | High-Bay | High-Bay Luminaires for Commercial and Industrial Buildings | Standard | FALSE | [9 empty] | 42529 |  |  | No |  | 3.1 | 13227 | 129.04 | 102.5 | 14.89 | 0.9042 | 5700 | 75.2
PZBBYFYN | SNC OPTO ELECTRONIC CO LTD. | SNC LED | SNC-HB-100W-1111-1602 5000K | Indoor Luminaires | High-Bay | High-Bay Luminaires for Commercial and Industrial Buildings | Standard | FALSE | [9 empty] | 42529 |  |  | No |  | 3.1 | 13005 | 127.63 | 101.9 | 14.78 | 0.9034 | 5000 | 73.5
PQE6FYZP | SNC OPTO ELECTRONIC CO LTD. | SNC LED | SNC-HB-100W-1111-1602 4000K | Indoor Luminaires | High-Bay | High-Bay Luminaires for Commercial and Industrial Buildings | Standard | FALSE | [9 empty] | 42529 |  |  | No |  | 3.1 | 12783 | 126.24 | 101.3 | 14.78 | 0.9034 | 4000 | 73.5
PP1D2QY7 | KMW Inc. | GigaTera | NA65-A5709SUN | Indoor Luminaires | High-Bay | Low-Bay Luminaires for Commercial and Industrial Buildings | Standard | FALSE | [9 empty] | 42529 |  |  | NotYetVerified |  | 3 | 7728 | 108.19 | 71.424 | 12.08 | 0.9144 | 5700 | 85.24
PYWGH3T2 | KMW Inc. | GigaTera | NA65-A5009SUN | Indoor Luminaires | High-Bay | Low-Bay Luminaires for Commercial and Industrial Buildings | Standard | FALSE | [9 empty] | 42529 |  |  | NotYetVerified |  | 3 | 7481.995 | 104.635 | 71.506 | 11.745 | 0.9133 | 5000 | 85.12
PJCJNV76 | Nebulite Technology Inc. | Nebulite | HBB-200W-50K-XX-XXX | Indoor Luminaires | High-Bay | High-Bay Luminaires for Commercial and Industrial Buildings | Standard | FALSE | [9 empty] | 42529 | Not Dimmable | Not Dimmable | NotYetVerified |  | 3 | 21666 | 105.33 | 205.7 | 15.1 | 0.9194 | 5000 | 75.3
PGUKQNDK | Nebulite Technology Inc. | Nebulite | HBB-150W-50K-XX-XXX | Indoor Luminaires | High-Bay | High-Bay Luminaires for Commercial and Industrial Buildings | Standard | FALSE | [9 empty] | 42529 | Not Dimmable | Not Dimmable | No |  | 3 | 17175 | 111.37 | 154.2 | 13.6 | 0.9223 | 5000 | 75.1
PQCUBJX8 | Nebulite Technology Inc. | Nebulite | HBB-200W-45K-XX-XXX | Indoor Luminaires | High-Bay | High-Bay Luminaires for Commercial and Industrial Buildings | Standard | FALSE | [9 empty] | 42529 | Not Dimmable | Not Dimmable | NotYetVerified |  | 3 | 19653 | 97.75 | 201.1 | 15.1 | 0.9194 | 4500 | 82.8
PD19WYAH | Nebulite Technology Inc. | Nebulite | HBB-150W-45K-XX-XXX | Indoor Luminaires | High-Bay | High-Bay Luminaires for Commercial and Industrial Buildings | Standard | FALSE | [9 empty] | 42529 | Not Dimmable | Not Dimmable | No |  | 3 | 15734 | 106.67 | 147.5 | 12.1 | 0.9295 | 4500 | 82.7
P6PRKZDS | Nebulite Technology Inc. | Nebulite | HBB-200W-40K-XX-XXX | Indoor Luminaires | High-Bay | High-Bay Luminaires for Commercial and Industrial Buildings | Standard | FALSE | [9 empty] | 42529 | Not Dimmable | Not Dimmable | NotYetVerified |  | 3 | 19653 | 97.75 | 201.1 | 15.1 | 0.9194 | 4000 | 82.8
PW1HYK8P | Nebulite Technology Inc. | Nebulite | HBB-150W-40K-XX-XXX | Indoor Luminaires | High-Bay | High-Bay Luminaires for Commercial and Industrial Buildings | Standard | FALSE | [9 empty] | 42529 | Not Dimmable | Not Dimmable | No |  | 3 | 15734 | 106.67 | 147.5 | 12.1 | 0.9295 | 4000 | 82.7
PKB6UW1U | Nebulite Technology Inc. | Nebulite | HBB-200W-35K-XX-XXX | Indoor Luminaires | High-Bay | High-Bay Luminaires for Commercial and Industrial Buildings | Standard | FALSE | [9 empty] | 42529 | Not Dimmable | Not Dimmable | NotYetVerified |  | 3 | 19653 | 97.75 | 201.1 | 15.1 | 0.9194 | 3500 | 82.8
PF3NY1ZG | Nebulite Technology Inc. | Nebulite | HBB-150W-35K-XX-XXX | Indoor Luminaires | High-Bay | High-Bay Luminaires for Commercial and Industrial Buildings | Standard | FALSE | [9 empty] | 42529 | Not Dimmable | Not Dimmable | No |  | 3 | 15734 | 106.67 | 147.5 | 12.1 | 0.9295 | 3500 | 82.7
PGHU7JDW | LEDone Distribution Inc. | LED One | LOD-HB-BHP120W 45Â° | Indoor Luminaires | High-Bay | High-Bay Luminaires for Commercial and Industrial Buildings | Premium | TRUE | 12898 | 107.482 | 120 | 13.42 | 0.989 | 5000 | 81 | 5 | 50000 | 42528 |  |  | No |  | 3 | 12398.1 | 107.482 | 115.35 | 13.42 | 0.873 | 5228 | 81
PP6N9CB7 | KMW Inc. | GigaTera | SEH500-C30070ZN [347-480V ONLY] | Indoor Luminaires | High-Bay | High-Bay Luminaires for Commercial and Industrial Buildings | Standard | TRUE | 59518 | 115 | 517.5 | 10.6 | 0.959 | 3110 | 83.4 | 5 | 50000 | 42528 |  |  | No |  | 3.1 | 59518 | 115 | 517 | 10.6 | 0.959 | 3000 | 83.4
PP7XQHK8 | KMW Inc. | GigaTera | SEH400-C30070ZN [347-480V ONLY] | Indoor Luminaires | High-Bay | High-Bay Luminaires for Commercial and Industrial Buildings | Standard | TRUE | 46146 | 107.6 | 429 | 12.6 | 0.95 | 3116 | 83.2 | 5 | 50000 | 42528 |  |  | No |  | 3.1 | 46536 | 108 | 431.1 | 12.6 | 0.948 | 3000 | 83.2
PQWGEU2A | US LED | Baystar | LBX-1EH-0-H-50-PUG-0-UNV1-3100 | Indoor Luminaires | High-Bay | High-Bay Luminaires for Commercial and Industrial Buildings | Premium | TRUE | 19690 | 119.3 | 165 | 9.2 | 0.94 | 5100 | 73 | 5 | 50000 | 42528 |  |  | Yes |  | 3.1 | 19690 | 119.3 | 165 | 9.2 | 0.94 | 5100 | 73
PU54DECA | Shenzhen Best Bright Technology Co. Limited | BBT | PS-A12045A (3000K) | Indoor Luminaires | High-Bay | Low-Bay Luminaires for Commercial and Industrial Buildings | Standard | TRUE | 5495.46 | 135.12 | 40.67 | 5.93 | 0.9359 | 2939 | 82.3 | 5 | 50000 | 42528 |  |  | No |  | 3.1 | 4703 | 104.5 | 45 | 5.93 | 0.94 | 3000 | 83
P89G87UU | Shenzhen Union Opto Electronics Limited | Union | MPS-100WGKH [60Â° Beam Angle] | Indoor Luminaires | High-Bay | High-Bay Luminaires for Commercial and Industrial Buildings | Standard | TRUE | 9851.62 | 100.81 | 98.7 | 15.4 | 0.927 | 5500 | 83.6 | 5 | 50000 | 42528 |  |  | No |  | 3.1 | 9800 | 100 | 100 | 15.4 | 0.92 | 5700 | 83
P2NQ8NSW | Grandlite International Corp | Grandlite International | LED-467-L5-4K | Indoor Luminaires | High-Bay | High-Bay Luminaires for Commercial and Industrial Buildings | Standard | TRUE | 17837.91 | 113 | 157.42 | 15 | 0.92 | 3993 | 73 | 5 | 50000 | 42528 |  |  | No |  | 3.1 | 17837.91 | 113 | 157.42 | 7 | 0.99 | 3993 | 73
PEMVY9VY | Shenzhen Union Opto Electronics Limited | Union | MPS-150WGKH [30Â° Beam Angle] | Indoor Luminaires | High-Bay | High-Bay Luminaires for Commercial and Industrial Buildings | Standard | FALSE | [9 empty] | 42528 |  |  | No |  | 3.1 | 14600 | 100 | 150 | 15.4 | 0.92 | 5700 | 83
PA5FS4CM | LEDone Distribution Inc. | LED One | LOD-HB-BHP120W120Â° | Indoor Luminaires | High-Bay | High-Bay Luminaires for Commercial and Industrial Buildings | Premium | FALSE | [9 empty] | 42528 | Not Dimmable | Not Dimmable | No |  | 3 | 13162.7 | 113.68 | 120 | 13.42 | 0.9868 | 5000 | 81
P67DHSHG | LEDone Distribution Inc. | LED One | LOD-HB-BHP120W 90Â° | Indoor Luminaires | High-Bay | High-Bay Luminaires for Commercial and Industrial Buildings | Premium | FALSE | [9 empty] | 42528 | Not Dimmable | Not Dimmable | No |  | 3 | 13044.7 | 113.25 | 120 | 13.42 | 0.9868 | 5000 | 81
PM2ZERKE | KMW Inc. | GigaTera | SEH500-C50070ZN [347-480V ONLY] | Indoor Luminaires | High-Bay | High-Bay Luminaires for Commercial and Industrial Buildings | Standard | FALSE | [9 empty] | 42528 |  |  | No |  | 3.1 | 60566 | 117 | 517 | 10.5 | 0.959 | 5000 | 81.6
PHSQ42PH | KMW Inc. | GigaTera | SEH400-C50070ZN [347-480V ONLY] | Indoor Luminaires | High-Bay | High-Bay Luminaires for Commercial and Industrial Buildings | Standard | FALSE | [9 empty] | 42528 |  |  | No |  | 3.1 | 48024 | 112.5 | 426.7 | 12.5 | 0.942 | 5000 | 80.6
PW85Y2B6 | KMW Inc. | GigaTera | SEH500-C40070ZN [347-480V ONLY] | Indoor Luminaires | High-Bay | High-Bay Luminaires for Commercial and Industrial Buildings | Standard | FALSE | [9 empty] | 42528 |  |  | No |  | 3.1 | 60000 | 116 | 517 | 10.5 | 0.97 | 4000 | 82
PYH98RJM | KMW Inc. | GigaTera | SEH400-C40070ZN [347-480V ONLY] | Indoor Luminaires | High-Bay | High-Bay Luminaires for Commercial and Industrial Buildings | Standard | FALSE | [9 empty] | 42528 |  |  | No |  | 3.1 | 47000 | 110 | 428 | 12.5 | 0.94 | 4000 | 81
PEBWU8VK | KMW Inc. | GigaTera | SEH500-C35070ZN [347-480V ONLY] | Indoor Luminaires | High-Bay | High-Bay Luminaires for Commercial and Industrial Buildings | Standard | FALSE | [9 empty] | 42528 |  |  | No |  | 3.1 | 60000 | 116 | 517 | 10.5 | 0.97 | 3500 | 83
PGD2XRG2 | KMW Inc. | GigaTera | SEH400-C35070ZN [347-480V ONLY] | Indoor Luminaires | High-Bay | High-Bay Luminaires for Commercial and Industrial Buildings | Standard | FALSE | [9 empty] | 42528 |  |  | No |  | 3.1 | 47000 | 110 | 428 | 12.5 | 0.94 | 3500 | 82
PDNRDKAX | Shenzhen Best Bright Technology Co. Limited | BBT | PS-A12045A (5000K) | Indoor Luminaires | High-Bay | Low-Bay Luminaires for Commercial and Industrial Buildings | Standard | FALSE | [9 empty] | 42528 | Not Dimmable | Not Dimmable | No |  | 3.1 | 4942 | 109.8 | 45 | 5.93 | 0.94 | 5000 | 83
P9WDR7G2 | Shenzhen Best Bright Technology Co. Limited | BBT | PS-A12045A (4500K) | Indoor Luminaires | High-Bay | Low-Bay Luminaires for Commercial and Industrial Buildings | Standard | FALSE | [9 empty] | 42528 | Not Dimmable | Not Dimmable | No |  | 3.1 | 4927.5 | 109.5 | 45 | 5.93 | 0.94 | 4500 | 83
P86YTJZT | Shenzhen Best Bright Technology Co. Limited | BBT | PS-A12045A (4000K) | Indoor Luminaires | High-Bay | Low-Bay Luminaires for Commercial and Industrial Buildings | Standard | FALSE | [9 empty] | 42528 | Not Dimmable | Not Dimmable | No |  | 3.1 | 4882.5 | 108.5 | 45 | 5.93 | 0.94 | 4000 | 83
PSXKK3UF | Shenzhen Best Bright Technology Co. Limited | BBT | PS-A12045A (3500K) | Indoor Luminaires | High-Bay | Low-Bay Luminaires for Commercial and Industrial Buildings | Standard | FALSE | [9 empty] | 42528 | Not Dimmable | Not Dimmable | No |  | 3.1 | 4837.5 | 107.5 | 45 | 5.93 | 0.94 | 3500 | 83
P578NXQ9 | Green Line Industries LLC | Greenline Highbay LED | GLHBLED-4-8-HV [5000K Narrow Distribution Clear Lens Only] | Indoor Luminaires | High-Bay | High-Bay Luminaires for Commercial and Industrial Buildings | Standard | TRUE | 39868.46 | 99.4 | 400.5 | 10.72 | 0.9659 | 4840 | 81.76 | 7 | 50000 | 42527 |  |  | No | Updated 10/25/16 | 3.1 | 53465 | 133.77 | 399.68 | 9.92 | 0.9431 | 5000 | 80
PPD259CF | EnviroLux Energy Systems LLC | EnviroLux | ENV-360W-LED-LHB-PS-UNV | Indoor Luminaires | High-Bay | High-Bay Luminaires for Commercial and Industrial Buildings | Standard | TRUE | 46191 | 111 | 416 | 4.3 | 0.96 | 5900 | 87 | 7 | 50000 | 42527 |  |  | Yes | Updated on 8/22/2016 | 3.1 | 46191 | 111 | 416 | 4.3 | 0.96 | 5900 | 87
PUQSH9WV | ePower Manufacturing LLC | ePower | EPM-LL-02-080-27 | Indoor Luminaires | High-Bay | Low-Bay Luminaires for Commercial and Industrial Buildings | Standard | TRUE | 6548.4 | 81.33 | 80.52 | 10.93 | 0.9595 | 2747 | 84.3 | 5 | 50000 | 42527 |  |  | NotYetVerified | Product updated on 8/9/2016 | 3 | 6548 | 77.8 | 84.2 | 15 | 0.9 | 2700 | 84
PBYWMJYP | Green Line Industries LLC | Greenline Highbay LED | GLHBLED-2-2-MV [5000K Narrow Distribution Clear Lens Only] | Indoor Luminaires | High-Bay | High-Bay Luminaires for Commercial and Industrial Buildings | Standard | TRUE | 11700 | 113.39 | 103.18 | 4.95 | 0.9501 | 5295 | 85.11 | 7 | 50000 | 42527 |  |  | No | Updated 10/25/16 | 3.1 | 13366 | 133.77 | 99.92 | 9.92 | 0.9431 | 5000 | 80
PT585V8A | EnviroLux Energy Systems LLC | EnviroLux | ENV-270W-LED-LHB-PS-UNV | Indoor Luminaires | High-Bay | High-Bay Luminaires for Commercial and Industrial Buildings | Standard | TRUE | 39828 | 118.8 | 335 | 7.12 | 0.946 | 5860 | 87 | 7 | 50000 | 42527 |  |  | Yes | Updated on 8/22/2016 | 3.1 | 39828 | 118.8 | 335.3 | 7 | 0.95 | 5860 | 87
PZADK23R | ePower Manufacturing LLC | ePower | EPM-LL-04-120-27 | Indoor Luminaires | High-Bay | High-Bay Luminaires for Commercial and Industrial Buildings | Standard | TRUE | 10868 | 89.38 | 121.6 | 9.65 | 0.9422 | 2740 | 94.7 | 5 | 50000 | 42527 |  |  | NotYetVerified | Product updated on 8/9/2016 | 3 | 10860 | 89 | 122 | 15 | 0.9 | 2700 | 84
PQR72T1B | ePower Manufacturing LLC | ePower | EPM-LL-03-100-27 | Indoor Luminaires | High-Bay | Low-Bay Luminaires for Commercial and Industrial Buildings | Standard | TRUE | 8237.8 | 82.74 | 99.56 | 17.23 | 0.9347 | 2832 | 84.9 | 5 | 50000 | 42527 |  |  | No | Product updated on 8/9/2016 | 3.1 | 8195 | 82 | 100 | 20 | 0.9 | 2700 | 84
PEVP2DZQ | ePower Manufacturing LLC | ePower | EPM-LL-04-160-27 | Indoor Luminaires | High-Bay | High-Bay Luminaires for Commercial and Industrial Buildings | Standard | TRUE | 13233 | 81.99 | 161.4 | 12.32 | 0.9237 | 2751 | 84.7 | 5 | 50000 | 42527 |  |  | NotYetVerified | Product updated on 8/9/2016 | 3 | 13230 | 81.7 | 162 | 15 | 0.9 | 2700 | 84
P4TWNSCQ | ePower Manufacturing LLC | ePower | EPM-LL-05-200-27 | Indoor Luminaires | High-Bay | High-Bay Luminaires for Commercial and Industrial Buildings | Standard | TRUE | 17289 | 85 | 203.4 | 10.46 | 0.9191 | 2767 | 84.4 | 5 | 50000 | 42527 |  |  | NotYetVerified | Product updated on 8/9/2016 | 3 | 17280 | 84.3 | 205 | 15 | 0.9 | 2700 | 83
PV1GJCEY | Philips Optimum | Philips Optimum | HGXLDL22212LUV840W6 | Indoor Luminaires | High-Bay | High-Bay Luminaires for Commercial and Industrial Buildings | Standard | TRUE | 10690.4 | 123.45 | 86.6 | 17.1 | 0.914 | 4065 | 84.1 | 5 | 50000 | 42527 |  |  | No |  | 3.1 | 10476 | 118.6 | 88.3 | 20 | 0.9 | 4000 | 80
PWSSYB29 | Philips Optimum | Philips Optimum | HGXLDL22208LUV840W6 | Indoor Luminaires | High-Bay | High-Bay Luminaires for Commercial and Industrial Buildings | Standard | TRUE | 7553 | 124.84 | 60.5 | 17.1 | 0.914 | 4033 | 84.2 | 5 | 50000 | 42527 |  |  | No |  | 3.1 | 7402 | 119.95 | 61.7 | 20 | 0.9 | 4000 | 80
PBSBFEYB | Hubbell Lighting | Whiteway | CLED-HL-7-UNV-X-5-X | Indoor Luminaires | High-Bay | High-Bay Luminaires for Commercial and Industrial Buildings | Standard | TRUE | 15073 | 124.88 | 120.7 | 15.01 | 0.9109 | 5070 | 74.2 | 5 | 50000 | 42527 |  |  | Yes |  | 4 | 15073 | 124.88 | 120.7 | 13.28 | 0.91 | 5070 | 74
PK99Q5XA | MaxLite Inc | MaxLite | HP-080UVA-00H-500 | Indoor Luminaires | High-Bay | High-Bay Luminaires for Commercial and Industrial Buildings | Premium | TRUE | 11608 | 140.81 | 82.8 | 21.2 | 0.9044 | 5265 | 85.4 | 5 | 50000 | 42527 |  |  | Yes |  | 3.1 | 11608 | 140 | 82.4 | 19.3 | 0.98 | 5265 | 85
PEAAD4NK | Green Line Industries LLC | Greenline Highbay LED | GLHBLED-4-8-MV [5000K Narrow Distribution Clear Lens Only] | Indoor Luminaires | High-Bay | High-Bay Luminaires for Commercial and Industrial Buildings | Standard | FALSE | [9 empty] | 42527 |  |  | No | Updated 10/25/16 | 3.1 | 53465 | 133.77 | 399.68 | 9.92 | 0.9431 | 5000 | 80
PXNTSC8H | Green Line Industries LLC | Greenline Highbay LED | GLHBLED-4-6-MV [5000K Narrow Distribution Clear Lens Only] | Indoor Luminaires | High-Bay | High-Bay Luminaires for Commercial and Industrial Buildings | Standard | FALSE | [9 empty] | 42527 |  |  | No | Updated 10/25/16 | 3.1 | 40098 | 133.77 | 299.76 | 9.92 | 0.9431 | 5000 | 80
PXCV7WFC | Green Line Industries LLC | Greenline Highbay LED | GLHBLED-4-6-HV [5000K Narrow Distribution Clear Lens Only] | Indoor Luminaires | High-Bay | High-Bay Luminaires for Commercial and Industrial Buildings | Standard | FALSE | [9 empty] | 42527 |  |  | No | Updated 10/25/16 | 3.1 | 40098 | 133.77 | 299.76 | 9.92 | 0.9431 | 5000 | 80
PU4U39JV | Green Line Industries LLC | Greenline Highbay LED | GLHBLED-2-4-HV [5000K Narrow Distribution Clear Lens Only] | Indoor Luminaires | High-Bay | High-Bay Luminaires for Commercial and Industrial Buildings | Standard | FALSE | [9 empty] | 42527 |  |  | No | Updated 10/25/16 | 3.1 | 26732 | 133.77 | 199.84 | 9.92 | 0.9431 | 5000 | 80
PFRFF59V | Green Line Industries LLC | Greenline Highbay LED | GLHBLED-2-4-MV [5000K Narrow Distribution Clear Lens Only] | Indoor Luminaires | High-Bay | High-Bay Luminaires for Commercial and Industrial Buildings | Standard | FALSE | [9 empty] | 42527 |  |  | No | Updated 10/25/16 | 3.1 | 26732 | 133.77 | 199.84 | 9.92 | 0.9431 | 5000 | 80
P8MPQPEC | MaxLite Inc | MaxLite | HP-155UVA-00H-500 | Indoor Luminaires | High-Bay | High-Bay Luminaires for Commercial and Industrial Buildings | Premium | FALSE | [9 empty] | 42527 |  |  | Yes |  | 3.1 | 22219 | 141 | 157.2 | 14.4 | 0.99 | 5287 | 86
PP2KQG1M | MaxLite Inc | MaxLite | HP-120UVA-00H-500 | Indoor Luminaires | High-Bay | High-Bay Luminaires for Commercial and Industrial Buildings | Premium | FALSE | [9 empty] | 42527 |  |  | Yes |  | 3.1 | 16813 | 140 | 120 | 12.7 | 0.99 | 5287 | 85
PJZHR4U9 | Philips Optimum | Philips Optimum | HGXLD23HTW2212LUV840W6 | Indoor Luminaires | High-Bay | High-Bay Luminaires for Commercial and Industrial Buildings | Standard | FALSE | [9 empty] | 42527 | Dimmable | Continuous Above 10 | No |  | 3.1 | 10962 | 123.96 | 88.4 | 20 | 0.9 | 4000 | 80
P7YZ629R | ePower Manufacturing LLC | ePower | EPM-LL-03-100-30 | Indoor Luminaires | High-Bay | Low-Bay Luminaires for Commercial and Industrial Buildings | Standard | FALSE | [9 empty] | 42527 | Not Dimmable | Not Dimmable | No | Product updated on 8/9/2016 | 3.1 | 8850 | 88 | 100 | 20 | 0.9 | 3000 | 84
PSGT8D2S | ePower Manufacturing LLC | ePower | EPM-LL-04-160-30 | Indoor Luminaires | High-Bay | High-Bay Luminaires for Commercial and Industrial Buildings | Standard | FALSE | [9 empty] | 42527 | Not Dimmable | Not Dimmable | NotYetVerified | Product updated on 8/9/2016 | 3 | 13550 | 83.6 | 162 | 15 | 0.9 | 3000 | 84
P4U8NGKN | ePower Manufacturing LLC | ePower | EPM-LL-04-120-30 | Indoor Luminaires | High-Bay | High-Bay Luminaires for Commercial and Industrial Buildings | Standard | FALSE | [9 empty] | 42527 | Not Dimmable | Not Dimmable | NotYetVerified | Product updated on 8/9/2016 | 3 | 11150 | 91.4 | 122 | 15 | 0.9 | 3000 | 84
PGDYH86P | ePower Manufacturing LLC | ePower | EPM-LL-02-080-30 | Indoor Luminaires | High-Bay | Low-Bay Luminaires for Commercial and Industrial Buildings | Standard | FALSE | [9 empty] | 42527 | Not Dimmable | Not Dimmable | NotYetVerified | Product updated on 8/9/2016 | 3 | 6750 | 81.2 | 84.2 | 15 | 0.9 | 3000 | 84
P7Q33NB7 | ePower Manufacturing LLC | ePower | EPM-LL-05-200-30 | Indoor Luminaires | High-Bay | High-Bay Luminaires for Commercial and Industrial Buildings | Standard | FALSE | [9 empty] | 42527 | Not Dimmable | Not Dimmable | NotYetVerified | Product updated on 8/9/2016 | 3 | 17700 | 86.3 | 205 | 15 | 0.9 | 3000 | 83
PPFPQJVB | FY Lighting Co. Ltd | Fen Yong | FY-HB-150W-DIM-H50K364B | Indoor Luminaires | High-Bay | High-Bay Luminaires for Commercial and Industrial Buildings | Premium | TRUE | 21489 | 143.36 | 149.9 | 12.58 | 0.9545 | 4833 | 81.5 | 5 | 50000 | 42524 |  |  | No |  | 4 | 21805 | 143.55 | 151.9 | 12.58 | 0.9545 | 5000 | 81.5
P975GAM7 | ILLUSION LED LIMITED | ILLUSION | IL-HBA01-200-50-30K-90 [Qualified Pointing Straight Down Only] | Indoor Luminaires | High-Bay | High-Bay Luminaires for Commercial and Industrial Buildings | Standard | TRUE | 25128.41 | 123.481 | 203.5 | 9.95 | 0.9441 | 3010 | 82 | 5 | 50000 | 42524 |  |  | No |  | 4 | 24000 | 120 | 200 | 9.95 | 0.9 | 3000 | 80
P27CRPPK | Entegrity Energy Partners LLC | entegrity | ENLED-MHB120W | Indoor Luminaires | High-Bay | High-Bay Luminaires for Commercial and Industrial Buildings | Standard | TRUE | 12958.7 | 109.54 | 118.3 | 13 | 0.937 | 5181 | 71.8 | 5 | 50000 | 42524 |  |  | Yes |  | 3.1 | 13200 | 110 | 120 | 13 | 0.937 | 5000 | 70
PSDZK8BX | ILLUSION LED LIMITED | ILLUSION | IL-HBA01-120-50-30K-90 [Qualified Pointing Straight Down] | Indoor Luminaires | High-Bay | High-Bay Luminaires for Commercial and Industrial Buildings | Standard | TRUE | 14463.63 | 121.95 | 118.6 | 12.27 | 0.9336 | 2992 | 81.9 | 5 | 50000 | 42524 |  |  | No |  | 4 | 14400 | 120 | 120 | 12.27 | 0.9 | 3000 | 80
PK581ENX | ILLUSION LED LIMITED | ILLUSION | IL-HBA02-120-50-30K-90 [Qualified Pointing Straight Down Only] | Indoor Luminaires | High-Bay | High-Bay Luminaires for Commercial and Industrial Buildings | Standard | TRUE | 13166.6 | 121.31 | 108.54 | 14.9 | 0.9318 | 2996 | 81.9 | 5 | 50000 | 42524 |  |  | No |  | 4 | 14400 | 120 | 120 | 14.9 | 0.9 | 3000 | 80
P7JN8NSP | ILLUSION LED LIMITED | ILLUSION | IL-HBA01-200-50-30K-60 [Qualified Pointing Straight Down] | Indoor Luminaires | High-Bay | High-Bay Luminaires for Commercial and Industrial Buildings | Standard | TRUE | 25579.21 | 125.45 | 203.9 | 9.96 | 0.9317 | 3005 | 82.1 | 5 | 50000 | 42524 |  |  | No |  | 4 | 24000 | 120 | 200 | 9.96 | 0.9 | 3000 | 80
P9EDF8HF | FY Lighting Co. Ltd | Fen Yong | FY-HB-150W-DIM-L50K364B | Indoor Luminaires | High-Bay | High-Bay Luminaires for Commercial and Industrial Buildings | Premium | TRUE | 21668 | 144.17 | 150.3 | 11.78 | 0.9268 | 4843 | 81.6 | 5 | 50000 | 42524 |  |  | No |  | 4 | 21668 | 144.17 | 150.3 | 11.78 | 0.9268 | 5000 | 81.6
PYNYNX8A | Entegrity Energy Partners LLC | entegrity | ENLED-MHB400W | Indoor Luminaires | High-Bay | High-Bay Luminaires for Commercial and Industrial Buildings | Standard | TRUE | 43029.9 | 107.15 | 401.6 | 9.4 | 0.923 | 5198 | 73.1 | 5 | 50000 | 42524 |  |  | NotYetVerified |  | 3.1 | 44000 | 110 | 400 | 9.4 | 0.923 | 5000 | 70
PC1WMEXE | WAI CHI OPTO TECHNOLOGY LTD. | WAICHI | LLHA05-S120DP(3000K) | Indoor Luminaires | High-Bay | High-Bay Luminaires for Commercial and Industrial Buildings | Standard | TRUE | 12664.6 | 110.127 | 115 | 13.4 | 0.923 | 3060 | 82.7 | 5 | 50000 | 42524 |  |  | No |  | 3.1 | 12664.6 | 110.1 | 115 | 13.4 | 0.923 | 3060 | 82.7
PR55FAFZ | WAI CHI OPTO TECHNOLOGY LTD. | WAICHI | LLHA05-S120CP(3000K) | Indoor Luminaires | High-Bay | High-Bay Luminaires for Commercial and Industrial Buildings | Premium | TRUE | 12432.13 | 107.13 | 116.05 | 13.5 | 0.921 | 3036 | 83.3 | 5 | 50000 | 42524 |  |  | No |  | 3.1 | 12246 | 107.8 | 113.6 | 13.5 | 0.921 | 3036 | 83.3
PCE5CPNJ | ILLUSION LED LIMITED | ILLUSION | IL-HBA02-120-50-30K-60 [Qualified Pointing Straight Down Only] | Indoor Luminaires | High-Bay | High-Bay Luminaires for Commercial and Industrial Buildings | Standard | TRUE | 13369.16 | 122.92 | 108.76 | 11.43 | 0.9192 | 2996 | 81.9 | 5 | 50000 | 42524 |  |  | No |  | 4 | 14400 | 120 | 120 | 11.43 | 0.9 | 3000 | 80
PNBG8TY4 | ILLUSION LED LIMITED | ILLUSION | IL-HBA02-200-50-30K-60 [Qualified Pointing Straight Down Only] | Indoor Luminaires | High-Bay | High-Bay Luminaires for Commercial and Industrial Buildings | Standard | TRUE | 26417.1 | 125.58 | 210.36 | 9.77 | 0.9124 | 3012 | 82 | 5 | 50000 | 42524 |  |  | No |  | 4 | 24000 | 120 | 200 | 9.77 | 0.9 | 3000 | 80
PPB84T74 | WAI CHI OPTO TECHNOLOGY LTD. | WAICHI | LLHA06-S120C(3000K) | Indoor Luminaires | High-Bay | High-Bay Luminaires for Commercial and Industrial Buildings | Premium | TRUE | 12190.5 | 107.5 | 113.4 | 18.9 | 0.904 | 3027 | 83.3 | 5 | 50000 | 42524 |  |  | No |  | 3.1 | 12190.5 | 107.5 | 113.4 | 18.9 | 0.904 | 3070 | 83.3
PS928SQ2 | ILLUSION LED LIMITED | ILLUSION | IL-HBA02-200-50-30K-90 [Qualified Pointing Straight Down Only] | Indoor Luminaires | High-Bay | High-Bay Luminaires for Commercial and Industrial Buildings | Standard | TRUE | 25785 | 121.63 | 212 | 11.41 | 0.9011 | 3031 | 82.8 | 5 | 50000 | 42524 |  |  | No |  | 4 | 24000 | 120 | 200 | 11.41 | 0.9 | 3000 | 80
P4CQ1E97 | ILLUSION LED LIMITED | ILLUSION | IL-HBA02-120-50-57K-90 [Qualified Pointing Straight Down Only] | Indoor Luminaires | High-Bay | High-Bay Luminaires for Commercial and Industrial Buildings | Standard | FALSE | [9 empty] | 42524 |  |  | No |  | 4 | 14400 | 120 | 120 | 14.9 | 0.9 | 5700 | 80
PWQ6A6M7 | ILLUSION LED LIMITED | ILLUSION | IL-HBA01-120-50-57K-90 [Qualified Pointing Straight Down] | Indoor Luminaires | High-Bay | High-Bay Luminaires for Commercial and Industrial Buildings | Standard | FALSE | [9 empty] | 42524 |  |  | No |  | 4 | 14400 | 120 | 120 | 12.27 | 0.9 | 5700 | 80
P8T29ED9 | ILLUSION LED LIMITED | ILLUSION | IL-HBA02-120-50-57K-60 [Qualified Pointing Straight Down Only] | Indoor Luminaires | High-Bay | High-Bay Luminaires for Commercial and Industrial Buildings | Standard | FALSE | [9 empty] | 42524 |  |  | No |  | 4 | 14400 | 120 | 120 | 11.43 | 0.9 | 5700 | 80
PK6XEM1W | ILLUSION LED LIMITED | ILLUSION | IL-HBA02-200-50-57K-90 [Qualified Pointing Straight Down Only] | Indoor Luminaires | High-Bay | High-Bay Luminaires for Commercial and Industrial Buildings | Standard | FALSE | [9 empty] | 42524 |  |  | No |  | 4 | 24000 | 120 | 200 | 11.41 | 0.9 | 5700 | 80
PCDS5WPV | ILLUSION LED LIMITED | ILLUSION | IL-HBA01-200-50-57K-60 [Qualified Pointing Straight Down] | Indoor Luminaires | High-Bay | High-Bay Luminaires for Commercial and Industrial Buildings | Standard | FALSE | [9 empty] | 42524 |  |  | No |  | 4 | 24000 | 120 | 200 | 9.96 | 0.9 | 5700 | 80
PNTZ3B45 | ILLUSION LED LIMITED | ILLUSION | IL-HBA01-200-50-57K-90 [Qualified Pointing Straight Down Only] | Indoor Luminaires | High-Bay | High-Bay Luminaires for Commercial and Industrial Buildings | Standard | FALSE | [9 empty] | 42524 |  |  | No |  | 4 | 24000 | 120 | 200 | 9.95 | 0.9 | 5700 | 80
PAQVWR6E | ILLUSION LED LIMITED | ILLUSION | IL-HBA02-200-50-57K-60 [Qualified Pointing Straight Down Only] | Indoor Luminaires | High-Bay | High-Bay Luminaires for Commercial and Industrial Buildings | Standard | FALSE | [9 empty] | 42524 |  |  | No |  | 4 | 24000 | 120 | 200 | 9.77 | 0.9 | 5700 | 80
PEZV2S1D | ILLUSION LED LIMITED | ILLUSION | IL-HBA02-120-50-50K-90 [Qualified Pointing Straight Down Only] | Indoor Luminaires | High-Bay | High-Bay Luminaires for Commercial and Industrial Buildings | Standard | FALSE | [9 empty] | 42524 |  |  | No |  | 4 | 14400 | 120 | 120 | 14.9 | 0.9 | 5000 | 80
P4YHWHQU | ILLUSION LED LIMITED | ILLUSION | IL-HBA01-120-50-50K-90 [Qualified Pointing Straight Down] | Indoor Luminaires | High-Bay | High-Bay Luminaires for Commercial and Industrial Buildings | Standard | FALSE | [9 empty] | 42524 |  |  | No |  | 4 | 14400 | 120 | 120 | 12.27 | 0.9 | 5000 | 80
PCH6K3VW | ILLUSION LED LIMITED | ILLUSION | IL-HBA02-120-50-50K-60 [Qualified Pointing Straight Down Only] | Indoor Luminaires | High-Bay | High-Bay Luminaires for Commercial and Industrial Buildings | Standard | FALSE | [9 empty] | 42524 |  |  | No |  | 4 | 14400 | 120 | 120 | 11.43 | 0.9 | 5000 | 80
PCH6U9VZ | ILLUSION LED LIMITED | ILLUSION | IL-HBA02-200-50-50K-90 [Qualified Pointing Straight Down Only] | Indoor Luminaires | High-Bay | High-Bay Luminaires for Commercial and Industrial Buildings | Standard | FALSE | [9 empty] | 42524 |  |  | No |  | 4 | 24000 | 120 | 200 | 11.41 | 0.9 | 5000 | 80
P74N2KK7 | ILLUSION LED LIMITED | ILLUSION | IL-HBA01-200-50-50K-60 [Qualified Pointing Straight Down] | Indoor Luminaires | High-Bay | High-Bay Luminaires for Commercial and Industrial Buildings | Standard | FALSE | [9 empty] | 42524 |  |  | No |  | 4 | 24000 | 120 | 200 | 9.96 | 0.9 | 5000 | 80
PTPDXJVW | ILLUSION LED LIMITED | ILLUSION | IL-HBA01-200-50-50K-90 [Qualified Pointing Straight Down Only] | Indoor Luminaires | High-Bay | High-Bay Luminaires for Commercial and Industrial Buildings | Standard | FALSE | [9 empty] | 42524 |  |  | No |  | 4 | 24000 | 120 | 200 | 9.95 | 0.9 | 5000 | 80
P41XDR78 | ILLUSION LED LIMITED | ILLUSION | IL-HBA02-200-50-50K-60 [Qualified Pointing Straight Down Only] | Indoor Luminaires | High-Bay | High-Bay Luminaires for Commercial and Industrial Buildings | Standard | FALSE | [9 empty] | 42524 |  |  | No |  | 4 | 24000 | 120 | 200 | 9.77 | 0.9 | 5000 | 80
PDTKCXUE | ILLUSION LED LIMITED | ILLUSION | IL-HBA02-120-50-45K-90 [Qualified Pointing Straight Down Only] | Indoor Luminaires | High-Bay | High-Bay Luminaires for Commercial and Industrial Buildings | Standard | FALSE | [9 empty] | 42524 |  |  | No |  | 4 | 14400 | 120 | 120 | 14.9 | 0.9 | 4500 | 80
P5MSRHC2 | ILLUSION LED LIMITED | ILLUSION | IL-HBA01-120-50-45K-90 [Qualified Pointing Straight Down] | Indoor Luminaires | High-Bay | High-Bay Luminaires for Commercial and Industrial Buildings | Standard | FALSE | [9 empty] | 42524 |  |  | No |  | 4 | 14400 | 120 | 120 | 12.27 | 0.9 | 4500 | 80
PPZBF5SW | ILLUSION LED LIMITED | ILLUSION | IL-HBA02-120-50-45K-60 [Qualified Pointing Straight Down Only] | Indoor Luminaires | High-Bay | High-Bay Luminaires for Commercial and Industrial Buildings | Standard | FALSE | [9 empty] | 42524 |  |  | No |  | 4 | 14400 | 120 | 120 | 11.43 | 0.9 | 4500 | 80
PV45ZRZX | ILLUSION LED LIMITED | ILLUSION | IL-HBA02-200-50-45K-90 [Qualified Pointing Straight Down Only] | Indoor Luminaires | High-Bay | High-Bay Luminaires for Commercial and Industrial Buildings | Standard | FALSE | [9 empty] | 42524 |  |  | No |  | 4 | 24000 | 120 | 200 | 11.41 | 0.9 | 4500 | 80
PCHPNWJN | ILLUSION LED LIMITED | ILLUSION | IL-HBA01-200-50-45K-60 [Qualified Pointing Straight Down] | Indoor Luminaires | High-Bay | High-Bay Luminaires for Commercial and Industrial Buildings | Standard | FALSE | [9 empty] | 42524 |  |  | No |  | 4 | 24000 | 120 | 200 | 9.96 | 0.9 | 4500 | 80
PDZYDP5N | ILLUSION LED LIMITED | ILLUSION | IL-HBA01-200-50-45K-90 [Qualified Pointing Straight Down Only] | Indoor Luminaires | High-Bay | High-Bay Luminaires for Commercial and Industrial Buildings | Standard | FALSE | [9 empty] | 42524 |  |  | No |  | 4 | 24000 | 120 | 200 | 9.95 | 0.9 | 4500 | 80
PFJXVW2S | ILLUSION LED LIMITED | ILLUSION | IL-HBA02-200-50-45K-60 [Qualified Pointing Straight Down Only] | Indoor Luminaires | High-Bay | High-Bay Luminaires for Commercial and Industrial Buildings | Standard | FALSE | [9 empty] | 42524 |  |  | No |  | 4 | 24000 | 120 | 200 | 9.77 | 0.9 | 4500 | 80
PR47U5XA | ILLUSION LED LIMITED | ILLUSION | IL-HBA02-120-50-40K-90 [Qualified Pointing Straight Down Only] | Indoor Luminaires | High-Bay | High-Bay Luminaires for Commercial and Industrial Buildings | Standard | FALSE | [9 empty] | 42524 |  |  | No |  | 4 | 14400 | 120 | 120 | 14.9 | 0.9 | 4000 | 80
P9NZPXWH | ILLUSION LED LIMITED | ILLUSION | IL-HBA01-120-50-40K-90 [Qualified Pointing Straight Down] | Indoor Luminaires | High-Bay | High-Bay Luminaires for Commercial and Industrial Buildings | Standard | FALSE | [9 empty] | 42524 |  |  | No |  | 4 | 14400 | 120 | 120 | 12.27 | 0.9 | 4000 | 80
PCXRU7V1 | ILLUSION LED LIMITED | ILLUSION | IL-HBA02-120-50-40K-60 [Qualified Pointing Straight Down Only] | Indoor Luminaires | High-Bay | High-Bay Luminaires for Commercial and Industrial Buildings | Standard | FALSE | [9 empty] | 42524 |  |  | No |  | 4 | 14400 | 120 | 120 | 11.43 | 0.9 | 4000 | 80
P2UN77MW | ILLUSION LED LIMITED | ILLUSION | IL-HBA02-200-50-40K-90 [Qualified Pointing Straight Down Only] | Indoor Luminaires | High-Bay | High-Bay Luminaires for Commercial and Industrial Buildings | Standard | FALSE | [9 empty] | 42524 |  |  | No |  | 4 | 24000 | 120 | 200 | 11.41 | 0.9 | 4000 | 80
P2H5Z868 | ILLUSION LED LIMITED | ILLUSION | IL-HBA01-200-50-40K-60 [Qualified Pointing Straight Down] | Indoor Luminaires | High-Bay | High-Bay Luminaires for Commercial and Industrial Buildings | Standard | FALSE | [9 empty] | 42524 |  |  | No |  | 4 | 24000 | 120 | 200 | 9.96 | 0.9 | 4000 | 80
PGAM5J1F | ILLUSION LED LIMITED | ILLUSION | IL-HBA01-200-50-40K-90 [Qualified Pointing Straight Down Only] | Indoor Luminaires | High-Bay | High-Bay Luminaires for Commercial and Industrial Buildings | Standard | FALSE | [9 empty] | 42524 |  |  | No |  | 4 | 24000 | 120 | 200 | 9.95 | 0.9 | 4000 | 80
PXS4SA5Z | ILLUSION LED LIMITED | ILLUSION | IL-HBA02-200-50-40K-60 [Qualified Pointing Straight Down Only] | Indoor Luminaires | High-Bay | High-Bay Luminaires for Commercial and Industrial Buildings | Standard | FALSE | [9 empty] | 42524 |  |  | No |  | 4 | 24000 | 120 | 200 | 9.77 | 0.9 | 4000 | 80
PEVK81PY | ILLUSION LED LIMITED | ILLUSION | IL-HBA02-120-50-35K-90 [Qualified Pointing Straight Down Only] | Indoor Luminaires | High-Bay | High-Bay Luminaires for Commercial and Industrial Buildings | Standard | FALSE | [9 empty] | 42524 |  |  | No |  | 4 | 14400 | 120 | 120 | 14.9 | 0.9 | 3500 | 80
P32S9WA4 | ILLUSION LED LIMITED | ILLUSION | IL-HBA01-120-50-35K-90 [Qualified Pointing Straight Down] | Indoor Luminaires | High-Bay | High-Bay Luminaires for Commercial and Industrial Buildings | Standard | FALSE | [9 empty] | 42524 |  |  | No |  | 4 | 14400 | 120 | 120 | 12.27 | 0.9 | 3500 | 80
PDNPW5HF | ILLUSION LED LIMITED | ILLUSION | IL-HBA02-120-50-35K-60 [Qualified Pointing Straight Down Only] | Indoor Luminaires | High-Bay | High-Bay Luminaires for Commercial and Industrial Buildings | Standard | FALSE | [9 empty] | 42524 |  |  | No |  | 4 | 14400 | 120 | 120 | 11.43 | 0.9 | 3500 | 80
PHMS736F | ILLUSION LED LIMITED | ILLUSION | IL-HBA02-200-50-35K-90 [Qualified Pointing Straight Down Only] | Indoor Luminaires | High-Bay | High-Bay Luminaires for Commercial and Industrial Buildings | Standard | FALSE | [9 empty] | 42524 |  |  | No |  | 4 | 24000 | 120 | 200 | 11.41 | 0.9 | 3500 | 80
PHZWSRQX | ILLUSION LED LIMITED | ILLUSION | IL-HBA01-200-50-35K-60 [Qualified Pointing Straight Down] | Indoor Luminaires | High-Bay | High-Bay Luminaires for Commercial and Industrial Buildings | Standard | FALSE | [9 empty] | 42524 |  |  | No |  | 4 | 24000 | 120 | 200 | 9.96 | 0.9 | 3500 | 80
PQ94A9W2 | ILLUSION LED LIMITED | ILLUSION | IL-HBA01-200-50-35K-90 [Qualified Pointing Straight Down Only] | Indoor Luminaires | High-Bay | High-Bay Luminaires for Commercial and Industrial Buildings | Standard | FALSE | [9 empty] | 42524 |  |  | No |  | 4 | 24000 | 120 | 200 | 9.95 | 0.9 | 3500 | 80
PQKS8FNX | ILLUSION LED LIMITED | ILLUSION | IL-HBA02-200-50-35K-60 [Qualified Pointing Straight Down Only] | Indoor Luminaires | High-Bay | High-Bay Luminaires for Commercial and Industrial Buildings | Standard | FALSE | [9 empty] | 42524 |  |  | No |  | 4 | 24000 | 120 | 200 | 9.77 | 0.9 | 3500 | 80
PSF5RJCJ | WAI CHI OPTO TECHNOLOGY LTD. | WAICHI | LLHA05-S120CP(5000K) | Indoor Luminaires | High-Bay | High-Bay Luminaires for Commercial and Industrial Buildings | Premium | FALSE | [9 empty] | 42524 |  |  | No |  | 3.1 | 12889.4 | 111.4 | 115.7 | 13.6 | 0.923 | 5092 | 86.8
PJ4262RK | WAI CHI OPTO TECHNOLOGY LTD. | WAICHI | LLHA05-S120DP(5000K) | Indoor Luminaires | High-Bay | High-Bay Luminaires for Commercial and Industrial Buildings | Standard | FALSE | [9 empty] | 42524 |  |  | No |  | 3.1 | 13116.6 | 113.1 | 115.9 | 13.5 | 0.924 | 5090 | 86.1
PPWPJ7QG | WAI CHI OPTO TECHNOLOGY LTD. | WAICHI | LLHA06-S120C(5000K) | Indoor Luminaires | High-Bay | High-Bay Luminaires for Commercial and Industrial Buildings | Premium | FALSE | [9 empty] | 42524 |  |  | No |  | 3.1 | 12788.2 | 110.8 | 115.4 | 19.1 | 0.901 | 5084 | 86.8
P2SC1V2A | WAI CHI OPTO TECHNOLOGY LTD. | WAICHI | LLHA06-S120C(4500K) | Indoor Luminaires | High-Bay | High-Bay Luminaires for Commercial and Industrial Buildings | Premium | FALSE | [9 empty] | 42524 |  |  | No |  | 3.1 | 12190.5 | 107.5 | 113.4 | 18.9 | 0.904 | 4500 | 83.3
PV5C7F3U | WAI CHI OPTO TECHNOLOGY LTD. | WAICHI | LLHA05-S120CP(4500K) | Indoor Luminaires | High-Bay | High-Bay Luminaires for Commercial and Industrial Buildings | Premium | FALSE | [9 empty] | 42524 |  |  | No |  | 3.1 | 12246 | 107.8 | 113.6 | 13.5 | 0.921 | 4500 | 83.3
PX8EHQBP | WAI CHI OPTO TECHNOLOGY LTD. | WAICHI | LLHA05-S120DP(4500K) | Indoor Luminaires | High-Bay | High-Bay Luminaires for Commercial and Industrial Buildings | Standard | FALSE | [9 empty] | 42524 |  |  | No |  | 3.1 | 12664.6 | 110.1 | 115 | 13.4 | 0.923 | 4500 | 82.7
PZ9UC5SR | WAI CHI OPTO TECHNOLOGY LTD. | WAICHI | LLHA06-S120C(4000K) | Indoor Luminaires | High-Bay | High-Bay Luminaires for Commercial and Industrial Buildings | Premium | FALSE | [9 empty] | 42524 |  |  | No |  | 3.1 | 12190.5 | 107.5 | 113.4 | 18.9 | 0.904 | 4000 | 83.3
P4G4794W | WAI CHI OPTO TECHNOLOGY LTD. | WAICHI | LLHA05-S120CP(4000K) | Indoor Luminaires | High-Bay | High-Bay Luminaires for Commercial and Industrial Buildings | Premium | FALSE | [9 empty] | 42524 |  |  | No |  | 3.1 | 12246 | 107.8 | 113.6 | 13.5 | 0.921 | 4000 | 83.3
PVS3YY8A | WAI CHI OPTO TECHNOLOGY LTD. | WAICHI | LLHA05-S120DP(4000K) | Indoor Luminaires | High-Bay | High-Bay Luminaires for Commercial and Industrial Buildings | Standard | FALSE | [9 empty] | 42524 |  |  | No |  | 3.1 | 12664.6 | 110.1 | 115 | 13.4 | 0.923 | 4000 | 82.7
P7CUEPZJ | WAI CHI OPTO TECHNOLOGY LTD. | WAICHI | LLHA06-S120C(3500K) | Indoor Luminaires | High-Bay | High-Bay Luminaires for Commercial and Industrial Buildings | Premium | FALSE | [9 empty] | 42524 |  |  | No |  | 3.1 | 12190.5 | 107.5 | 113.4 | 18.9 | 0.904 | 3500 | 83.3
P6WDBMEU | WAI CHI OPTO TECHNOLOGY LTD. | WAICHI | LLHA05-S120CP(3500K) | Indoor Luminaires | High-Bay | High-Bay Luminaires for Commercial and Industrial Buildings | Premium | FALSE | [9 empty] | 42524 |  |  | No |  | 3.1 | 12246 | 107.8 | 113.6 | 13.5 | 0.921 | 3500 | 83.3
PKHNJBP1 | WAI CHI OPTO TECHNOLOGY LTD. | WAICHI | LLHA05-S120DP(3500K) | Indoor Luminaires | High-Bay | High-Bay Luminaires for Commercial and Industrial Buildings | Standard | FALSE | [9 empty] | 42524 |  |  | No |  | 3.1 | 12664.6 | 110.1 | 115 | 13.4 | 0.923 | 3500 | 82.7
PFYGCVBY | FY Lighting Co. Ltd | Fen Yong | FY-HB-150W-L50K364B | Indoor Luminaires | High-Bay | High-Bay Luminaires for Commercial and Industrial Buildings | Premium | FALSE | [9 empty] | 42524 |  |  | No |  | 4 | 21668 | 144.17 | 150.3 | 11.78 | 0.9268 | 5000 | 81.6
PBKZT7CY | FY Lighting Co. Ltd | Fen Yong | FY-HB-150W-H50K364B | Indoor Luminaires | High-Bay | High-Bay Luminaires for Commercial and Industrial Buildings | Premium | FALSE | [9 empty] | 42524 |  |  | No |  | 4 | 21805 | 143.55 | 151.9 | 12.58 | 0.9545 | 5000 | 81.5
P1QF8VH3 | 1st Source Lighting | 1st Source | RSDRCxx2249440KOTGU | Indoor Luminaires | High-Bay | High-Bay Luminaires for Commercial and Industrial Buildings | Standard | TRUE | 9517.63 | 101 | 94.18 | 8 | 1 | 4182 | 82 | 5 | 50000 | 42523 |  |  | No |  | 3.1 | 9517.63 | 101 | 94.18 | 8 | 1 | 4000 | 82
PMQ8RPE5 | Shenzhen Betop Electronics CoLtd | Bitco | BT-TH100W-98L(4000K) [120 Beam Angle] | Indoor Luminaires | High-Bay | High-Bay Luminaires for Commercial and Industrial Buildings | Standard | TRUE | 11949 | 120.02 | 99.56 | 14.6 | 0.9474 | 3934 | 82.2 | 5 |  | 42523 |  |  | No | Updated on 12/30/2016 | 3.1 | 11949 | 120.02 | 99.56 | 14.6 | 0.95 | 4000 | 82.2
PB2RXY76 | Fine Technix Co. Ltd | Fine Technix | HU150L2-L850([BABPBS]-75L) | Indoor Luminaires | High-Bay | High-Bay Luminaires for Commercial and Industrial Buildings | Standard | TRUE | 19948.9 | 129.7 | 153.81 | 18.53 | 0.938 | 5143 | 83.21 | 5 | 50000 | 42523 |  |  | Yes |  | 3.1 | 19948.9 | 129.698 | 153.81 | 12.34 | 0.99 | 5143 | 83.21
PXUFZQJY | Fine Technix Co. Ltd | Fine Technix | HU100L2-L850([BABPBS]-75L) | Indoor Luminaires | High-Bay | High-Bay Luminaires for Commercial and Industrial Buildings | Standard | TRUE | 14153.8 | 135.74 | 104.27 | 19 | 0.937 | 5097 | 83 | 5 | 50000 | 42523 |  |  | Yes |  | 3.1 | 14153.8 | 135.74 | 104.27 | 19 | 0.937 | 5097 | 83
PSKUYZUA | Atlas Lighting Products | Atlas Lighting Products Inc. | ILH75LED4LS | Indoor Luminaires | High-Bay | Low-Bay Luminaires for Commercial and Industrial Buildings | Premium | TRUE | 9703 | 133.1 | 72.88 | 14.59 | 0.936 | 4589 | 84.7 | 5 | 200000 | 42523 |  |  | Yes | Updated on 12/19/2016 | 3.1 | 9703 | 133.1 | 72.88 | 14.59 | 0.94 | 4589 | 84.7
P29M15TC | Industrial Lighting Products | Industrial Lighting Products | SQ4-44WLED-UNIV-30-XXXXX | Indoor Luminaires | High-Bay | Low-Bay Luminaires for Commercial and Industrial Buildings | Premium | TRUE | 4984 | 111.1 | 44.88 | 14.1 | 0.935 | 3082 | 82.3 | 5 | 50000 | 42523 |  |  | No |  | 3.1 | 4984 | 111.05 | 44.88 | 14.1 | 0.935 | 3000 | 80
PDTZ52V5 | Atlas Lighting Products | Atlas Lighting Products Inc. | ILH75LED4S | Indoor Luminaires | High-Bay | Low-Bay Luminaires for Commercial and Industrial Buildings | Premium | TRUE | 10210 | 140 | 72.93 | 14.75 | 0.934 | 4602 | 84.2 | 5 | 200000 | 42523 |  |  | Yes | Updated on 12/19/2016 | 3.1 | 10210 | 140 | 72.93 | 14.75 | 0.93 | 4602 | 84.2
PUM9C9S3 | Fine Technix Co. Ltd | Fine Technix | HU125L2-L850([BABPBS]-75L) | Indoor Luminaires | High-Bay | High-Bay Luminaires for Commercial and Industrial Buildings | Standard | TRUE | 16836.87 | 129.77 | 129.74 | 19.65 | 0.924 | 5106 | 83 | 5 | 50000 | 42523 |  |  | Yes |  | 3.1 | 16836.87 | 129.77 | 129.74 | 13.82 | 0.988 | 5106 | 83
PP4GYZGT | Fine Technix Co. Ltd | Fine Technix | HU150F2-L850([BABPBS]-75R) | Indoor Luminaires | High-Bay | High-Bay Luminaires for Commercial and Industrial Buildings | Standard | TRUE | 18714.1 | 121.05 | 154.6 | 12.58 | 0.9 | 5104 | 83.6 | 5 | 50000 | 42523 |  |  | Yes |  | 3.1 | 18714.1 | 121.048 | 154.6 | 5.04 | 0.986 | 5104 | 83.6
PTCHZF1S | 1st Source Lighting | 1st Source | RSDRCxx22614150KOTGU | Indoor Luminaires | High-Bay | High-Bay Luminaires for Commercial and Industrial Buildings | Standard | FALSE | [9 empty] | 42523 |  |  | No |  | 3.1 | 14128 | 100 | 141.28 | 8 | 1 | 5000 | 82
PEWX9RCB | 1st Source Lighting | 1st Source | RSDRCxx22511750KOTGU | Indoor Luminaires | High-Bay | High-Bay Luminaires for Commercial and Industrial Buildings | Standard | FALSE | [9 empty] | 42523 |  |  | No |  | 3.1 | 12958 | 110 | 117.8 | 8 | 1 | 5000 | 82
PSGM7XGY | 1st Source Lighting | 1st Source | RSDRCxx2249450KOTGU | Indoor Luminaires | High-Bay | High-Bay Luminaires for Commercial and Industrial Buildings | Standard | FALSE | [9 empty] | 42523 |  |  | No |  | 3.1 | 9606.36 | 102 | 94.18 | 8 | 1 | 5000 | 82
PPXZEV1G | 1st Source Lighting | 1st Source | RSDRCxx22614140KOTGU | Indoor Luminaires | High-Bay | High-Bay Luminaires for Commercial and Industrial Buildings | Standard | FALSE | [9 empty] | 42523 |  |  | No |  | 3.1 | 13923.03 | 99 | 141.28 | 8 | 1 | 4000 | 82
PJFJZJ1R | 1st Source Lighting | 1st Source | RSDRCxx22511740KOTGU | Indoor Luminaires | High-Bay | High-Bay Luminaires for Commercial and Industrial Buildings | Standard | FALSE | [9 empty] | 42523 |  |  | No |  | 3.1 | 12074.26 | 109 | 117.8 | 8 | 1 | 4000 | 82
PSR7BMQR | Industrial Lighting Products | Industrial Lighting Products | SQ8-88WLED-UNIV-50-XXXXX | Indoor Luminaires | High-Bay | Low-Bay Luminaires for Commercial and Industrial Buildings | Premium | FALSE | [9 empty] | 42523 |  |  | No |  | 3.1 | 10442 | 117.08 | 89.19 | 14.1 | 0.935 | 5000 | 80
PPJ8DV78 | Industrial Lighting Products | Industrial Lighting Products | SQ8-60WLED-UNIV-50-XXXXX | Indoor Luminaires | High-Bay | Low-Bay Luminaires for Commercial and Industrial Buildings | Premium | FALSE | [9 empty] | 42523 |  |  | No |  | 3.1 | 7476 | 124.6 | 60 | 14.1 | 0.935 | 5000 | 80
P35UGTEG | Industrial Lighting Products | Industrial Lighting Products | SQ4-44WLED-UNIV-50-XXXXX | Indoor Luminaires | High-Bay | Low-Bay Luminaires for Commercial and Industrial Buildings | Premium | FALSE | [9 empty] | 42523 |  |  | No |  | 3.1 | 5188 | 118.02 | 43.96 | 14.1 | 0.935 | 5000 | 80
P718DUH1 | Industrial Lighting Products | Industrial Lighting Products | SQ8-88WLED-UNIV-40-XXXXX | Indoor Luminaires | High-Bay | Low-Bay Luminaires for Commercial and Industrial Buildings | Premium | FALSE | [9 empty] | 42523 |  |  | No |  | 3.1 | 10236 | 114.77 | 89.19 | 14.1 | 0.935 | 4000 | 80
PBPDJS42 | Industrial Lighting Products | Industrial Lighting Products | SQ8-60WLED-UNIV-40-XXXXX | Indoor Luminaires | High-Bay | Low-Bay Luminaires for Commercial and Industrial Buildings | Premium | FALSE | [9 empty] | 42523 |  |  | No |  | 3.1 | 7329 | 122.14 | 60 | 14.1 | 0.935 | 4000 | 80
PDESMQPE | Industrial Lighting Products | Industrial Lighting Products | SQ4-44WLED-UNIV-40-XXXXX | Indoor Luminaires | High-Bay | Low-Bay Luminaires for Commercial and Industrial Buildings | Premium | FALSE | [9 empty] | 42523 |  |  | No |  | 3.1 | 5086 | 115.69 | 43.96 | 14.1 | 0.935 | 4000 | 80
P4TKGPK7 | Industrial Lighting Products | Industrial Lighting Products | SQ8-88WLED-UNIV-35-XXXXX | Indoor Luminaires | High-Bay | Low-Bay Luminaires for Commercial and Industrial Buildings | Premium | FALSE | [9 empty] | 42523 |  |  | No |  | 3.1 | 10031 | 112.47 | 89.19 | 14.1 | 0.935 | 3500 | 80
PFH1NK47 | Industrial Lighting Products | Industrial Lighting Products | SQ8-60WLED-UNIV-35-XXXXX | Indoor Luminaires | High-Bay | Low-Bay Luminaires for Commercial and Industrial Buildings | Premium | FALSE | [9 empty] | 42523 |  |  | No |  | 3.1 | 7182 | 119.7 | 60 | 14.1 | 0.935 | 3500 | 80
P3R6QBE8 | Industrial Lighting Products | Industrial Lighting Products | SQ4-44WLED-UNIV-35-XXXXX | Indoor Luminaires | High-Bay | Low-Bay Luminaires for Commercial and Industrial Buildings | Premium | FALSE | [9 empty] | 42523 |  |  | No |  | 3.1 | 4984 | 113.37 | 43.96 | 14.1 | 0.935 | 3500 | 80
PE2UNN68 | Industrial Lighting Products | Industrial Lighting Products | SQ8-88WLED-UNIV-30-XXXXX | Indoor Luminaires | High-Bay | Low-Bay Luminaires for Commercial and Industrial Buildings | Premium | FALSE | [9 empty] | 42523 |  |  | No |  | 3.1 | 9826 | 110.17 | 89.19 | 14.1 | 0.935 | 3000 | 80
P5XNE42X | Industrial Lighting Products | Industrial Lighting Products | SQ8-60WLED-UNIV-30-XXXXX | Indoor Luminaires | High-Bay | Low-Bay Luminaires for Commercial and Industrial Buildings | Premium | FALSE | [9 empty] | 42523 |  |  | No |  | 3.1 | 7035 | 117.25 | 60 | 14.1 | 0.935 | 3000 | 80
P8Z8J3EZ | Shenzhen Betop Electronics CoLtd | Bitco | BT-TH200W-224L(5700K) | Indoor Luminaires | High-Bay | High-Bay Luminaires for Commercial and Industrial Buildings | Standard | FALSE | [9 empty] | 42523 | Dimmable | Continuous Above 10 | No | Updated on 12/30/2016 | 3.1 | 24823 | 123.07 | 201.7 | 15.13 | 0.91 | 5700 | 84.4
P6SKM7RR | Shenzhen Betop Electronics CoLtd | Bitco | BT-TH150W-168L(5700K) | Indoor Luminaires | High-Bay | High-Bay Luminaires for Commercial and Industrial Buildings | Standard | FALSE | [9 empty] | 42523 | Dimmable | Continuous Above 10 | No | Updated 12/21/2016 | 3.1 | 18452 | 123.18 | 149.8 | 14.69 | 0.93 | 5700 | 84.5
PPJJ7TF5 | Shenzhen Betop Electronics CoLtd | Bitco | BT-TH100W-98L(5700K) [120 Beam Angle] | Indoor Luminaires | High-Bay | High-Bay Luminaires for Commercial and Industrial Buildings | Standard | FALSE | [9 empty] | 42523 | Dimmable | Continuous Above 10 | No | Updated on 12/30/2016 | 3.1 | 12398 | 123.86 | 100.1 | 14.75 | 0.94 | 5700 | 84.3
PFQAMD65 | Shenzhen Betop Electronics CoLtd | Bitco | BT-TH200W-224L(5000K) | Indoor Luminaires | High-Bay | High-Bay Luminaires for Commercial and Industrial Buildings | Standard | FALSE | [9 empty] | 42523 | Dimmable | Continuous Above 10 | No | Updated on 12/30/2016 | 3.1 | 24739 | 122.41 | 202.1 | 15.38 | 0.92 | 5000 | 84.2
PZYPS2V6 | Shenzhen Betop Electronics CoLtd | Bitco | BT-TH150W-168L(5000K) | Indoor Luminaires | High-Bay | High-Bay Luminaires for Commercial and Industrial Buildings | Standard | FALSE | [9 empty] | 42523 | Dimmable | Continuous Above 10 | No | Updated 12/21/2016 | 3.1 | 18472 | 122.74 | 150.5 | 14.87 | 0.93 | 5000 | 84.4
PQXQ6NMB | Shenzhen Betop Electronics CoLtd | Bitco | BT-TH100W-98L(5000K) [120 Beam Angle] | Indoor Luminaires | High-Bay | High-Bay Luminaires for Commercial and Industrial Buildings | Standard | FALSE | [9 empty] | 42523 | Dimmable | Continuous Above 10 | No | Updated on 12/30/2016 | 3.1 | 12214 | 122.35 | 99.83 | 14.46 | 0.95 | 5000 | 84.3
PGC7K3VC | Shenzhen Betop Electronics CoLtd | Bitco | BT-TH200W-224L(4000K) | Indoor Luminaires | High-Bay | High-Bay Luminaires for Commercial and Industrial Buildings | Standard | TRUE | 24245 | 120.86 | 200.6 | 15.32 | 0.9185 | 3924 | 82.4 | 5 |  | 42523 | Dimmable | Continuous Above 10 | No | Updated on 12/30/2016 | 3.1 | 24245 | 120.86 | 200.6 | 15.32 | 0.92 | 4000 | 82.4
PSSJSDNZ | Shenzhen Betop Electronics CoLtd | Bitco | BT-TH150W-168L(4000K) | Indoor Luminaires | High-Bay | High-Bay Luminaires for Commercial and Industrial Buildings | Standard | TRUE | 17980 | 120.19 | 149.6 | 14.65 | 0.9353 | 3937 | 82.3 | 5 | 50000 | 42523 | Dimmable | Continuous Above 10 | No | Updated 12/21/2016 | 3.1 | 17980 | 120.19 | 149.6 | 14.65 | 0.94 | 4000 | 82.3
PUXW9RWX | RMS International Inc | RMSLED | RMS-HB-150 | Indoor Luminaires | High-Bay | High-Bay Luminaires for Commercial and Industrial Buildings | Standard | TRUE | 17042 | 114.68 | 148.6 | 12.98 | 0.932 | 5209 | 71.1 | 5 | 60600 | 42522 |  |  | No |  | 3 | 17042 | 114.68 | 148.6 | 12.98 | 0.932 | 5000 | 71.1
P7DBVS8Z | WISDOM OPTOELECTRONICS TECHNOLOGY CO.LIMITED | WISDOM | WSD-HB15W48-50K | Indoor Luminaires | High-Bay | High-Bay Luminaires for Commercial and Industrial Buildings | Standard | TRUE | 14560.22 | 100.08 | 145.49 | 15.23 | 0.928 | 4901 | 70.7 | 5 | 50000 | 42522 |  |  | No |  | 3.1 | 14800 | 99 | 150 | 15 | 0.95 | 5000 | 75
PF746EMP | RMS International Inc | RMSLED | RMS-SWM-150 | Indoor Luminaires | High-Bay | High-Bay Luminaires for Commercial and Industrial Buildings | Standard | TRUE | 11301 | 77.85 | 141.7 | 12.76 | 0.91 | 5267 | 83.6 | 5 | 50000 | 42522 |  |  | NotYetVerified |  | 3 | 11000 | 78 | 150 |  |  | 5000 | 80
PNV6Y9RN | Self Electronics Co.Ltd | Self | PATTERN-4750K90XX | Indoor Luminaires | High-Bay | Low-Bay Luminaires for Commercial and Industrial Buildings | Standard | TRUE | 5848.48 | 116.92 | 50.02 | 10 | 0.9985 | 5073 | 82.69 | 5 | 50000 | 42521 |  |  | No |  | 3.1 | 5300 | 100 | 51 | 10 | 0.93 | 5000 | 80
PXDT4Z4H | Save Energy Lighting Ltd. | Save Energy Lighting | SE-HL-120-850-C | Indoor Luminaires | High-Bay | High-Bay Luminaires for Commercial and Industrial Buildings | Premium | TRUE | 12898 | 107.482 | 120 | 13.42 | 0.989 | 5000 | 81 | 5 | 50000 | 42521 |  |  | No |  | 3 | 12398.1 | 107.482 | 115.35 | 13.42 | 0.873 | 5228 | 81
PXWC6PDA | Entegrity Energy Partners LLC | entegrity | ENLED-MHB200W | Indoor Luminaires | High-Bay | High-Bay Luminaires for Commercial and Industrial Buildings | Premium | TRUE | 20355.4 | 109.96 | 185.1 | 12.8 | 0.947 | 4989 | 75.9 | 5 | 50000 | 42521 |  |  | No |  | 3 | 20500 | 110 | 200 | 12.8 | 0.947 | 5000 | 75
PTJC485P | Self Electronics Co.Ltd | Self | PATTERN-4730K90XX | Indoor Luminaires | High-Bay | Low-Bay Luminaires for Commercial and Industrial Buildings | Standard | TRUE | 5338.82 | 106.5 | 50.13 | 10 | 0.9434 | 3046 | 81.68 | 5 | 50000 | 42521 |  |  | No |  | 3.1 | 5300 | 100 | 51 | 10 | 0.93 | 3000 | 80
PHYWYPC9 | ICEPIPE Corporation | ICEPIPE | CH2500-200W-B1-5700K-DP1 | Indoor Luminaires | High-Bay | High-Bay Luminaires for Commercial and Industrial Buildings | Standard | TRUE | 19145 | 99.2 | 193 | 8.04 | 0.942 | 5699 | 83.5 | 5 | 50000 | 42521 |  |  | No |  | 3.1 | 19145 | 99.2 | 193 | 5.48 | 0.996 | 5699 | 83.5
PAV1K926 | Titan LED Inc. | Titan | 16HB-160-50K-DIM | Indoor Luminaires | High-Bay | High-Bay Luminaires for Commercial and Industrial Buildings | Standard | TRUE | 18003.99 | 109.854 | 163.99 | 9.96 | 0.9394 | 5110 | 82.9 | 5 | 63000 | 42521 |  |  | Yes |  | 3 | 18150 | 110 | 165 | 10 | 0.92 | 5000 | 83
PCF1E3GA | Save Energy Lighting Ltd. | Save Energy Lighting | SE-HQV-19K-850-R | Indoor Luminaires | High-Bay | High-Bay Luminaires for Commercial and Industrial Buildings | Premium | TRUE | 18522 | 123.98 | 149.4 | 17.98 | 0.935 | 5132 | 81.6 | 5 | 50000 | 42521 | Not Dimmable | Not Dimmable | No |  | 3 | 18522 | 123.98 | 149.4 | 17.98 | 0.935 | 5132 | 81.6
PEV1SX1Q | Save Energy Lighting Ltd. | Save Energy Lighting | SE-GL-150-840-U | Indoor Luminaires | High-Bay | High-Bay Luminaires for Commercial and Industrial Buildings | Premium | TRUE | 18765 | 129.86 | 144.5 | 14.12 | 0.9324 | 3885 | 71.5 | 5 | 50000 | 42521 |  |  | No |  | 3.1 | 18765 | 129.86 | 144.5 | 14.12 | 0.9324 | 4000 | 71.5
PZ222F14 | Industrial Lighting Products | Industrial Lighting Products | BLEXT2-140WLED-UNIV-30-FRAL-SD480-XXXXX | Indoor Luminaires | High-Bay | High-Bay Luminaires for Commercial and Industrial Buildings | Standard | TRUE | 15280 | 104.2 | 146.6 | 16.9 | 0.926 | 3073 | 80.6 | 5 | 50000 | 42521 |  |  | Yes |  | 3 | 15280 | 104.2 | 146.6 | 22.3 | 0.975 | 3000 | 80
PAK495PK | ELEDLIGHTS.com | ELEDLIGHTS.COM | HD120SF100ED40M | Indoor Luminaires | High-Bay | High-Bay Luminaires for Commercial and Industrial Buildings | Premium | TRUE | 12469 | 128.56 | 96.99 | 13.24 | 0.9211 | 3928 | 70.7 | 5 | 50000 | 42521 |  |  | No |  | 3.1 | 12469 | 128.56 | 96.99 | 13.24 | 0.9211 | 4000 | 70.7
PY1S6QNZ | Save Energy Lighting Ltd. | Save Energy Lighting | SE-HQV-13K-840-R | Indoor Luminaires | High-Bay | High-Bay Luminaires for Commercial and Industrial Buildings | Premium | TRUE | 12469 | 128.56 | 96.99 | 13.24 | 0.9211 | 3928 | 70.7 | 5 | 50000 | 42521 |  |  | No |  | 3.1 | 12469 | 128.56 | 96.99 | 13.24 | 0.9211 | 4000 | 70.7
PT7VCN9B | LEDone Distribution Inc. | LED One | LOD-HB-BHP100W-HL (4000K) | Indoor Luminaires | High-Bay | High-Bay Luminaires for Commercial and Industrial Buildings | Premium | TRUE | 12469 | 128.56 | 96.99 | 13.24 | 0.9211 | 3928 | 70.7 | 5 | 50000 | 42521 |  |  | No |  | 3.1 | 12469 | 128.56 | 96.99 | 13.24 | 0.9211 | 4000 | 70.7
P32XU3RA | Yuyao Splendid Lighting Technology Co. Ltd | Splendid | FL-0253 | Indoor Luminaires | High-Bay | High-Bay Luminaires for Commercial and Industrial Buildings | Premium | TRUE | 21448 | 135.83 | 157.9 | 13.2 | 0.921 | 5082 | 78.5 | 5 | 50000 | 42521 |  |  | No |  | 3.1 | 21000 | 135 | 160 | 20 | 0.99 | 5000 | 75
P6Z5BA6H | ELEDLIGHTS.com | ELEDLIGHTS.COM | HD120SF240ED40M | Indoor Luminaires | High-Bay | High-Bay Luminaires for Commercial and Industrial Buildings | Premium | TRUE | 27477 | 120.72 | 227.6 | 14.21 | 0.9189 | 3893 | 71.4 | 5 | 50000 | 42521 |  |  | No |  | 3.1 | 27477 | 120.72 | 227.6 | 14.21 | 0.9189 | 4000 | 71.4
P3YRYFGE | Save Energy Lighting Ltd. | Save Energy Lighting | SE-GL-230-840-U | Indoor Luminaires | High-Bay | High-Bay Luminaires for Commercial and Industrial Buildings | Premium | TRUE | 27477 | 120.72 | 227.6 | 14.21 | 0.9189 | 3893 | 71.4 | 5 | 50000 | 42521 |  |  | No |  | 3.1 | 27477 | 120.72 | 227.6 | 14.21 | 0.9189 | 4000 | 71.4
P789R6ZH | LEDone Distribution Inc. | LED One | LOD-HB-BHP240W-HL-40K | Indoor Luminaires | High-Bay | High-Bay Luminaires for Commercial and Industrial Buildings | Premium | TRUE | 27477 | 120.72 | 227.6 | 14.21 | 0.9189 | 3893 | 71.4 | 5 | 50000 | 42521 |  |  | No |  | 3.1 | 27477 | 120.72 | 227.6 | 14.21 | 0.9189 | 4000 | 71.4
PHPAQDG3 | Save Energy Lighting Ltd. | Save Energy Lighting | SE-HL-150-840-3 | Indoor Luminaires | High-Bay | High-Bay Luminaires for Commercial and Industrial Buildings | Premium | TRUE | 20145 | 136.06 | 148.1 | 14.62 | 0.9164 | 3960 | 70.6 | 5 | 50000 | 42521 |  |  | No |  | 3.1 | 20235 | 136.17 | 148.6 | 14.62 | 0.9164 | 4000 | 70.6
PE9T7JZ8 | Save Energy Lighting Ltd. | Save Energy Lighting | SE-HQV-16K-850-R | Indoor Luminaires | High-Bay | High-Bay Luminaires for Commercial and Industrial Buildings | Premium | TRUE | 15395 | 127.97 | 120.3 | 15.23 | 0.9153 | 5135 | 81.8 | 5 | 50000 | 42521 |  |  | No |  | 3 | 15395 | 127.97 | 120.3 | 15.23 | 0.9153 | 5135 | 81.8
PWHHE72G | Save Energy Lighting Ltd. | Save Energy Lighting | SE-HL-150-840-3-C-3 | Indoor Luminaires | High-Bay | High-Bay Luminaires for Commercial and Industrial Buildings | Premium | TRUE | 19752 | 132.73 | 148.8 | 14.85 | 0.9138 | 3928 | 83.2 | 5 | 50000 | 42521 |  |  | No |  | 3.1 | 19610 | 132.77 | 147.7 | 14.85 | 0.9138 | 4000 | 83.2
PTN69W85 | ICEPIPE Corporation | ICEPIPE | CH2500-150W-B1-3000K-DP1 | Indoor Luminaires | High-Bay | High-Bay Luminaires for Commercial and Industrial Buildings | Standard | TRUE | 13787 | 92.1 | 149.6 | 11.24 | 0.913 | 3019 | 80.6 | 5 | 50000 | 42521 |  |  | No |  | 3.1 | 13787 | 92.1 | 149.6 | 6.44 | 0.994 | 3019 | 80.6
P61RAN5P | Save Energy Lighting Ltd. | Save Energy Lighting | SE-GL-230-857-U | Indoor Luminaires | High-Bay | High-Bay Luminaires for Commercial and Industrial Buildings | Premium | TRUE | 28318.4 | 124.31 | 227.8 | 14.77 | 0.9123 | 3856 | 71.9 | 5 | 50000 | 42521 |  |  | No |  | 3.1 | 28340 | 123.81 | 228.9 | 14.88 | 0.9176 | 5700 | 75.1
PVWP8H75 | Save Energy Lighting Ltd. | Save Energy Lighting | SE-GL-150-857-3-C-3 | Indoor Luminaires | High-Bay | High-Bay Luminaires for Commercial and Industrial Buildings | Premium | TRUE | 27238 | 119.41 | 228.1 | 12.7 | 0.9102 | 3866 | 72 | 5 | 50000 | 42521 |  |  | No |  | 3.1 | 18521 | 126.25 | 146.7 | 13.29 | 0.9044 | 5700 | 77
P9QRJVDE | Save Energy Lighting Ltd. | Save Energy Lighting | SE-GL-240-840-3-C-3 | Indoor Luminaires | High-Bay | High-Bay Luminaires for Commercial and Industrial Buildings | Premium | TRUE | 18372 | 126.01 | 145.8 | 13.29 | 0.9044 | 5455 | 77 | 5 | 50000 | 42521 |  |  | No |  | 3.1 | 27798 | 120.03 | 231.6 | 12.7 | 0.9102 | 4000 | 72
PBBNRRYC | Save Energy Lighting Ltd. | Save Energy Lighting | SE-GL-150-840-3-C-3 | Indoor Luminaires | High-Bay | High-Bay Luminaires for Commercial and Industrial Buildings | Premium | TRUE | 18227 | 124.08 | 146.9 | 13.27 | 0.9043 | 3913 | 71.5 | 5 | 50000 | 42521 |  |  | No |  | 3.1 | 17943 | 122.56 | 146.4 | 13.79 | 0.9033 | 4000 | 71.5
PRV1ERCG | Save Energy Lighting Ltd. | Save Energy Lighting | SE-HQV-13K-857-3-R | Indoor Luminaires | High-Bay | High-Bay Luminaires for Commercial and Industrial Buildings | Premium | TRUE | 12606 | 128.86 | 97.83 | 14.23 | 0.9037 | 5543 | 77.2 | 5 | 50000 | 42521 |  |  | No |  | 3.1 | 12707 | 129.5 | 98.12 | 14.23 | 0.9037 | 5700 | 77.2
PPD4T8G1 | Save Energy Lighting Ltd. | Save Energy Lighting | SE-HQV-13K-840-3-R-N | Indoor Luminaires | High-Bay | High-Bay Luminaires for Commercial and Industrial Buildings | Premium | TRUE | 11698 | 114.92 | 101.8 | 14.66 | 0.9027 | 3850 | 71.6 | 5 | 50000 | 42521 |  |  | No |  | 3.1 | 11722 | 116.87 | 100.3 | 14.66 | 0.9027 | 4000 | 70.6
P12DXU13 | Save Energy Lighting Ltd. | Save Energy Lighting | SE-HQV-13K-840-3-R | Indoor Luminaires | High-Bay | High-Bay Luminaires for Commercial and Industrial Buildings | Premium | TRUE | 12265 | 125.08 | 98.06 | 13.15 | 0.9021 | 3959 | 70.6 | 5 | 50000 | 42521 |  |  | No |  | 3.1 | 12329 | 125.49 | 98.25 | 13.15 | 0.9021 | 4000 | 70.6
PCZ8AWDA | GLOBAL TECH LED | Atlas High Bay | GTL-HB-ATLAS-5498-MP-HO-SV-BR-NL | Indoor Luminaires | High-Bay | High-Bay Luminaires for Commercial and Industrial Buildings | Standard | TRUE | 9678 | 101.7 | 95.2 | 14.7 | 0.896 | 5200 | 84 | 5 | 50000 | 42521 |  |  | No |  | 3.1 | 9678 | 101.7 | 95.2 | 14.7 | 0.9 | 5200 | 84
PPERQ5NT | Self Electronics Co.Ltd | Self | PATTERN-9550K90XX | Indoor Luminaires | High-Bay | Low-Bay Luminaires for Commercial and Industrial Buildings | Standard | FALSE | [9 empty] | 42521 |  |  | No |  | 3.1 | 10600 | 106 | 100 | 9.8 | 0.95 | 5000 | 80
P18GM6QR | Self Electronics Co.Ltd | Self | PATTERN-4745K90XX | Indoor Luminaires | High-Bay | Low-Bay Luminaires for Commercial and Industrial Buildings | Standard | FALSE | [9 empty] | 42521 |  |  | No |  | 3.1 | 5300 | 100 | 51 | 10 | 0.93 | 4500 | 80
PK6TBR7W | Self Electronics Co.Ltd | Self | PATTERN-9545K90XX | Indoor Luminaires | High-Bay | Low-Bay Luminaires for Commercial and Industrial Buildings | Standard | FALSE | [9 empty] | 42521 |  |  | No |  | 3.1 | 10600 | 106 | 100 | 9.8 | 0.95 | 4500 | 80
PT2V1Q3P | Self Electronics Co.Ltd | Self | PATTERN-4740K90XX | Indoor Luminaires | High-Bay | Low-Bay Luminaires for Commercial and Industrial Buildings | Standard | FALSE | [9 empty] | 42521 |  |  | No |  | 3.1 | 5300 | 100 | 51 | 10 | 0.93 | 4000 | 80
PFZM2JP3 | Self Electronics Co.Ltd | Self | PATTERN-9540K90XX | Indoor Luminaires | High-Bay | Low-Bay Luminaires for Commercial and Industrial Buildings | Standard | FALSE | [9 empty] | 42521 |  |  | No |  | 3.1 | 10600 | 106 | 100 | 9.8 | 0.95 | 4000 | 80
P99AEQM1 | Self Electronics Co.Ltd | Self | PATTERN-4735K90XX | Indoor Luminaires | High-Bay | Low-Bay Luminaires for Commercial and Industrial Buildings | Standard | FALSE | [9 empty] | 42521 |  |  | No |  | 3.1 | 5300 | 100 | 51 | 10 | 0.93 | 3500 | 80
P13VG3FP | Self Electronics Co.Ltd | Self | PATTERN-9535K90XX | Indoor Luminaires | High-Bay | Low-Bay Luminaires for Commercial and Industrial Buildings | Standard | FALSE | [9 empty] | 42521 |  |  | No |  | 3.1 | 10600 | 106 | 100 | 9.8 | 0.95 | 3500 | 80
PA1YSAZX | Self Electronics Co.Ltd | Self | PATTERN-9530K90XX | Indoor Luminaires | High-Bay | Low-Bay Luminaires for Commercial and Industrial Buildings | Standard | FALSE | [9 empty] | 42521 |  |  | No |  | 3.1 | 10600 | 106 | 100 | 9.8 | 0.95 | 3000 | 80
PV3YU8MK | ELEDLIGHTS.com | ELEDLIGHTS.COM | HD120SF150ED50M | Indoor Luminaires | High-Bay | High-Bay Luminaires for Commercial and Industrial Buildings | Premium | FALSE | [9 empty] | 42521 |  |  | No |  | 3.1 | 19055.85 | 131.87 | 144.5 | 14.12 | 0.9324 | 5000 | 71.5
PGSQMJ49 | ELEDLIGHTS.com | ELEDLIGHTS.COM | HD120SF240ED50M | Indoor Luminaires | High-Bay | High-Bay Luminaires for Commercial and Industrial Buildings | Premium | FALSE | [9 empty] | 42521 |  |  | No |  | 3.1 | 27908.5 | 122.62 | 227.6 | 14.21 | 0.9189 | 5000 | 71.4
P9BXW68B | ELEDLIGHTS.com | ELEDLIGHTS.COM | HD120SF200ED50M | Indoor Luminaires | High-Bay | High-Bay Luminaires for Commercial and Industrial Buildings | Premium | FALSE | [9 empty] | 42521 |  |  | No |  | 3.1 | 24247.09 | 127.54 | 190.1 | 13.61 | 0.9153 | 5000 | 71.4
PQC3MKPW | ELEDLIGHTS.com | ELEDLIGHTS.COM | HD120SF100ED50M | Indoor Luminaires | High-Bay | High-Bay Luminaires for Commercial and Industrial Buildings | Premium | FALSE | [9 empty] | 42521 |  |  | No |  | 3.1 | 12469 | 128.56 | 96.99 | 13.24 | 0.9211 | 5000 | 70.7
PVSPTPWB | Save Energy Lighting Ltd. | Save Energy Lighting | SE-HQV-13K-857-3-R-N | Indoor Luminaires | High-Bay | High-Bay Luminaires for Commercial and Industrial Buildings | Premium | FALSE | [9 empty] | 42521 |  |  | No |  | 3.1 | 12043 | 119.83 | 100.5 | 14.17 | 0.903 | 5700 | 77.2
PD2F87KZ | Save Energy Lighting Ltd. | Save Energy Lighting | SE-HL-150-857-3 | Indoor Luminaires | High-Bay | High-Bay Luminaires for Commercial and Industrial Buildings | Premium | FALSE | [9 empty] | 42521 |  |  | No |  | 3.1 | 20743 | 139.4 | 148.8 | 14.33 | 0.9114 | 5700 | 77
PBDR2KRZ | Save Energy Lighting Ltd. | Save Energy Lighting | SE-HL-150-857-3-C-3 | Indoor Luminaires | High-Bay | High-Bay Luminaires for Commercial and Industrial Buildings | Premium | FALSE | [9 empty] | 42521 |  |  | No |  | 3.1 | 20100 | 135.54 | 148.3 | 14.83 | 0.9117 | 5700 | 75.7
P1NE9F1K | Save Energy Lighting Ltd. | Save Energy Lighting | SE-GL-240-857-3-C-3 | Indoor Luminaires | High-Bay | High-Bay Luminaires for Commercial and Industrial Buildings | Premium | FALSE | [9 empty] | 42521 |  |  | No |  | 3.1 | 28687.53 | 123.86 | 231.6 | 12.7 | 0.9102 | 5700 | 75.5
PKZQMF43 | Save Energy Lighting Ltd. | Save Energy Lighting | SE-GL-230-857-U-C-3 | Indoor Luminaires | High-Bay | High-Bay Luminaires for Commercial and Industrial Buildings | Premium | FALSE | [9 empty] | 42521 |  |  | No |  | 3.1 | 29196.27 | 128.73 | 226.8 | 14.77 | 0.9123 | 5700 | 75.1
PGVPHCX4 | Save Energy Lighting Ltd. | Save Energy Lighting | SE-GL-240-857-3 | Indoor Luminaires | High-Bay | High-Bay Luminaires for Commercial and Industrial Buildings | Premium | FALSE | [9 empty] | 42521 |  |  | No |  | 3.1 | 29146.53 | 125.84 | 231.6 | 12.7 | 0.9102 | 5700 | 75.1
PG4KF1B3 | Save Energy Lighting Ltd. | Save Energy Lighting | SE-HQV-13K-857-R | Indoor Luminaires | High-Bay | High-Bay Luminaires for Commercial and Industrial Buildings | Premium | FALSE | [9 empty] | 42521 |  |  | No |  | 3.1 | 12782 | 131.25 | 97.39 | 13.38 | 0.9223 | 5700 | 74.1
P9ARRKWY | Save Energy Lighting Ltd. | Save Energy Lighting | SE-GL-150-857-U-C-3 | Indoor Luminaires | High-Bay | High-Bay Luminaires for Commercial and Industrial Buildings | Premium | FALSE | [9 empty] | 42521 |  |  | No |  | 3.1 | 19927.11 | 137.9 | 144.5 | 14.12 | 0.9324 | 5700 | 71.5
PUMVX5SG | Save Energy Lighting Ltd. | Save Energy Lighting | SE-GL-150-857-U | Indoor Luminaires | High-Bay | High-Bay Luminaires for Commercial and Industrial Buildings | Premium | FALSE | [9 empty] | 42521 |  |  | No |  | 3.1 | 19346.71 | 133.88 | 144.5 | 14.12 | 0.9324 | 5700 | 71.5
PXK1D22G | Save Energy Lighting Ltd. | Save Energy Lighting | SE-GL-150-857-3 | Indoor Luminaires | High-Bay | High-Bay Luminaires for Commercial and Industrial Buildings | Premium | FALSE | [9 empty] | 42521 |  |  | No |  | 3.1 | 18810.26 | 128.04 | 146.9 | 13.27 | 0.9043 | 5700 | 71.5
P95Q252N | Save Energy Lighting Ltd. | Save Energy Lighting | SE-GL-200-857-U-C-3 | Indoor Luminaires | High-Bay | High-Bay Luminaires for Commercial and Industrial Buildings | Premium | FALSE | [9 empty] | 42521 |  |  | No |  | 3.1 | 25355.7 | 133.38 | 190.1 | 13.61 | 0.9153 | 5700 | 71.4
P71H9BUP | Save Energy Lighting Ltd. | Save Energy Lighting | SE-GL-200-857-U | Indoor Luminaires | High-Bay | High-Bay Luminaires for Commercial and Industrial Buildings | Premium | FALSE | [9 empty] | 42521 |  |  | No |  | 3.1 | 24617.18 | 129.49 | 190.1 | 13.61 | 0.9153 | 5700 | 71.4
P7ESHRCY | Save Energy Lighting Ltd. | Save Energy Lighting | SE-HQV-19K-857-3-R | Indoor Luminaires | High-Bay | High-Bay Luminaires for Commercial and Industrial Buildings | Premium | FALSE | [9 empty] | 42521 |  |  | No |  | 3.1 | 19014.73 | 131.04 | 145.1 | 14.76 | 0.9031 | 5700 | 70.7
P9C86GP1 | Save Energy Lighting Ltd. | Save Energy Lighting | SE-HQV-19K-857-3-R-N | Indoor Luminaires | High-Bay | High-Bay Luminaires for Commercial and Industrial Buildings | Premium | FALSE | [9 empty] | 42521 |  |  | No |  | 3.1 | 21000.09 | 142.18 | 147.7 | 14.53 | 0.9101 | 5700 | 70.7
PST3VZ5T | Save Energy Lighting Ltd. | Save Energy Lighting | SE-HQV-16K-857-3-R-N | Indoor Luminaires | High-Bay | High-Bay Luminaires for Commercial and Industrial Buildings | Premium | FALSE | [9 empty] | 42521 |  |  | No |  | 3.1 | 15732.2 | 131.1 | 120 | 14.23 | 0.9037 | 5700 | 70
PHEW7V15 | Save Energy Lighting Ltd. | Save Energy Lighting | SE-HQV-16K-857-3-R | Indoor Luminaires | High-Bay | High-Bay Luminaires for Commercial and Industrial Buildings | Premium | FALSE | [9 empty] | 42521 |  |  | No |  | 3.1 | 15625.83 | 130.21 | 120 | 14.23 | 0.9037 | 5700 | 70
PMWAX4F2 | Save Energy Lighting Ltd. | Save Energy Lighting | SE-GL-200-857-3 | Indoor Luminaires | High-Bay | High-Bay Luminaires for Commercial and Industrial Buildings | Premium | FALSE | [9 empty] | 42521 |  |  | No |  | 3.1 | 25435.85 | 127.17 | 200 | 13.29 | 0.9044 | 5700 | 70
PTDKE5QR | Save Energy Lighting Ltd. | Save Energy Lighting | SE-GL-200-857-3-C-3 | Indoor Luminaires | High-Bay | High-Bay Luminaires for Commercial and Industrial Buildings | Premium | FALSE | [9 empty] | 42521 |  |  | No |  | 3.1 | 25035.28 | 125.17 | 200 | 13.29 | 0.9044 | 5700 | 70
P4X6HF9G | Save Energy Lighting Ltd. | Save Energy Lighting | SE-HL-150-850-3-C-3 | Indoor Luminaires | High-Bay | High-Bay Luminaires for Commercial and Industrial Buildings | Premium | FALSE | [9 empty] | 42521 |  |  | No |  | 3.1 | 19977.5 | 135.25 | 147.7 | 14.85 | 0.9138 | 5000 | 83.2
P9CGNWUA | Save Energy Lighting Ltd. | Save Energy Lighting | SE-HL-200-850-A | Indoor Luminaires | High-Bay | High-Bay Luminaires for Commercial and Industrial Buildings | Premium | FALSE | [9 empty] | 42521 | Not Dimmable | Not Dimmable | No |  | 3 | 22600 | 113 | 200 | 13.42 | 0.995 | 5000 | 81
P5543WBJ | Save Energy Lighting Ltd. | Save Energy Lighting | SE-HL-200-850-B | Indoor Luminaires | High-Bay | High-Bay Luminaires for Commercial and Industrial Buildings | Premium | FALSE | [9 empty] | 42521 | Not Dimmable | Not Dimmable | No |  | 3 | 22400 | 112 | 200 | 13.42 | 0.995 | 5000 | 81
PDEJ3ZZX | Save Energy Lighting Ltd. | Save Energy Lighting | SE-HL-200-850-C | Indoor Luminaires | High-Bay | High-Bay Luminaires for Commercial and Industrial Buildings | Premium | FALSE | [9 empty] | 42521 | Not Dimmable | Not Dimmable | No |  | 3 | 22201 | 111.004 | 200 | 13.42 | 0.995 | 5000 | 81
P3SMMDAQ | Save Energy Lighting Ltd. | Save Energy Lighting | SE-HL-150-850-A | Indoor Luminaires | High-Bay | High-Bay Luminaires for Commercial and Industrial Buildings | Premium | FALSE | [9 empty] | 42521 | Not Dimmable | Not Dimmable | No |  | 3 | 16950 | 113 | 150 | 13.42 | 0.994 | 5000 | 81
PPQ4BJWT | Save Energy Lighting Ltd. | Save Energy Lighting | SE-HL-150-850-B | Indoor Luminaires | High-Bay | High-Bay Luminaires for Commercial and Industrial Buildings | Premium | FALSE | [9 empty] | 42521 |  |  | No |  | 3 | 16800 | 112 | 150 | 13.42 | 0.994 | 5000 | 81
PPZBR84H | Save Energy Lighting Ltd. | Save Energy Lighting | SE-HL-150-850-C | Indoor Luminaires | High-Bay | High-Bay Luminaires for Commercial and Industrial Buildings | Premium | FALSE | [9 empty] | 42521 |  |  | No |  | 3 | 16486 | 109.907 | 150 | 13.42 | 0.994 | 5000 | 81
PQNGE6XS | Save Energy Lighting Ltd. | Save Energy Lighting | SE-HL-120-850-A | Indoor Luminaires | High-Bay | High-Bay Luminaires for Commercial and Industrial Buildings | Premium | FALSE | [9 empty] | 42521 |  |  | No |  | 3 | 13162.7 | 113.68 | 120 | 13.42 | 0.9868 | 5000 | 81
PJXN2HPJ | Save Energy Lighting Ltd. | Save Energy Lighting | SE-HL-120-850-B | Indoor Luminaires | High-Bay | High-Bay Luminaires for Commercial and Industrial Buildings | Premium | FALSE | [9 empty] | 42521 |  |  | No |  | 3 | 13044.7 | 113.25 | 120 | 13.42 | 0.9868 | 5000 | 81
P85FMKWN | Save Energy Lighting Ltd. | Save Energy Lighting | SE-GL-240-850-3-C-3 | Indoor Luminaires | High-Bay | High-Bay Luminaires for Commercial and Industrial Buildings | Premium | FALSE | [9 empty] | 42521 |  |  | No |  | 3.1 | 28465.15 | 122.9 | 231.6 | 12.7 | 0.9102 | 5000 | 72
P3TYACF5 | Save Energy Lighting Ltd. | Save Energy Lighting | SE-GL-230-850-U-C-3 | Indoor Luminaires | High-Bay | High-Bay Luminaires for Commercial and Industrial Buildings | Premium | FALSE | [9 empty] | 42521 |  |  | No |  | 3.1 | 28757.33 | 126.79 | 226.8 | 14.77 | 0.9123 | 5000 | 71.9
PJVYDKNW | Save Energy Lighting Ltd. | Save Energy Lighting | SE-GL-150-850-U-C-3 | Indoor Luminaires | High-Bay | High-Bay Luminaires for Commercial and Industrial Buildings | Premium | FALSE | [9 empty] | 42521 |  |  | No |  | 3.1 | 19627.53 | 135.83 | 144.5 | 14.12 | 0.9324 | 5000 | 71.5
PFE3SG9B | Save Energy Lighting Ltd. | Save Energy Lighting | SE-GL-150-850-U | Indoor Luminaires | High-Bay | High-Bay Luminaires for Commercial and Industrial Buildings | Premium | FALSE | [9 empty] | 42521 |  |  | No |  | 3.1 | 19055.85 | 131.87 | 144.5 | 14.12 | 0.9324 | 5000 | 71.5
P3A2JPQJ | Save Energy Lighting Ltd. | Save Energy Lighting | SE-GL-150-850-3-C-3 | Indoor Luminaires | High-Bay | High-Bay Luminaires for Commercial and Industrial Buildings | Premium | FALSE | [9 empty] | 42521 |  |  | No |  | 3.1 | 18376.5 | 125.52 | 146.4 | 13.79 | 0.9033 | 5000 | 71.5
PUFUSGNN | Save Energy Lighting Ltd. | Save Energy Lighting | SE-GL-150-850-3 | Indoor Luminaires | High-Bay | High-Bay Luminaires for Commercial and Industrial Buildings | Premium | FALSE | [9 empty] | 42521 |  |  | No |  | 3.1 | 18664.44 | 127.05 | 146.9 | 13.27 | 0.9043 | 5000 | 71.5
PFBMRCE8 | Save Energy Lighting Ltd. | Save Energy Lighting | SE-GL-240-850-3 | Indoor Luminaires | High-Bay | High-Bay Luminaires for Commercial and Industrial Buildings | Premium | FALSE | [9 empty] | 42521 |  |  | No |  | 3.1 | 28920.59 | 124.87 | 231.6 | 12.7 | 0.9102 | 5000 | 71.5
PSVETWCK | Save Energy Lighting Ltd. | Save Energy Lighting | SE-GL-230-850-U | Indoor Luminaires | High-Bay | High-Bay Luminaires for Commercial and Industrial Buildings | Premium | FALSE | [9 empty] | 42521 |  |  | No |  | 3.1 | 27908.5 | 122.62 | 227.6 | 14.21 | 0.9189 | 5000 | 71.4
PCR9MFJK | Save Energy Lighting Ltd. | Save Energy Lighting | SE-GL-200-850-U-C-3 | Indoor Luminaires | High-Bay | High-Bay Luminaires for Commercial and Industrial Buildings | Premium | FALSE | [9 empty] | 42521 |  |  | No |  | 3.1 | 24974.5 | 131.37 | 190.1 | 13.61 | 0.9153 | 5000 | 71.4
PENA6NPR | Save Energy Lighting Ltd. | Save Energy Lighting | SE-GL-200-850-U | Indoor Luminaires | High-Bay | High-Bay Luminaires for Commercial and Industrial Buildings | Premium | FALSE | [9 empty] | 42521 |  |  | No |  | 3.1 | 24247.09 | 127.54 | 190.1 | 13.61 | 0.9153 | 5000 | 71.4
PVWRNMZC | Save Energy Lighting Ltd. | Save Energy Lighting | SE-HQV-19K-850-3-R | Indoor Luminaires | High-Bay | High-Bay Luminaires for Commercial and Industrial Buildings | Premium | FALSE | [9 empty] | 42521 |  |  | No |  | 3.1 | 18871.79 | 130.06 | 145.1 | 14.76 | 0.9031 | 5000 | 70.7
PU27ASN8 | Save Energy Lighting Ltd. | Save Energy Lighting | SE-HQV-19K-850-3-R-N | Indoor Luminaires | High-Bay | High-Bay Luminaires for Commercial and Industrial Buildings | Premium | FALSE | [9 empty] | 42521 |  |  | No |  | 3.1 | 20862.07 | 141.24 | 147.7 | 14.53 | 0.9101 | 5000 | 70.7
PMM67JP9 | Save Energy Lighting Ltd. | Save Energy Lighting | SE-HQV-13K-850-R | Indoor Luminaires | High-Bay | High-Bay Luminaires for Commercial and Industrial Buildings | Premium | FALSE | [9 empty] | 42521 |  |  | No |  | 3.1 | 12469 | 128.56 | 96.99 | 13.24 | 0.9211 | 5000 | 70.7
PCBZ16U3 | Save Energy Lighting Ltd. | Save Energy Lighting | SE-HQV-13K-850-3-R-N | Indoor Luminaires | High-Bay | High-Bay Luminaires for Commercial and Industrial Buildings | Premium | FALSE | [9 empty] | 42521 |  |  | No |  | 3.1 | 11962.75 | 119.26 | 100.3 | 14.66 | 0.9027 | 5000 | 70.6
PY595ZNK | Save Energy Lighting Ltd. | Save Energy Lighting | SE-HL-150-850-3 | Indoor Luminaires | High-Bay | High-Bay Luminaires for Commercial and Industrial Buildings | Premium | FALSE | [9 empty] | 42521 |  |  | No |  | 3.1 | 20616 | 138.73 | 148.6 | 14.62 | 0.9164 | 5000 | 70.6
PYGS7QYH | Save Energy Lighting Ltd. | Save Energy Lighting | SE-HQV-13K-850-3-R | Indoor Luminaires | High-Bay | High-Bay Luminaires for Commercial and Industrial Buildings | Premium | FALSE | [9 empty] | 42521 |  |  | No |  | 3.1 | 12612.5 | 128.37 | 98.25 | 13.15 | 0.9021 | 5000 | 70.6
P7ENAFCU | Save Energy Lighting Ltd. | Save Energy Lighting | SE-HQV-16K-850-3-R-N | Indoor Luminaires | High-Bay | High-Bay Luminaires for Commercial and Industrial Buildings | Premium | FALSE | [9 empty] | 42521 |  |  | No |  | 3.1 | 15628.8 | 130.24 | 120 | 14.23 | 0.9037 | 5000 | 70
P1CPBCFG | Save Energy Lighting Ltd. | Save Energy Lighting | SE-HQV-16K-850-3-R | Indoor Luminaires | High-Bay | High-Bay Luminaires for Commercial and Industrial Buildings | Premium | FALSE | [9 empty] | 42521 |  |  | No |  | 3.1 | 15508.37 | 129.23 | 120 | 14.23 | 0.9037 | 5000 | 70
PFKMSMTW | Save Energy Lighting Ltd. | Save Energy Lighting | SE-GL-200-850-3 | Indoor Luminaires | High-Bay | High-Bay Luminaires for Commercial and Industrial Buildings | Premium | FALSE | [9 empty] | 42521 |  |  | No |  | 3.1 | 25238.67 | 126.19 | 200 | 13.29 | 0.9044 | 5000 | 70
PD77TEYA | Save Energy Lighting Ltd. | Save Energy Lighting | SE-GL-200-850-3-C-3 | Indoor Luminaires | High-Bay | High-Bay Luminaires for Commercial and Industrial Buildings | Premium | FALSE | [9 empty] | 42521 |  |  | No |  | 3.1 | 24841.21 | 124.2 | 200 | 13.29 | 0.9044 | 5000 | 70
PYC6ZE1Z | Save Energy Lighting Ltd. | Save Energy Lighting | SE-HL-150-845-3-C-3 | Indoor Luminaires | High-Bay | High-Bay Luminaires for Commercial and Industrial Buildings | Premium | FALSE | [9 empty] | 42521 |  |  | No |  | 3.1 | 19855 | 134.42 | 147.7 | 14.85 | 0.9138 | 4500 | 83.2
P6JKHF4Y | Save Energy Lighting Ltd. | Save Energy Lighting | SE-GL-240-845-3-C-3 | Indoor Luminaires | High-Bay | High-Bay Luminaires for Commercial and Industrial Buildings | Premium | FALSE | [9 empty] | 42521 |  |  | No |  | 3.1 | 28242.76 | 121.94 | 231.6 | 12.7 | 0.9102 | 4500 | 72
P9NYJS3E | Save Energy Lighting Ltd. | Save Energy Lighting | SE-GL-230-845-U-C-3 | Indoor Luminaires | High-Bay | High-Bay Luminaires for Commercial and Industrial Buildings | Premium | FALSE | [9 empty] | 42521 |  |  | No |  | 3.1 | 28537.86 | 125.82 | 226.8 | 14.77 | 0.9123 | 4500 | 71.9
PR2JHT3H | Save Energy Lighting Ltd. | Save Energy Lighting | SE-GL-150-845-U-C-3 | Indoor Luminaires | High-Bay | High-Bay Luminaires for Commercial and Industrial Buildings | Premium | FALSE | [9 empty] | 42521 |  |  | No |  | 3.1 | 19477.74 | 134.79 | 144.5 | 14.12 | 0.9324 | 4500 | 71.5
P6F1YM6P | Save Energy Lighting Ltd. | Save Energy Lighting | SE-GL-150-845-U | Indoor Luminaires | High-Bay | High-Bay Luminaires for Commercial and Industrial Buildings | Premium | FALSE | [9 empty] | 42521 |  |  | No |  | 3.1 | 18910.42 | 130.86 | 144.5 | 14.12 | 0.9324 | 4500 | 71.5
PNQVHYVH | Save Energy Lighting Ltd. | Save Energy Lighting | SE-GL-150-845-3-C-3 | Indoor Luminaires | High-Bay | High-Bay Luminaires for Commercial and Industrial Buildings | Premium | FALSE | [9 empty] | 42521 |  |  | No |  | 3.1 | 18232 | 124.53 | 146.4 | 13.79 | 0.9033 | 4500 | 71.5
P6ZFRJSR | Save Energy Lighting Ltd. | Save Energy Lighting | SE-GL-150-845-3 | Indoor Luminaires | High-Bay | High-Bay Luminaires for Commercial and Industrial Buildings | Premium | FALSE | [9 empty] | 42521 |  |  | No |  | 3.1 | 18518.63 | 126.06 | 146.9 | 13.27 | 0.9043 | 4500 | 71.5
PZP8A6JZ | Save Energy Lighting Ltd. | Save Energy Lighting | SE-GL-240-845-3 | Indoor Luminaires | High-Bay | High-Bay Luminaires for Commercial and Industrial Buildings | Premium | FALSE | [9 empty] | 42521 |  |  | No |  | 3.1 | 28694.65 | 123.89 | 231.6 | 12.7 | 0.9102 | 4500 | 71.5
PVVZNTWU | Save Energy Lighting Ltd. | Save Energy Lighting | SE-GL-230-845-U | Indoor Luminaires | High-Bay | High-Bay Luminaires for Commercial and Industrial Buildings | Premium | FALSE | [9 empty] | 42521 |  |  | No |  | 3.1 | 27692.75 | 121.67 | 227.6 | 14.21 | 0.9189 | 4500 | 71.4
PRZVXKBF | Save Energy Lighting Ltd. | Save Energy Lighting | SE-GL-200-845-U-C-3 | Indoor Luminaires | High-Bay | High-Bay Luminaires for Commercial and Industrial Buildings | Premium | FALSE | [9 empty] | 42521 |  |  | No |  | 3.1 | 24783.9 | 130.37 | 190.1 | 13.61 | 0.9153 | 4500 | 71.4
PWBVBT26 | Save Energy Lighting Ltd. | Save Energy Lighting | SE-GL-200-845-U | Indoor Luminaires | High-Bay | High-Bay Luminaires for Commercial and Industrial Buildings | Premium | FALSE | [9 empty] | 42521 |  |  | No |  | 3.1 | 24062.04 | 126.57 | 190.1 | 13.61 | 0.9153 | 4500 | 71.4
P4TZX3XE | Save Energy Lighting Ltd. | Save Energy Lighting | SE-HQV-19K-845-3-R | Indoor Luminaires | High-Bay | High-Bay Luminaires for Commercial and Industrial Buildings | Premium | FALSE | [9 empty] | 42521 |  |  | No |  | 3.1 | 18728.86 | 129.07 | 145.1 | 14.76 | 0.9031 | 4500 | 70.7
PEM4GSJH | Save Energy Lighting Ltd. | Save Energy Lighting | SE-HQV-19K-845-3-R-N | Indoor Luminaires | High-Bay | High-Bay Luminaires for Commercial and Industrial Buildings | Premium | FALSE | [9 empty] | 42521 |  |  | No |  | 3.1 | 20724.04 | 140.31 | 147.7 | 14.53 | 0.9101 | 4500 | 70.7
PURJGSH1 | Save Energy Lighting Ltd. | Save Energy Lighting | SE-HQV-13K-845-R | Indoor Luminaires | High-Bay | High-Bay Luminaires for Commercial and Industrial Buildings | Premium | FALSE | [9 empty] | 42521 |  |  | No |  | 3.1 | 12469 | 128.56 | 96.99 | 13.24 | 0.9211 | 4500 | 70.7
PY79CG5Q | Save Energy Lighting Ltd. | Save Energy Lighting | SE-HQV-13K-845-3-R-N | Indoor Luminaires | High-Bay | High-Bay Luminaires for Commercial and Industrial Buildings | Premium | FALSE | [9 empty] | 42521 |  |  | No |  | 3.1 | 11882.5 | 118.46 | 100.3 | 14.66 | 0.9027 | 4500 | 70.6
P1JMYFKX | Save Energy Lighting Ltd. | Save Energy Lighting | SE-HL-150-845-3 | Indoor Luminaires | High-Bay | High-Bay Luminaires for Commercial and Industrial Buildings | Premium | FALSE | [9 empty] | 42521 |  |  | No |  | 3.1 | 20489 | 137.88 | 148.6 | 14.62 | 0.9164 | 4500 | 70.6
PU2YWXNY | Save Energy Lighting Ltd. | Save Energy Lighting | SE-HQV-13K-845-3-R | Indoor Luminaires | High-Bay | High-Bay Luminaires for Commercial and Industrial Buildings | Premium | FALSE | [9 empty] | 42521 |  |  | No |  | 3.1 | 12518 | 127.4 | 98.25 | 13.15 | 0.9021 | 4500 | 70.6
PNJ812HD | Save Energy Lighting Ltd. | Save Energy Lighting | SE-HQV-16K-845-3-R-N | Indoor Luminaires | High-Bay | High-Bay Luminaires for Commercial and Industrial Buildings | Premium | FALSE | [9 empty] | 42521 |  |  | No |  | 3.1 | 15525.4 | 129.37 | 120 | 14.23 | 0.9037 | 4500 | 70
P196136G | Save Energy Lighting Ltd. | Save Energy Lighting | SE-HQV-16K-845-3-R | Indoor Luminaires | High-Bay | High-Bay Luminaires for Commercial and Industrial Buildings | Premium | FALSE | [9 empty] | 42521 |  |  | No |  | 3.1 | 15390.91 | 128.25 | 120 | 14.23 | 0.9037 | 4500 | 70
PJWMREVJ | Save Energy Lighting Ltd. | Save Energy Lighting | SE-GL-200-845-3 | Indoor Luminaires | High-Bay | High-Bay Luminaires for Commercial and Industrial Buildings | Premium | FALSE | [9 empty] | 42521 |  |  | No |  | 3.1 | 25041.49 | 125.2 | 200 | 13.29 | 0.9044 | 4500 | 70
PBTK8BNW | Save Energy Lighting Ltd. | Save Energy Lighting | SE-GL-200-845-3-C-3 | Indoor Luminaires | High-Bay | High-Bay Luminaires for Commercial and Industrial Buildings | Premium | FALSE | [9 empty] | 42521 |  |  | No |  | 3.1 | 24647.14 | 123.23 | 200 | 13.29 | 0.9044 | 4500 | 70
PB4TUBGT | Save Energy Lighting Ltd. | Save Energy Lighting | SE-GL-230-840-U-C-3 | Indoor Luminaires | High-Bay | High-Bay Luminaires for Commercial and Industrial Buildings | Premium | FALSE | [9 empty] | 42521 |  |  | No |  | 3.1 | 28318.4 | 124.31 | 226.8 | 14.77 | 0.9123 | 4000 | 71.9
PTQGNW5S | Save Energy Lighting Ltd. | Save Energy Lighting | SE-GL-150-840-U-C-3 | Indoor Luminaires | High-Bay | High-Bay Luminaires for Commercial and Industrial Buildings | Premium | FALSE | [9 empty] | 42521 |  |  | No |  | 3.1 | 19327.95 | 133.75 | 144.5 | 14.12 | 0.9324 | 4000 | 71.5
PM2PYQ9V | Save Energy Lighting Ltd. | Save Energy Lighting | SE-GL-150-840-3 | Indoor Luminaires | High-Bay | High-Bay Luminaires for Commercial and Industrial Buildings | Premium | FALSE | [9 empty] | 42521 |  |  | No |  | 3.1 | 18227 | 124.08 | 146.9 | 13.27 | 0.9043 | 4000 | 71.5
PF9CN3PP | Save Energy Lighting Ltd. | Save Energy Lighting | SE-GL-240-840-3 | Indoor Luminaires | High-Bay | High-Bay Luminaires for Commercial and Industrial Buildings | Premium | FALSE | [9 empty] | 42521 |  |  | No |  | 3.1 | 28242.76 | 121.94 | 231.6 | 12.7 | 0.9102 | 4000 | 71.5
PJQ5Q6QX | Save Energy Lighting Ltd. | Save Energy Lighting | SE-GL-200-840-U-C-3 | Indoor Luminaires | High-Bay | High-Bay Luminaires for Commercial and Industrial Buildings | Premium | FALSE | [9 empty] | 42521 |  |  | No |  | 3.1 | 24593.31 | 129.37 | 190.1 | 13.61 | 0.9153 | 4000 | 71.4
P3SHD8GN | Save Energy Lighting Ltd. | Save Energy Lighting | SE-GL-200-840-U | Indoor Luminaires | High-Bay | High-Bay Luminaires for Commercial and Industrial Buildings | Premium | FALSE | [9 empty] | 42521 |  |  | No |  | 3.1 | 23877 | 125.63 | 190.1 | 13.61 | 0.9153 | 4000 | 71.4
P5WWDFWG | Save Energy Lighting Ltd. | Save Energy Lighting | SE-HQV-19K-840-3-R | Indoor Luminaires | High-Bay | High-Bay Luminaires for Commercial and Industrial Buildings | Premium | FALSE | [9 empty] | 42521 |  |  | No |  | 3.1 | 18443 | 127.11 | 145.1 | 14.76 | 0.9031 | 4000 | 70.7
PJHSRMJ3 | Save Energy Lighting Ltd. | Save Energy Lighting | SE-HQV-19K-840-3-R-N | Indoor Luminaires | High-Bay | High-Bay Luminaires for Commercial and Industrial Buildings | Premium | FALSE | [9 empty] | 42521 |  |  | No |  | 3.1 | 20448 | 138.44 | 147.7 | 14.53 | 0.9101 | 4000 | 70.7
P7NWTTTS | Save Energy Lighting Ltd. | Save Energy Lighting | SE-HQV-16K-840-3-R-N | Indoor Luminaires | High-Bay | High-Bay Luminaires for Commercial and Industrial Buildings | Premium | FALSE | [9 empty] | 42521 |  |  | No |  | 3.1 | 15318.6 | 127.65 | 120 | 14.23 | 0.9037 | 4000 | 70
P5EUN5PZ | Save Energy Lighting Ltd. | Save Energy Lighting | SE-HQV-16K-840-3-R | Indoor Luminaires | High-Bay | High-Bay Luminaires for Commercial and Industrial Buildings | Premium | FALSE | [9 empty] | 42521 |  |  | No |  | 3.1 | 15156 | 126.3 | 120 | 14.23 | 0.9037 | 4000 | 70
PTYJAPEA | Save Energy Lighting Ltd. | Save Energy Lighting | SE-GL-200-840-3 | Indoor Luminaires | High-Bay | High-Bay Luminaires for Commercial and Industrial Buildings | Premium | FALSE | [9 empty] | 42521 |  |  | No |  | 3.1 | 24647.14 | 123.23 | 200 | 13.29 | 0.9044 | 4000 | 70
PUJ27VDZ | Save Energy Lighting Ltd. | Save Energy Lighting | SE-GL-200-840-3-C-3 | Indoor Luminaires | High-Bay | High-Bay Luminaires for Commercial and Industrial Buildings | Premium | FALSE | [9 empty] | 42521 |  |  | No |  | 3.1 | 24259 | 121.29 | 200 | 13.29 | 0.9044 | 4000 | 70
PA1ETSA2 | Lumecon LLC | Lumecon | LHB-140-AL-PD-1-NW-X-[JPHCHC0]-[X03]-[X515PL515PL615PL715P]-[XOC1OC2] | Indoor Luminaires | High-Bay | High-Bay Luminaires for Commercial and Industrial Buildings | Standard | FALSE | [9 empty] | 42521 |  |  | Yes |  | 3.1 | 13800 | 102.29 | 134.9 | 11.55 | 0.9262 | 4024 | 82.85
P9VWWTN4 | LEDone Distribution Inc. | LED One | LOD-HB-BHP240W-HL-50K | Indoor Luminaires | High-Bay | High-Bay Luminaires for Commercial and Industrial Buildings | Premium | FALSE | [9 empty] | 42521 |  |  | No |  | 3.1 | 27908.5 | 122.62 | 227.6 | 14.21 | 0.9189 | 5000 | 71.4
PJAV9AN8 | LEDone Distribution Inc. | LED One | LOD-HB-BHP200W-HL-50K | Indoor Luminaires | High-Bay | High-Bay Luminaires for Commercial and Industrial Buildings | Premium | FALSE | [9 empty] | 42521 |  |  | No |  | 3.1 | 24247.09 | 127.54 | 190.1 | 13.61 | 0.9153 | 5000 | 71.4
P3TU9B2C | LEDone Distribution Inc. | LED One | LOD-HB-BHP100W-HL (5000K) | Indoor Luminaires | High-Bay | High-Bay Luminaires for Commercial and Industrial Buildings | Premium | FALSE | [9 empty] | 42521 |  |  | No |  | 3.1 | 12469 | 128.56 | 96.99 | 13.24 | 0.9211 | 5000 | 70.7
P2XPQB9F | Industrial Lighting Products | Industrial Lighting Products | BLEXT2-140WLED-UNIV-50-CAL-SD480-XXXXX | Indoor Luminaires | High-Bay | High-Bay Luminaires for Commercial and Industrial Buildings | Standard | FALSE | [9 empty] | 42521 |  |  | Yes |  | 3 | 15501 | 105.7 | 146.6 | 22.3 | 0.975 | 5000 | 80
PUR3VV2T | Industrial Lighting Products | Industrial Lighting Products | BLEXT2-140WLED-UNIV-50-FRAL-SD480-XXXXX | Indoor Luminaires | High-Bay | High-Bay Luminaires for Commercial and Industrial Buildings | Standard | FALSE | [9 empty] | 42521 |  |  | Yes |  | 3 | 15297 | 104.3 | 146.6 | 22.3 | 0.975 | 5000 | 80
P67DY2A2 | Industrial Lighting Products | Industrial Lighting Products | BLEXT2-140WLED-UNIV-40-CAL-SD480-XXXXX | Indoor Luminaires | High-Bay | High-Bay Luminaires for Commercial and Industrial Buildings | Standard | FALSE | [9 empty] | 42521 |  |  | Yes |  | 3 | 15495 | 105.7 | 146.6 | 22.3 | 0.975 | 4000 | 80
PFQGBCTV | Industrial Lighting Products | Industrial Lighting Products | BLEXT2-140WLED-UNIV-40-FRAL-SD480-XXXXX | Indoor Luminaires | High-Bay | High-Bay Luminaires for Commercial and Industrial Buildings | Standard | FALSE | [9 empty] | 42521 |  |  | Yes |  | 3 | 15291 | 104.3 | 146.6 | 22.3 | 0.975 | 4000 | 80
PEBDACHU | Industrial Lighting Products | Industrial Lighting Products | BLEXT2-140WLED-UNIV-35-CAL-SD480-XXXXX | Indoor Luminaires | High-Bay | High-Bay Luminaires for Commercial and Industrial Buildings | Standard | FALSE | [9 empty] | 42521 |  |  | Yes |  | 3 | 15490 | 105.7 | 146.6 | 22.3 | 0.975 | 3500 | 80
P4KZYSTN | Industrial Lighting Products | Industrial Lighting Products | BLEXT2-140WLED-UNIV-35-FRAL-SD480-XXXXX | Indoor Luminaires | High-Bay | High-Bay Luminaires for Commercial and Industrial Buildings | Standard | FALSE | [9 empty] | 42521 |  |  | Yes |  | 3 | 15286 | 104.3 | 146.6 | 22.3 | 0.975 | 3500 | 80
PP8W3DUB | Industrial Lighting Products | Industrial Lighting Products | BLEXT2-140WLED-UNIV-30-CAL-SD480-XXXXX | Indoor Luminaires | High-Bay | High-Bay Luminaires for Commercial and Industrial Buildings | Standard | FALSE | [9 empty] | 42521 |  |  | Yes |  | 3 | 15484 | 105.6 | 146.6 | 22.3 | 0.975 | 3000 | 80
PW978EVG | GLOBAL TECH LED | Atlas High Bay | GTL-HB-ATLAS-5498-MP-HO-SV-BL-NL | Indoor Luminaires | High-Bay | High-Bay Luminaires for Commercial and Industrial Buildings | Standard | FALSE | [9 empty] | 42521 |  |  | No |  | 3.1 | 11545 | 105.8 | 109.1 | 13.1 | 0.91 | 3960 | 82
PX79XBU9 | ICEPIPE Corporation | ICEPIPE | CH2500-200W-B1-5700K | Indoor Luminaires | High-Bay | High-Bay Luminaires for Commercial and Industrial Buildings | Standard | FALSE | [9 empty] | 42521 | Not Dimmable | Not Dimmable | No |  | 3.1 | 23510.84 | 122.13 | 192.5 | 5.5 | 0.996 | 5699 | 81.75
PC3WX3K4 | ICEPIPE Corporation | ICEPIPE | CH2500-200W-B1-5700K-DD1 | Indoor Luminaires | High-Bay | High-Bay Luminaires for Commercial and Industrial Buildings | Standard | FALSE | [9 empty] | 42521 | Not Dimmable | Not Dimmable | No |  | 3.1 | 19976.79 | 103.78 | 192.5 | 5.5 | 0.996 | 5699 | 81.75
P8MH88JW | ICEPIPE Corporation | ICEPIPE | CH2500-180W-B1-5700K-DP1 | Indoor Luminaires | High-Bay | High-Bay Luminaires for Commercial and Industrial Buildings | Standard | FALSE | [9 empty] | 42521 | Not Dimmable | Not Dimmable | No |  | 3.1 | 17997 | 100.4 | 179.2 | 5.69 | 0.996 | 5677 | 83.6
PWM8U9AQ | ICEPIPE Corporation | ICEPIPE | CH2500-180W-B1-5700K | Indoor Luminaires | High-Bay | High-Bay Luminaires for Commercial and Industrial Buildings | Standard | FALSE | [9 empty] | 42521 | Not Dimmable | Not Dimmable | No |  | 3.1 | 22101.05 | 122.85 | 179.9 | 5.66 | 0.996 | 5677 | 82
PE6U6NQ4 | ICEPIPE Corporation | ICEPIPE | CH2500-180W-B1-5700K-DD1 | Indoor Luminaires | High-Bay | High-Bay Luminaires for Commercial and Industrial Buildings | Standard | FALSE | [9 empty] | 42521 | Not Dimmable | Not Dimmable | No |  | 3.1 | 18778.91 | 104.39 | 179.9 | 5.66 | 0.996 | 5677 | 82
PVXMD3DH | ICEPIPE Corporation | ICEPIPE | CH2500-150W-B1-5700K | Indoor Luminaires | High-Bay | High-Bay Luminaires for Commercial and Industrial Buildings | Standard | FALSE | [9 empty] | 42521 | Not Dimmable | Not Dimmable | No |  | 3.1 | 18184.83 | 121.35 | 149.85 | 6.45 | 0.994 | 5674 | 83.8
PSF1ZGB6 | ICEPIPE Corporation | ICEPIPE | CH2500-150W-B1-5700K-DD1 | Indoor Luminaires | High-Bay | High-Bay Luminaires for Commercial and Industrial Buildings | Standard | FALSE | [9 empty] | 42521 | Not Dimmable | Not Dimmable | No |  | 3.1 | 15451.36 | 103.11 | 149.85 | 6.45 | 0.994 | 5674 | 83.8
P6XGH9V5 | ICEPIPE Corporation | ICEPIPE | CH2500-150W-B1-5700K-DP1 | Indoor Luminaires | High-Bay | High-Bay Luminaires for Commercial and Industrial Buildings | Standard | FALSE | [9 empty] | 42521 | Not Dimmable | Not Dimmable | No |  | 3.1 | 14808 | 98.7 | 150.1 | 6.45 | 0.994 | 5674 | 83.8
PR549SNB | ICEPIPE Corporation | ICEPIPE | CH2500-150W-B1-5000K | Indoor Luminaires | High-Bay | High-Bay Luminaires for Commercial and Industrial Buildings | Standard | FALSE | [9 empty] | 42521 | Not Dimmable | Not Dimmable | No |  | 3.1 | 17548.36 | 117.11 | 149.85 | 6.45 | 0.994 | 5023 | 82.2
PB2DCFGU | ICEPIPE Corporation | ICEPIPE | CH2500-150W-B1-5000K-DD1 | Indoor Luminaires | High-Bay | High-Bay Luminaires for Commercial and Industrial Buildings | Standard | FALSE | [9 empty] | 42521 | Not Dimmable | Not Dimmable | No |  | 3.1 | 14910.56 | 99.5 | 149.85 | 6.45 | 0.994 | 5023 | 82.2
PJ5JP5NU | ICEPIPE Corporation | ICEPIPE | CH2500-150W-B1-5000K-DP1 | Indoor Luminaires | High-Bay | High-Bay Luminaires for Commercial and Industrial Buildings | Standard | FALSE | [9 empty] | 42521 | Not Dimmable | Not Dimmable | No |  | 3.1 | 14289.72 | 95.36 | 149.85 | 6.45 | 0.994 | 5023 | 82.2
PB523J3P | ICEPIPE Corporation | ICEPIPE | CH2500-200W-B1-5000K | Indoor Luminaires | High-Bay | High-Bay Luminaires for Commercial and Industrial Buildings | Standard | FALSE | [9 empty] | 42521 | Not Dimmable | Not Dimmable | No |  | 3.1 | 22829.03 | 118.59 | 192.5 | 5.5 | 0.996 | 5019 | 81.75
PVA7YERH | ICEPIPE Corporation | ICEPIPE | CH2500-200W-B1-5000K-DD1 | Indoor Luminaires | High-Bay | High-Bay Luminaires for Commercial and Industrial Buildings | Standard | FALSE | [9 empty] | 42521 | Not Dimmable | Not Dimmable | No |  | 3.1 | 19397.46 | 100.77 | 192.5 | 5.5 | 0.996 | 5019 | 81.75
PYR3QAQ3 | ICEPIPE Corporation | ICEPIPE | CH2500-200W-B1-5000K-DP1 | Indoor Luminaires | High-Bay | High-Bay Luminaires for Commercial and Industrial Buildings | Standard | FALSE | [9 empty] | 42521 | Not Dimmable | Not Dimmable | No |  | 3.1 | 18589.8 | 96.57 | 192.5 | 5.5 | 0.996 | 5019 | 81.75
PGAQDFBY | ICEPIPE Corporation | ICEPIPE | CH2500-180W-B1-5000K | Indoor Luminaires | High-Bay | High-Bay Luminaires for Commercial and Industrial Buildings | Standard | FALSE | [9 empty] | 42521 | Not Dimmable | Not Dimmable | No |  | 3.1 | 21592.73 | 120.03 | 179.9 | 5.66 | 0.996 | 5018 | 82
PHC8DVHV | ICEPIPE Corporation | ICEPIPE | CH2500-180W-B1-5000K-DD1 | Indoor Luminaires | High-Bay | High-Bay Luminaires for Commercial and Industrial Buildings | Standard | FALSE | [9 empty] | 42521 | Not Dimmable | Not Dimmable | No |  | 3.1 | 18347 | 101.98 | 179.9 | 5.66 | 0.996 | 5018 | 82
PCPUWKG3 | ICEPIPE Corporation | ICEPIPE | CH2500-180W-B1-5000K-DP1 | Indoor Luminaires | High-Bay | High-Bay Luminaires for Commercial and Industrial Buildings | Standard | FALSE | [9 empty] | 42521 | Not Dimmable | Not Dimmable | No |  | 3.1 | 17583.07 | 97.74 | 179.9 | 5.66 | 0.996 | 5018 | 82
PWYAX79Y | ICEPIPE Corporation | ICEPIPE | CH2500-150W-B1-4000K | Indoor Luminaires | High-Bay | High-Bay Luminaires for Commercial and Industrial Buildings | Standard | FALSE | [9 empty] | 42521 | Not Dimmable | Not Dimmable | No |  | 3.1 | 17523.59 | 116.94 | 149.85 | 6.45 | 0.994 | 4023 | 82.2
P8WZ5FHE | ICEPIPE Corporation | ICEPIPE | CH2500-150W-B1-4000K-DD1 | Indoor Luminaires | High-Bay | High-Bay Luminaires for Commercial and Industrial Buildings | Standard | FALSE | [9 empty] | 42521 | Not Dimmable | Not Dimmable | No |  | 3.1 | 14889.51 | 99.36 | 149.85 | 6.45 | 0.994 | 4023 | 82.2
PS7TETEA | ICEPIPE Corporation | ICEPIPE | CH2500-150W-B1-4000K-DP1 | Indoor Luminaires | High-Bay | High-Bay Luminaires for Commercial and Industrial Buildings | Standard | FALSE | [9 empty] | 42521 | Not Dimmable | Not Dimmable | No |  | 3.1 | 14269.55 | 95.23 | 149.85 | 6.45 | 0.994 | 4023 | 82.2
PB8XAC6S | ICEPIPE Corporation | ICEPIPE | CH2500-200W-B1-4000K | Indoor Luminaires | High-Bay | High-Bay Luminaires for Commercial and Industrial Buildings | Standard | FALSE | [9 empty] | 42521 | Not Dimmable | Not Dimmable | No |  | 3.1 | 22795.06 | 118.42 | 192.5 | 5.5 | 0.996 | 4019 | 81.75
PH3C4GPH | ICEPIPE Corporation | ICEPIPE | CH2500-200W-B1-4000K-DD1 | Indoor Luminaires | High-Bay | High-Bay Luminaires for Commercial and Industrial Buildings | Standard | FALSE | [9 empty] | 42521 | Not Dimmable | Not Dimmable | No |  | 3.1 | 19368.59 | 100.62 | 192.5 | 5.5 | 0.996 | 4019 | 81.75
PMSVK9K4 | ICEPIPE Corporation | ICEPIPE | CH2500-200W-B1-4000K-DP1 | Indoor Luminaires | High-Bay | High-Bay Luminaires for Commercial and Industrial Buildings | Standard | FALSE | [9 empty] | 42521 | Not Dimmable | Not Dimmable | No |  | 3.1 | 18562.13 | 96.43 | 192.5 | 5.5 | 0.996 | 4019 | 81.75
P849GZDH | ICEPIPE Corporation | ICEPIPE | CH2500-180W-B1-4000K | Indoor Luminaires | High-Bay | High-Bay Luminaires for Commercial and Industrial Buildings | Standard | FALSE | [9 empty] | 42521 | Not Dimmable | Not Dimmable | No |  | 3.1 | 21193.54 | 117.81 | 179.9 | 5.66 | 0.996 | 4018 | 82
P4FDFSBD | ICEPIPE Corporation | ICEPIPE | CH2500-180W-B1-4000K-DD1 | Indoor Luminaires | High-Bay | High-Bay Luminaires for Commercial and Industrial Buildings | Standard | FALSE | [9 empty] | 42521 | Not Dimmable | Not Dimmable | No |  | 3.1 | 18007.81 | 100.1 | 179.9 | 5.66 | 0.996 | 4018 | 82
PRG4VQND | ICEPIPE Corporation | ICEPIPE | CH2500-180W-B1-4000K-DP1 | Indoor Luminaires | High-Bay | High-Bay Luminaires for Commercial and Industrial Buildings | Standard | FALSE | [9 empty] | 42521 | Not Dimmable | Not Dimmable | No |  | 3.1 | 17258.01 | 95.93 | 179.9 | 5.66 | 0.996 | 4018 | 82
P9FGSK7E | ICEPIPE Corporation | ICEPIPE | CH2500-150W-B1-3000K | Indoor Luminaires | High-Bay | High-Bay Luminaires for Commercial and Industrial Buildings | Standard | FALSE | [9 empty] | 42521 | Not Dimmable | Not Dimmable | No |  | 3.1 | 16931 | 113.5 | 149.2 | 6.45 | 0.995 | 3019 | 80.6
PKDR76PQ | ICEPIPE Corporation | ICEPIPE | CH2500-150W-B1-3000K-DD1 | Indoor Luminaires | High-Bay | High-Bay Luminaires for Commercial and Industrial Buildings | Standard | FALSE | [9 empty] | 42521 | Not Dimmable | Not Dimmable | No |  | 3.1 | 14386 | 95.4 | 150.8 | 6.45 | 0.995 | 3019 | 80.6
PU6NT47A | ICEPIPE Corporation | ICEPIPE | CH2500-200W-B1-3000K | Indoor Luminaires | High-Bay | High-Bay Luminaires for Commercial and Industrial Buildings | Standard | FALSE | [9 empty] | 42521 | Not Dimmable | Not Dimmable | No |  | 3.1 | 22152.63 | 115.08 | 192.5 | 5.5 | 0.996 | 3018 | 81.75
P8ZGYNU9 | ICEPIPE Corporation | ICEPIPE | CH2500-200W-B1-3000K-DD1 | Indoor Luminaires | High-Bay | High-Bay Luminaires for Commercial and Industrial Buildings | Standard | FALSE | [9 empty] | 42521 | Not Dimmable | Not Dimmable | No |  | 3.1 | 18822.74 | 97.78 | 192.5 | 5.5 | 0.996 | 3018 | 81.75
P1Y2WN9U | ICEPIPE Corporation | ICEPIPE | CH2500-200W-B1-3000K-DP1 | Indoor Luminaires | High-Bay | High-Bay Luminaires for Commercial and Industrial Buildings | Standard | FALSE | [9 empty] | 42521 | Not Dimmable | Not Dimmable | No |  | 3.1 | 18039 | 93.9 | 192 | 5.52 | 0.996 | 3018 | 80
PVWCA773 | ICEPIPE Corporation | ICEPIPE | CH2500-180W-B1-3000K | Indoor Luminaires | High-Bay | High-Bay Luminaires for Commercial and Industrial Buildings | Standard | FALSE | [9 empty] | 42521 | Not Dimmable | Not Dimmable | No |  | 3.1 | 20717.05 | 115.16 | 179.9 | 5.66 | 0.996 | 3006 | 82
P8P62NB2 | ICEPIPE Corporation | ICEPIPE | CH2500-180W-B1-3000K-DD1 | Indoor Luminaires | High-Bay | High-Bay Luminaires for Commercial and Industrial Buildings | Standard | FALSE | [9 empty] | 42521 | Not Dimmable | Not Dimmable | No |  | 3.1 | 17602.95 | 97.85 | 179.9 | 5.66 | 0.996 | 3006 | 82
P7VBUHE1 | ICEPIPE Corporation | ICEPIPE | CH2500-180W-B1-3000K-DP1 | Indoor Luminaires | High-Bay | High-Bay Luminaires for Commercial and Industrial Buildings | Standard | FALSE | [9 empty] | 42521 | Not Dimmable | Not Dimmable | No |  | 3.1 | 16870 | 93.4 | 180.6 | 5.62 | 0.996 | 3006 | 80.4
PAENB37Q | US LED | QubePak | EXB1-UNVL-50-80-42-xx-S-C-x | Indoor Luminaires | High-Bay | High-Bay Luminaires for Commercial and Industrial Buildings | Premium | TRUE | 40961 | 126.9 | 322.8 | 5.8 | 0.97 | 5070 | 83 | 5 | 50000 | 42517 |  |  | Yes | Product updated on 11/28/2016 | 3.1 | 40961 | 126.9 | 322.8 | 5.8 | 0.97 | 5070 | 83
P1PB15GR | US LED | QubePak | EXB1-UNVH-50-80-42-xx-S-C-x | Indoor Luminaires | High-Bay | High-Bay Luminaires for Commercial and Industrial Buildings | Premium | TRUE | 40705 | 127.6 | 319 | 5.5 | 0.97 | 5080 | 83 | 5 | 50000 | 42517 |  |  | Yes | Product updated on 11/28/2016 | 3.1 | 40705 | 127.6 | 319 | 5.5 | 0.97 | 5080 | 83
PNYYP8NR | Shenzhen Hipower Optoelectronic Co. Ltd | LED VISION | SPS150-HL10-WW-D-120 | Indoor Luminaires | High-Bay | High-Bay Luminaires for Commercial and Industrial Buildings | Standard | TRUE | 15621 | 104.46 | 149.4 | 14.26 | 0.94 | 3124 | 83.7 | 5 | 50000 | 42517 |  |  | No |  | 3.1 | 15500 | 103.3 | 150 | 20 | 0.996 | 3000 | 80
PBDHAPS2 | US LED | QubePak | EXB1-UNVL-50-80-56-xx-S-C-x | Indoor Luminaires | High-Bay | High-Bay Luminaires for Commercial and Industrial Buildings | Premium | FALSE | [9 empty] | 42517 |  |  | Yes | Product updated on 11/28/2016 | 3.1 | 55106 | 128.2 | 429.8 | 5.8 | 0.97 | 5000 | 82
PYXUACS9 | US LED | QubePak | EXB1-UNVH-50-80-56-xx-S-C-x | Indoor Luminaires | High-Bay | High-Bay Luminaires for Commercial and Industrial Buildings | Premium | FALSE | [9 empty] | 42517 |  |  | Yes | Product updated on 11/28/2016 | 3.1 | 55114 | 128.9 | 427.5 | 5.5 | 0.97 | 4990 | 82
PZ8XW18T | Shenzhen Hipower Optoelectronic Co. Ltd | LED VISION | SPS150-HL10-CW-120 | Indoor Luminaires | High-Bay | High-Bay Luminaires for Commercial and Industrial Buildings | Standard | FALSE | [9 empty] | 42517 |  |  | No |  | 3.1 | 16400 | 109.3 | 150 | 20 | 0.9925 | 5700 | 80
PDFEZZ92 | Shenzhen Hipower Optoelectronic Co. Ltd | LED VISION | SPS150-HL10-CW-D-120 | Indoor Luminaires | High-Bay | High-Bay Luminaires for Commercial and Industrial Buildings | Standard | FALSE | [9 empty] | 42517 |  |  | No |  | 3.1 | 16400 | 109.3 | 150 | 20 | 0.9925 | 5700 | 80
PRMQNRTQ | Shenzhen Hipower Optoelectronic Co. Ltd | LED VISION | SPS150-HL10-DW-120 | Indoor Luminaires | High-Bay | High-Bay Luminaires for Commercial and Industrial Buildings | Standard | FALSE | [9 empty] | 42517 |  |  | No |  | 3.1 | 16000 | 106.6 | 150 | 20 | 0.996 | 5000 | 80
P2WG4A7N | Shenzhen Hipower Optoelectronic Co. Ltd | LED VISION | SPS150-HL10-DW-D-120 | Indoor Luminaires | High-Bay | High-Bay Luminaires for Commercial and Industrial Buildings | Standard | FALSE | [9 empty] | 42517 |  |  | No |  | 3.1 | 16000 | 106.6 | 150 | 20 | 0.996 | 5000 | 80
PX2Q1ZHG | Shenzhen Hipower Optoelectronic Co. Ltd | LED VISION | SPS150-HL10-NW-120 | Indoor Luminaires | High-Bay | High-Bay Luminaires for Commercial and Industrial Buildings | Standard | FALSE | [9 empty] | 42517 |  |  | No |  | 3.1 | 16500 | 110 | 150 | 20 | 0.996 | 4000 | 80
PB3UTYNS | Shenzhen Hipower Optoelectronic Co. Ltd | LED VISION | SPS150-HL10-NW-D-120 | Indoor Luminaires | High-Bay | High-Bay Luminaires for Commercial and Industrial Buildings | Standard | FALSE | [9 empty] | 42517 |  |  | No |  | 3.1 | 16500 | 110 | 150 | 20 | 0.996 | 4000 | 80
P3H71121 | Shenzhen Hipower Optoelectronic Co. Ltd | LED VISION | SPS150-HL10-WW-120 | Indoor Luminaires | High-Bay | High-Bay Luminaires for Commercial and Industrial Buildings | Standard | FALSE | [9 empty] | 42517 |  |  | No |  | 3.1 | 15500 | 103.3 | 150 | 20 | 0.996 | 3000 | 80
PXPFF8NQ | Linmore LED Labs | Linmore LED | LL-URS-LB-2-35K-60W-XX (FROSTED) | Indoor Retrofit Kit | High-Bay | Retrofit Kits for Low-Bay Luminaires for Commercial and Industrial Buildings | Standard | TRUE | 8993.93 | 142 | 63.39 | 7 | 0.99 | 3426 | 82 | 10 | 88000 | 42515 |  |  | No | SLP LIGHTING CT2-HV5-1L4 | 3.1 | 8993.93 | 142 | 63.39 | 6 | 0.99 | 3500 | 82
P82JUVD2 | WAI CHI OPTO TECHNOLOGY LTD. | WAICHI | LLHA06-S200C(3000K) | Indoor Luminaires | High-Bay | High-Bay Luminaires for Commercial and Industrial Buildings | Premium | TRUE | 21380.04 | 107.98 | 198 | 8.7 | 0.951 | 3042 | 83.3 | 5 | 50000 | 42515 |  |  | No |  | 3.1 | 21380 | 107.9 | 198 | 8.7 | 0.951 | 3042 | 83.3
P6MSHB7Q | Linmore LED Labs | Linmore LED | LL-URS-LB-1-35K-36W-XX (FROSTED) | Indoor Retrofit Kit | High-Bay | Retrofit Kits for Low-Bay Luminaires for Commercial and Industrial Buildings | Standard | TRUE | 4874.73 | 143 | 34.06 | 13 | 0.95 | 3426 | 81.5 | 10 | 88000 | 42515 |  |  | No | SLP LIGHTING CT2-HV5-1L4 | 3.1 | 4874.73 | 143 | 34.06 | 13 | 0.99 | 3500 | 82
PEH86GRP | WAI CHI OPTO TECHNOLOGY LTD. | WAICHI | LLHA06-S150C(3000K) | Indoor Luminaires | High-Bay | High-Bay Luminaires for Commercial and Industrial Buildings | Premium | TRUE | 15841.416 | 107.254 | 147.7 | 19.8 | 0.945 | 3041 | 83.2 | 5 | 50000 | 42515 |  |  | No |  | 3.1 | 15841.4 | 107.2 | 147.7 | 13.2 | 0.945 | 3041 | 83.2
P2FBUU4Y | WAI CHI OPTO TECHNOLOGY LTD. | WAICHI | LLHA05-S200CP(3000K) | Indoor Luminaires | High-Bay | High-Bay Luminaires for Commercial and Industrial Buildings | Premium | TRUE | 21586.275 | 107.341 | 201.1 | 12.7 | 0.932 | 3033 | 83.3 | 5 | 50000 | 42515 |  |  | No |  | 3.1 | 21586.2 | 107.3 | 201.1 | 12.7 | 0.932 | 3033 | 83.3
PEUGK9YU | WAI CHI OPTO TECHNOLOGY LTD. | WAICHI | LLHA05-S200DP(3000K) | Indoor Luminaires | High-Bay | High-Bay Luminaires for Commercial and Industrial Buildings | Premium | TRUE | 21941.977 | 110.04 | 199.4 | 12.5 | 0.931 | 3053 | 82.7 | 5 | 50000 | 42515 |  |  | No |  | 3.1 | 21941.9 | 110 | 199.4 | 12.5 | 0.931 | 3053 | 82.7
P7EETXN3 | WAI CHI OPTO TECHNOLOGY LTD. | WAICHI | LLHA05-S150CP(3000K) | Indoor Luminaires | High-Bay | High-Bay Luminaires for Commercial and Industrial Buildings | Premium | TRUE | 15481.803 | 107.289 | 144.3 | 12.5 | 0.924 | 3064 | 83.2 | 5 | 50000 | 42515 |  |  | No |  | 3.1 | 15481.8 | 107.2 | 144.3 | 12.5 | 0.924 | 3064 | 83.2
PRBEMTNU | LEDone Distribution Inc. | LEDone | LOD-HB-320WD50K-HL | Indoor Luminaires | High-Bay | High-Bay Luminaires for Commercial and Industrial Buildings | Standard | TRUE | 33475.79 | 104.156 | 321.4 | 14.73 | 0.9126 | 5222 | 74.7 | 5 | 50000 | 42515 |  |  | No |  | 3.1 | 33475.79 | 104.156 | 321.4 | 14.37 | 0.997 | 5222 | 74.7
P6NZ6743 | Linmore LED Labs | Linmore LED | LL-URS-LB-1-50K-44W-XX (FROSTED) | Indoor Retrofit Kit | High-Bay | Retrofit Kits for Low-Bay Luminaires for Commercial and Industrial Buildings | Standard | FALSE | [9 empty] | 42515 |  |  | No | SLP LIGHTING CT2-HV5-1L4 | 3.1 | 6380 | 145 | 44 | 13 | 0.99 | 5000 | 83
PWG8AA2Q | Linmore LED Labs | Linmore LED | LL-URS-LB-2-50K-44W-XX (FROSTED) | Indoor Retrofit Kit | High-Bay | Retrofit Kits for Low-Bay Luminaires for Commercial and Industrial Buildings | Standard | FALSE | [9 empty] | 42515 |  |  | No | SLP LIGHTING CT2-HV5-1L4 | 3.1 | 6257.56 | 146 | 42.86 | 13 | 0.99 | 5000 | 83
PKNDRVTS | Linmore LED Labs | Linmore LED | LL-URS-LB-1-50K-36W-XX (FROSTED) | Indoor Retrofit Kit | High-Bay | Retrofit Kits for Low-Bay Luminaires for Commercial and Industrial Buildings | Standard | FALSE | [9 empty] | 42515 |  |  | No | SLP LIGHTING CT2-HV5-1L4 | 3.1 | 4938.7 | 145 | 34.06 | 13 | 0.99 | 5000 | 83
PC8VYTEX | Linmore LED Labs | Linmore LED | LL-URS-LB-2-50K-60W-XX (FROSTED) | Indoor Retrofit Kit | High-Bay | Retrofit Kits for Low-Bay Luminaires for Commercial and Industrial Buildings | Standard | FALSE | [9 empty] | 42515 |  |  | No | SLP LIGHTING CT2-HV5-1L4 | 3.1 | 9128.16 | 144 | 63.39 | 6 | 0.99 | 5000 | 83
PKTTT2KZ | Linmore LED Labs | Linmore LED | LL-URS-LB-1-41K-44W-XX (FROSTED) | Indoor Retrofit Kit | High-Bay | Retrofit Kits for Low-Bay Luminaires for Commercial and Industrial Buildings | Standard | FALSE | [9 empty] | 42515 |  |  | No | SLP LIGHTING CT2-HV5-1L4 | 3.1 | 6336 | 144 | 44 | 13 | 0.99 | 4100 | 82
PX5W3AGB | Linmore LED Labs | Linmore LED | LL-URS-LB-2-41K-44W-XX (FROSTED) | Indoor Retrofit Kit | High-Bay | Retrofit Kits for Low-Bay Luminaires for Commercial and Industrial Buildings | Standard | FALSE | [9 empty] | 42515 |  |  | No | SLP LIGHTING CT2-HV5-1L4 | 3.1 | 6214.7 | 145 | 42.86 | 13 | 0.99 | 4100 | 82
P1E6Y7HC | Linmore LED Labs | Linmore LED | LL-URS-LB-1-41K-36W-XX (FROSTED) | Indoor Retrofit Kit | High-Bay | Retrofit Kits for Low-Bay Luminaires for Commercial and Industrial Buildings | Standard | FALSE | [9 empty] | 42515 |  |  | No | SLP LIGHTING CT2-HV5-1L4 | 3.1 | 4904.64 | 144 | 34.06 | 13 | 0.99 | 4100 | 82
P9PVYZZY | Linmore LED Labs | Linmore LED | LL-URS-LB-2-41K-60W-XX (FROSTED) | Indoor Retrofit Kit | High-Bay | Retrofit Kits for Low-Bay Luminaires for Commercial and Industrial Buildings | Standard | FALSE | [9 empty] | 42515 |  |  | No | SLP LIGHTING CT2-HV5-1L4 | 3.1 | 9064.77 | 143 | 63.39 | 6 | 0.99 | 4100 | 82
P5ZJJA6X | Linmore LED Labs | Linmore LED | LL-URS-LB-1-35K-44W-XX (FROSTED) | Indoor Retrofit Kit | High-Bay | Retrofit Kits for Low-Bay Luminaires for Commercial and Industrial Buildings | Standard | FALSE | [9 empty] | 42515 |  |  | No | SLP LIGHTING CT2-HV5-1L4 | 3.1 | 6292 | 143 | 44 | 13 | 0.99 | 3500 | 82
PFWMZNPS | Linmore LED Labs | Linmore LED | LL-URS-LB-2-35K-44W-XX (FROSTED) | Indoor Retrofit Kit | High-Bay | Retrofit Kits for Low-Bay Luminaires for Commercial and Industrial Buildings | Standard | FALSE | [9 empty] | 42515 |  |  | No | SLP LIGHTING CT2-HV5-1L4 | 3.1 | 6191.63 | 144 | 42.86 | 13 | 0.99 | 3500 | 82
PA8UKYE3 | WAI CHI OPTO TECHNOLOGY LTD. | WAICHI | LLHA05-S150CP(5000K) | Indoor Luminaires | High-Bay | High-Bay Luminaires for Commercial and Industrial Buildings | Premium | FALSE | [9 empty] | 42515 |  |  | No |  | 3.1 | 16411.4 | 110.8 | 148.1 | 12.6 | 0.925 | 5108 | 86.6
PXBC73R2 | WAI CHI OPTO TECHNOLOGY LTD. | WAICHI | LLHA05-S200CP(5000K) | Indoor Luminaires | High-Bay | High-Bay Luminaires for Commercial and Industrial Buildings | Premium | FALSE | [9 empty] | 42515 |  |  | No |  | 3.1 | 22217.3 | 111.3 | 199.5 | 12.9 | 0.934 | 5100 | 86.8
PR4RBTAW | WAI CHI OPTO TECHNOLOGY LTD. | WAICHI | LLHA05-S200DP(5000K) | Indoor Luminaires | High-Bay | High-Bay Luminaires for Commercial and Industrial Buildings | Premium | FALSE | [9 empty] | 42515 |  |  | No |  | 3.1 | 22719.7 | 113.5 | 200.1 | 12.7 | 0.929 | 5092 | 86
PCJ8CFVA | WAI CHI OPTO TECHNOLOGY LTD. | WAICHI | LLHA06-S200C(5000K) | Indoor Luminaires | High-Bay | High-Bay Luminaires for Commercial and Industrial Buildings | Premium | FALSE | [9 empty] | 42515 |  |  | No |  | 3.1 | 22677.4 | 110.8 | 204.5 | 8.9 | 0.951 | 5082 | 86.7
PEP4FRU4 | WAI CHI OPTO TECHNOLOGY LTD. | WAICHI | LLHA06-S150C(5000K) | Indoor Luminaires | High-Bay | High-Bay Luminaires for Commercial and Industrial Buildings | Premium | FALSE | [9 empty] | 42515 |  |  | No |  | 3.1 | 16303.2 | 110.3 | 147.8 | 13.3 | 0.942 | 5074 | 86.5
PUFEPEJN | WAI CHI OPTO TECHNOLOGY LTD. | WAICHI | LLHA05-S200CP(4500K) | Indoor Luminaires | High-Bay | High-Bay Luminaires for Commercial and Industrial Buildings | Premium | FALSE | [9 empty] | 42515 |  |  | No |  | 3.1 | 21586.2 | 107.3 | 201.1 | 12.7 | 0.932 | 4500 | 83.3
PZGDPG8T | WAI CHI OPTO TECHNOLOGY LTD. | WAICHI | LLHA06-S200C(4500K) | Indoor Luminaires | High-Bay | High-Bay Luminaires for Commercial and Industrial Buildings | Premium | FALSE | [9 empty] | 42515 |  |  | No |  | 3.1 | 21380 | 107.9 | 198 | 8.7 | 0.951 | 4500 | 83.3
PJ8CDCTF | WAI CHI OPTO TECHNOLOGY LTD. | WAICHI | LLHA06-S150C(4500K) | Indoor Luminaires | High-Bay | High-Bay Luminaires for Commercial and Industrial Buildings | Premium | FALSE | [9 empty] | 42515 |  |  | No |  | 3.1 | 15841.4 | 107.2 | 147.7 | 13.2 | 0.945 | 4500 | 83.2
PA6FQUKK | WAI CHI OPTO TECHNOLOGY LTD. | WAICHI | LLHA05-S150CP(4500K) | Indoor Luminaires | High-Bay | High-Bay Luminaires for Commercial and Industrial Buildings | Premium | FALSE | [9 empty] | 42515 |  |  | No |  | 3.1 | 15481.8 | 107.2 | 144.3 | 12.5 | 0.924 | 4500 | 83.2
PD4AFVSW | WAI CHI OPTO TECHNOLOGY LTD. | WAICHI | LLHA05-S200DP(4500K) | Indoor Luminaires | High-Bay | High-Bay Luminaires for Commercial and Industrial Buildings | Premium | FALSE | [9 empty] | 42515 |  |  | No |  | 3.1 | 21941.9 | 110 | 199.4 | 12.5 | 0.931 | 4500 | 82.7
P1KNRUVH | WAI CHI OPTO TECHNOLOGY LTD. | WAICHI | LLHA05-S200CP(4000K) | Indoor Luminaires | High-Bay | High-Bay Luminaires for Commercial and Industrial Buildings | Premium | FALSE | [9 empty] | 42515 |  |  | No |  | 3.1 | 21586.2 | 107.3 | 201.1 | 12.7 | 0.932 | 4000 | 83.3
PUCFYCRB | WAI CHI OPTO TECHNOLOGY LTD. | WAICHI | LLHA06-S200C(4000K) | Indoor Luminaires | High-Bay | High-Bay Luminaires for Commercial and Industrial Buildings | Premium | FALSE | [9 empty] | 42515 |  |  | No |  | 3.1 | 21380 | 107.9 | 198 | 8.7 | 0.951 | 4000 | 83.3
PRRM3YU7 | WAI CHI OPTO TECHNOLOGY LTD. | WAICHI | LLHA06-S150C(4000K) | Indoor Luminaires | High-Bay | High-Bay Luminaires for Commercial and Industrial Buildings | Premium | FALSE | [9 empty] | 42515 |  |  | No |  | 3.1 | 15841.4 | 107.2 | 147.7 | 13.2 | 0.945 | 4000 | 83.2
P8VWWA3G | WAI CHI OPTO TECHNOLOGY LTD. | WAICHI | LLHA05-S150CP(4000K) | Indoor Luminaires | High-Bay | High-Bay Luminaires for Commercial and Industrial Buildings | Premium | FALSE | [9 empty] | 42515 |  |  | No |  | 3.1 | 15481.8 | 107.2 | 144.3 | 12.5 | 0.924 | 4000 | 83.2
P9TRVEYV | WAI CHI OPTO TECHNOLOGY LTD. | WAICHI | LLHA05-S200DP(4000K) | Indoor Luminaires | High-Bay | High-Bay Luminaires for Commercial and Industrial Buildings | Premium | FALSE | [9 empty] | 42515 |  |  | No |  | 3.1 | 21941.9 | 110 | 199.4 | 12.5 | 0.931 | 4000 | 82.7
P7BBSCE7 | WAI CHI OPTO TECHNOLOGY LTD. | WAICHI | LLHA05-S200CP(3500K) | Indoor Luminaires | High-Bay | High-Bay Luminaires for Commercial and Industrial Buildings | Premium | FALSE | [9 empty] | 42515 |  |  | No |  | 3.1 | 21586.2 | 107.3 | 201.1 | 12.7 | 0.932 | 3500 | 83.3
PR69EDPS | WAI CHI OPTO TECHNOLOGY LTD. | WAICHI | LLHA06-S200C(3500K) | Indoor Luminaires | High-Bay | High-Bay Luminaires for Commercial and Industrial Buildings | Premium | FALSE | [9 empty] | 42515 |  |  | No |  | 3.1 | 21380 | 107.9 | 198 | 8.7 | 0.951 | 3500 | 83.3
PCHJKYAY | WAI CHI OPTO TECHNOLOGY LTD. | WAICHI | LLHA06-S150C(3500K) | Indoor Luminaires | High-Bay | High-Bay Luminaires for Commercial and Industrial Buildings | Premium | FALSE | [9 empty] | 42515 |  |  | No |  | 3.1 | 15841.4 | 107.2 | 147.7 | 13.2 | 0.945 | 3500 | 83.2
PFC7E4WN | WAI CHI OPTO TECHNOLOGY LTD. | WAICHI | LLHA05-S150CP(3500K) | Indoor Luminaires | High-Bay | High-Bay Luminaires for Commercial and Industrial Buildings | Premium | FALSE | [9 empty] | 42515 |  |  | No |  | 3.1 | 15481.8 | 107.2 | 144.3 | 12.5 | 0.924 | 3500 | 83.2
P96Z9VGG | WAI CHI OPTO TECHNOLOGY LTD. | WAICHI | LLHA05-S200DP(3500K) | Indoor Luminaires | High-Bay | High-Bay Luminaires for Commercial and Industrial Buildings | Premium | FALSE | [9 empty] | 42515 |  |  | No |  | 3.1 | 21941.9 | 110 | 199.4 | 12.5 | 0.931 | 3500 | 82.7
PHPNSW3A | LEDone Distribution Inc. | LEDone | LOD-HB-320WD50K-HL-STP | Indoor Luminaires | High-Bay | High-Bay Luminaires for Commercial and Industrial Buildings | Standard | FALSE | [9 empty] | 42515 |  |  | Yes |  | 3.1 | 33475.79 | 104.156 | 321.4 | 14.37 | 0.997 | 5222 | 74.7
PSSP5ZF4 | LEDone Distribution Inc. | LEDone | LOD-HB-320WD50K-HL-CTN | Indoor Luminaires | High-Bay | High-Bay Luminaires for Commercial and Industrial Buildings | Standard | FALSE | [9 empty] | 42515 |  |  | Yes |  | 3.1 | 33475.79 | 104.156 | 321.4 | 14.37 | 0.997 | 5222 | 74.7
PDGAKSF6 | Lux Dynamics | Lux Dynamics | LED-LHB-2-UNV - 840 HO LPDC | Indoor Luminaires | High-Bay | High-Bay Luminaires for Commercial and Industrial Buildings | Standard | TRUE | 18159.88 | 103 | 176.47 | 5 | 0.98 | 4057 | 84 | 10 | 60000 | 42514 |  |  | Yes |  | 3.1 | 18159.88 | 103 | 176.47 | 3 | 1 | 4000 | 84
PUT8TTDB | Philips Optimum | Philips Optimum | G16LWD4FT25LUV840QCSCWG | Indoor Luminaires | High-Bay | High-Bay Luminaires for Commercial and Industrial Buildings | Standard | TRUE | 16868.9 | 84.43 | 199.8 | 10 | 0.9781 | 4020 | 83.04 | 5 | 50000 | 42514 |  |  | No |  | 3.1 | 16531 | 81.11 | 203.8 | 20 | 0.9 | 4000 | 80
PYFXWG5A | New Horizon Lighting | LED HIGHBAY | NHL-4LHBE-110W-40K-UNV | Indoor Luminaires | High-Bay | High-Bay Luminaires for Commercial and Industrial Buildings | Premium | TRUE | 12990.16 | 124.15 | 104.63 | 7.6 | 0.977 | 3980 | 83.6 | 5 | 90000 | 42514 |  |  | No |  | 3.1 | 14300 | 130 | 110 | 20 | 0.9 | 4000 | 80
PC7611UQ | New Horizon Lighting | LED HIGHBAY | NHL-4LHBE-220W-40K-UNV | Indoor Luminaires | High-Bay | High-Bay Luminaires for Commercial and Industrial Buildings | Premium | TRUE | 26036.27 | 124.76 | 208.69 | 8 | 0.976 | 4010 | 83.7 | 5 | 90000 | 42514 |  |  | No |  | 3.1 | 28600 | 130 | 220 | 20 | 0.9 | 4000 | 80
PHG5EB3M | New Horizon Lighting | LED HIGHBAY | NHL-4LHBE-165W-40K-UNV | Indoor Luminaires | High-Bay | High-Bay Luminaires for Commercial and Industrial Buildings | Premium | TRUE | 19446.51 | 124.87 | 155.74 | 7.69 | 0.975 | 4006 | 83.6 | 5 | 90000 | 42514 |  |  | No |  | 3.1 | 21450 | 130 | 165 | 20 | 0.9 | 4000 | 80
PZH3Y879 | Shenzhen Hipower Optoelectronic Co. Ltd | LED VISION | SPS150-HL10-WW-D-90 | Indoor Luminaires | High-Bay | High-Bay Luminaires for Commercial and Industrial Buildings | Standard | TRUE | 15365 | 102.98 | 149.2 | 14.31 | 0.945 | 3124 | 83.7 | 5 | 50000 | 42514 |  |  | No |  | 3.1 | 15200 | 101.3 | 150 | 20 | 0.996 | 3000 | 80
PHFGDF37 | EWM International LLC | Every Watt Matters | HL-51-24-MIN-CA48-850-[Mount)-349 | Indoor Luminaires | High-Bay | High-Bay Luminaires for Commercial and Industrial Buildings | Standard | TRUE | 29688 | 122.93 | 241.5 | 5.84 | 0.9443 | 4994 | 77.3 | 5 | 50000 | 42514 |  |  | No |  | 3 | 29600 | 120 | 242 | 15 | 0.95 | 5000 | 70
P5WH92E2 | EWM International LLC | Every Watt Matters | HC-11-15-MIN-CG12-850-[Mount]-349 | Indoor Luminaires | High-Bay | High-Bay Luminaires for Commercial and Industrial Buildings | Standard | TRUE | 19830.66 | 129.51 | 153.12 | 12.4 | 0.942 | 5006 | 75.7 | 5 | 50000 | 42514 |  |  | No |  | 3 | 19830.66 | 129.51 | 153.12 | 12.4 | 0.942 | 5000 | 75.7
PAPKM3SQ | EWM International LLC | Every Watt Matters | HL-39-15-MIN-CA48-850-[Mount)-349 | Indoor Luminaires | High-Bay | High-Bay Luminaires for Commercial and Industrial Buildings | Standard | TRUE | 19393 | 125.84 | 154.1 | 11.41 | 0.937 | 4779 | 77.3 | 5 | 50000 | 42514 |  |  | No |  | 3 | 19300 | 120 | 155 | 15 | 0.95 | 5000 | 70
PDTPSQVH | EWM International LLC | Every Watt Matters | HL-39-18-MIN-CA48-850-[Mount)-349 | Indoor Luminaires | High-Bay | High-Bay Luminaires for Commercial and Industrial Buildings | Standard | TRUE | 22357 | 124.27 | 179.9 | 11.44 | 0.9362 | 4989 | 77.3 | 5 | 50000 | 42514 |  |  | No |  | 3 | 22300 | 120 | 180 | 15 | 0.95 | 5000 | 70
P8V84PWW | EWM International LLC | Every Watt Matters | HL-27-12-MIN-CA48-850-[Mount)-349 | Indoor Luminaires | High-Bay | High-Bay Luminaires for Commercial and Industrial Buildings | Standard | TRUE | 14497 | 121.82 | 119 | 14.72 | 0.9305 | 5030 | 77.5 | 5 | 50000 | 42514 |  |  | No |  | 3 | 14400 | 120 | 120 | 15 | 0.95 | 5000 | 70
PPV4VRW1 | EWM International LLC | Every Watt Matters | HL-27-09-MIN-CA48-850-[Mount)-349 | Indoor Luminaires | High-Bay | High-Bay Luminaires for Commercial and Industrial Buildings | Standard | TRUE | 11583 | 126.38 | 91.65 | 13.18 | 0.9305 | 4836 | 76.5 | 5 | 50000 | 42514 |  |  | No |  | 3 | 11500 | 120 | 92 | 15 | 0.95 | 5000 | 70
P887FK45 | EWM International LLC | Every Watt Matters | HL-51-21-MIN-CA48-850-[Mount)-349 | Indoor Luminaires | High-Bay | High-Bay Luminaires for Commercial and Industrial Buildings | Standard | TRUE | 25582 | 121.01 | 211.4 | 9.8 | 0.9285 | 4976 | 77.3 | 5 | 50000 | 42514 |  |  | No |  | 3 | 25500 | 120 | 212 | 15 | 0.95 | 5000 | 70
P6834W4T | Shenzhen Hipower Optoelectronic Co. Ltd | LED VISION | SPS200-HL10-WW-D-60 | Indoor Luminaires | High-Bay | High-Bay Luminaires for Commercial and Industrial Buildings | Standard | TRUE | 18109 | 91.28 | 198.4 | 15.19 | 0.9277 | 3134 | 83.8 | 5 | 50000 | 42514 |  |  | No |  | 3.1 | 18000 | 90 | 200 | 20 | 0.9931 | 3000 | 80
P3NGWTTU | Shenzhen Hipower Optoelectronic Co. Ltd | LED VISION | SPS200-HL10-WW-D-90 | Indoor Luminaires | High-Bay | High-Bay Luminaires for Commercial and Industrial Buildings | Standard | TRUE | 19840 | 100.3 | 197.8 | 15.32 | 0.927 | 3136 | 83.8 | 5 | 50000 | 42514 |  |  | No |  | 3.1 | 19700 | 98.5 | 200 | 20 | 0.993 | 3000 | 80
PHH71GNB | Shenzhen Hipower Optoelectronic Co. Ltd | LED VISION | SPS200-HL10-WW-D-120 | Indoor Luminaires | High-Bay | High-Bay Luminaires for Commercial and Industrial Buildings | Standard | TRUE | 19462 | 98.54 | 197.5 | 15.08 | 0.9263 | 3137 | 83.9 | 5 | 50000 | 42514 |  |  | No |  | 3.1 | 19300 | 96.5 | 200 | 20 | 0.9935 | 3000 | 80
PVZC722X | WAI CHI OPTO TECHNOLOGY LTD. | WAICHI | LLHA05-S060CP(3000K) | Indoor Luminaires | High-Bay | Low-Bay Luminaires for Commercial and Industrial Buildings | Premium | TRUE | 7497.49 | 123.07 | 60.92 | 11.3 | 0.925 | 3029 | 83.1 | 5 | 50000 | 42514 |  |  | No |  | 3.1 | 7664.8 | 123.2 | 62.2 | 11.2 | 0.926 | 3029 | 83.1
P2P8YRY8 | WAI CHI OPTO TECHNOLOGY LTD. | WAICHI | LLHA05-S060DP(3000K) | Indoor Luminaires | High-Bay | Low-Bay Luminaires for Commercial and Industrial Buildings | Premium | TRUE | 8086.829 | 130.013 | 62.2 | 11.5 | 0.923 | 3038 | 82.5 | 5 | 50000 | 42514 |  |  | No |  | 3.1 | 8086.8 | 130 | 62.2 | 11.3 | 0.923 | 3038 | 82.5
PJ393V3U | EWM International LLC | Every Watt Matters | HC-09-12-MIN-CG12-850-[Mount]-349 | Indoor Luminaires | High-Bay | High-Bay Luminaires for Commercial and Industrial Buildings | Standard | TRUE | 15413.77 | 129.99 | 118.58 | 14.9 | 0.922 | 4982 | 75.7 | 5 | 50000 | 42514 |  |  | No |  | 3 | 15413.77 | 129.99 | 118.58 | 6.7 | 0.993 | 4982 | 75.7
PCG43G8B | EWM International LLC | Every Watt Matters | HC-09-10-MIN-CG12-850-[Mount]-349 | Indoor Luminaires | High-Bay | High-Bay Luminaires for Commercial and Industrial Buildings | Standard | TRUE | 13031.1 | 129.65 | 100.51 | 10.6 | 0.922 | 5264 | 76.4 | 5 | 50000 | 42514 |  |  | No |  | 3 | 13031.1 | 129.65 | 100.51 | 7.6 | 0.996 | 5264 | 76.4
PB3FVGEC | WAI CHI OPTO TECHNOLOGY LTD. | WAICHI | LLHA06-S060C(3000K) | Indoor Luminaires | High-Bay | Low-Bay Luminaires for Commercial and Industrial Buildings | Premium | TRUE | 7979.46 | 121.12 | 65.88 | 19.5 | 0.902 | 3042 | 83.1 | 5 | 50000 | 42514 |  |  | No |  | 3.1 | 8020.7 | 121.5 | 66 | 19.3 | 0.902 | 3042 | 83.1
P6K8XJGN | WAI CHI OPTO TECHNOLOGY LTD. | WAICHI | LLHA06-S060D(3000K) | Indoor Luminaires | High-Bay | Low-Bay Luminaires for Commercial and Industrial Buildings | Premium | TRUE | 8381.638 | 130.15 | 64.4 | 19.7 | 0.901 | 3042 | 82.3 | 5 | 50000 | 42514 |  |  | No |  | 3.1 | 8381.6 | 130.1 | 64.4 | 19.4 | 0.901 | 3042 | 82.3
P5J55BYG | EWM International LLC | Every Watt Matters | HC-11-18-MIN-CG12-850-[Mount]-349 | Indoor Luminaires | High-Bay | High-Bay Luminaires for Commercial and Industrial Buildings | Standard | TRUE | 22045.32 | 126.98 | 173.61 | 23.8 | 0.891 | 5092 | 76.1 | 5 | 50000 | 42514 |  |  | No |  | 3 | 22045.32 | 126.98 | 173.61 | 7.5 | 0.992 | 5092 | 76.1
PPEY9WBV | WAI CHI OPTO TECHNOLOGY LTD. | WAICHI | LLHA05-S060DP(5000K) | Indoor Luminaires | High-Bay | Low-Bay Luminaires for Commercial and Industrial Buildings | Premium | FALSE | [9 empty] | 42514 |  |  | No |  | 3.1 | 8328 | 133.6 | 62.3 | 11.5 | 0.925 | 5024 | 85.9
PEJTDGU9 | WAI CHI OPTO TECHNOLOGY LTD. | WAICHI | LLHA06-S060D(5000K) | Indoor Luminaires | High-Bay | Low-Bay Luminaires for Commercial and Industrial Buildings | Premium | FALSE | [9 empty] | 42514 |  |  | No |  | 3.1 | 8786.6 | 133.5 | 65.8 | 19.7 | 0.902 | 5018 | 85.7
PPUN297P | WAI CHI OPTO TECHNOLOGY LTD. | WAICHI | LLHA05-S060CP(5000K) | Indoor Luminaires | High-Bay | Low-Bay Luminaires for Commercial and Industrial Buildings | Premium | FALSE | [9 empty] | 42514 |  |  | No |  | 3.1 | 7978.1 | 127.8 | 62.4 | 11.3 | 0.925 | 5012 | 86.5
PQVAMN66 | WAI CHI OPTO TECHNOLOGY LTD. | WAICHI | LLHA06-S060C(5000K) | Indoor Luminaires | High-Bay | Low-Bay Luminaires for Commercial and Industrial Buildings | Premium | FALSE | [9 empty] | 42514 |  |  | No |  | 3.1 | 8386.3 | 127.4 | 65.8 | 19.5 | 0.903 | 5004 | 86.4
PKMZUVN4 | WAI CHI OPTO TECHNOLOGY LTD. | WAICHI | LLHA06-S060C(4500K) | Indoor Luminaires | High-Bay | Low-Bay Luminaires for Commercial and Industrial Buildings | Premium | FALSE | [9 empty] | 42514 |  |  | No |  | 3.1 | 8020.7 | 121.5 | 66 | 19.3 | 0.902 | 4500 | 83.1
PKRAJ35U | WAI CHI OPTO TECHNOLOGY LTD. | WAICHI | LLHA05-S060CP(4500K) | Indoor Luminaires | High-Bay | Low-Bay Luminaires for Commercial and Industrial Buildings | Premium | FALSE | [9 empty] | 42514 |  |  | No |  | 3.1 | 7664.8 | 123.2 | 62.2 | 11.2 | 0.926 | 4500 | 83.1
PHCX96CW | WAI CHI OPTO TECHNOLOGY LTD. | WAICHI | LLHA05-S060DP(4500K) | Indoor Luminaires | High-Bay | Low-Bay Luminaires for Commercial and Industrial Buildings | Premium | FALSE | [9 empty] | 42514 |  |  | No |  | 3.1 | 8086.8 | 130 | 62.2 | 11.3 | 0.923 | 4500 | 82.5
PSSAW3HR | WAI CHI OPTO TECHNOLOGY LTD. | WAICHI | LLHA06-S060D(4500K) | Indoor Luminaires | High-Bay | Low-Bay Luminaires for Commercial and Industrial Buildings | Premium | FALSE | [9 empty] | 42514 |  |  | No |  | 3.1 | 8381.6 | 130.1 | 64.4 | 19.4 | 0.901 | 4500 | 82.3
P66GETDT | WAI CHI OPTO TECHNOLOGY LTD. | WAICHI | LLHA06-S060C(4000K) | Indoor Luminaires | High-Bay | Low-Bay Luminaires for Commercial and Industrial Buildings | Premium | FALSE | [9 empty] | 42514 |  |  | No |  | 3.1 | 8020.7 | 121.5 | 66 | 19.3 | 0.902 | 4000 | 83.1
PMQ15B6D | WAI CHI OPTO TECHNOLOGY LTD. | WAICHI | LLHA05-S060CP(4000K) | Indoor Luminaires | High-Bay | Low-Bay Luminaires for Commercial and Industrial Buildings | Premium | FALSE | [9 empty] | 42514 |  |  | No |  | 3.1 | 7664.8 | 123.2 | 62.2 | 11.2 | 0.926 | 4000 | 83.1
P7YRU4QK | WAI CHI OPTO TECHNOLOGY LTD. | WAICHI | LLHA05-S060DP(4000K) | Indoor Luminaires | High-Bay | Low-Bay Luminaires for Commercial and Industrial Buildings | Premium | FALSE | [9 empty] | 42514 |  |  | No |  | 3.1 | 8086.8 | 130 | 62.2 | 11.3 | 0.923 | 4000 | 82.5
PJR5C7B1 | WAI CHI OPTO TECHNOLOGY LTD. | WAICHI | LLHA06-S060D(4000K) | Indoor Luminaires | High-Bay | Low-Bay Luminaires for Commercial and Industrial Buildings | Premium | FALSE | [9 empty] | 42514 |  |  | No |  | 3.1 | 8381.6 | 130.1 | 64.4 | 19.4 | 0.901 | 4000 | 82.3
P61K5RDR | WAI CHI OPTO TECHNOLOGY LTD. | WAICHI | LLHA06-S060C(3500K) | Indoor Luminaires | High-Bay | Low-Bay Luminaires for Commercial and Industrial Buildings | Premium | FALSE | [9 empty] | 42514 |  |  | No |  | 3.1 | 8020.7 | 121.5 | 66 | 19.3 | 0.902 | 3500 | 83.1
PA8SR8TR | WAI CHI OPTO TECHNOLOGY LTD. | WAICHI | LLHA05-S060CP(3500K) | Indoor Luminaires | High-Bay | Low-Bay Luminaires for Commercial and Industrial Buildings | Premium | FALSE | [9 empty] | 42514 |  |  | No |  | 3.1 | 7664.8 | 123.2 | 62.2 | 11.2 | 0.926 | 3500 | 83.1
PHVJ97PR | WAI CHI OPTO TECHNOLOGY LTD. | WAICHI | LLHA05-S060DP(3500K) | Indoor Luminaires | High-Bay | Low-Bay Luminaires for Commercial and Industrial Buildings | Premium | FALSE | [9 empty] | 42514 |  |  | No |  | 3.1 | 8086.8 | 130 | 62.2 | 11.3 | 0.923 | 3500 | 82.5
PMNEQ9FT | WAI CHI OPTO TECHNOLOGY LTD. | WAICHI | LLHA06-S060D(3500K) | Indoor Luminaires | High-Bay | Low-Bay Luminaires for Commercial and Industrial Buildings | Premium | FALSE | [9 empty] | 42514 |  |  | No |  | 3.1 | 8381.6 | 130.1 | 64.4 | 19.4 | 0.901 | 3500 | 82.3
PQPWUU49 | Shenzhen Hipower Optoelectronic Co. Ltd | LED VISION | SPS200-HL10-CW-120 | Indoor Luminaires | High-Bay | High-Bay Luminaires for Commercial and Industrial Buildings | Standard | FALSE | [9 empty] | 42514 |  |  | No |  | 3.1 | 21500 | 107.5 | 200 | 20 | 0.9929 | 5700 | 80
PQQWXT3U | Shenzhen Hipower Optoelectronic Co. Ltd | LED VISION | SPS200-HL10-CW-90 | Indoor Luminaires | High-Bay | High-Bay Luminaires for Commercial and Industrial Buildings | Standard | FALSE | [9 empty] | 42514 |  |  | No |  | 3.1 | 20900 | 104.5 | 200 | 20 | 0.994 | 5700 | 80
P8DFAD2D | Shenzhen Hipower Optoelectronic Co. Ltd | LED VISION | SPS200-HL10-CW-60 | Indoor Luminaires | High-Bay | High-Bay Luminaires for Commercial and Industrial Buildings | Standard | FALSE | [9 empty] | 42514 |  |  | No |  | 3.1 | 19500 | 97.5 | 200 | 20 | 0.9936 | 5700 | 80
P3EAR927 | Shenzhen Hipower Optoelectronic Co. Ltd | LED VISION | SPS150-HL10-CW-90 | Indoor Luminaires | High-Bay | High-Bay Luminaires for Commercial and Industrial Buildings | Standard | FALSE | [9 empty] | 42514 |  |  | No |  | 3.1 | 16400 | 109.3 | 150 | 20 | 0.996 | 5700 | 80
PJ53AW7G | Shenzhen Hipower Optoelectronic Co. Ltd | LED VISION | SPS200-HL10-CW-D-120 | Indoor Luminaires | High-Bay | High-Bay Luminaires for Commercial and Industrial Buildings | Standard | FALSE | [9 empty] | 42514 |  |  | No |  | 3.1 | 21500 | 107.5 | 200 | 20 | 0.9929 | 5700 | 80
P21QYJQV | Shenzhen Hipower Optoelectronic Co. Ltd | LED VISION | SPS200-HL10-CW-D-90 | Indoor Luminaires | High-Bay | High-Bay Luminaires for Commercial and Industrial Buildings | Standard | FALSE | [9 empty] | 42514 |  |  | No |  | 3.1 | 20900 | 104.5 | 200 | 20 | 0.994 | 5700 | 80
PK7JP9Y4 | Shenzhen Hipower Optoelectronic Co. Ltd | LED VISION | SPS200-HL10-CW-D-60 | Indoor Luminaires | High-Bay | High-Bay Luminaires for Commercial and Industrial Buildings | Standard | FALSE | [9 empty] | 42514 |  |  | No |  | 3.1 | 19500 | 97.5 | 200 | 20 | 0.9936 | 5700 | 80
PE3X9Q36 | Shenzhen Hipower Optoelectronic Co. Ltd | LED VISION | SPS150-HL10-CW-D-90 | Indoor Luminaires | High-Bay | High-Bay Luminaires for Commercial and Industrial Buildings | Standard | FALSE | [9 empty] | 42514 |  |  | No |  | 3.1 | 16400 | 109.3 | 150 | 20 | 0.996 | 5700 | 80
PAQ2V89C | Shenzhen Hipower Optoelectronic Co. Ltd | LED VISION | SPS200-HL10-DW-120 | Indoor Luminaires | High-Bay | High-Bay Luminaires for Commercial and Industrial Buildings | Standard | FALSE | [9 empty] | 42514 |  |  | No |  | 3.1 | 20600 | 103 | 200 | 20 | 0.9935 | 5000 | 80
PR8X7GE3 | Shenzhen Hipower Optoelectronic Co. Ltd | LED VISION | SPS200-HL10-DW-90 | Indoor Luminaires | High-Bay | High-Bay Luminaires for Commercial and Industrial Buildings | Standard | FALSE | [9 empty] | 42514 |  |  | No |  | 3.1 | 20500 | 102.5 | 200 | 20 | 0.993 | 5000 | 80
P8MXQG77 | Shenzhen Hipower Optoelectronic Co. Ltd | LED VISION | SPS200-HL10-DW-60 | Indoor Luminaires | High-Bay | High-Bay Luminaires for Commercial and Industrial Buildings | Standard | FALSE | [9 empty] | 42514 |  |  | No |  | 3.1 | 19200 | 96 | 200 | 20 | 0.9931 | 5000 | 80
PGTVQJVH | Shenzhen Hipower Optoelectronic Co. Ltd | LED VISION | SPS150-HL10-DW-90 | Indoor Luminaires | High-Bay | High-Bay Luminaires for Commercial and Industrial Buildings | Standard | FALSE | [9 empty] | 42514 |  |  | No |  | 3.1 | 15500 | 103.3 | 150 | 20 | 0.996 | 5000 | 80
PBCRGYGM | Shenzhen Hipower Optoelectronic Co. Ltd | LED VISION | SPS200-HL10-DW-D-120 | Indoor Luminaires | High-Bay | High-Bay Luminaires for Commercial and Industrial Buildings | Standard | FALSE | [9 empty] | 42514 |  |  | No |  | 3.1 | 20600 | 103 | 200 | 20 | 0.9935 | 5000 | 80
PFJG1PDE | Shenzhen Hipower Optoelectronic Co. Ltd | LED VISION | SPS200-HL10-DW-D-90 | Indoor Luminaires | High-Bay | High-Bay Luminaires for Commercial and Industrial Buildings | Standard | FALSE | [9 empty] | 42514 |  |  | No |  | 3.1 | 20500 | 102.5 | 200 | 20 | 0.993 | 5000 | 80
P55DCX8W | Shenzhen Hipower Optoelectronic Co. Ltd | LED VISION | SPS200-HL10-DW-D-60 | Indoor Luminaires | High-Bay | High-Bay Luminaires for Commercial and Industrial Buildings | Standard | FALSE | [9 empty] | 42514 |  |  | No |  | 3.1 | 19200 | 96 | 200 | 20 | 0.9931 | 5000 | 80
P9W66WCG | Shenzhen Hipower Optoelectronic Co. Ltd | LED VISION | SPS150-HL10-DW-D-90 | Indoor Luminaires | High-Bay | High-Bay Luminaires for Commercial and Industrial Buildings | Standard | FALSE | [9 empty] | 42514 |  |  | No |  | 3.1 | 15500 | 103.3 | 150 | 20 | 0.996 | 5000 | 80
PEEQZ4A6 | Shenzhen Hipower Optoelectronic Co. Ltd | LED VISION | SPS200-HL10-NW-120 | Indoor Luminaires | High-Bay | High-Bay Luminaires for Commercial and Industrial Buildings | Standard | FALSE | [9 empty] | 42514 |  |  | No |  | 3.1 | 21000 | 105 | 200 | 20 | 0.9935 | 4000 | 80
PCEMEYW9 | Shenzhen Hipower Optoelectronic Co. Ltd | LED VISION | SPS200-HL10-NW-90 | Indoor Luminaires | High-Bay | High-Bay Luminaires for Commercial and Industrial Buildings | Standard | FALSE | [9 empty] | 42514 |  |  | No |  | 3.1 | 20900 | 104.5 | 200 | 20 | 0.993 | 4000 | 80
P74PQ8P7 | Shenzhen Hipower Optoelectronic Co. Ltd | LED VISION | SPS200-HL10-NW-60 | Indoor Luminaires | High-Bay | High-Bay Luminaires for Commercial and Industrial Buildings | Standard | FALSE | [9 empty] | 42514 |  |  | No |  | 3.1 | 19600 | 98 | 200 | 20 | 0.9931 | 4000 | 80
P8JHVBCY | Shenzhen Hipower Optoelectronic Co. Ltd | LED VISION | SPS150-HL10-NW-90 | Indoor Luminaires | High-Bay | High-Bay Luminaires for Commercial and Industrial Buildings | Standard | FALSE | [9 empty] | 42514 |  |  | No |  | 3.1 | 16200 | 108 | 150 | 20 | 0.996 | 4000 | 80
P7MEBY6W | Shenzhen Hipower Optoelectronic Co. Ltd | LED VISION | SPS200-HL10-NW-D-120 | Indoor Luminaires | High-Bay | High-Bay Luminaires for Commercial and Industrial Buildings | Standard | FALSE | [9 empty] | 42514 |  |  | No |  | 3.1 | 21000 | 105 | 200 | 20 | 0.9935 | 4000 | 80
PBH1YAM3 | Shenzhen Hipower Optoelectronic Co. Ltd | LED VISION | SPS200-HL10-NW-D-90 | Indoor Luminaires | High-Bay | High-Bay Luminaires for Commercial and Industrial Buildings | Standard | FALSE | [9 empty] | 42514 |  |  | No |  | 3.1 | 20900 | 104.5 | 200 | 20 | 0.993 | 4000 | 80
P7AA5BXE | Shenzhen Hipower Optoelectronic Co. Ltd | LED VISION | SPS200-HL10-NW-D-60 | Indoor Luminaires | High-Bay | High-Bay Luminaires for Commercial and Industrial Buildings | Standard | FALSE | [9 empty] | 42514 |  |  | No |  | 3.1 | 19600 | 98 | 200 | 20 | 0.9931 | 4000 | 80
PJ9SZKZD | Shenzhen Hipower Optoelectronic Co. Ltd | LED VISION | SPS150-HL10-NW-D-90 | Indoor Luminaires | High-Bay | High-Bay Luminaires for Commercial and Industrial Buildings | Standard | FALSE | [9 empty] | 42514 |  |  | No |  | 3.1 | 16200 | 108 | 150 | 20 | 0.996 | 4000 | 80
PWB72VJG | Shenzhen Hipower Optoelectronic Co. Ltd | LED VISION | SPS200-HL10-WW-90 | Indoor Luminaires | High-Bay | High-Bay Luminaires for Commercial and Industrial Buildings | Standard | FALSE | [9 empty] | 42514 |  |  | No |  | 3.1 | 19700 | 98.5 | 200 | 20 | 0.993 | 3000 | 80
PEBTTHYH | Shenzhen Hipower Optoelectronic Co. Ltd | LED VISION | SPS200-HL10-WW-120 | Indoor Luminaires | High-Bay | High-Bay Luminaires for Commercial and Industrial Buildings | Standard | FALSE | [9 empty] | 42514 |  |  | No |  | 3.1 | 19300 | 96.5 | 200 | 20 | 0.9935 | 3000 | 80
P2MS28J3 | Shenzhen Hipower Optoelectronic Co. Ltd | LED VISION | SPS200-HL10-WW-60 | Indoor Luminaires | High-Bay | High-Bay Luminaires for Commercial and Industrial Buildings | Standard | FALSE | [9 empty] | 42514 |  |  | No |  | 3.1 | 18000 | 90 | 200 | 20 | 0.9931 | 3000 | 80
PFV39S3W | Shenzhen Hipower Optoelectronic Co. Ltd | LED VISION | SPS150-HL10-WW-90 | Indoor Luminaires | High-Bay | High-Bay Luminaires for Commercial and Industrial Buildings | Standard | FALSE | [9 empty] | 42514 |  |  | No |  | 3.1 | 15200 | 101.3 | 150 | 20 | 0.996 | 3000 | 80
P4TGSCZ6 | New Horizon Lighting | LED HIGHBAY | NHL-4LHBE-220W-50K-UNV | Indoor Luminaires | High-Bay | High-Bay Luminaires for Commercial and Industrial Buildings | Premium | FALSE | [9 empty] | 42514 |  |  | No |  | 3.1 | 29370 | 133.5 | 220 | 20 | 0.9 | 5000 | 80
PX4YGZB3 | New Horizon Lighting | LED HIGHBAY | NHL-4LHBE-165W-50K-UNV | Indoor Luminaires | High-Bay | High-Bay Luminaires for Commercial and Industrial Buildings | Premium | FALSE | [9 empty] | 42514 |  |  | No |  | 3.1 | 22020 | 133.5 | 165 | 20 | 0.9 | 5000 | 80
PKQK1EFP | New Horizon Lighting | LED HIGHBAY | NHL-4LHBE-110W-50K-UNV | Indoor Luminaires | High-Bay | High-Bay Luminaires for Commercial and Industrial Buildings | Premium | FALSE | [9 empty] | 42514 |  |  | No |  | 3.1 | 14680 | 133.5 | 110 | 20 | 0.9 | 5000 | 80
PUXM7N9P | Lux Dynamics | Lux Dynamics | LED-GYM-16-UNV - 850 HO | Indoor Luminaires | High-Bay | High-Bay Luminaires for Commercial and Industrial Buildings | Standard | FALSE | [9 empty] | 42514 |  |  | Yes |  | 3.1 | 163884.8 | 107 | 1412.8 | 3 | 1 | 5000 | 84
PHWYCR3Q | Lux Dynamics | Lux Dynamics | LED-GYM-16-UNV - 850 HO LADC | Indoor Luminaires | High-Bay | High-Bay Luminaires for Commercial and Industrial Buildings | Standard | FALSE | [9 empty] | 42514 |  |  | Yes |  | 3.1 | 154344 | 111.6636 | 1416 | 3 | 1 | 5000 | 84
PXN9BCXP | Lux Dynamics | Lux Dynamics | LED-GYM-15-UNV - 850 HO | Indoor Luminaires | High-Bay | High-Bay Luminaires for Commercial and Industrial Buildings | Standard | FALSE | [9 empty] | 42514 |  |  | Yes |  | 3.1 | 153642 | 107 | 1324.5 | 3 | 1 | 5000 | 84
PND9RR8K | Lux Dynamics | Lux Dynamics | LED-GYM-16-UNV - 850 HO LPDC | Indoor Luminaires | High-Bay | High-Bay Luminaires for Commercial and Industrial Buildings | Standard | FALSE | [9 empty] | 42514 |  |  | Yes |  | 3.1 | 151666.08 | 104.9252 | 1417.44 | 3 | 1 | 5000 | 84
PGF23D33 | Lux Dynamics | Lux Dynamics | LED-GYM-15-UNV - 850 HO LADC | Indoor Luminaires | High-Bay | High-Bay Luminaires for Commercial and Industrial Buildings | Standard | FALSE | [9 empty] | 42514 |  |  | Yes |  | 3.1 | 144697.5 | 116 | 1327.5 | 3 | 1 | 5000 | 84
PSS1RS8M | Lux Dynamics | Lux Dynamics | LED-GYM-15-UNV - 850 HO LPDC | Indoor Luminaires | High-Bay | High-Bay Luminaires for Commercial and Industrial Buildings | Standard | FALSE | [9 empty] | 42514 |  |  | Yes |  | 3.1 | 142186.95 | 109 | 1328.85 | 3 | 1 | 5000 | 84
P247RXPT | Lux Dynamics | Lux Dynamics | LED-GYM-12-UNV - 850 HO | Indoor Luminaires | High-Bay | High-Bay Luminaires for Commercial and Industrial Buildings | Standard | FALSE | [9 empty] | 42514 |  |  | Yes |  | 3.1 | 122913.6 | 107 | 1059.6 | 3 | 1 | 5000 | 84
PGWMAZHX | Lux Dynamics | Lux Dynamics | LED-GYM-12-UNV - 850 HO LADC | Indoor Luminaires | High-Bay | High-Bay Luminaires for Commercial and Industrial Buildings | Standard | FALSE | [9 empty] | 42514 |  |  | Yes |  | 3.1 | 115758 | 116 | 1062 | 3 | 1 | 5000 | 84
P2CACHV3 | Lux Dynamics | Lux Dynamics | LED-GYM-12-UNV - 850 HO LPDC | Indoor Luminaires | High-Bay | High-Bay Luminaires for Commercial and Industrial Buildings | Standard | FALSE | [9 empty] | 42514 |  |  | Yes |  | 3.1 | 113749.56 | 109 | 1063.08 | 3 | 1 | 5000 | 84
PTXYX8MT | Lux Dynamics | Lux Dynamics | LED-GYM-10-UNV - 850 HO | Indoor Luminaires | High-Bay | High-Bay Luminaires for Commercial and Industrial Buildings | Standard | FALSE | [9 empty] | 42514 |  |  | Yes |  | 3.1 | 102428 | 111.6636 | 883 | 3 | 1 | 5000 | 84
PHMC619K | Lux Dynamics | Lux Dynamics | LED-GYM-8-UNV - 850 HO LPDC | Indoor Luminaires | High-Bay | High-Bay Luminaires for Commercial and Industrial Buildings | Standard | FALSE | [9 empty] | 42514 |  |  | Yes |  | 3.1 | 102428 | 107 | 883 | 3 | 1 | 5000 | 84
PKJ8QT4R | Lux Dynamics | Lux Dynamics | LED-GYM-10-UNV - 850 HO LADC | Indoor Luminaires | High-Bay | High-Bay Luminaires for Commercial and Industrial Buildings | Standard | FALSE | [9 empty] | 42514 |  |  | Yes |  | 3.1 | 96465 | 104.9252 | 885 | 3 | 1 | 5000 | 84
PJVURXWW | Lux Dynamics | Lux Dynamics | LED-GYM-10-UNV - 850 HO LPDC | Indoor Luminaires | High-Bay | High-Bay Luminaires for Commercial and Industrial Buildings | Standard | FALSE | [9 empty] | 42514 |  |  | Yes |  | 3.1 | 94791.3 | 103 | 885.9 | 3 | 1 | 5000 | 84
PBTQR2K7 | Lux Dynamics | Lux Dynamics | LED-GYM-9-UNV - 850 HO | Indoor Luminaires | High-Bay | High-Bay Luminaires for Commercial and Industrial Buildings | Standard | FALSE | [9 empty] | 42514 |  |  | Yes |  | 3.1 | 92185.2 | 111.6636 | 794.7 | 3 | 1 | 5000 | 84
PCCSERCW | Lux Dynamics | Lux Dynamics | LED-GYM-9-UNV - 850 HO LADC | Indoor Luminaires | High-Bay | High-Bay Luminaires for Commercial and Industrial Buildings | Standard | FALSE | [9 empty] | 42514 |  |  | Yes |  | 3.1 | 86818.5 | 104.9252 | 796.5 | 3 | 1 | 5000 | 84
P3JAF3DM | Lux Dynamics | Lux Dynamics | LED-GYM-9-UNV - 850 HO LPDC | Indoor Luminaires | High-Bay | High-Bay Luminaires for Commercial and Industrial Buildings | Standard | FALSE | [9 empty] | 42514 |  |  | Yes |  | 3.1 | 85312.17 | 103 | 797.31 | 3 | 1 | 5000 | 84
PKQM4T1Q | Lux Dynamics | Lux Dynamics | LED-GYM-8-UNV - 850 HO | Indoor Luminaires | High-Bay | High-Bay Luminaires for Commercial and Industrial Buildings | Standard | FALSE | [9 empty] | 42514 |  |  | Yes |  | 3.1 | 77172 | 116 | 708 | 3 | 1 | 5000 | 84
PZ2JM5FG | Lux Dynamics | Lux Dynamics | LED-GYM-8-UNV - 850 HO LADC | Indoor Luminaires | High-Bay | High-Bay Luminaires for Commercial and Industrial Buildings | Standard | FALSE | [9 empty] | 42514 |  |  | Yes |  | 3.1 | 75833.04 | 109 | 708.72 | 3 | 1 | 5000 | 84
PX1DCEJ9 | Lux Dynamics | Lux Dynamics | LED-GYM-6-UNV - 850 HO | Indoor Luminaires | High-Bay | High-Bay Luminaires for Commercial and Industrial Buildings | Standard | FALSE | [9 empty] | 42514 |  |  | Yes |  | 3.1 | 61456.8 | 116 | 529.8 | 3 | 1 | 5000 | 84
P9HQ48AH | Lux Dynamics | Lux Dynamics | LED-GYM-6-UNV - 850 HO LADC | Indoor Luminaires | High-Bay | High-Bay Luminaires for Commercial and Industrial Buildings | Standard | FALSE | [9 empty] | 42514 |  |  | Yes |  | 3.1 | 57879 | 109 | 531 | 3 | 1 | 5000 | 84
P8T3RYDM | Lux Dynamics | Lux Dynamics | LED-GYM-6-UNV - 850 HO LPDC | Indoor Luminaires | High-Bay | High-Bay Luminaires for Commercial and Industrial Buildings | Standard | FALSE | [9 empty] | 42514 |  |  | Yes |  | 3.1 | 56874.78 | 107 | 531.54 | 3 | 1 | 5000 | 84
PWNNV1JJ | Lux Dynamics | Lux Dynamics | LED-GYM-5-UNV - 850 HO | Indoor Luminaires | High-Bay | High-Bay Luminaires for Commercial and Industrial Buildings | Standard | FALSE | [9 empty] | 42514 |  |  | Yes |  | 3.1 | 51214 | 116 | 441.5 | 3 | 1 | 5000 | 84
PGAP7R7Z | Lux Dynamics | Lux Dynamics | LED-GYM-5-UNV - 850 HO LADC | Indoor Luminaires | High-Bay | High-Bay Luminaires for Commercial and Industrial Buildings | Standard | FALSE | [9 empty] | 42514 |  |  | Yes |  | 3.1 | 48232.5 | 109 | 442.5 | 3 | 1 | 5000 | 84
PPFUA59N | Lux Dynamics | Lux Dynamics | LED-GYM-5-UNV - 850 HO LPDC | Indoor Luminaires | High-Bay | High-Bay Luminaires for Commercial and Industrial Buildings | Standard | FALSE | [9 empty] | 42514 |  |  | Yes |  | 3.1 | 47395.65 | 107 | 442.95 | 3 | 1 | 5000 | 84
PUV1MGW3 | Lux Dynamics | Lux Dynamics | LED-LHB-4-UNV - 850 HO | Indoor Luminaires | High-Bay | High-Bay Luminaires for Commercial and Industrial Buildings | Standard | FALSE | [9 empty] | 42514 |  |  | Yes |  | 3.1 | 40971.2 | 116 | 353.2 | 3 | 1 | 5000 | 84
P18R52ZQ | Lux Dynamics | Lux Dynamics | LED-GYM-4-UNV - 850 HO | Indoor Luminaires | High-Bay | High-Bay Luminaires for Commercial and Industrial Buildings | Standard | FALSE | [9 empty] | 42514 |  |  | Yes |  | 3.1 | 40971.2 | 116 | 353.2 | 3 | 1 | 5000 | 84
PRUQWG3E | Lux Dynamics | Lux Dynamics | LED-GYM-4-UNV - 850 HO LADC | Indoor Luminaires | High-Bay | High-Bay Luminaires for Commercial and Industrial Buildings | Standard | FALSE | [9 empty] | 42514 |  |  | Yes |  | 3.1 | 38586 | 109 | 354 | 3 | 1 | 5000 | 84
P9N9PRUM | Lux Dynamics | Lux Dynamics | LED-LHB-4-UNV - 850 HO LADC | Indoor Luminaires | High-Bay | High-Bay Luminaires for Commercial and Industrial Buildings | Standard | FALSE | [9 empty] | 42514 |  |  | Yes |  | 3.1 | 38586 | 109 | 354 | 3 | 1 | 5000 | 84
PGQNR18A | Lux Dynamics | Lux Dynamics | LED-GYM-4-UNV - 850 HO LPDC | Indoor Luminaires | High-Bay | High-Bay Luminaires for Commercial and Industrial Buildings | Standard | FALSE | [9 empty] | 42514 |  |  | Yes |  | 3.1 | 37916.52 | 107 | 354.36 | 3 | 1 | 5000 | 84
PFY332GU | Lux Dynamics | Lux Dynamics | LED-LHB-4-UNV - 850 HO LPDC | Indoor Luminaires | High-Bay | High-Bay Luminaires for Commercial and Industrial Buildings | Standard | FALSE | [9 empty] | 42514 |  |  | Yes |  | 3.1 | 37916.52 | 107 | 354.36 | 3 | 1 | 5000 | 84
PCWFTQBE | Lux Dynamics | Lux Dynamics | LED-GYM-3-UNV - 850 HO | Indoor Luminaires | High-Bay | High-Bay Luminaires for Commercial and Industrial Buildings | Standard | FALSE | [9 empty] | 42514 |  |  | Yes |  | 3.1 | 30728.4 | 116 | 264.9 | 3 | 1 | 5000 | 84
PHPWU9G6 | Lux Dynamics | Lux Dynamics | LED-GYM-3-UNV - 850 HO LADC | Indoor Luminaires | High-Bay | High-Bay Luminaires for Commercial and Industrial Buildings | Standard | FALSE | [9 empty] | 42514 |  |  | Yes |  | 3.1 | 28939.5 | 109 | 265.5 | 3 | 1 | 5000 | 84
PC9D7RVW | Lux Dynamics | Lux Dynamics | LED-GYM-3-UNV - 850 HO LPDC | Indoor Luminaires | High-Bay | High-Bay Luminaires for Commercial and Industrial Buildings | Standard | FALSE | [9 empty] | 42514 |  |  | Yes |  | 3.1 | 28437.39 | 107 | 265.77 | 3 | 1 | 5000 | 84
PTGNK5WQ | Lux Dynamics | Lux Dynamics | LED-LHB-2-UNV - 850 HO | Indoor Luminaires | High-Bay | High-Bay Luminaires for Commercial and Industrial Buildings | Standard | FALSE | [9 empty] | 42514 |  |  | Yes |  | 3.1 | 20532.69 | 116 | 176.6 | 3 | 1 | 5000 | 84
P11WBVJ9 | Lux Dynamics | Lux Dynamics | LED-LHB-2-UNV - 850 HO LADC | Indoor Luminaires | High-Bay | High-Bay Luminaires for Commercial and Industrial Buildings | Standard | FALSE | [9 empty] | 42514 |  |  | Yes |  | 3.1 | 19225.38 | 109 | 177 | 3 | 1 | 5000 | 84
P4TUVPRS | Lux Dynamics | Lux Dynamics | LED-LHB-2-UNV - 850 HO LPDC | Indoor Luminaires | High-Bay | High-Bay Luminaires for Commercial and Industrial Buildings | Standard | FALSE | [9 empty] | 42514 |  |  | Yes |  | 3.1 | 18880.13 | 107 | 177.18 | 3 | 1 | 5000 | 84
PJ3X3YM5 | Lux Dynamics | Lux Dynamics | LED-GYM-16-UNV - 840 HO | Indoor Luminaires | High-Bay | High-Bay Luminaires for Commercial and Industrial Buildings | Standard | FALSE | [9 empty] | 42514 |  |  | Yes |  | 3.1 | 157758.27 | 103 | 1412.8 | 3 | 1 | 4000 | 84
P8DTE962 | Lux Dynamics | Lux Dynamics | LED-GYM-16-UNV - 840 HO LADC | Indoor Luminaires | High-Bay | High-Bay Luminaires for Commercial and Industrial Buildings | Standard | FALSE | [9 empty] | 42514 |  |  | Yes |  | 3.1 | 148574.12 | 107 | 1416 | 3 | 1 | 4000 | 84
PVD5KH2Z | Lux Dynamics | Lux Dynamics | LED-GYM-15-UNV - 840 HO | Indoor Luminaires | High-Bay | High-Bay Luminaires for Commercial and Industrial Buildings | Standard | FALSE | [9 empty] | 42514 |  |  | Yes |  | 3.1 | 147898.38 | 103 | 1324.5 | 3 | 1 | 4000 | 84
PBXK5JS7 | Lux Dynamics | Lux Dynamics | LED-GYM-16-UNV - 840 HO LPDC | Indoor Luminaires | High-Bay | High-Bay Luminaires for Commercial and Industrial Buildings | Standard | FALSE | [9 empty] | 42514 |  |  | Yes |  | 3.1 | 145411.28 | 116 | 1411.76 | 3 | 1 | 4000 | 84
P6UN1MG3 | Lux Dynamics | Lux Dynamics | LED-GYM-15-UNV - 840 HO LADC | Indoor Luminaires | High-Bay | High-Bay Luminaires for Commercial and Industrial Buildings | Standard | FALSE | [9 empty] | 42514 |  |  | Yes |  | 3.1 | 139288.25 | 111.6636 | 1327.5 | 3 | 1 | 4000 | 84
P5EPN9FW | Lux Dynamics | Lux Dynamics | LED-GYM-15-UNV - 840 HO LPDC | Indoor Luminaires | High-Bay | High-Bay Luminaires for Commercial and Industrial Buildings | Standard | FALSE | [9 empty] | 42514 |  |  | Yes |  | 3.1 | 136323.08 | 104.9252 | 1323.525 | 3 | 1 | 4000 | 84
PVT5PRV5 | Lux Dynamics | Lux Dynamics | LED-GYM-12-UNV - 840 HO | Indoor Luminaires | High-Bay | High-Bay Luminaires for Commercial and Industrial Buildings | Standard | FALSE | [9 empty] | 42514 |  |  | Yes |  | 3.1 | 118318.695 | 107 | 1059.6 | 3 | 1 | 4000 | 84
PU8FSWU9 | Lux Dynamics | Lux Dynamics | LED-GYM-12-UNV - 840 HO LADC | Indoor Luminaires | High-Bay | High-Bay Luminaires for Commercial and Industrial Buildings | Standard | FALSE | [9 empty] | 42514 |  |  | Yes |  | 3.1 | 111430.6 | 111.6636 | 1062 | 3 | 1 | 4000 | 84
P8X2Z5KZ | Lux Dynamics | Lux Dynamics | LED-GYM-12-UNV - 840 HO LPDC | Indoor Luminaires | High-Bay | High-Bay Luminaires for Commercial and Industrial Buildings | Standard | FALSE | [9 empty] | 42514 |  |  | Yes |  | 3.1 | 109058.46 | 104.9252 | 1058.82 | 3 | 1 | 4000 | 84
PNMHNNKM | Lux Dynamics | Lux Dynamics | LED-GYM-8-UNV - 840 HO LPDC | Indoor Luminaires | High-Bay | High-Bay Luminaires for Commercial and Industrial Buildings | Standard | FALSE | [9 empty] | 42514 |  |  | Yes |  | 3.1 | 98598.914 | 103 | 883 | 3 | 1 | 4000 | 84
P446W9Q9 | Lux Dynamics | Lux Dynamics | LED-GYM-10-UNV - 840 HO | Indoor Luminaires | High-Bay | High-Bay Luminaires for Commercial and Industrial Buildings | Standard | FALSE | [9 empty] | 42514 |  |  | Yes |  | 3.1 | 98598.914 | 107 | 883 | 3 | 1 | 4000 | 84
P7TFHMS7 | Lux Dynamics | Lux Dynamics | LED-GYM-10-UNV - 840 HO LADC | Indoor Luminaires | High-Bay | High-Bay Luminaires for Commercial and Industrial Buildings | Standard | FALSE | [9 empty] | 42514 |  |  | Yes |  | 3.1 | 92858.83 | 116 | 885 | 3 | 1 | 4000 | 84
PUQBK7XJ | Lux Dynamics | Lux Dynamics | LED-GYM-10-UNV - 840 HO LPDC | Indoor Luminaires | High-Bay | High-Bay Luminaires for Commercial and Industrial Buildings | Standard | FALSE | [9 empty] | 42514 |  |  | Yes |  | 3.1 | 90882.05 | 109 | 882.35 | 3 | 1 | 4000 | 84
PW99KYPC | Lux Dynamics | Lux Dynamics | LED-GYM-9-UNV - 840 HO | Indoor Luminaires | High-Bay | High-Bay Luminaires for Commercial and Industrial Buildings | Standard | FALSE | [9 empty] | 42514 |  |  | Yes |  | 3.1 | 88739.02 | 107 | 794.7 | 3 | 1 | 4000 | 84
PH4RGCB8 | Lux Dynamics | Lux Dynamics | LED-GYM-9-UNV - 840 HO LADC | Indoor Luminaires | High-Bay | High-Bay Luminaires for Commercial and Industrial Buildings | Standard | FALSE | [9 empty] | 42514 |  |  | Yes |  | 3.1 | 83572.945 | 116 | 796.5 | 3 | 1 | 4000 | 84
PEGFTN2D | Lux Dynamics | Lux Dynamics | LED-GYM-9-UNV - 840 HO LPDC | Indoor Luminaires | High-Bay | High-Bay Luminaires for Commercial and Industrial Buildings | Standard | FALSE | [9 empty] | 42514 |  |  | Yes |  | 3.1 | 81793.84 | 109 | 794.115 | 3 | 1 | 4000 | 84
PXAC2BJH | Lux Dynamics | Lux Dynamics | LED-GYM-8-UNV - 840 HO | Indoor Luminaires | High-Bay | High-Bay Luminaires for Commercial and Industrial Buildings | Standard | FALSE | [9 empty] | 42514 |  |  | Yes |  | 3.1 | 74287.06 | 111.6636 | 708 | 3 | 1 | 4000 | 84
P5RJBHMB | Lux Dynamics | Lux Dynamics | LED-GYM-8-UNV - 840 HO LADC | Indoor Luminaires | High-Bay | High-Bay Luminaires for Commercial and Industrial Buildings | Standard | FALSE | [9 empty] | 42514 |  |  | Yes |  | 3.1 | 72705.64 | 104.9252 | 705.88 | 3 | 1 | 4000 | 84
PPC6D9HV | Lux Dynamics | Lux Dynamics | LED-GYM-6-UNV - 840 HO | Indoor Luminaires | High-Bay | High-Bay Luminaires for Commercial and Industrial Buildings | Standard | FALSE | [9 empty] | 42514 |  |  | Yes |  | 3.1 | 59159.348 | 111.6636 | 529.8 | 3 | 1 | 4000 | 84
PE5EZBSW | Lux Dynamics | Lux Dynamics | LED-GYM-6-UNV - 840 HO LADC | Indoor Luminaires | High-Bay | High-Bay Luminaires for Commercial and Industrial Buildings | Standard | FALSE | [9 empty] | 42514 |  |  | Yes |  | 3.1 | 55715.3 | 104.9252 | 531 | 3 | 1 | 4000 | 84
PWBM34Q3 | Lux Dynamics | Lux Dynamics | LED-GYM-6-UNV - 840 HO LPDC | Indoor Luminaires | High-Bay | High-Bay Luminaires for Commercial and Industrial Buildings | Standard | FALSE | [9 empty] | 42514 |  |  | Yes |  | 3.1 | 54529.23 | 103 | 529.41 | 3 | 1 | 4000 | 84
PGFJBF8F | Lux Dynamics | Lux Dynamics | LED-GYM-5-UNV - 840 HO | Indoor Luminaires | High-Bay | High-Bay Luminaires for Commercial and Industrial Buildings | Standard | FALSE | [9 empty] | 42514 |  |  | Yes |  | 3.1 | 49299.457 | 111.6636 | 441.5 | 3 | 1 | 4000 | 84
PX2WNY32 | Lux Dynamics | Lux Dynamics | LED-GYM-5-UNV - 840 HO LADC | Indoor Luminaires | High-Bay | High-Bay Luminaires for Commercial and Industrial Buildings | Standard | FALSE | [9 empty] | 42514 |  |  | Yes |  | 3.1 | 46429.414 | 104.9252 | 442.5 | 3 | 1 | 4000 | 84
P9PDF7MJ | Lux Dynamics | Lux Dynamics | LED-GYM-5-UNV - 840 HO LPDC | Indoor Luminaires | High-Bay | High-Bay Luminaires for Commercial and Industrial Buildings | Standard | FALSE | [9 empty] | 42514 |  |  | Yes |  | 3.1 | 45441.023 | 103 | 441.175 | 3 | 1 | 4000 | 84
PEV8H3S2 | Lux Dynamics | Lux Dynamics | LED-LHB-4-UNV - 840 HO | Indoor Luminaires | High-Bay | High-Bay Luminaires for Commercial and Industrial Buildings | Standard | FALSE | [9 empty] | 42514 |  |  | Yes |  | 3.1 | 39439.566 | 111.6636 | 353.2 | 3 | 1 | 4000 | 84
P1FGGUR8 | Lux Dynamics | Lux Dynamics | LED-GYM-4-UNV - 840 HO | Indoor Luminaires | High-Bay | High-Bay Luminaires for Commercial and Industrial Buildings | Standard | FALSE | [9 empty] | 42514 |  |  | Yes |  | 3.1 | 39439.566 | 111.6636 | 353.2 | 3 | 1 | 4000 | 84
PCQ8P5AQ | Lux Dynamics | Lux Dynamics | LED-LHB-4-UNV - 840 HO LADC | Indoor Luminaires | High-Bay | High-Bay Luminaires for Commercial and Industrial Buildings | Standard | FALSE | [9 empty] | 42514 |  |  | Yes |  | 3.1 | 37143.53 | 104.9252 | 354 | 3 | 1 | 4000 | 84
P6P1U65N | Lux Dynamics | Lux Dynamics | LED-GYM-4-UNV - 840 HO LADC | Indoor Luminaires | High-Bay | High-Bay Luminaires for Commercial and Industrial Buildings | Standard | FALSE | [9 empty] | 42514 |  |  | Yes |  | 3.1 | 37143.53 | 104.9252 | 354 | 3 | 1 | 4000 | 84
PZMNZXWW | Lux Dynamics | Lux Dynamics | LED-LHB-4-UNV - 840 HO LPDC | Indoor Luminaires | High-Bay | High-Bay Luminaires for Commercial and Industrial Buildings | Standard | FALSE | [9 empty] | 42514 |  |  | Yes |  | 3.1 | 36352.82 | 103 | 352.94 | 3 | 1 | 4000 | 84
P82QR5HS | Lux Dynamics | Lux Dynamics | LED-GYM-4-UNV - 840 HO LPDC | Indoor Luminaires | High-Bay | High-Bay Luminaires for Commercial and Industrial Buildings | Standard | FALSE | [9 empty] | 42514 |  |  | Yes |  | 3.1 | 36352.82 | 103 | 352.94 | 3 | 1 | 4000 | 84
PXK9KUC1 | Lux Dynamics | Lux Dynamics | LED-GYM-3-UNV - 840 HO | Indoor Luminaires | High-Bay | High-Bay Luminaires for Commercial and Industrial Buildings | Standard | FALSE | [9 empty] | 42514 |  |  | Yes |  | 3.1 | 29579.674 | 111.6636 | 264.9 | 3 | 1 | 4000 | 84
PG85M7R5 | Lux Dynamics | Lux Dynamics | LED-GYM-3-UNV - 840 HO LADC | Indoor Luminaires | High-Bay | High-Bay Luminaires for Commercial and Industrial Buildings | Standard | FALSE | [9 empty] | 42514 |  |  | Yes |  | 3.1 | 27857.65 | 104.9252 | 265.5 | 3 | 1 | 4000 | 84
P1EWD45N | Lux Dynamics | Lux Dynamics | LED-GYM-3-UNV - 840 HO LPDC | Indoor Luminaires | High-Bay | High-Bay Luminaires for Commercial and Industrial Buildings | Standard | FALSE | [9 empty] | 42514 |  |  | Yes |  | 3.1 | 27264.615 | 103 | 264.705 | 3 | 1 | 4000 | 84
PT3B99E9 | Lux Dynamics | Lux Dynamics | LED-LHB-2-UNV - 840 HO | Indoor Luminaires | High-Bay | High-Bay Luminaires for Commercial and Industrial Buildings | Standard | FALSE | [9 empty] | 42514 |  |  | Yes |  | 3.1 | 19719.783 | 111.6636 | 176.6 | 3 | 1 | 4000 | 84
PEG67DCC | Lux Dynamics | Lux Dynamics | LED-LHB-2-UNV - 840 HO LADC | Indoor Luminaires | High-Bay | High-Bay Luminaires for Commercial and Industrial Buildings | Standard | FALSE | [9 empty] | 42514 |  |  | Yes |  | 3.1 | 18571.766 | 104.9252 | 177 | 3 | 1 | 4000 | 84
PW2U8VMB | Philips Optimum | Philips Optimum | G16LWD4FT25LUV840 | Indoor Luminaires | High-Bay | High-Bay Luminaires for Commercial and Industrial Buildings | Standard | FALSE | [9 empty] | 42514 | Dimmable | Continuous Above 10 | No |  | 3.1 | 18059 | 88.57 | 203.9 | 20 | 0.9 | 4000 | 80
PDQ9YQ48 | StarTek Lighting America | StarTek Lighting America | SP-N-8H-27K-x-AD-U | Indoor Luminaires | High-Bay | High-Bay Luminaires for Commercial and Industrial Buildings | Premium | TRUE | 10477.8 | 116.4 | 89.99 | 10.57 | 0.981 | 2780 | 80.8 | 5 | 50000 | 42513 |  |  | NotYetVerified |  | 3.1 | 10478 | 116.1 | 90.21 | 5.34 | 0.998 | 2700 | 80
PT2DWPG2 | StarTek Lighting America | StarTek Lighting America | SP-N-4H-27K-x-AD-U | Indoor Luminaires | High-Bay | Low-Bay Luminaires for Commercial and Industrial Buildings | Premium | TRUE | 5300 | 113.7 | 46.61 | 7.37 | 0.977 | 2770 | 80.8 | 5 | 50000 | 42513 |  |  | NotYetVerified |  | 3.1 | 5300 | 111.8 | 47.47 | 5.59 | 0.998 | 2700 | 80
P6V24QP9 | GreenTek Energy Systems | GREENTEK | GT-LHB5-160W XDZ 4000K | Indoor Luminaires | High-Bay | High-Bay Luminaires for Commercial and Industrial Buildings | Standard | TRUE | 18520 | 116.7 | 158.7 | 8.8 | 0.972 | 4121 | 84.25 | 5 | 50000 | 42513 |  |  | No |  | 3.1 | 18520 | 116.7 | 158.7 | 20 | 0.9 | 4000 | 84
PC2WV8K9 | GreenTek Energy Systems | GREENTEK | GT-LHB6-320W XDZ 4000K | Indoor Luminaires | High-Bay | High-Bay Luminaires for Commercial and Industrial Buildings | Standard | TRUE | 37301 | 116.8 | 319.2 | 8.6 | 0.971 | 4189 | 84 | 5 | 50000 | 42513 |  |  | No |  | 3.1 | 37301 | 116.8 | 319.2 | 20 | 0.9 | 4000 | 84
PGX1FEUU | GreenTek Energy Systems | GREENTEK | GT-LHB3-220W XDZ 4000K | Indoor Luminaires | High-Bay | High-Bay Luminaires for Commercial and Industrial Buildings | Standard | TRUE | 25161 | 117.1 | 214.9 | 9.2 | 0.969 | 4197 | 84 | 5 | 50000 | 42513 |  |  | No |  | 3.1 | 25161 | 117.1 | 214.9 | 20 | 0.9 | 4000 | 84
P14HB5SR | Shanghai Supertek Lighting Co. Ltd | SUPERTEK | HB11A-80W | Indoor Luminaires | High-Bay | High-Bay Luminaires for Commercial and Industrial Buildings | Standard | TRUE | 10081.8 | 115.43 | 87.34 | 12.5 | 0.965 | 5297 | 84.4 | 5 | 50000 | 42513 |  |  | Yes |  | 3.1 | 9300 | 116 | 80 | 12.5 | 0.965 | 5000 | 85
P12AVCFP | GreenTek Energy Systems | GREENTEK | GT-LHB2-110W XDZ 4000K | Indoor Luminaires | High-Bay | High-Bay Luminaires for Commercial and Industrial Buildings | Standard | TRUE | 12282 | 115.2 | 106.6 | 15.2 | 0.963 | 4092 | 84 | 5 | 50000 | 42513 |  |  | No |  | 3.1 | 12282 | 115.2 | 106.6 | 20 | 0.9 | 4000 | 84
PYA6HKSP | Shenzhen Best Bright Technology Co. Limited | BBT | PS-A15085A (3000K) | Indoor Luminaires | High-Bay | High-Bay Luminaires for Commercial and Industrial Buildings | Standard | TRUE | 10523 | 131.77 | 79.86 | 6.78 | 0.9602 | 2950 | 83.1 | 5 | 50000 | 42513 |  |  | No |  | 3.1 | 10523 | 123.8 | 85 | 6.78 | 0.94 | 3000 | 83
PK3G9J4Y | Ampco Lighting Ltd | Ampco | LHB-200-F(4000K) | Indoor Luminaires | High-Bay | High-Bay Luminaires for Commercial and Industrial Buildings | Premium | TRUE | 21266.5 | 109.44 | 194.32 | 6.73 | 0.955 | 3923 | 85.1 | 5 | 50000 | 42513 |  |  | No |  | 3.1 | 22000 | 110 | 200 | 5 | 0.9 | 4000 | 80
PFVXAND8 | Ampco Lighting Ltd | Ampco | LHB-100-F(4000K) | Indoor Luminaires | High-Bay | High-Bay Luminaires for Commercial and Industrial Buildings | Premium | TRUE | 10904.32 | 111.86 | 97.48 | 6.35 | 0.954 | 3911 | 85.1 | 5 | 50000 | 42513 |  |  | No |  | 3.1 | 11000 | 110 | 100 | 5 | 0.9 | 4000 | 80
P96Y96N6 | Krut Systems LLC | KRUT LED | KL100HB4K | Indoor Luminaires | High-Bay | Low-Bay Luminaires for Commercial and Industrial Buildings | Standard | TRUE | 9681 | 100.67 | 96.17 | 12.1 | 0.9482 | 4007 | 71.2 | 5 |  | 42513 |  |  | NotYetVerified |  | 3 | 9681.6 |  | 100 |  |  | 4000
PHGB6ZMX | Krut Systems LLC | KRUT LED | KL120SRK4K | Indoor Retrofit Kit | High-Bay | Retrofit Kits for High-Bay Luminaires for Commercial and Industrial Buildings | Standard | TRUE | 13413 | 110.76 | 121.1 | 13.28 | 0.936 | 3997 | 73.8 | 5 | 50000 | 42513 |  |  | No |  | 3 | 13413 | 110.76 | 121.1 | 13.28 | 0.9361 | 4000 | 73.8
PRP9H5J7 | Shenzhen Best Bright Technology Co. Limited | BBT | PS-A12065A (3000K) | Indoor Luminaires | High-Bay | Low-Bay Luminaires for Commercial and Industrial Buildings | Standard | TRUE | 8126.66 | 133.36 | 60.93 | 6.54 | 0.9337 | 2945 | 82.4 | 5 | 50000 | 42513 |  |  | No |  | 3.1 | 7001.6 | 107.7 | 65 | 6.54 | 0.94 | 3000 | 83
PAQV6N76 | Xeleum Lighting | Xeleum | XHH240-40UY-090N | Indoor Luminaires | High-Bay | High-Bay Luminaires for Commercial and Industrial Buildings | Standard | TRUE | 26019 | 105.4 | 246.9 | 20.78 | 0.9292 | 3832 | 81.1 | 5 | 50000 | 42513 |  |  | Yes |  | 3.1 | 26019 | 105.4 | 246.9 | 5.98 | 0.9924 | 3832 | 81.1
PJQ4KUXN | Xeleum Lighting | Xeleum | XHH240-50UY-090N | Indoor Luminaires | High-Bay | High-Bay Luminaires for Commercial and Industrial Buildings | Standard | TRUE | 27311 | 108.6 | 251.1 | 18.19 | 0.929 | 4863 | 80.6 | 5 | 50000 | 42513 |  |  | Yes |  | 3.1 | 27311 | 108.75 | 251.1 | 4.82 | 0.9944 | 4863 | 80.6
PGRTQ1AS | Shenzhen Best Bright Technology Co. Limited | BBT | PS-A15125A (3000K) | Indoor Luminaires | High-Bay | High-Bay Luminaires for Commercial and Industrial Buildings | Standard | TRUE | 15052 | 125.93 | 119.5 | 17.96 | 0.9281 | 2963 | 83 | 5 | 50000 | 42513 |  |  | No |  | 3.1 | 15052 | 120.4 | 125 | 17.96 | 0.94 | 3000 | 83
PM7MMRJD | Krut Systems LLC | KRUT LED | KL150SRK4K | Indoor Retrofit Kit | High-Bay | Retrofit Kits for High-Bay Luminaires for Commercial and Industrial Buildings | Standard | TRUE | 16393 | 108.92 | 150.5 | 13.28 | 0.927 | 3977 | 73.7 | 5 | 50000 | 42513 |  |  | No |  | 3 | 16393 | 108.92 | 150.5 | 13.28 | 0.9271 | 4000 | 73.7
PSF9AZW5 | Optec LED Lighting | Optec LED | OLHB-050-40 | Indoor Luminaires | High-Bay | Low-Bay Luminaires for Commercial and Industrial Buildings | Standard | TRUE | 5460 | 107 | 51 | 12.5 | 0.926 | 3930 | 73 | 5 | 50000 | 42513 |  |  | NotYetVerified |  | 3 | 5250 | 105 | 50 | 15 | 0.95 | 4000 | 73
PMT4JXK9 | Krut Systems LLC | KRUT LED | KL400SRK4K | Indoor Retrofit Kit | High-Bay | Retrofit Kits for High-Bay Luminaires for Commercial and Industrial Buildings | Standard | TRUE | 44586 | 110.09 | 405 | 13.66 | 0.924 | 3987 | 73.7 | 5 | 50000 | 42513 |  |  | No |  | 3 | 44586 | 110.09 | 405 | 13.66 | 0.9248 | 4000 | 73.7
PS2RUGG9 | Optec LED Lighting | Optec LED | OLHB-300-50 | Indoor Luminaires | High-Bay | High-Bay Luminaires for Commercial and Industrial Buildings | Standard | TRUE | 27821 | 91.7 | 303.4 | 6.5 | 0.923 | 4936 | 67.4 | 5 | 50000 | 42513 |  |  | NotYetVerified |  | 3 | 31500 | 105 | 300 | 15 | 0.95 | 5000 | 73
PVVGWZBS | Krut Systems LLC | KRUT LED | KL200SRK4K | Indoor Retrofit Kit | High-Bay | Retrofit Kits for High-Bay Luminaires for Commercial and Industrial Buildings | Standard | TRUE | 22372 | 110.32 | 202.8 | 13.2 | 0.922 | 4058 | 74.2 | 5 | 50000 | 42513 |  |  | No |  | 3 | 22372 | 110.32 | 202.8 | 13.2 | 0.9227 | 4000 | 74.2
P2HXB7SQ | Krut Systems LLC | KRUT LED | KL200SRKPD4K | Indoor Retrofit Kit | High-Bay | Retrofit Kits for High-Bay Luminaires for Commercial and Industrial Buildings | Standard | TRUE | 27078 | 129.15 | 210.2 | 9.75 | 0.9209 | 3990 | 83.6 | 5 | 50000 | 42513 |  |  | No |  | 3 | 27078 | 129.15 | 209.7 | 9.75 | 0.9209 | 4000 | 83.6
PWTS8B9F | Xeleum Lighting | Xeleum | XHH200-40UY-090N | Indoor Luminaires | High-Bay | High-Bay Luminaires for Commercial and Industrial Buildings | Premium | TRUE | 22377 | 110.54 | 202.4 | 22.16 | 0.9123 | 3815 | 81.2 | 5 | 50000 | 42513 |  |  | No |  | 3.1 | 22377 | 110.54 | 202.4 | 6.47 | 0.9919 | 3815 | 81.2
PYU23A31 | Krut Systems LLC | KRUT LED | KL120SRKPD4K | Indoor Retrofit Kit | High-Bay | Retrofit Kits for High-Bay Luminaires for Commercial and Industrial Buildings | Standard | TRUE | 16250 | 124.9 | 130.1 | 12.36 | 0.9102 | 3996 | 83.4 | 5 | 50000 | 42513 |  |  | No |  | 3 | 16250 | 124.9 | 130.1 | 12.36 | 0.9102 | 4000 | 83.4
PD48YQJU | Xeleum Lighting | Xeleum | XHH100-40UY-090N | Indoor Luminaires | High-Bay | High-Bay Luminaires for Commercial and Industrial Buildings | Standard | TRUE | 10998 | 109.94 | 100 | 14.67 | 0.8924 | 3840 | 80.9 | 5 | 50000 | 42513 |  |  | Yes |  | 3.1 | 10998 | 109.94 | 100 | 8.53 | 0.9936 | 3840 | 80.9
P6STW3NW | Krut Systems LLC | KRUT LED | KL400SRK5K7 | Indoor Retrofit Kit | High-Bay | Retrofit Kits for High-Bay Luminaires for Commercial and Industrial Buildings | Standard | FALSE | [9 empty] | 42513 |  |  | No |  | 3 | 45823 | 112.37 | 407.8 | 13.66 | 0.9181 | 5700 | 69.7
PEGHU4BC | Krut Systems LLC | KRUT LED | KL150SRK5K7 | Indoor Retrofit Kit | High-Bay | Retrofit Kits for High-Bay Luminaires for Commercial and Industrial Buildings | Standard | FALSE | [9 empty] | 42513 |  |  | No |  | 3 | 16989 | 111.33 | 152.6 | 13.61 | 0.9422 | 5700 | 69.5
PRHZ2QPG | Krut Systems LLC | KRUT LED | KL200SRK5K7 | Indoor Retrofit Kit | High-Bay | Retrofit Kits for High-Bay Luminaires for Commercial and Industrial Buildings | Standard | FALSE | [9 empty] | 42513 |  |  | No |  | 3 | 23090 | 113.91 | 202.7 | 13.66 | 0.9378 | 5700 | 69.4
PEXRYDXW | Krut Systems LLC | KRUT LED | KL120SRK5K7 | Indoor Retrofit Kit | High-Bay | Retrofit Kits for High-Bay Luminaires for Commercial and Industrial Buildings | Standard | FALSE | [9 empty] | 42513 |  |  | No |  | 3 | 13835 | 112.75 | 122.7 | 13.61 | 0.9481 | 5700 | 69.4
P32UE96H | Krut Systems LLC | KRUT LED | KL120SRKPD5K7 | Indoor Retrofit Kit | High-Bay | Retrofit Kits for High-Bay Luminaires for Commercial and Industrial Buildings | Standard | FALSE | [9 empty] | 42513 |  |  | No |  | 3 | 16895 | 128.48 | 131.5 | 12.36 | 0.9104 | 5700 | 83.8
PMGQ7Z3U | Krut Systems LLC | KRUT LED | KL200SRKPD5K7 | Indoor Retrofit Kit | High-Bay | Retrofit Kits for High-Bay Luminaires for Commercial and Industrial Buildings | Standard | FALSE | [9 empty] | 42513 |  |  | No |  | 3 | 28161 | 131.84 | 213.6 | 9.37 | 0.9203 | 5700 | 83.5
PKD6VM77 | Krut Systems LLC | KRUT LED | KL200SRK5K | Indoor Retrofit Kit | High-Bay | Retrofit Kits for High-Bay Luminaires for Commercial and Industrial Buildings | Standard | FALSE | [9 empty] | 42513 |  |  | No |  | 3 | 22850.7 | 112.7 | 202.8 | 13.2 | 0.9227 | 5000 | 74.2
P5GRFNGN | Krut Systems LLC | KRUT LED | KL120SRK5K | Indoor Retrofit Kit | High-Bay | Retrofit Kits for High-Bay Luminaires for Commercial and Industrial Buildings | Standard | FALSE | [9 empty] | 42513 |  |  | No |  | 3 | 13694.3 | 112.34 | 121.9 | 13.28 | 0.9361 | 5000 | 73.8
P7GTS8P7 | Krut Systems LLC | KRUT LED | KL400SRK5K | Indoor Retrofit Kit | High-Bay | Retrofit Kits for High-Bay Luminaires for Commercial and Industrial Buildings | Standard | FALSE | [9 empty] | 42513 |  |  | No |  | 3 | 45410.7 | 111.74 | 406.4 | 13.66 | 0.9248 | 5000 | 73.7
PGFG9MGG | Krut Systems LLC | KRUT LED | KL150SRK5K | Indoor Retrofit Kit | High-Bay | Retrofit Kits for High-Bay Luminaires for Commercial and Industrial Buildings | Standard | FALSE | [9 empty] | 42513 |  |  | No |  | 3 | 16790.3 | 110.79 | 151.6 | 13.28 | 0.9271 | 5000 | 73.7
PHCVF8TD | Krut Systems LLC | KRUT LED | KL200SRKPD5K | Indoor Retrofit Kit | High-Bay | Retrofit Kits for High-Bay Luminaires for Commercial and Industrial Buildings | Standard | FALSE | [9 empty] | 42513 |  |  | No |  | 3 | 25242 | 119.63 | 211 | 9.57 | 0.9947 | 5000 | 83.6
P75HJHA4 | Krut Systems LLC | KRUT LED | KL120SRKPD5K | Indoor Retrofit Kit | High-Bay | Retrofit Kits for High-Bay Luminaires for Commercial and Industrial Buildings | Standard | FALSE | [9 empty] | 42513 |  |  | No |  | 3 | 16250 | 124.9 | 130.1 | 12.36 | 0.9102 | 5000 | 83.4
PZX42CPX | Krut Systems LLC | KRUT LED | KL200SRK4K5 | Indoor Retrofit Kit | High-Bay | Retrofit Kits for High-Bay Luminaires for Commercial and Industrial Buildings | Standard | FALSE | [9 empty] | 42513 |  |  | No |  | 3 | 22611.3 | 111.52 | 202.8 | 13.2 | 0.9227 | 4500 | 74.2
P3W9FHNT | Krut Systems LLC | KRUT LED | KL120SRK4K5 | Indoor Retrofit Kit | High-Bay | Retrofit Kits for High-Bay Luminaires for Commercial and Industrial Buildings | Standard | FALSE | [9 empty] | 42513 |  |  | No |  | 3 | 13553.7 | 111.19 | 121.9 | 13.28 | 0.9361 | 4500 | 73.8
PTBF5NA9 | Krut Systems LLC | KRUT LED | KL400SRK4K5 | Indoor Retrofit Kit | High-Bay | Retrofit Kits for High-Bay Luminaires for Commercial and Industrial Buildings | Standard | FALSE | [9 empty] | 42513 |  |  | No |  | 3 | 44998.3 | 110.72 | 406.4 | 13.66 | 0.9248 | 4500 | 73.7
PG6NJ26R | Krut Systems LLC | KRUT LED | KL150SRK4K5 | Indoor Retrofit Kit | High-Bay | Retrofit Kits for High-Bay Luminaires for Commercial and Industrial Buildings | Standard | FALSE | [9 empty] | 42513 |  |  | No |  | 3 | 16591.7 | 109.48 | 151.6 | 13.28 | 0.9271 | 4500 | 73.7
PSUUDTD5 | Krut Systems LLC | KRUT LED | KL200SRKPD4K5 | Indoor Retrofit Kit | High-Bay | Retrofit Kits for High-Bay Luminaires for Commercial and Industrial Buildings | Standard | FALSE | [9 empty] | 42513 |  |  | No |  | 3 | 25242 | 119.63 | 211 | 9.57 | 0.9947 | 4500 | 83.6
P8DDGHAE | Krut Systems LLC | KRUT LED | KL120SRKPD4K5 | Indoor Retrofit Kit | High-Bay | Retrofit Kits for High-Bay Luminaires for Commercial and Industrial Buildings | Standard | FALSE | [9 empty] | 42513 |  |  | No |  | 3 | 16250 | 124.9 | 130.1 | 12.36 | 0.9102 | 4500 | 83.4
PZSZGFJQ | Xeleum Lighting | Xeleum | XHH120-50UY-090N | Indoor Luminaires | High-Bay | High-Bay Luminaires for Commercial and Industrial Buildings | Standard | FALSE | [9 empty] | 42513 |  |  | No |  | 3.1 | 12927 | 107.56 | 120.2 | 7.23 | 0.9949 | 4870 | 80.6
P6DG54UM | Xeleum Lighting | Xeleum | XHH100-50UY-090N | Indoor Luminaires | High-Bay | High-Bay Luminaires for Commercial and Industrial Buildings | Premium | FALSE | [9 empty] | 42513 |  |  | Yes |  | 3.1 | 11161 | 111.51 | 100.1 | 8.46 | 0.9942 | 4850 | 80.8
PWEBQY7B | Xeleum Lighting | Xeleum | XHH200-50UY-090N | Indoor Luminaires | High-Bay | High-Bay Luminaires for Commercial and Industrial Buildings | Premium | FALSE | [9 empty] | 42513 |  |  | No |  | 3.1 | 23305 | 115.66 | 201.5 | 6.68 | 0.9894 | 4836 | 80.6
P13UDU6X | Xeleum Lighting | Xeleum | XHH160-50UY-090N | Indoor Luminaires | High-Bay | High-Bay Luminaires for Commercial and Industrial Buildings | Premium | FALSE | [9 empty] | 42513 |  |  | Yes |  | 3.1 | 20087 | 126.89 | 158.3 | 5.8 | 0.9967 | 4818 | 80.7
PZ42BUAZ | Xeleum Lighting | Xeleum | XHH120-40UY-090N | Indoor Luminaires | High-Bay | High-Bay Luminaires for Commercial and Industrial Buildings | Standard | FALSE | [9 empty] | 42513 |  |  | No |  | 3.1 | 12579 | 106.34 | 118.3 | 7.18 | 0.995 | 3838 | 80.8
P3FUZFRP | Xeleum Lighting | Xeleum | XHH160-40UY-090N | Indoor Luminaires | High-Bay | High-Bay Luminaires for Commercial and Industrial Buildings | Premium | FALSE | [9 empty] | 42513 |  |  | Yes |  | 3.1 | 19120 | 122.6 | 155.9 | 6.27 | 0.9963 | 3808 | 81.3
PX86S1RN | StarTek Lighting America | StarTek Lighting America | SP-N-4H-50K-x-ND-U | Indoor Luminaires | High-Bay | Low-Bay Luminaires for Commercial and Industrial Buildings | Premium | FALSE | [9 empty] | 42513 |  |  | NotYetVerified |  | 3.1 | 6133 | 129.4 | 47.47 | 5.59 | 0.998 | 5000 | 80
PR78MRVG | StarTek Lighting America | StarTek Lighting America | SP-N-4H-50K-x-ND-C | Indoor Luminaires | High-Bay | Low-Bay Luminaires for Commercial and Industrial Buildings | Premium | FALSE | [9 empty] | 42513 |  |  | NotYetVerified |  | 3.1 | 6133 | 129.4 | 47.47 | 5.59 | 0.998 | 5000 | 80
PXR2V1JX | StarTek Lighting America | StarTek Lighting America | SP-N-8S-50K-x-ND-C | Indoor Luminaires | High-Bay | Low-Bay Luminaires for Commercial and Industrial Buildings | Premium | FALSE | [9 empty] | 42513 |  |  | NotYetVerified |  | 3.1 | 8289 | 144.6 | 57.34 | 5.47 | 0.998 | 5000 | 80
PADG4HVJ | StarTek Lighting America | StarTek Lighting America | SP-N-8S-50K-x-ND-U | Indoor Luminaires | High-Bay | Low-Bay Luminaires for Commercial and Industrial Buildings | Premium | FALSE | [9 empty] | 42513 |  |  | NotYetVerified |  | 3.1 | 8289 | 144.6 | 57.34 | 5.47 | 0.998 | 5000 | 80
PPRWDMYU | StarTek Lighting America | StarTek Lighting America | SP-N-8H-50K-x-ND-C | Indoor Luminaires | High-Bay | High-Bay Luminaires for Commercial and Industrial Buildings | Premium | FALSE | [9 empty] | 42513 |  |  | NotYetVerified |  | 3.1 | 11989 | 132.9 | 90.21 | 5.34 | 0.998 | 5000 | 80
PETFZJGG | StarTek Lighting America | StarTek Lighting America | SP-N-8H-50K-x-ND-U | Indoor Luminaires | High-Bay | High-Bay Luminaires for Commercial and Industrial Buildings | Premium | FALSE | [9 empty] | 42513 |  |  | NotYetVerified |  | 3.1 | 11989 | 132.9 | 90.21 | 5.34 | 0.998 | 5000 | 80
P9ANVHAT | StarTek Lighting America | StarTek Lighting America | SP-N-4H-50K-x-AD-U | Indoor Luminaires | High-Bay | Low-Bay Luminaires for Commercial and Industrial Buildings | Premium | FALSE | [9 empty] | 42513 |  |  | NotYetVerified |  | 3.1 | 6133 | 129.4 | 47.47 | 5.59 | 0.998 | 5000 | 80
P9ACF3RU | StarTek Lighting America | StarTek Lighting America | SP-N-4H-50K-x-AD-C | Indoor Luminaires | High-Bay | Low-Bay Luminaires for Commercial and Industrial Buildings | Premium | FALSE | [9 empty] | 42513 |  |  | NotYetVerified |  | 3.1 | 6133 | 129.4 | 47.47 | 5.59 | 0.998 | 5000 | 80
PTS98NN5 | StarTek Lighting America | StarTek Lighting America | SP-N-8S-50K-x-AD-C | Indoor Luminaires | High-Bay | Low-Bay Luminaires for Commercial and Industrial Buildings | Premium | FALSE | [9 empty] | 42513 |  |  | NotYetVerified |  | 3.1 | 8289 | 144.6 | 57.34 | 5.47 | 0.998 | 5000 | 80
PC1YAEVN | StarTek Lighting America | StarTek Lighting America | SP-N-8S-50K-x-AD-U | Indoor Luminaires | High-Bay | Low-Bay Luminaires for Commercial and Industrial Buildings | Premium | FALSE | [9 empty] | 42513 |  |  | NotYetVerified |  | 3.1 | 8289 | 144.6 | 57.34 | 5.47 | 0.998 | 5000 | 80
PEXZFHCY | StarTek Lighting America | StarTek Lighting America | SP-N-8H-50K-x-AD-C | Indoor Luminaires | High-Bay | High-Bay Luminaires for Commercial and Industrial Buildings | Premium | FALSE | [9 empty] | 42513 |  |  | NotYetVerified |  | 3.1 | 11989 | 132.9 | 90.21 | 5.34 | 0.998 | 5000 | 80
P9ZAWX3K | StarTek Lighting America | StarTek Lighting America | SP-N-8H-50K-x-AD-U | Indoor Luminaires | High-Bay | High-Bay Luminaires for Commercial and Industrial Buildings | Premium | FALSE | [9 empty] | 42513 |  |  | NotYetVerified |  | 3.1 | 11989 | 132.9 | 90.21 | 5.34 | 0.998 | 5000 | 80
PXRXHNU9 | StarTek Lighting America | StarTek Lighting America | SP-N-4H-45K-x-ND-C | Indoor Luminaires | High-Bay | Low-Bay Luminaires for Commercial and Industrial Buildings | Premium | FALSE | [9 empty] | 42513 |  |  | NotYetVerified |  | 3.1 | 5952 | 125.5 | 47.47 | 5.59 | 0.998 | 4500 | 80
PDEGYBY3 | StarTek Lighting America | StarTek Lighting America | SP-N-4H-45K-x-ND-U | Indoor Luminaires | High-Bay | Low-Bay Luminaires for Commercial and Industrial Buildings | Premium | FALSE | [9 empty] | 42513 |  |  | NotYetVerified |  | 3.1 | 5952 | 125.5 | 47.47 | 5.59 | 0.998 | 4500 | 80
PTNH5VAN | StarTek Lighting America | StarTek Lighting America | SP-N-8S-45K-x-ND-U | Indoor Luminaires | High-Bay | Low-Bay Luminaires for Commercial and Industrial Buildings | Premium | FALSE | [9 empty] | 42513 |  |  | NotYetVerified |  | 3.1 | 8042 | 140.2 | 57.34 | 5.47 | 0.998 | 4500 | 80
P2VZPPAP | StarTek Lighting America | StarTek Lighting America | SP-N-8S-45K-x-ND-C | Indoor Luminaires | High-Bay | Low-Bay Luminaires for Commercial and Industrial Buildings | Premium | FALSE | [9 empty] | 42513 |  |  | NotYetVerified |  | 3.1 | 8042 | 140.2 | 57.34 | 5.47 | 0.998 | 4500 | 80
PWWJBWWV | StarTek Lighting America | StarTek Lighting America | SP-N-8H-45K-x-ND-U | Indoor Luminaires | High-Bay | High-Bay Luminaires for Commercial and Industrial Buildings | Premium | FALSE | [9 empty] | 42513 |  |  | NotYetVerified |  | 3.1 | 11660 | 129.3 | 90.21 | 5.34 | 0.998 | 4500 | 80
PD6DMHJ2 | StarTek Lighting America | StarTek Lighting America | SP-N-8H-45K-x-ND-C | Indoor Luminaires | High-Bay | High-Bay Luminaires for Commercial and Industrial Buildings | Premium | FALSE | [9 empty] | 42513 |  |  | NotYetVerified |  | 3.1 | 11660 | 129.3 | 90.21 | 5.34 | 0.998 | 4500 | 80
PFDKDXW7 | StarTek Lighting America | StarTek Lighting America | SP-N-4H-45K-x-AD-U | Indoor Luminaires | High-Bay | Low-Bay Luminaires for Commercial and Industrial Buildings | Premium | FALSE | [9 empty] | 42513 |  |  | NotYetVerified |  | 3.1 | 5952 | 125.5 | 47.47 | 5.59 | 0.998 | 4500 | 80
P1J9F9SW | StarTek Lighting America | StarTek Lighting America | SP-N-4H-45K-x-AD-C | Indoor Luminaires | High-Bay | Low-Bay Luminaires for Commercial and Industrial Buildings | Premium | FALSE | [9 empty] | 42513 |  |  | NotYetVerified |  | 3.1 | 5952 | 125.5 | 47.47 | 5.59 | 0.998 | 4500 | 80
PPWPMDV7 | StarTek Lighting America | StarTek Lighting America | SP-N-8S-45K-x-AD-C | Indoor Luminaires | High-Bay | Low-Bay Luminaires for Commercial and Industrial Buildings | Premium | FALSE | [9 empty] | 42513 |  |  | NotYetVerified |  | 3.1 | 8042 | 140.2 | 57.34 | 5.47 | 0.998 | 4500 | 80
P43JG1X5 | StarTek Lighting America | StarTek Lighting America | SP-N-8S-45K-x-AD-U | Indoor Luminaires | High-Bay | Low-Bay Luminaires for Commercial and Industrial Buildings | Premium | FALSE | [9 empty] | 42513 |  |  | NotYetVerified |  | 3.1 | 8042 | 140.2 | 57.34 | 5.47 | 0.998 | 4500 | 80
PWP1AK7V | StarTek Lighting America | StarTek Lighting America | SP-N-8H-45K-x-AD-C | Indoor Luminaires | High-Bay | High-Bay Luminaires for Commercial and Industrial Buildings | Premium | FALSE | [9 empty] | 42513 |  |  | NotYetVerified |  | 3.1 | 11660 | 129.3 | 90.21 | 5.34 | 0.998 | 4500 | 80
P7CHT8V6 | StarTek Lighting America | StarTek Lighting America | SP-N-8H-45K-x-AD-U | Indoor Luminaires | High-Bay | High-Bay Luminaires for Commercial and Industrial Buildings | Premium | FALSE | [9 empty] | 42513 |  |  | NotYetVerified |  | 3.1 | 11660 | 129.3 | 90.21 | 5.34 | 0.998 | 4500 | 80
PXA9PWQ3 | StarTek Lighting America | StarTek Lighting America | SP-N-4H-40K-x-ND-U | Indoor Luminaires | High-Bay | Low-Bay Luminaires for Commercial and Industrial Buildings | Premium | FALSE | [9 empty] | 42513 |  |  | NotYetVerified |  | 3.1 | 5771 | 121.7 | 47.47 | 5.59 | 0.998 | 4000 | 80
PCN6PGBE | StarTek Lighting America | StarTek Lighting America | SP-N-4H-40K-x-ND-C | Indoor Luminaires | High-Bay | Low-Bay Luminaires for Commercial and Industrial Buildings | Premium | FALSE | [9 empty] | 42513 |  |  | NotYetVerified |  | 3.1 | 5771 | 121.7 | 47.47 | 5.59 | 0.998 | 4000 | 80
PNT6PJ39 | StarTek Lighting America | StarTek Lighting America | SP-N-8S-40K-x-ND-C | Indoor Luminaires | High-Bay | Low-Bay Luminaires for Commercial and Industrial Buildings | Premium | FALSE | [9 empty] | 42513 |  |  | NotYetVerified |  | 3.1 | 7795 | 135.9 | 57.34 | 5.47 | 0.998 | 4000 | 80
P2MFTA5N | StarTek Lighting America | StarTek Lighting America | SP-N-8S-40K-x-ND-U | Indoor Luminaires | High-Bay | Low-Bay Luminaires for Commercial and Industrial Buildings | Premium | FALSE | [9 empty] | 42513 |  |  | NotYetVerified |  | 3.1 | 7795 | 135.9 | 57.34 | 5.47 | 0.998 | 4000 | 80
PXNG5AEZ | StarTek Lighting America | StarTek Lighting America | SP-N-8H-40K-x-ND-U | Indoor Luminaires | High-Bay | High-Bay Luminaires for Commercial and Industrial Buildings | Premium | FALSE | [9 empty] | 42513 |  |  | NotYetVerified |  | 3.1 | 11332 | 125.6 | 90.21 | 5.34 | 0.998 | 4000 | 80
PS3EJ5RH | StarTek Lighting America | StarTek Lighting America | SP-N-8H-40K-x-ND-C | Indoor Luminaires | High-Bay | High-Bay Luminaires for Commercial and Industrial Buildings | Premium | FALSE | [9 empty] | 42513 |  |  | NotYetVerified |  | 3.1 | 11332 | 125.6 | 90.21 | 5.34 | 0.998 | 4000 | 80
PXYZZBV6 | StarTek Lighting America | StarTek Lighting America | SP-N-4H-40K-x-AD-U | Indoor Luminaires | High-Bay | Low-Bay Luminaires for Commercial and Industrial Buildings | Premium | FALSE | [9 empty] | 42513 |  |  | NotYetVerified |  | 3.1 | 5771 | 121.7 | 47.47 | 5.59 | 0.998 | 4000 | 80
PFX9P1FC | StarTek Lighting America | StarTek Lighting America | SP-N-4H-40K-x-AD-C | Indoor Luminaires | High-Bay | Low-Bay Luminaires for Commercial and Industrial Buildings | Premium | FALSE | [9 empty] | 42513 |  |  | NotYetVerified |  | 3.1 | 5771 | 121.7 | 47.47 | 5.59 | 0.998 | 4000 | 80
PCFYSMA2 | StarTek Lighting America | StarTek Lighting America | SP-N-8S-40K-x-AD-U | Indoor Luminaires | High-Bay | Low-Bay Luminaires for Commercial and Industrial Buildings | Premium | FALSE | [9 empty] | 42513 |  |  | NotYetVerified |  | 3.1 | 7795 | 135.9 | 57.34 | 5.47 | 0.998 | 4000 | 80
P4WMW4JB | StarTek Lighting America | StarTek Lighting America | SP-N-8S-40K-x-AD-C | Indoor Luminaires | High-Bay | Low-Bay Luminaires for Commercial and Industrial Buildings | Premium | FALSE | [9 empty] | 42513 |  |  | NotYetVerified |  | 3.1 | 7795 | 135.9 | 57.34 | 5.47 | 0.998 | 4000 | 80
PXM9PBU5 | StarTek Lighting America | StarTek Lighting America | SP-N-8H-40K-x-AD-U | Indoor Luminaires | High-Bay | High-Bay Luminaires for Commercial and Industrial Buildings | Premium | FALSE | [9 empty] | 42513 |  |  | NotYetVerified |  | 3.1 | 11332 | 125.6 | 90.21 | 5.34 | 0.998 | 4000 | 80
P74NQNHN | StarTek Lighting America | StarTek Lighting America | SP-N-8H-40K-x-AD-C | Indoor Luminaires | High-Bay | High-Bay Luminaires for Commercial and Industrial Buildings | Premium | FALSE | [9 empty] | 42513 |  |  | NotYetVerified |  | 3.1 | 11332 | 125.6 | 90.21 | 5.34 | 0.998 | 4000 | 80
PY5UWNHK | StarTek Lighting America | StarTek Lighting America | SP-N-4H-35K-x-ND-U | Indoor Luminaires | High-Bay | Low-Bay Luminaires for Commercial and Industrial Buildings | Premium | FALSE | [9 empty] | 42513 |  |  | NotYetVerified |  | 3.1 | 5590 | 117.9 | 47.47 | 5.59 | 0.998 | 3500 | 80
PW43Y9JG | StarTek Lighting America | StarTek Lighting America | SP-N-4H-35K-x-ND-C | Indoor Luminaires | High-Bay | Low-Bay Luminaires for Commercial and Industrial Buildings | Premium | FALSE | [9 empty] | 42513 |  |  | NotYetVerified |  | 3.1 | 5590 | 117.9 | 47.47 | 5.59 | 0.998 | 3500 | 80
PW1Z85MR | StarTek Lighting America | StarTek Lighting America | SP-N-8S-35K-x-ND-U | Indoor Luminaires | High-Bay | Low-Bay Luminaires for Commercial and Industrial Buildings | Premium | FALSE | [9 empty] | 42513 |  |  | NotYetVerified |  | 3.1 | 7548 | 131.6 | 57.34 | 5.47 | 0.998 | 3500 | 80
P24RVMGD | StarTek Lighting America | StarTek Lighting America | SP-N-8S-35K-x-ND-C | Indoor Luminaires | High-Bay | Low-Bay Luminaires for Commercial and Industrial Buildings | Premium | FALSE | [9 empty] | 42513 |  |  | NotYetVerified |  | 3.1 | 7548 | 131.6 | 57.34 | 5.47 | 0.998 | 3500 | 80
PNANV9M1 | StarTek Lighting America | StarTek Lighting America | SP-N-8H-35K-x-ND-U | Indoor Luminaires | High-Bay | High-Bay Luminaires for Commercial and Industrial Buildings | Premium | FALSE | [9 empty] | 42513 |  |  | NotYetVerified |  | 3.1 | 11003 | 122 | 90.21 | 5.34 | 0.998 | 3500 | 80
PN491HFE | StarTek Lighting America | StarTek Lighting America | SP-N-8H-35K-x-ND-C | Indoor Luminaires | High-Bay | High-Bay Luminaires for Commercial and Industrial Buildings | Premium | FALSE | [9 empty] | 42513 |  |  | NotYetVerified |  | 3.1 | 11003 | 122 | 90.21 | 5.34 | 0.998 | 3500 | 80
PN51W4KM | StarTek Lighting America | StarTek Lighting America | SP-N-4H-35K-x-AD-U | Indoor Luminaires | High-Bay | Low-Bay Luminaires for Commercial and Industrial Buildings | Premium | FALSE | [9 empty] | 42513 |  |  | NotYetVerified |  | 3.1 | 5590 | 117.9 | 47.47 | 5.59 | 0.998 | 3500 | 80
PGNBFP5D | StarTek Lighting America | StarTek Lighting America | SP-N-4H-35K-x-AD-C | Indoor Luminaires | High-Bay | Low-Bay Luminaires for Commercial and Industrial Buildings | Premium | FALSE | [9 empty] | 42513 |  |  | NotYetVerified |  | 3.1 | 5590 | 117.9 | 47.47 | 5.59 | 0.998 | 3500 | 80
PF1X35N9 | StarTek Lighting America | StarTek Lighting America | SP-N-8S-35K-x-AD-C | Indoor Luminaires | High-Bay | Low-Bay Luminaires for Commercial and Industrial Buildings | Premium | FALSE | [9 empty] | 42513 |  |  | NotYetVerified |  | 3.1 | 7548 | 131.6 | 57.34 | 5.47 | 0.998 | 3500 | 80
PE6BZU2D | StarTek Lighting America | StarTek Lighting America | SP-N-8S-35K-x-AD-U | Indoor Luminaires | High-Bay | Low-Bay Luminaires for Commercial and Industrial Buildings | Premium | FALSE | [9 empty] | 42513 |  |  | NotYetVerified |  | 3.1 | 7548 | 131.6 | 57.34 | 5.47 | 0.998 | 3500 | 80
PU9M8NCT | StarTek Lighting America | StarTek Lighting America | SP-N-8H-35K-x-AD-C | Indoor Luminaires | High-Bay | High-Bay Luminaires for Commercial and Industrial Buildings | Premium | FALSE | [9 empty] | 42513 |  |  | NotYetVerified |  | 3.1 | 11003 | 122 | 90.21 | 5.34 | 0.998 | 3500 | 80
PP3FJHQB | StarTek Lighting America | StarTek Lighting America | SP-N-8H-35K-x-AD-U | Indoor Luminaires | High-Bay | High-Bay Luminaires for Commercial and Industrial Buildings | Premium | FALSE | [9 empty] | 42513 |  |  | NotYetVerified |  | 3.1 | 11003 | 122 | 90.21 | 5.34 | 0.998 | 3500 | 80
P9UN6NZU | StarTek Lighting America | StarTek Lighting America | SP-N-4H-30K-x-ND-U | Indoor Luminaires | High-Bay | Low-Bay Luminaires for Commercial and Industrial Buildings | Premium | FALSE | [9 empty] | 42513 |  |  | NotYetVerified |  | 3.1 | 5409 | 114.1 | 47.47 | 5.59 | 0.998 | 3000 | 80
P5M2FYAG | StarTek Lighting America | StarTek Lighting America | SP-N-4H-30K-x-ND-C | Indoor Luminaires | High-Bay | Low-Bay Luminaires for Commercial and Industrial Buildings | Premium | FALSE | [9 empty] | 42513 |  |  | NotYetVerified |  | 3.1 | 5409 | 114.1 | 47.47 | 5.59 | 0.998 | 3000 | 80
PUVQQAYF | StarTek Lighting America | StarTek Lighting America | SP-N-8S-30K-x-ND-U | Indoor Luminaires | High-Bay | Low-Bay Luminaires for Commercial and Industrial Buildings | Premium | FALSE | [9 empty] | 42513 |  |  | NotYetVerified |  | 3.1 | 7300 | 127.3 | 57.34 | 5.47 | 0.998 | 3000 | 80
P6G6HD38 | StarTek Lighting America | StarTek Lighting America | SP-N-8S-30K-x-ND-C | Indoor Luminaires | High-Bay | Low-Bay Luminaires for Commercial and Industrial Buildings | Premium | FALSE | [9 empty] | 42513 |  |  | NotYetVerified |  | 3.1 | 7300 | 127.3 | 57.34 | 5.47 | 0.998 | 3000 | 80
PPJRB5NQ | StarTek Lighting America | StarTek Lighting America | SP-N-8H-30K-x-ND-U | Indoor Luminaires | High-Bay | High-Bay Luminaires for Commercial and Industrial Buildings | Premium | FALSE | [9 empty] | 42513 |  |  | NotYetVerified |  | 3.1 | 10675 | 118.3 | 90.21 | 5.34 | 0.998 | 3000 | 80
PG82D3Q9 | StarTek Lighting America | StarTek Lighting America | SP-N-8H-30K-x-ND-C | Indoor Luminaires | High-Bay | High-Bay Luminaires for Commercial and Industrial Buildings | Premium | FALSE | [9 empty] | 42513 |  |  | NotYetVerified |  | 3.1 | 10675 | 118.3 | 90.21 | 5.34 | 0.998 | 3000 | 80
PC77BSHB | StarTek Lighting America | StarTek Lighting America | SP-N-4H-30K-x-AD-U | Indoor Luminaires | High-Bay | Low-Bay Luminaires for Commercial and Industrial Buildings | Premium | FALSE | [9 empty] | 42513 |  |  | NotYetVerified |  | 3.1 | 5409 | 114.1 | 47.47 | 5.59 | 0.998 | 3000 | 80
P7VDXNEP | StarTek Lighting America | StarTek Lighting America | SP-N-4H-30K-x-AD-C | Indoor Luminaires | High-Bay | Low-Bay Luminaires for Commercial and Industrial Buildings | Premium | FALSE | [9 empty] | 42513 |  |  | NotYetVerified |  | 3.1 | 5409 | 114.1 | 47.47 | 5.59 | 0.998 | 3000 | 80
PB9YXF1W | StarTek Lighting America | StarTek Lighting America | SP-N-8S-30K-x-AD-C | Indoor Luminaires | High-Bay | Low-Bay Luminaires for Commercial and Industrial Buildings | Premium | FALSE | [9 empty] | 42513 |  |  | NotYetVerified |  | 3.1 | 7300 | 127.3 | 57.34 | 5.47 | 0.998 | 3000 | 80
P2WTU73T | StarTek Lighting America | StarTek Lighting America | SP-N-8S-30K-x-AD-U | Indoor Luminaires | High-Bay | Low-Bay Luminaires for Commercial and Industrial Buildings | Premium | FALSE | [9 empty] | 42513 |  |  | NotYetVerified |  | 3.1 | 7300 | 127.3 | 57.34 | 5.47 | 0.998 | 3000 | 80
PVTJF9G3 | StarTek Lighting America | StarTek Lighting America | SP-N-8H-30K-x-AD-U | Indoor Luminaires | High-Bay | High-Bay Luminaires for Commercial and Industrial Buildings | Premium | FALSE | [9 empty] | 42513 |  |  | NotYetVerified |  | 3.1 | 10675 | 118.3 | 90.21 | 5.34 | 0.998 | 3000 | 80
P6AZXZ7J | StarTek Lighting America | StarTek Lighting America | SP-N-8H-30K-x-AD-C | Indoor Luminaires | High-Bay | High-Bay Luminaires for Commercial and Industrial Buildings | Premium | FALSE | [9 empty] | 42513 |  |  | NotYetVerified |  | 3.1 | 10675 | 118.3 | 90.21 | 5.34 | 0.998 | 3000 | 80
PQFYXQ23 | StarTek Lighting America | StarTek Lighting America | SP-N-4H-27K-x-ND-U | Indoor Luminaires | High-Bay | Low-Bay Luminaires for Commercial and Industrial Buildings | Premium | FALSE | [9 empty] | 42513 |  |  | NotYetVerified |  | 3.1 | 5300 | 111.8 | 47.47 | 5.59 | 0.998 | 2700 | 80
P8VJ6YDN | StarTek Lighting America | StarTek Lighting America | SP-N-4H-27K-x-ND-C | Indoor Luminaires | High-Bay | Low-Bay Luminaires for Commercial and Industrial Buildings | Premium | FALSE | [9 empty] | 42513 |  |  | NotYetVerified |  | 3.1 | 5300 | 111.8 | 47.47 | 5.59 | 0.998 | 2700 | 80
PXR8X21U | StarTek Lighting America | StarTek Lighting America | SP-N-8S-27K-x-ND-U | Indoor Luminaires | High-Bay | Low-Bay Luminaires for Commercial and Industrial Buildings | Premium | FALSE | [9 empty] | 42513 |  |  | NotYetVerified |  | 3.1 | 7152 | 124.7 | 57.34 | 5.47 | 0.998 | 2700 | 80
PK7NEC43 | StarTek Lighting America | StarTek Lighting America | SP-N-8S-27K-x-ND-C | Indoor Luminaires | High-Bay | Low-Bay Luminaires for Commercial and Industrial Buildings | Premium | FALSE | [9 empty] | 42513 |  |  | NotYetVerified |  | 3.1 | 7152 | 124.7 | 57.34 | 5.47 | 0.998 | 2700 | 80
PV2RYYFJ | StarTek Lighting America | StarTek Lighting America | SP-N-8H-27K-x-ND-C | Indoor Luminaires | High-Bay | High-Bay Luminaires for Commercial and Industrial Buildings | Premium | FALSE | [9 empty] | 42513 |  |  | NotYetVerified |  | 3.1 | 10478 | 116.1 | 90.21 | 5.34 | 0.998 | 2700 | 80
PSFJD6MK | StarTek Lighting America | StarTek Lighting America | SP-N-8H-27K-x-ND-U | Indoor Luminaires | High-Bay | High-Bay Luminaires for Commercial and Industrial Buildings | Premium | FALSE | [9 empty] | 42513 |  |  | NotYetVerified |  | 3.1 | 10478 | 116.1 | 90.21 | 5.34 | 0.998 | 2700 | 80
P5YRB43N | StarTek Lighting America | StarTek Lighting America | SP-N-4H-27K-x-AD-C | Indoor Luminaires | High-Bay | Low-Bay Luminaires for Commercial and Industrial Buildings | Premium | FALSE | [9 empty] | 42513 |  |  | NotYetVerified |  | 3.1 | 5300 | 111.8 | 47.47 | 5.59 | 0.998 | 2700 | 80
PPC1GPJN | StarTek Lighting America | StarTek Lighting America | SP-N-8S-27K-x-AD-C | Indoor Luminaires | High-Bay | Low-Bay Luminaires for Commercial and Industrial Buildings | Premium | FALSE | [9 empty] | 42513 |  |  | NotYetVerified |  | 3.1 | 7152 | 124.7 | 57.34 | 5.47 | 0.998 | 2700 | 80
PDDY4Y4B | StarTek Lighting America | StarTek Lighting America | SP-N-8S-27K-x-AD-U | Indoor Luminaires | High-Bay | Low-Bay Luminaires for Commercial and Industrial Buildings | Premium | FALSE | [9 empty] | 42513 |  |  | NotYetVerified |  | 3.1 | 7152 | 124.7 | 57.34 | 5.47 | 0.998 | 2700 | 80
PFRC9MP9 | StarTek Lighting America | StarTek Lighting America | SP-N-8H-27K-x-AD-C | Indoor Luminaires | High-Bay | High-Bay Luminaires for Commercial and Industrial Buildings | Premium | FALSE | [9 empty] | 42513 |  |  | NotYetVerified |  | 3.1 | 10478 | 116.1 | 90.21 | 5.34 | 0.998 | 2700 | 80
PYUVY6V1 | GreenTek Energy Systems | GREENTEK | GT-LHB6-320W XNZ 5500K | Indoor Luminaires | High-Bay | High-Bay Luminaires for Commercial and Industrial Buildings | Standard | FALSE | [9 empty] | 42513 |  |  | No |  | 3.1 | 37301 | 116.8 | 319.2 | 20 | 0.9 | 5500 | 84
PATKNWDU | GreenTek Energy Systems | GREENTEK | GT-LHB3-220W XNZ 5500K | Indoor Luminaires | High-Bay | High-Bay Luminaires for Commercial and Industrial Buildings | Standard | FALSE | [9 empty] | 42513 |  |  | No |  | 3.1 | 25161 | 117.1 | 214.9 | 20 | 0.9 | 5500 | 84
PGNDDJHQ | GreenTek Energy Systems | GREENTEK | GT-LHB5-160W XNZ 5500K | Indoor Luminaires | High-Bay | High-Bay Luminaires for Commercial and Industrial Buildings | Standard | FALSE | [9 empty] | 42513 |  |  | No |  | 3.1 | 18520 | 116.7 | 158.7 | 20 | 0.9 | 5500 | 84
P63GUMM8 | GreenTek Energy Systems | GREENTEK | GT-LHB2-110W XNZ 5500K | Indoor Luminaires | High-Bay | High-Bay Luminaires for Commercial and Industrial Buildings | Standard | FALSE | [9 empty] | 42513 |  |  | No |  | 3.1 | 12282 | 115.2 | 106.6 | 20 | 0.9 | 5500 | 84
PFJW33RK | GreenTek Energy Systems | GREENTEK | GT-LHB6-320W XDZ 5500K | Indoor Luminaires | High-Bay | High-Bay Luminaires for Commercial and Industrial Buildings | Standard | FALSE | [9 empty] | 42513 |  |  | No |  | 3.1 | 37301 | 116.8 | 319.2 | 20 | 0.9 | 5500 | 84
PAH2BVK4 | GreenTek Energy Systems | GREENTEK | GT-LHB3-220W XDZ 5500K | Indoor Luminaires | High-Bay | High-Bay Luminaires for Commercial and Industrial Buildings | Standard | FALSE | [9 empty] | 42513 |  |  | No |  | 3.1 | 25161 | 117.1 | 214.9 | 20 | 0.9 | 5500 | 84
P2RUFA3D | GreenTek Energy Systems | GREENTEK | GT-LHB5-160W XDZ 5500K | Indoor Luminaires | High-Bay | High-Bay Luminaires for Commercial and Industrial Buildings | Standard | FALSE | [9 empty] | 42513 |  |  | No |  | 3.1 | 18520 | 116.7 | 158.7 | 20 | 0.9 | 5500 | 84
P9V33AZJ | GreenTek Energy Systems | GREENTEK | GT-LHB2-110W XDZ 5500K | Indoor Luminaires | High-Bay | High-Bay Luminaires for Commercial and Industrial Buildings | Standard | FALSE | [9 empty] | 42513 |  |  | No |  | 3.1 | 12282 | 115.2 | 106.6 | 20 | 0.9 | 5500 | 84
PHDGRGH9 | GreenTek Energy Systems | GREENTEK | GT-LHB6-320W XNZ 5000K | Indoor Luminaires | High-Bay | High-Bay Luminaires for Commercial and Industrial Buildings | Standard | FALSE | [9 empty] | 42513 |  |  | No |  | 3.1 | 37301 | 116.8 | 319.2 | 20 | 0.9 | 5000 | 84
P51HSDYP | GreenTek Energy Systems | GREENTEK | GT-LHB3-220W XNZ 5000K | Indoor Luminaires | High-Bay | High-Bay Luminaires for Commercial and Industrial Buildings | Standard | FALSE | [9 empty] | 42513 |  |  | No |  | 3.1 | 25161 | 117.1 | 214.9 | 20 | 0.9 | 5000 | 84
P2WJYNK8 | GreenTek Energy Systems | GREENTEK | GT-LHB5-160W XNZ 5000K | Indoor Luminaires | High-Bay | High-Bay Luminaires for Commercial and Industrial Buildings | Standard | FALSE | [9 empty] | 42513 |  |  | No |  | 3.1 | 18520 | 116.7 | 158.7 | 20 | 0.9 | 5000 | 84
PAUT2D48 | GreenTek Energy Systems | GREENTEK | GT-LHB2-110W XNZ 5000K | Indoor Luminaires | High-Bay | High-Bay Luminaires for Commercial and Industrial Buildings | Standard | FALSE | [9 empty] | 42513 |  |  | No |  | 3.1 | 12282 | 115.2 | 106.6 | 20 | 0.9 | 5000 | 84
PUCY7Q33 | GreenTek Energy Systems | GREENTEK | GT-LHB6-320W XDZ 5000K | Indoor Luminaires | High-Bay | High-Bay Luminaires for Commercial and Industrial Buildings | Standard | FALSE | [9 empty] | 42513 |  |  | No |  | 3.1 | 37301 | 116.8 | 319.2 | 20 | 0.9 | 5000 | 84
PBSG4FMB | GreenTek Energy Systems | GREENTEK | GT-LHB3-220W XDZ 5000K | Indoor Luminaires | High-Bay | High-Bay Luminaires for Commercial and Industrial Buildings | Standard | FALSE | [9 empty] | 42513 |  |  | No |  | 3.1 | 25161 | 117.1 | 214.9 | 20 | 0.9 | 5000 | 84
PHRZ679B | GreenTek Energy Systems | GREENTEK | GT-LHB5-160W XDZ 5000K | Indoor Luminaires | High-Bay | High-Bay Luminaires for Commercial and Industrial Buildings | Standard | FALSE | [9 empty] | 42513 |  |  | No |  | 3.1 | 18520 | 116.7 | 158.7 | 20 | 0.9 | 5000 | 84
P25R4J1A | GreenTek Energy Systems | GREENTEK | GT-LHB2-110W XDZ 5000K | Indoor Luminaires | High-Bay | High-Bay Luminaires for Commercial and Industrial Buildings | Standard | FALSE | [9 empty] | 42513 |  |  | No |  | 3.1 | 12282 | 115.2 | 106.6 | 20 | 0.9 | 5000 | 84
P19MCXXZ | GreenTek Energy Systems | GREENTEK | GT-LHB6-320W XNZ 4500K | Indoor Luminaires | High-Bay | High-Bay Luminaires for Commercial and Industrial Buildings | Standard | FALSE | [9 empty] | 42513 |  |  | No |  | 3.1 | 37301 | 116.8 | 319.2 | 20 | 0.9 | 4500 | 84
PFU3RM7A | GreenTek Energy Systems | GREENTEK | GT-LHB3-220W XNZ 4500K | Indoor Luminaires | High-Bay | High-Bay Luminaires for Commercial and Industrial Buildings | Standard | FALSE | [9 empty] | 42513 |  |  | No |  | 3.1 | 25161 | 117.1 | 214.9 | 20 | 0.9 | 4500 | 84
PGQA6YGA | GreenTek Energy Systems | GREENTEK | GT-LHB5-160W XNZ 4500K | Indoor Luminaires | High-Bay | High-Bay Luminaires for Commercial and Industrial Buildings | Standard | FALSE | [9 empty] | 42513 |  |  | No |  | 3.1 | 18520 | 116.7 | 158.7 | 20 | 0.9 | 4500 | 84
PB3CH73F | GreenTek Energy Systems | GREENTEK | GT-LHB2-110W XNZ 4500K | Indoor Luminaires | High-Bay | High-Bay Luminaires for Commercial and Industrial Buildings | Standard | FALSE | [9 empty] | 42513 |  |  | No |  | 3.1 | 12282 | 115.2 | 106.6 | 20 | 0.9 | 4500 | 84
PBCTR2TN | GreenTek Energy Systems | GREENTEK | GT-LHB6-320W XDZ 4500K | Indoor Luminaires | High-Bay | High-Bay Luminaires for Commercial and Industrial Buildings | Standard | FALSE | [9 empty] | 42513 |  |  | No |  | 3.1 | 37301 | 116.8 | 319.2 | 20 | 0.9 | 4500 | 84
P39Z2QSG | GreenTek Energy Systems | GREENTEK | GT-LHB3-220W XDZ 4500K | Indoor Luminaires | High-Bay | High-Bay Luminaires for Commercial and Industrial Buildings | Standard | FALSE | [9 empty] | 42513 |  |  | No |  | 3.1 | 25161 | 117.1 | 214.9 | 20 | 0.9 | 4500 | 84
P9PUY4AY | GreenTek Energy Systems | GREENTEK | GT-LHB5-160W XDZ 4500K | Indoor Luminaires | High-Bay | High-Bay Luminaires for Commercial and Industrial Buildings | Standard | FALSE | [9 empty] | 42513 |  |  | No |  | 3.1 | 18520 | 116.7 | 158.7 | 20 | 0.9 | 4500 | 84
P3XCZFS2 | GreenTek Energy Systems | GREENTEK | GT-LHB2-110W XDZ 4500K | Indoor Luminaires | High-Bay | High-Bay Luminaires for Commercial and Industrial Buildings | Standard | FALSE | [9 empty] | 42513 |  |  | No |  | 3.1 | 12282 | 115.2 | 106.6 | 20 | 0.9 | 4500 | 84
PMGTAJQG | GreenTek Energy Systems | GREENTEK | GT-LHB6-320W XNZ 4000K | Indoor Luminaires | High-Bay | High-Bay Luminaires for Commercial and Industrial Buildings | Standard | FALSE | [9 empty] | 42513 |  |  | No |  | 3.1 | 37301 | 116.8 | 319.2 | 20 | 0.9 | 4000 | 84
P4V8VVVH | GreenTek Energy Systems | GREENTEK | GT-LHB3-220W XNZ 4000K | Indoor Luminaires | High-Bay | High-Bay Luminaires for Commercial and Industrial Buildings | Standard | FALSE | [9 empty] | 42513 |  |  | No |  | 3.1 | 25161 | 117.1 | 214.9 | 20 | 0.9 | 4000 | 84
PGUUEYY5 | GreenTek Energy Systems | GREENTEK | GT-LHB5-160W XNZ 4000K | Indoor Luminaires | High-Bay | High-Bay Luminaires for Commercial and Industrial Buildings | Standard | FALSE | [9 empty] | 42513 |  |  | No |  | 3.1 | 18520 | 116.7 | 158.7 | 20 | 0.9 | 4000 | 84
PXVXHBE9 | GreenTek Energy Systems | GREENTEK | GT-LHB2-110W XNZ 4000K | Indoor Luminaires | High-Bay | High-Bay Luminaires for Commercial and Industrial Buildings | Standard | FALSE | [9 empty] | 42513 |  |  | No |  | 3.1 | 12282 | 115.2 | 106.6 | 20 | 0.9 | 4000 | 84
PEX6EG7A | Optec LED Lighting | Optec LED | OLHB-480-50 | Indoor Luminaires | High-Bay | High-Bay Luminaires for Commercial and Industrial Buildings | Standard | FALSE | [9 empty] | 42513 | Not Yet Verified | Not Yet Verified | NotYetVerified |  | 3 | 52500 | 105 | 500 | 15 | 0.95 | 5000 | 73
PZX9N9CH | Optec LED Lighting | Optec LED | OLHB-300-40 | Indoor Luminaires | High-Bay | High-Bay Luminaires for Commercial and Industrial Buildings | Standard | FALSE | [9 empty] | 42513 | Not Yet Verified | Not Yet Verified | NotYetVerified |  | 3 | 31500 | 105 | 300 | 15 | 0.95 | 5000 | 73
P19MUJHT | Optec LED Lighting | Optec LED | OLHB-240-50 | Indoor Luminaires | High-Bay | High-Bay Luminaires for Commercial and Industrial Buildings | Standard | FALSE | [9 empty] | 42513 | Not Yet Verified | Not Yet Verified | NotYetVerified |  | 3 | 25200 | 105 | 240 | 15 | 0.95 | 5000 | 73
PMX4YCAC | Optec LED Lighting | Optec LED | OLHB-160-50 | Indoor Luminaires | High-Bay | High-Bay Luminaires for Commercial and Industrial Buildings | Standard | FALSE | [9 empty] | 42513 | Not Yet Verified | Not Yet Verified | NotYetVerified |  | 3 | 16800 | 105 | 160 | 15 | 0.95 | 5000 | 73
PGS8HSTK | Optec LED Lighting | Optec LED | OLHB-120-50 | Indoor Luminaires | High-Bay | High-Bay Luminaires for Commercial and Industrial Buildings | Standard | FALSE | [9 empty] | 42513 | Not Yet Verified | Not Yet Verified | NotYetVerified |  | 3 | 12600 | 105 | 120 | 15 | 0.95 | 5000 | 73
PQG8UA3U | Optec LED Lighting | Optec LED | OLHB-100-50 | Indoor Luminaires | High-Bay | Low-Bay Luminaires for Commercial and Industrial Buildings | Standard | FALSE | [9 empty] | 42513 | Not Yet Verified | Not Yet Verified | NotYetVerified |  | 3 | 10500 | 105 | 100 | 15 | 0.95 | 5000 | 73
PUMDD98S | Optec LED Lighting | Optec LED | OLHB-080-50 | Indoor Luminaires | High-Bay | Low-Bay Luminaires for Commercial and Industrial Buildings | Standard | FALSE | [9 empty] | 42513 | Not Yet Verified | Not Yet Verified | NotYetVerified |  | 3 | 8400 | 105 | 80 | 15 | 0.95 | 5000 | 73
PJUVNZ5U | Optec LED Lighting | Optec LED | OLHB-060-50 | Indoor Luminaires | High-Bay | Low-Bay Luminaires for Commercial and Industrial Buildings | Standard | FALSE | [9 empty] | 42513 | Not Yet Verified | Not Yet Verified | NotYetVerified |  | 3 | 6300 | 105 | 60 | 15 | 0.95 | 5000 | 73
PE19EZAE | Optec LED Lighting | Optec LED | OLHB-480-40 | Indoor Luminaires | High-Bay | High-Bay Luminaires for Commercial and Industrial Buildings | Standard | FALSE | [9 empty] | 42513 | Not Yet Verified | Not Yet Verified | NotYetVerified |  | 3 | 52500 | 105 | 500 | 15 | 0.95 | 4000 | 73
PFECJMXP | Optec LED Lighting | Optec LED | OLHB-240-40 | Indoor Luminaires | High-Bay | High-Bay Luminaires for Commercial and Industrial Buildings | Standard | FALSE | [9 empty] | 42513 | Not Yet Verified | Not Yet Verified | NotYetVerified |  | 3 | 25200 | 105 | 240 | 15 | 0.95 | 4000 | 73
P8AHBV64 | Optec LED Lighting | Optec LED | OLHB-160-40 | Indoor Luminaires | High-Bay | High-Bay Luminaires for Commercial and Industrial Buildings | Standard | FALSE | [9 empty] | 42513 | Not Yet Verified | Not Yet Verified | NotYetVerified |  | 3 | 16800 | 105 | 160 | 15 | 0.95 | 4000 | 73
PM58E67J | Optec LED Lighting | Optec LED | OLHB-120-40 | Indoor Luminaires | High-Bay | High-Bay Luminaires for Commercial and Industrial Buildings | Standard | FALSE | [9 empty] | 42513 | Not Yet Verified | Not Yet Verified | NotYetVerified |  | 3 | 12600 | 105 | 120 | 15 | 0.95 | 4000 | 73
P5SDTUGB | Optec LED Lighting | Optec LED | OLHB-100-40 | Indoor Luminaires | High-Bay | Low-Bay Luminaires for Commercial and Industrial Buildings | Standard | FALSE | [9 empty] | 42513 | Not Yet Verified | Not Yet Verified | NotYetVerified |  | 3 | 10500 | 105 | 100 | 15 | 0.95 | 4000 | 73
PFQD2V28 | Optec LED Lighting | Optec LED | OLHB-080-40 | Indoor Luminaires | High-Bay | Low-Bay Luminaires for Commercial and Industrial Buildings | Standard | FALSE | [9 empty] | 42513 | Not Yet Verified | Not Yet Verified | NotYetVerified |  | 3 | 8400 | 105 | 80 | 15 | 0.95 | 4000 | 73
PUTWCGQA | Optec LED Lighting | Optec LED | OLHB-060-40 | Indoor Luminaires | High-Bay | Low-Bay Luminaires for Commercial and Industrial Buildings | Standard | FALSE | [9 empty] | 42513 | Not Yet Verified | Not Yet Verified | NotYetVerified |  | 3 | 6300 | 105 | 60 | 15 | 0.95 | 4000 | 73
PZBPCZPV | Shenzhen Best Bright Technology Co. Limited | BBT | PS-A15125A (5000K) | Indoor Luminaires | High-Bay | High-Bay Luminaires for Commercial and Industrial Buildings | Standard | FALSE | [9 empty] | 42513 | Not Dimmable | Not Dimmable | No |  | 3.1 | 15188 | 121.5 | 125 | 17.96 | 0.94 | 5000 | 83
PXVU29UC | Shenzhen Best Bright Technology Co. Limited | BBT | PS-A15085A (5000K) | Indoor Luminaires | High-Bay | High-Bay Luminaires for Commercial and Industrial Buildings | Standard | FALSE | [9 empty] | 42513 | Not Dimmable | Not Dimmable | No |  | 3.1 | 10808 | 127.2 | 85 | 6.78 | 0.94 | 5000 | 83
PEZKW591 | Shenzhen Best Bright Technology Co. Limited | BBT | PS-A12065A (5000K) | Indoor Luminaires | High-Bay | Low-Bay Luminaires for Commercial and Industrial Buildings | Standard | FALSE | [9 empty] | 42513 | Not Dimmable | Not Dimmable | No |  | 3.1 | 7391.6 | 113.7 | 65 | 6.54 | 0.94 | 5000 | 83
PDEHV2N4 | Shenzhen Best Bright Technology Co. Limited | BBT | PS-A15125A (4500K) | Indoor Luminaires | High-Bay | High-Bay Luminaires for Commercial and Industrial Buildings | Standard | FALSE | [9 empty] | 42513 | Not Dimmable | Not Dimmable | No |  | 3.1 | 15162.5 | 121.3 | 125 | 17.96 | 0.94 | 4500 | 83
PJJ52PYT | Shenzhen Best Bright Technology Co. Limited | BBT | PS-A15085A (4500K) | Indoor Luminaires | High-Bay | High-Bay Luminaires for Commercial and Industrial Buildings | Standard | FALSE | [9 empty] | 42513 | Not Dimmable | Not Dimmable | No |  | 3.1 | 10625 | 125 | 85 | 6.78 | 0.94 | 4500 | 83
PPUMCK8P | Shenzhen Best Bright Technology Co. Limited | BBT | PS-A12065A (4500K) | Indoor Luminaires | High-Bay | Low-Bay Luminaires for Commercial and Industrial Buildings | Standard | FALSE | [9 empty] | 42513 | Not Dimmable | Not Dimmable | No |  | 3.1 | 7371 | 113.4 | 65 | 6.54 | 0.94 | 4500 | 83
PQDU53NA | Shenzhen Best Bright Technology Co. Limited | BBT | PS-A15125A (4000K) | Indoor Luminaires | High-Bay | High-Bay Luminaires for Commercial and Industrial Buildings | Standard | FALSE | [9 empty] | 42513 | Not Dimmable | Not Dimmable | No |  | 3.1 | 15137.5 | 121.1 | 125 | 17.96 | 0.94 | 4000 | 83
PU2V7NPR | Shenzhen Best Bright Technology Co. Limited | BBT | PS-A15085A (4000K) | Indoor Luminaires | High-Bay | High-Bay Luminaires for Commercial and Industrial Buildings | Standard | FALSE | [9 empty] | 42513 | Not Dimmable | Not Dimmable | No |  | 3.1 | 10582.5 | 124.5 | 85 | 6.78 | 0.94 | 4000 | 83
P7BSVXBY | Shenzhen Best Bright Technology Co. Limited | BBT | PS-A12065A (4000K) | Indoor Luminaires | High-Bay | Low-Bay Luminaires for Commercial and Industrial Buildings | Standard | FALSE | [9 empty] | 42513 | Not Dimmable | Not Dimmable | No |  | 3.1 | 7247.5 | 111.5 | 65 | 6.54 | 0.94 | 4000 | 83
P635QSAH | Shenzhen Best Bright Technology Co. Limited | BBT | PS-A15125A (3500K) | Indoor Luminaires | High-Bay | High-Bay Luminaires for Commercial and Industrial Buildings | Standard | FALSE | [9 empty] | 42513 | Not Dimmable | Not Dimmable | No |  | 3.1 | 15100 | 120.8 | 125 | 17.96 | 0.94 | 3500 | 83
PCBV9PYW | Shenzhen Best Bright Technology Co. Limited | BBT | PS-A15085A (3500K) | Indoor Luminaires | High-Bay | High-Bay Luminaires for Commercial and Industrial Buildings | Standard | FALSE | [9 empty] | 42513 | Not Dimmable | Not Dimmable | No |  | 3.1 | 10540 | 124 | 85 | 6.78 | 0.94 | 3500 | 83
PEX5R4X8 | Shenzhen Best Bright Technology Co. Limited | BBT | PS-A12065A (3500K) | Indoor Luminaires | High-Bay | Low-Bay Luminaires for Commercial and Industrial Buildings | Standard | FALSE | [9 empty] | 42513 | Not Dimmable | Not Dimmable | No |  | 3.1 | 7117.5 | 109.5 | 65 | 6.54 | 0.94 | 3500 | 83
P7FMTS1Q | Los Angeles Lighting Mfg. Co. | Los Angeles Lighting Mfg.Co. | RSL300-6K-4L-xxxxx-1DRDM xx(XXX)-UNV-2/840 | Indoor Retrofit Kit | High-Bay | Retrofit Kits for Low-Bay Luminaires for Commercial and Industrial Buildings | Premium | TRUE | 5397 | 117.1 | 46.08 | 7.68 | 0.982 | 4133 | 84.2 | 5 | 50000 | 42510 |  |  | Yes |  | 3.1 | 5648 | 122.6 | 46.08 | 4.65 | 0.998 | 4133 | 84.2
PSF856RX | Los Angeles Lighting Mfg. Co. | Los Angeles Lighting Mfg.Co. | RSL300-8K-4L-xxxxx-1DRDM xx(XXX)-UNV-2/840 | Indoor Retrofit Kit | High-Bay | Retrofit Kits for Low-Bay Luminaires for Commercial and Industrial Buildings | Premium | TRUE | 8090 | 135 | 59.93 | 7.68 | 0.982 | 4095 | 83.9 | 5 | 50000 | 42510 |  |  | Yes |  | 3.1 | 8089 | 135 | 59.93 | 4.73 | 0.999 | 4095 | 83.9
P67G4UJV | Standard Products Inc. | LED High Hay ECO | LHBE/160W/2FT/40K/2/DD1/FP/STD | Indoor Luminaires | High-Bay | High-Bay Luminaires for Commercial and Industrial Buildings | Premium | TRUE | 18520 | 116.7 | 158.7 | 8.8 | 0.972 | 4121 | 84 | 5 | 50000 | 42510 |  |  | No |  | 3.1 | 19246.2 | 120.3 | 160 | 8.8 | 0.972 | 4000 | 80
PEYT5JUB | Standard Products Inc. | LED High Hay ECO | LHBE/220W/4FT/40K/2/DD1/FP/STD | Indoor Luminaires | High-Bay | High-Bay Luminaires for Commercial and Industrial Buildings | Premium | TRUE | 25161 | 117.1 | 214.9 | 9.2 | 0.969 | 4197 | 84 | 5 | 50000 | 42510 |  |  | No |  | 3.1 | 26665.4 | 121.2 | 220 | 9.2 | 0.969 | 4000 | 80
PUKM47K6 | Standard Products Inc. | LED High Hay ECO | LHBE/110W/2FT/40K/2/DD1/FP/STD | Indoor Luminaires | High-Bay | High-Bay Luminaires for Commercial and Industrial Buildings | Premium | TRUE | 12282 | 115.2 | 106.6 | 15.2 | 0.963 | 4092 | 84 | 5 | 50000 | 42510 |  |  | No |  | 3.1 | 13061.6 | 118.7 | 110 | 15.2 | 0.963 | 4000 | 80
PGHKZD8P | Ampco Lighting Ltd | Ampco | LHB-300-F(4000K) | Indoor Luminaires | High-Bay | High-Bay Luminaires for Commercial and Industrial Buildings | Premium | TRUE | 32263.31 | 111.68 | 288.89 | 6.59 | 0.956 | 3952 | 85.4 | 5 | 50000 | 42510 |  |  | No |  | 3.1 | 33000 | 110 | 300 | 5 | 0.9 | 4000 | 80
PTN2P1KE | Shenzhen Xinshengyang Opto-electronics Technology Co.Ltd. | XSY | XSY-HBPF100W-40K-120 | Indoor Luminaires | High-Bay | High-Bay Luminaires for Commercial and Industrial Buildings | Premium | TRUE | 12980 | 136.87 | 94.84 | 10.43 | 0.9471 | 4041 | 74.7 | 5 | 50000 | 42510 |  |  | No |  | 3.1 | 12980 | 136.87 | 94.84 | 10.43 | 0.9471 | 4000 | 74.7
PGR1XHQS | Standard Products Inc. | LED High Hay ECO | LHBE/220W/4FT/50K/2/DD1/FP/STD | Indoor Luminaires | High-Bay | High-Bay Luminaires for Commercial and Industrial Buildings | Premium | FALSE | [9 empty] | 42510 |  |  | No |  | 3.1 | 26730 | 121.5 | 220 | 9.2 | 0.969 | 5000 | 80
PRJ6MV5W | Standard Products Inc. | LED High Hay ECO | LHBE/160W/2FT/50K/2/DD1/FP/STD | Indoor Luminaires | High-Bay | High-Bay Luminaires for Commercial and Industrial Buildings | Premium | FALSE | [9 empty] | 42510 |  |  | No |  | 3.1 | 19280 | 120.5 | 160 | 8.8 | 0.972 | 5000 | 80
P96TXSBQ | Shenzhen Xinshengyang Opto-electronics Technology Co.Ltd. | XSY | XSY-HBPF100W-50K-120 | Indoor Luminaires | High-Bay | High-Bay Luminaires for Commercial and Industrial Buildings | Premium | FALSE | [9 empty] | 42510 |  |  | No |  | 3.1 | 13450 | 139.31 | 96.55 | 10.63 | 0.9404 | 5000 | 75.3
PNJUXXDR | Shenzhen Xinshengyang Opto-electronics Technology Co.Ltd. | XSY | XSY-HBPF100W-50K-120D | Indoor Luminaires | High-Bay | High-Bay Luminaires for Commercial and Industrial Buildings | Premium | FALSE | [9 empty] | 42510 |  |  | Yes |  | 3.1 | 13450 | 139.31 | 96.55 | 10.63 | 0.9404 | 5000 | 75.3
PUHZT3UJ | Shenzhen Xinshengyang Opto-electronics Technology Co.Ltd. | XSY | XSY-HBPF100W-45K-120 | Indoor Luminaires | High-Bay | High-Bay Luminaires for Commercial and Industrial Buildings | Premium | FALSE | [9 empty] | 42510 |  |  | No |  | 3.1 | 12980 | 136.87 | 94.84 | 10.43 | 0.9471 | 4500 | 74.7
P21ZJDAZ | Shenzhen Xinshengyang Opto-electronics Technology Co.Ltd. | XSY | XSY-HBPF100W-45K-120D | Indoor Luminaires | High-Bay | High-Bay Luminaires for Commercial and Industrial Buildings | Premium | FALSE | [9 empty] | 42510 |  |  | Yes |  | 3.1 | 12980 | 136.87 | 94.84 | 10.43 | 0.9471 | 4500 | 74.7
PZJ9FZRC | Shenzhen Xinshengyang Opto-electronics Technology Co.Ltd. | XSY | XSY-HBPF100W-40K-120D | Indoor Luminaires | High-Bay | High-Bay Luminaires for Commercial and Industrial Buildings | Premium | FALSE | [9 empty] | 42510 |  |  | Yes |  | 3.1 | 12980 | 136.87 | 94.84 | 10.43 | 0.9471 | 4000 | 74.7
P5PFWR96 | LSI Industries | INTERIOR | 630864 PMX LED VHO CW [UE 347] [EM OCS HUB] | Indoor Luminaires | High-Bay | High-Bay Luminaires for Commercial and Industrial Buildings | Standard | FALSE | [9 empty] | 42510 |  |  | No |  | 3 | 16166 | 139 | 116.5 | 7.69 | 0.99 | 5261 | 84
PE2N8ZC4 | LSI Industries | INTERIOR | PMX LED HO CW [UE 347] [EM OCS HUB] | Indoor Luminaires | High-Bay | High-Bay Luminaires for Commercial and Industrial Buildings | Standard | FALSE | [9 empty] | 42510 |  |  | No |  | 3 | 12364 | 138 | 89.8 | 3.71 | 0.995 | 5241 | 84
PV6PR8FN | Carolina Product Solutions LLC. | CPS | CPS-HBL-100W-UL-120D-40 | Indoor Luminaires | High-Bay | High-Bay Luminaires for Commercial and Industrial Buildings | Premium | TRUE | 11502.1 | 126.26 | 91.1 | 12.55 | 0.968 | 4010 | 82 | 5 | 50000 | 42509 |  |  | No |  | 3.1 | 11502.1 | 126.26 | 91.1 | 12.55 | 0.9958 | 4010 | 82
P23XMUZK | National Lighting Conduit | Omnibrite | OBHBB-320-UNV-50-D | Indoor Luminaires | High-Bay | High-Bay Luminaires for Commercial and Industrial Buildings | Standard | TRUE | 31022.87 | 95.987 | 323.2 | 9.31 | 0.9435 | 5294 | 84.1 | 5 | 59000 | 42509 |  |  | NotYetVerified |  | 3 | 31000 | 96 | 323 | 10 | 0.94 | 5000 | 84
PNHK11GF | P.Q.L. Inc. | Superior LifeÂ® | 55139 | Indoor Luminaires | High-Bay | Low-Bay Luminaires for Commercial and Industrial Buildings | Premium | TRUE | 7573.9 | 113.21 | 66.9 | 4.95 | 0.942 | 3492 | 83.9 | 5 | 50000 | 42509 |  |  | No |  | 3.1 | 7600 | 113 | 67 | 20 | 0.997 | 3500 | 83
PE6Z2TRR | National Lighting Conduit | Omnibrite | OBHBB-160-UNV-50-D | Indoor Luminaires | High-Bay | High-Bay Luminaires for Commercial and Industrial Buildings | Standard | TRUE | 18003.99 | 109.854 | 163.99 | 9.96 | 0.9394 | 5110 | 82.9 | 5 | 63000 | 42509 |  |  | Yes |  | 3 | 18150 | 110 | 165 | 10 | 0.92 | 5000 | 83
PSQ5GPSV | Carolina Product Solutions LLC. | CPS | CPS-HBL-150W-UL-120D-40 | Indoor Luminaires | High-Bay | High-Bay Luminaires for Commercial and Industrial Buildings | Premium | TRUE | 18900.3 | 126.93 | 148.9 | 13.62 | 0.939 | 4010 | 82.1 | 5 | 50000 | 42509 |  |  | No |  | 3.1 | 18900.3 | 126.97 | 148.9 | 13.62 | 0.9968 | 4010 | 82.1
PRXK7K4U | National Lighting Conduit | Omnibrite | OBHBB-240-UNV-50-D | Indoor Luminaires | High-Bay | High-Bay Luminaires for Commercial and Industrial Buildings | Standard | TRUE | 24643.27 | 101.559 | 242.65 | 7.68 | 0.9388 | 5228 | 83.1 | 5 | 63000 | 42509 |  |  | Yes |  | 3 | 24786 | 102 | 243 | 10 | 0.94 | 5000 | 83
PUXMGCDV | Shanghai Supertek Lighting Co. Ltd | SUPERTEK | HB32A-120W | Indoor Luminaires | High-Bay | High-Bay Luminaires for Commercial and Industrial Buildings | Standard | TRUE | 12958.7 | 109.54 | 118.3 | 13 | 0.937 | 5181 | 71.8 | 5 | 50000 | 42509 |  |  | Yes |  | 3.1 | 13200 | 110 | 120 | 13 | 0.937 | 5000 | 70
P6ZBG55X | C&C lighting inc. | C&C LIGHTING | C&C-HBPF150W-40K-120 | Indoor Luminaires | High-Bay | High-Bay Luminaires for Commercial and Industrial Buildings | Premium | TRUE | 18765 | 129.86 | 144.5 | 14.12 | 0.9324 | 3885 | 71.5 | 5 | 50000 | 42509 |  |  | No |  | 3.1 | 18765 | 129.86 | 144.5 | 14.12 | 0.9324 | 4000 | 71.5
P1EXQKY5 | National Lighting Conduit | Omnibrite | OBHBB-100-UNV-50-D | Indoor Luminaires | High-Bay | High-Bay Luminaires for Commercial and Industrial Buildings | Standard | TRUE | 11389.01 | 108.117 | 105.34 | 21.47 | 0.9256 | 5156 | 83 | 5 | 63000 | 42509 |  |  | Yes |  | 3 | 11550 | 110 | 105 | 20 | 0.92 | 5000 | 83
PGXXCAE5 | P.Q.L. Inc. | Superior LifeÂ® | 55137 | Indoor Luminaires | High-Bay | Low-Bay Luminaires for Commercial and Industrial Buildings | Premium | TRUE | 4655.01 | 116.38 | 40 | 5.27 | 0.925 | 3485 | 84 | 5 | 50000 | 42509 |  |  | No |  | 3.1 | 4550 | 114 | 40 | 20 | 0.996 | 3500 | 83
PCYQD2MH | Carolina Product Solutions LLC. | CPS | CPS-HBL-200W-UL-120D-40 | Indoor Luminaires | High-Bay | High-Bay Luminaires for Commercial and Industrial Buildings | Premium | TRUE | 21981.8 | 121.18 | 181.4 | 19.64 | 0.924 | 3997 | 82 | 5 | 50000 | 42509 |  |  | No |  | 3.1 | 21981.8 | 121.18 | 181.4 | 19.64 | 0.9954 | 3997 | 82
PNJVZ59R | Carolina Product Solutions LLC. | CPS | CPS-HBL-240W-UL-120D-40 | Indoor Luminaires | High-Bay | High-Bay Luminaires for Commercial and Industrial Buildings | Premium | TRUE | 27440.9 | 123.72 | 221.8 | 17.87 | 0.923 | 4021 | 82.3 | 5 | 50000 | 42509 |  |  | No |  | 3.1 | 27440.9 | 123.72 | 221.8 | 17.87 | 0.994 | 4021 | 82.3
P2QPUEZ4 | Shanghai Supertek Lighting Co. Ltd | SUPERTEK | HB39A-400W | Indoor Luminaires | High-Bay | High-Bay Luminaires for Commercial and Industrial Buildings | Standard | TRUE | 43029.9 | 107.15 | 401.6 | 9.4 | 0.923 | 5198 | 73.1 | 5 | 50000 | 42509 |  |  | NotYetVerified |  | 3.1 | 44000 | 110 | 400 | 9.4 | 0.923 | 5000 | 70
PBH5VNMZ | C&C lighting inc. | C&C LIGHTING | C&C-HBP100W(4000K) | Indoor Luminaires | High-Bay | High-Bay Luminaires for Commercial and Industrial Buildings | Premium | TRUE | 12469 | 128.56 | 96.99 | 13.24 | 0.9211 | 3928 | 70.7 | 5 | 50000 | 42509 |  |  | No |  | 3.1 | 12469 | 128.56 | 96.99 | 13.24 | 0.9211 | 4000 | 70.7
P8P611F8 | C&C lighting inc. | C&C LIGHTING | C&C-HBPF240W-40K-120 | Indoor Luminaires | High-Bay | High-Bay Luminaires for Commercial and Industrial Buildings | Premium | TRUE | 27477 | 120.72 | 227.6 | 14.21 | 0.9189 | 3893 | 71.4 | 5 | 50000 | 42509 |  |  | No |  | 3.1 | 27477 | 120.72 | 227.6 | 14.21 | 0.9189 | 4000 | 71.4
PS23DT9Y | C&C lighting inc. | C&C LIGHTING | C&C-HBP120W | Indoor Luminaires | High-Bay | High-Bay Luminaires for Commercial and Industrial Buildings | Premium | TRUE | 15395 | 127.97 | 120.3 | 15.23 | 0.9153 | 5135 | 81.8 | 5 | 50000 | 42509 |  |  | No |  | 3 | 15395 | 127.97 | 120.3 | 15.23 | 0.9153 | 5135 | 81.8
PTS8XY3F | C&C lighting inc. | C&C LIGHTING | C&C-HBPF240W-57K-120 | Indoor Luminaires | High-Bay | High-Bay Luminaires for Commercial and Industrial Buildings | Premium | TRUE | 28318.4 | 124.31 | 227.8 | 14.77 | 0.9123 | 3856 | 71.9 | 5 | 50000 | 42509 |  |  | No |  | 3.1 | 28340 | 123.81 | 228.9 | 14.88 | 0.9176 | 5700 | 75.1
PMDHQED9 | LED Trail | LED Trail | 328120 (3000k) | Indoor Luminaires | High-Bay | High-Bay Luminaires for Commercial and Industrial Buildings | Standard | TRUE | 10288.13 | 90.22 | 114.04 | 13.4 | 0.905 | 2912 | 83.1 | 5 | 50000 | 42509 |  |  | No |  | 3.1 | 10800 | 90 | 120 | 10 | 0.9 | 3000 | 80
P6WA4HVK | C&C lighting inc. | C&C LIGHTING | C&C-HBPF-HV240W-40K-60 | Indoor Luminaires | High-Bay | High-Bay Luminaires for Commercial and Industrial Buildings | Premium | TRUE | 18372 | 126.01 | 145.8 | 13.29 | 0.9044 | 5455 | 77 | 5 | 50000 | 42509 |  |  | No |  | 3.1 | 27798 | 120.03 | 231.6 | 12.7 | 0.9102 | 4000 | 72
P3HS8Q3C | C&C lighting inc. | C&C LIGHTING | C&C-HBP-HV100W-57K-120 | Indoor Luminaires | High-Bay | High-Bay Luminaires for Commercial and Industrial Buildings | Premium | TRUE | 12606 | 128.86 | 97.83 | 14.23 | 0.9037 | 5543 | 77.2 | 5 | 50000 | 42509 |  |  | No |  | 3.1 | 12707 | 129.5 | 98.12 | 14.23 | 0.9037 | 5700 | 77.2
P42GPZ8H | C&C lighting inc. | C&C LIGHTING | C&C-HBP-HV100W-40K-120 | Indoor Luminaires | High-Bay | High-Bay Luminaires for Commercial and Industrial Buildings | Premium | TRUE | 12265 | 125.08 | 98.06 | 13.15 | 0.9021 | 3959 | 70.6 | 5 | 50000 | 42509 |  |  | No |  | 3.1 | 12329 | 125.49 | 98.25 | 13.15 | 0.9021 | 4000 | 70.6
PU3QQX41 | LED Trail | LED Trail | 32690 (3000k) | Indoor Luminaires | High-Bay | Low-Bay Luminaires for Commercial and Industrial Buildings | Standard | TRUE | 8958.5 | 101.94 | 87.88 | 19.3 | 0.874 | 3128 | 85.2 | 5 | 50000 | 42509 |  |  | No |  | 3.1 | 9000 | 100 | 90 | 10 | 0.9 | 3000 | 80
P4ZUWTZF | LED Trail | LED Trail | 32890 (3000k) | Indoor Luminaires | High-Bay | Low-Bay Luminaires for Commercial and Industrial Buildings | Standard | TRUE | 7986.31 | 93.21 | 85.68 | 14.6 | 0.874 | 2925 | 83.2 | 5 | 50000 | 42509 |  |  | No |  | 3.1 | 8100 | 90 | 90 | 10 | 0.9 | 3000 | 80
PZM6BCVZ | C&C lighting inc. | C&C LIGHTING | C&C-HBPF-HV240W-57K-60 | Indoor Luminaires | High-Bay | High-Bay Luminaires for Commercial and Industrial Buildings | Premium | FALSE | [9 empty] | 42509 |  |  | No |  | 3.1 | 28687.53 | 123.86 | 231.6 | 12.7 | 0.9102 | 5700 | 75.5
PDG8VWRY | C&C lighting inc. | C&C LIGHTING | C&C-HBPF240W-57K-60 | Indoor Luminaires | High-Bay | High-Bay Luminaires for Commercial and Industrial Buildings | Premium | FALSE | [9 empty] | 42509 |  |  | No |  | 3.1 | 29196.27 | 128.73 | 226.8 | 14.77 | 0.9123 | 5700 | 75.1
P8YVV92F | C&C lighting inc. | C&C LIGHTING | C&C-HBPF-HV240W-57K-120 | Indoor Luminaires | High-Bay | High-Bay Luminaires for Commercial and Industrial Buildings | Premium | FALSE | [9 empty] | 42509 |  |  | No |  | 3.1 | 29146.53 | 125.84 | 231.6 | 12.7 | 0.9102 | 5700 | 75.1
PREBUYKM | C&C lighting inc. | C&C LIGHTING | C&C-HBP100W(5700K) | Indoor Luminaires | High-Bay | High-Bay Luminaires for Commercial and Industrial Buildings | Premium | FALSE | [9 empty] | 42509 |  |  | No |  | 3.1 | 12782 | 131.25 | 97.39 | 13.38 | 0.9223 | 5700 | 74.1
P5NTTHA6 | C&C lighting inc. | C&C LIGHTING | C&C-HBPF150W-57K-60 | Indoor Luminaires | High-Bay | High-Bay Luminaires for Commercial and Industrial Buildings | Premium | FALSE | [9 empty] | 42509 |  |  | No |  | 3.1 | 19927.11 | 137.9 | 144.5 | 14.12 | 0.9324 | 5700 | 71.5
PJSZAUNN | C&C lighting inc. | C&C LIGHTING | C&C-HBPF150W-57K-120 | Indoor Luminaires | High-Bay | High-Bay Luminaires for Commercial and Industrial Buildings | Premium | FALSE | [9 empty] | 42509 |  |  | No |  | 3.1 | 19346.71 | 133.88 | 144.5 | 14.12 | 0.9324 | 5700 | 71.5
P2UQEKNF | C&C lighting inc. | C&C LIGHTING | C&C-HBPF200W-57K-60 | Indoor Luminaires | High-Bay | High-Bay Luminaires for Commercial and Industrial Buildings | Premium | FALSE | [9 empty] | 42509 |  |  | No |  | 3.1 | 25355.7 | 133.38 | 190.1 | 13.61 | 0.9153 | 5700 | 71.4
P77E2ECD | C&C lighting inc. | C&C LIGHTING | C&C-HBPF200W-57K-120 | Indoor Luminaires | High-Bay | High-Bay Luminaires for Commercial and Industrial Buildings | Premium | FALSE | [9 empty] | 42509 |  |  | No |  | 3.1 | 24617.18 | 129.49 | 190.1 | 13.61 | 0.9153 | 5700 | 71.4
PW7F4F53 | C&C lighting inc. | C&C LIGHTING | C&C-HBP-HV150W-57K-120 | Indoor Luminaires | High-Bay | High-Bay Luminaires for Commercial and Industrial Buildings | Premium | FALSE | [9 empty] | 42509 |  |  | No |  | 3.1 | 19014.73 | 131.04 | 145.1 | 14.76 | 0.9031 | 5700 | 70.7
P4S5C36M | C&C lighting inc. | C&C LIGHTING | C&C-HBP-HV120W-57K-120 | Indoor Luminaires | High-Bay | High-Bay Luminaires for Commercial and Industrial Buildings | Premium | FALSE | [9 empty] | 42509 |  |  | No |  | 3.1 | 15625.83 | 130.21 | 120 | 14.23 | 0.9037 | 5700 | 70
PABC8MCK | C&C lighting inc. | C&C LIGHTING | C&C-HBPF-HV200W-57K-120 | Indoor Luminaires | High-Bay | High-Bay Luminaires for Commercial and Industrial Buildings | Premium | FALSE | [9 empty] | 42509 |  |  | No |  | 3.1 | 25435.85 | 127.17 | 200 | 13.29 | 0.9044 | 5700 | 70
P1X7PUMH | C&C lighting inc. | C&C LIGHTING | C&C-HBPF-HV200W-57K-60 | Indoor Luminaires | High-Bay | High-Bay Luminaires for Commercial and Industrial Buildings | Premium | FALSE | [9 empty] | 42509 |  |  | No |  | 3.1 | 25035.28 | 125.17 | 200 | 13.29 | 0.9044 | 5700 | 70
PPEV32BX | C&C lighting inc. | C&C LIGHTING | C&C-HBPF-HV240W-50K-60 | Indoor Luminaires | High-Bay | High-Bay Luminaires for Commercial and Industrial Buildings | Premium | FALSE | [9 empty] | 42509 |  |  | No |  | 3.1 | 28465.15 | 122.9 | 231.6 | 12.7 | 0.9102 | 5000 | 72
PP1W417R | C&C lighting inc. | C&C LIGHTING | C&C-HBPF240W-50K-60 | Indoor Luminaires | High-Bay | High-Bay Luminaires for Commercial and Industrial Buildings | Premium | FALSE | [9 empty] | 42509 |  |  | No |  | 3.1 | 28757.33 | 126.79 | 226.8 | 14.77 | 0.9123 | 5000 | 71.9
PRBS5NBE | C&C lighting inc. | C&C LIGHTING | C&C-HBPF150W-50K-60 | Indoor Luminaires | High-Bay | High-Bay Luminaires for Commercial and Industrial Buildings | Premium | FALSE | [9 empty] | 42509 |  |  | No |  | 3.1 | 19627.53 | 135.83 | 144.5 | 14.12 | 0.9324 | 5000 | 71.5
PUS98BM7 | C&C lighting inc. | C&C LIGHTING | C&C-HBPF150W-50K-120 | Indoor Luminaires | High-Bay | High-Bay Luminaires for Commercial and Industrial Buildings | Premium | FALSE | [9 empty] | 42509 |  |  | No |  | 3.1 | 19055.85 | 131.87 | 144.5 | 14.12 | 0.9324 | 5000 | 71.5
P5D542S8 | C&C lighting inc. | C&C LIGHTING | C&C-HBPF-HV240W-50K-120 | Indoor Luminaires | High-Bay | High-Bay Luminaires for Commercial and Industrial Buildings | Premium | FALSE | [9 empty] | 42509 |  |  | No |  | 3.1 | 28920.59 | 124.87 | 231.6 | 12.7 | 0.9102 | 5000 | 71.5
PRN2D82J | C&C lighting inc. | C&C LIGHTING | C&C-HBPF240W-50K-120 | Indoor Luminaires | High-Bay | High-Bay Luminaires for Commercial and Industrial Buildings | Premium | FALSE | [9 empty] | 42509 |  |  | No |  | 3.1 | 27908.5 | 122.62 | 227.6 | 14.21 | 0.9189 | 5000 | 71.4
PDFTKNSH | C&C lighting inc. | C&C LIGHTING | C&C-HBPF200W-50K-60 | Indoor Luminaires | High-Bay | High-Bay Luminaires for Commercial and Industrial Buildings | Premium | FALSE | [9 empty] | 42509 |  |  | No |  | 3.1 | 24974.5 | 131.37 | 190.1 | 13.61 | 0.9153 | 5000 | 71.4
PKDC9WK9 | C&C lighting inc. | C&C LIGHTING | C&C-HBPF200W-50K-120 | Indoor Luminaires | High-Bay | High-Bay Luminaires for Commercial and Industrial Buildings | Premium | FALSE | [9 empty] | 42509 |  |  | No |  | 3.1 | 24247.09 | 127.54 | 190.1 | 13.61 | 0.9153 | 5000 | 71.4
P9SWFYWG | C&C lighting inc. | C&C LIGHTING | C&C-HBP-HV150W-50K-120 | Indoor Luminaires | High-Bay | High-Bay Luminaires for Commercial and Industrial Buildings | Premium | FALSE | [9 empty] | 42509 |  |  | No |  | 3.1 | 18871.79 | 130.06 | 145.1 | 14.76 | 0.9031 | 5000 | 70.7
PAUQZPCX | C&C lighting inc. | C&C LIGHTING | C&C-HBP100W(5000K) | Indoor Luminaires | High-Bay | High-Bay Luminaires for Commercial and Industrial Buildings | Premium | FALSE | [9 empty] | 42509 |  |  | No |  | 3.1 | 12469 | 128.56 | 96.99 | 13.24 | 0.9211 | 5000 | 70.7
PCSSXUAA | C&C lighting inc. | C&C LIGHTING | C&C-HBP-HV100W-50K-120 | Indoor Luminaires | High-Bay | High-Bay Luminaires for Commercial and Industrial Buildings | Premium | FALSE | [9 empty] | 42509 |  |  | No |  | 3.1 | 12612.5 | 128.37 | 98.25 | 13.15 | 0.9021 | 5000 | 70.6
PJ9CCMTD | C&C lighting inc. | C&C LIGHTING | C&C-HBP-HV120W-50K-120 | Indoor Luminaires | High-Bay | High-Bay Luminaires for Commercial and Industrial Buildings | Premium | FALSE | [9 empty] | 42509 |  |  | No |  | 3.1 | 15508.37 | 129.23 | 120 | 14.23 | 0.9037 | 5000 | 70
P1W5X61N | C&C lighting inc. | C&C LIGHTING | C&C-HBPF-HV200W-50K-120 | Indoor Luminaires | High-Bay | High-Bay Luminaires for Commercial and Industrial Buildings | Premium | FALSE | [9 empty] | 42509 |  |  | No |  | 3.1 | 25238.67 | 126.19 | 200 | 13.29 | 0.9044 | 5000 | 70
PVZJWBT2 | C&C lighting inc. | C&C LIGHTING | C&C-HBPF-HV200W-50K-60 | Indoor Luminaires | High-Bay | High-Bay Luminaires for Commercial and Industrial Buildings | Premium | FALSE | [9 empty] | 42509 |  |  | No |  | 3.1 | 24841.21 | 124.2 | 200 | 13.29 | 0.9044 | 5000 | 70
P7VYJ32E | C&C lighting inc. | C&C LIGHTING | C&C-HBPF240W-40K-60 | Indoor Luminaires | High-Bay | High-Bay Luminaires for Commercial and Industrial Buildings | Premium | FALSE | [9 empty] | 42509 |  |  | No |  | 3.1 | 28318.4 | 124.31 | 226.8 | 14.77 | 0.9123 | 4000 | 71.9
P63EBDZU | C&C lighting inc. | C&C LIGHTING | C&C-HBPF150W-40K-60 | Indoor Luminaires | High-Bay | High-Bay Luminaires for Commercial and Industrial Buildings | Premium | FALSE | [9 empty] | 42509 |  |  | No |  | 3.1 | 19327.95 | 133.75 | 144.5 | 14.12 | 0.9324 | 4000 | 71.5
P62U254W | C&C lighting inc. | C&C LIGHTING | C&C-HBPF-HV240W-40K-120 | Indoor Luminaires | High-Bay | High-Bay Luminaires for Commercial and Industrial Buildings | Premium | FALSE | [9 empty] | 42509 |  |  | No |  | 3.1 | 28242.76 | 121.94 | 231.6 | 12.7 | 0.9102 | 4000 | 71.5
PQTDYK2Q | C&C lighting inc. | C&C LIGHTING | C&C-HBPF200W-40K-60 | Indoor Luminaires | High-Bay | High-Bay Luminaires for Commercial and Industrial Buildings | Premium | FALSE | [9 empty] | 42509 |  |  | No |  | 3.1 | 24593.31 | 129.37 | 190.1 | 13.61 | 0.9153 | 4000 | 71.4
PYBVX8QG | C&C lighting inc. | C&C LIGHTING | C&C-HBPF200W-40K-120 | Indoor Luminaires | High-Bay | High-Bay Luminaires for Commercial and Industrial Buildings | Premium | FALSE | [9 empty] | 42509 |  |  | No |  | 3.1 | 23877 | 125.63 | 190.1 | 13.61 | 0.9153 | 4000 | 71.4
PJEGF6RK | C&C lighting inc. | C&C LIGHTING | C&C-HBP-HV150W-40K-120 | Indoor Luminaires | High-Bay | High-Bay Luminaires for Commercial and Industrial Buildings | Premium | FALSE | [9 empty] | 42509 |  |  | No |  | 3.1 | 18443 | 127.11 | 145.1 | 14.76 | 0.9031 | 4000 | 70.7
PXEJH53P | C&C lighting inc. | C&C LIGHTING | C&C-HBP-HV120W-40K-120 | Indoor Luminaires | High-Bay | High-Bay Luminaires for Commercial and Industrial Buildings | Premium | FALSE | [9 empty] | 42509 |  |  | No |  | 3.1 | 15156 | 126.3 | 120 | 14.23 | 0.9037 | 4000 | 70
PSQUHT69 | C&C lighting inc. | C&C LIGHTING | C&C-HBPF-HV200W-40K-120 | Indoor Luminaires | High-Bay | High-Bay Luminaires for Commercial and Industrial Buildings | Premium | FALSE | [9 empty] | 42509 |  |  | No |  | 3.1 | 24647.14 | 123.23 | 200 | 13.29 | 0.9044 | 4000 | 70
PTR6Y77G | C&C lighting inc. | C&C LIGHTING | C&C-HBPF-HV200W-40K-60 | Indoor Luminaires | High-Bay | High-Bay Luminaires for Commercial and Industrial Buildings | Premium | FALSE | [9 empty] | 42509 |  |  | No |  | 3.1 | 24259 | 121.29 | 200 | 13.29 | 0.9044 | 4000 | 70
P4SJ4EGW | P.Q.L. Inc. | Superior LifeÂ® | 55138 | Indoor Luminaires | High-Bay | Low-Bay Luminaires for Commercial and Industrial Buildings | Premium | FALSE | [9 empty] | 42509 |  |  | No |  | 3.1 | 7700 | 115 | 67 | 20 | 0.997 | 5000 | 83
PHNJT62W | P.Q.L. Inc. | Superior LifeÂ® | 55136 | Indoor Luminaires | High-Bay | Low-Bay Luminaires for Commercial and Industrial Buildings | Premium | FALSE | [9 empty] | 42509 |  |  | No |  | 3.1 | 4600 | 115 | 40 | 20 | 0.996 | 4000 | 83
PY4NCJBU | LED Trail | LED Trail | 328120 (5700k) | Indoor Luminaires | High-Bay | High-Bay Luminaires for Commercial and Industrial Buildings | Standard | FALSE | [9 empty] | 42509 |  |  | No |  | 3.1 | 10800 | 90 | 120 | 10 | 0.9 | 5700 | 80
P2UG8VBP | LED Trail | LED Trail | 32690 (5700k) | Indoor Luminaires | High-Bay | Low-Bay Luminaires for Commercial and Industrial Buildings | Standard | FALSE | [9 empty] | 42509 |  |  | No |  | 3.1 | 9000 | 100 | 90 | 10 | 0.9 | 5700 | 80
PKY32E9P | LED Trail | LED Trail | 32890 (5700k) | Indoor Luminaires | High-Bay | Low-Bay Luminaires for Commercial and Industrial Buildings | Standard | FALSE | [9 empty] | 42509 |  |  | No |  | 3.1 | 8100 | 90 | 90 | 10 | 0.9 | 5700 | 80
PVGV5XZQ | LED Trail | LED Trail | 328120 (5000k) | Indoor Luminaires | High-Bay | High-Bay Luminaires for Commercial and Industrial Buildings | Standard | FALSE | [9 empty] | 42509 |  |  | No |  | 3.1 | 10800 | 90 | 120 | 10 | 0.9 | 5000 | 80
PA2A1X9Y | LED Trail | LED Trail | 32690 (5000k) | Indoor Luminaires | High-Bay | Low-Bay Luminaires for Commercial and Industrial Buildings | Standard | FALSE | [9 empty] | 42509 |  |  | No |  | 3.1 | 9000 | 100 | 90 | 10 | 0.9 | 5000 | 80
P5WSY14E | LED Trail | LED Trail | 32890 (5000k) | Indoor Luminaires | High-Bay | Low-Bay Luminaires for Commercial and Industrial Buildings | Standard | FALSE | [9 empty] | 42509 |  |  | No |  | 3.1 | 8100 | 90 | 90 | 10 | 0.9 | 5000 | 80
P4Q5T9RT | LED Trail | LED Trail | 328120 (4500k) | Indoor Luminaires | High-Bay | High-Bay Luminaires for Commercial and Industrial Buildings | Standard | FALSE | [9 empty] | 42509 |  |  | No |  | 3.1 | 10800 | 90 | 120 | 10 | 0.9 | 4500 | 80
P8AGPK4E | LED Trail | LED Trail | 32690 (4500k) | Indoor Luminaires | High-Bay | Low-Bay Luminaires for Commercial and Industrial Buildings | Standard | FALSE | [9 empty] | 42509 |  |  | No |  | 3.1 | 9000 | 100 | 90 | 10 | 0.9 | 4500 | 80
P22B2GNA | LED Trail | LED Trail | 32890 (4500k) | Indoor Luminaires | High-Bay | Low-Bay Luminaires for Commercial and Industrial Buildings | Standard | FALSE | [9 empty] | 42509 |  |  | No |  | 3.1 | 8100 | 90 | 90 | 10 | 0.9 | 4500 | 80
P8S4KME2 | LED Trail | LED Trail | 328120 (4000k) | Indoor Luminaires | High-Bay | High-Bay Luminaires for Commercial and Industrial Buildings | Standard | FALSE | [9 empty] | 42509 |  |  | No |  | 3.1 | 10800 | 90 | 120 | 10 | 0.9 | 4000 | 80
P3P3QH2H | LED Trail | LED Trail | 32690 (4000k) | Indoor Luminaires | High-Bay | Low-Bay Luminaires for Commercial and Industrial Buildings | Standard | FALSE | [9 empty] | 42509 |  |  | No |  | 3.1 | 9000 | 100 | 90 | 10 | 0.9 | 4000 | 80
P3HANAWD | LED Trail | LED Trail | 32890 (4000k) | Indoor Luminaires | High-Bay | Low-Bay Luminaires for Commercial and Industrial Buildings | Standard | FALSE | [9 empty] | 42509 |  |  | No |  | 3.1 | 8100 | 90 | 90 | 10 | 0.9 | 4000 | 80
PKFWVRJC | LED Trail | LED Trail | 328120 (3500k) | Indoor Luminaires | High-Bay | High-Bay Luminaires for Commercial and Industrial Buildings | Standard | FALSE | [9 empty] | 42509 |  |  | No |  | 3.1 | 10800 | 90 | 120 | 10 | 0.9 | 3500 | 80
PET23QFB | LED Trail | LED Trail | 32690 (3500k) | Indoor Luminaires | High-Bay | Low-Bay Luminaires for Commercial and Industrial Buildings | Standard | FALSE | [9 empty] | 42509 |  |  | No |  | 3.1 | 9000 | 100 | 90 | 10 | 0.9 | 3500 | 80
PWQ7TH4V | LED Trail | LED Trail | 32890 (3500k) | Indoor Luminaires | High-Bay | Low-Bay Luminaires for Commercial and Industrial Buildings | Standard | FALSE | [9 empty] | 42509 |  |  | No |  | 3.1 | 8100 | 90 | 90 | 10 | 0.9 | 3500 | 80
PVFWCXGD | Carolina Product Solutions LLC. | CPS | CPS-HBL-150W-UL-120D-57 | Indoor Luminaires | High-Bay | High-Bay Luminaires for Commercial and Industrial Buildings | Premium | FALSE | [9 empty] | 42509 | Dimmable | Continuous Below 10 | No |  | 3.1 | 19883.8 | 133.25 | 149.2 | 13.61 | 0.9968 | 5714 | 82.4
PSBA5RE8 | Carolina Product Solutions LLC. | CPS | CPS-HBL-240W-UL-120D-57 | Indoor Luminaires | High-Bay | High-Bay Luminaires for Commercial and Industrial Buildings | Premium | FALSE | [9 empty] | 42509 | Dimmable | Continuous Below 10 | No |  | 3.1 | 27562.2 | 124.21 | 221.9 | 17.86 | 0.9945 | 5683 | 82.5
PJV6P5YK | Carolina Product Solutions LLC. | CPS | CPS-HBL-100W-UL-120D-57 | Indoor Luminaires | High-Bay | High-Bay Luminaires for Commercial and Industrial Buildings | Premium | FALSE | [9 empty] | 42509 | Dimmable | Continuous Below 10 | No |  | 3.1 | 11956 | 130.8 | 91.4 | 12.52 | 0.9958 | 5683 | 82.4
PD5C488G | Carolina Product Solutions LLC. | CPS | CPS-HBL-200W-UL-120D-57 | Indoor Luminaires | High-Bay | High-Bay Luminaires for Commercial and Industrial Buildings | Premium | FALSE | [9 empty] | 42509 | Dimmable | Continuous Below 10 | No |  | 3.1 | 22617.7 | 124.89 | 181.1 | 19.65 | 0.995 | 5609 | 82
PX98BQ46 | Carolina Product Solutions LLC. | CPS | CPS-HBL-200W-UL-120D-50 | Indoor Luminaires | High-Bay | High-Bay Luminaires for Commercial and Industrial Buildings | Premium | FALSE | [9 empty] | 42509 | Dimmable | Continuous Below 10 | No |  | 3.1 | 23057.9 | 126.48 | 182.3 | 19.64 | 0.9953 | 5000 | 82
P2U4R53C | Carolina Product Solutions LLC. | CPS | CPS-HBL-240W-UL-120D-50 | Indoor Luminaires | High-Bay | High-Bay Luminaires for Commercial and Industrial Buildings | Premium | FALSE | [9 empty] | 42509 | Dimmable | Continuous Below 10 | No |  | 3.1 | 28150 | 126.74 | 222.1 | 17.87 | 0.9941 | 5000 | 82
PM39GYRJ | Carolina Product Solutions LLC. | CPS | CPS-HBL-150W-UL-120D-50 | Indoor Luminaires | High-Bay | High-Bay Luminaires for Commercial and Industrial Buildings | Premium | FALSE | [9 empty] | 42509 | Dimmable | Continuous Below 10 | No |  | 3.1 | 19590.7 | 132.53 | 147.8 | 13.62 | 0.9968 | 5000 | 82
PG7BSF2W | Carolina Product Solutions LLC. | CPS | CPS-HBL-100W-UL-120D-50 | Indoor Luminaires | High-Bay | High-Bay Luminaires for Commercial and Industrial Buildings | Premium | FALSE | [9 empty] | 42509 | Dimmable | Continuous Below 10 | No |  | 3.1 | 11950.3 | 130.89 | 91.3 | 12.67 | 0.9958 | 5000 | 82
PMXDGQT9 | ABOVE ALL LIGHTING INC. | ABBlighting | URHB100LED401 | Indoor Luminaires | High-Bay | High-Bay Luminaires for Commercial and Industrial Buildings | Standard | TRUE | 11021.2 | 118.42 | 93.07 | 12.35 | 0.971 | 4033 | 81.7 | 5 | 50000 | 42508 |  |  | No |  | 3.1 | 11021.2 | 118.42 | 93.07 | 12.35 | 0.9 | 4033 | 81.7
P8RMRKE5 | Shanghai Sheenly Lighting Co. Ltd. | SHEENLY | SL-BAY-100W-NW-AN-60L | Indoor Luminaires | High-Bay | High-Bay Luminaires for Commercial and Industrial Buildings | Premium | TRUE | 10753.53 | 108.64 | 98.98 | 8.96 | 0.9666 | 3866 | 71.2 | 5 | 50000 | 42508 |  |  | No |  | 3.1 | 10753 | 107.5 | 98 | 8.96 | 0.995 | 3866 | 71.2
P4SJR1R4 | EYE Lighting | Theta | THB-L22-840-M-UNV-010-WH-10 | Indoor Luminaires | High-Bay | High-Bay Luminaires for Commercial and Industrial Buildings | Standard | TRUE | 23819.88 | 108.29 | 219.97 | 15.71 | 0.959 | 3890 | 82.1 | 5 | 50000 | 42508 |  |  | No |  | 3 | 23819.88 | 108.29 | 219.97 | 15.71 | 0.959 | 3890 | 82.1
PK59TQN4 | ABOVE ALL LIGHTING INC. | ABBlighting | URHB150LED401 | Indoor Luminaires | High-Bay | High-Bay Luminaires for Commercial and Industrial Buildings | Standard | TRUE | 17974.2 | 115.37 | 155.8 | 13.18 | 0.95 | 4026 | 81.7 | 5 | 50000 | 42508 |  |  | No |  | 3.1 | 17974.2 | 115.37 | 155.8 | 13.18 | 0.997 | 4026 | 81.7
PNDBTYC3 | EYE Lighting | Theta | THB-L22-840-W-UNV-010-WH-10[Qualified when install staight down only] | Indoor Luminaires | High-Bay | High-Bay Luminaires for Commercial and Industrial Buildings | Standard | TRUE | 26460.27 | 117.79 | 224.63 | 9.61 | 0.945 | 4055 | 83.2 | 5 | 50000 | 42508 |  |  | Yes |  | 3.1 | 26460.27 | 117.79 | 224.63 | 9.61 | 0.945 | 4055 | 83.2
PMD3WW6G | ABOVE ALL LIGHTING INC. | ABBlighting | URHB240LED401 | Indoor Luminaires | High-Bay | High-Bay Luminaires for Commercial and Industrial Buildings | Standard | TRUE | 25941.1 | 115.09 | 225.4 | 19.36 | 0.944 | 4051 | 82.1 | 5 | 50000 | 42508 |  |  | No |  | 3.1 | 25941.1 | 115.09 | 225.4 | 19.36 | 0.9967 | 4051 | 82.1
P1RGUXNU | ABOVE ALL LIGHTING INC. | ABBlighting | URHB200LED401 | Indoor Luminaires | High-Bay | High-Bay Luminaires for Commercial and Industrial Buildings | Standard | TRUE | 21186.7 | 116.86 | 181.3 | 18.89 | 0.925 | 4017 | 81.8 | 5 | 50000 | 42508 |  |  | No |  | 3.1 | 21186.7 | 116.86 | 181.3 | 18.89 | 0.9954 | 4017 | 81.8
PJKS7BQM | OPTIK LED | OPTIK LED | OP-RKP-200W-4K-ND | Indoor Retrofit Kit | High-Bay | Retrofit Kits for High-Bay Luminaires for Commercial and Industrial Buildings | Standard | TRUE | 27078 | 129.15 | 210.2 | 9.75 | 0.9209 | 3990 | 83.6 | 5 | 50000 | 42508 |  |  | No |  | 3 | 27078 | 129.15 | 209.7 | 9.75 | 0.9209 | 4000 | 83.6
PW2AX5WU | OPTIK LED | OPTIK LED | OP-RKP-200W-5K-ND | Indoor Retrofit Kit | High-Bay | Retrofit Kits for High-Bay Luminaires for Commercial and Industrial Buildings | Standard | FALSE | [9 empty] | 42508 |  |  | No |  | 3 | 25242 | 119.63 | 211 | 9.57 | 0.9947 | 5000 | 83.6
PG3VTNBZ | Shanghai Sheenly Lighting Co. Ltd. | SHEENLY | SL-BAY-100W-PW-AN-60L | Indoor Luminaires | High-Bay | High-Bay Luminaires for Commercial and Industrial Buildings | Premium | TRUE | 10852.23 | 110.2 | 98.48 |  |  | 5632 | 76.9 | 5 | 50000 | 42508 |  |  | No |  | 3.1 | 10852 | 110.7 | 98 | 8.96 | 0.996 | 5632 | 76.9
PRM6MUJU | Shanghai Sheenly Lighting Co. Ltd. | SHEENLY | SL-BAY-160W-PW-AN-60L | Indoor Luminaires | High-Bay | High-Bay Luminaires for Commercial and Industrial Buildings | Premium | FALSE | [9 empty] | 42508 |  |  | No |  | 3.1 | 19855 | 125.7 | 158 | 10.55 | 0.996 | 5844 | 77.5
PZMRC5KP | Shanghai Sheenly Lighting Co. Ltd. | SHEENLY | SL-BAY-200W-PW-AN-60L | Indoor Luminaires | High-Bay | High-Bay Luminaires for Commercial and Industrial Buildings | Premium | FALSE | [9 empty] | 42508 |  |  | No |  | 3.1 | 22124 | 114 | 194 | 16.64 | 0.992 | 5766 | 77.1
PZXAFPJ1 | Shanghai Sheenly Lighting Co. Ltd. | SHEENLY | SL-BAY-200W-PW-AN | Indoor Luminaires | High-Bay | High-Bay Luminaires for Commercial and Industrial Buildings | Premium | FALSE | [9 empty] | 42508 |  |  | No |  | 3.1 | 24200 | 121 | 200 | 16.64 | 0.9 | 5700 | 70
PGG4XECS | Shanghai Sheenly Lighting Co. Ltd. | SHEENLY | SL-BAY-200W-PW-AN-90L | Indoor Luminaires | High-Bay | High-Bay Luminaires for Commercial and Industrial Buildings | Premium | FALSE | [9 empty] | 42508 |  |  | No |  | 3.1 | 23850 | 119.3 | 200 | 16.64 | 0.9 | 5700 | 70
PX9H4RH8 | Shanghai Sheenly Lighting Co. Ltd. | SHEENLY | SL-BAY-160W-PW-AN | Indoor Luminaires | High-Bay | High-Bay Luminaires for Commercial and Industrial Buildings | Premium | FALSE | [9 empty] | 42508 |  |  | No |  | 3.1 | 20730 | 129.6 | 160 | 10.55 | 0.9 | 5700 | 70
PQ23DWMA | Shanghai Sheenly Lighting Co. Ltd. | SHEENLY | SL-BAY-160W-PW-AN-90L | Indoor Luminaires | High-Bay | High-Bay Luminaires for Commercial and Industrial Buildings | Premium | FALSE | [9 empty] | 42508 |  |  | No |  | 3.1 | 19830 | 123.9 | 160 | 10.55 | 0.9 | 5700 | 70
PWMSGXGA | Shanghai Sheenly Lighting Co. Ltd. | SHEENLY | SL-BAY-100W-PW-AN | Indoor Luminaires | High-Bay | High-Bay Luminaires for Commercial and Industrial Buildings | Premium | FALSE | [9 empty] | 42508 |  |  | No |  | 3.1 | 13220 | 132.2 | 100 | 8.96 | 0.996 | 5700 | 70
PB12D8HP | Shanghai Sheenly Lighting Co. Ltd. | SHEENLY | SL-BAY-100W-PW-AN-90L | Indoor Luminaires | High-Bay | High-Bay Luminaires for Commercial and Industrial Buildings | Premium | FALSE | [9 empty] | 42508 |  |  | No |  | 3.1 | 11520 | 115.2 | 100 | 8.96 | 0.9 | 5700 | 70
PMEF894E | Shanghai Sheenly Lighting Co. Ltd. | SHEENLY | SL-BAY-230W-PW-AN | Indoor Luminaires | High-Bay | High-Bay Luminaires for Commercial and Industrial Buildings | Premium | FALSE | [9 empty] | 42508 |  |  | No |  | 3.1 | 27512 | 128.6 | 214 | 23.51 | 0.992 | 5584 | 81.5
PDXQ1G6F | Shanghai Sheenly Lighting Co. Ltd. | SHEENLY | SL-BAY-230W-DW-AN | Indoor Luminaires | High-Bay | High-Bay Luminaires for Commercial and Industrial Buildings | Premium | FALSE | [9 empty] | 42508 |  |  | No |  | 3.1 | 27400 | 119.1 | 213 | 23.51 | 0.9 | 5000 | 70
PY22W7VB | Shanghai Sheenly Lighting Co. Ltd. | SHEENLY | SL-BAY-200W-DW-AN | Indoor Luminaires | High-Bay | High-Bay Luminaires for Commercial and Industrial Buildings | Premium | FALSE | [9 empty] | 42508 |  |  | No |  | 3.1 | 24100 | 120.5 | 200 | 16.64 | 0.9 | 5000 | 70
P3VJEDC4 | Shanghai Sheenly Lighting Co. Ltd. | SHEENLY | SL-BAY-200W-DW-AN-90L | Indoor Luminaires | High-Bay | High-Bay Luminaires for Commercial and Industrial Buildings | Premium | FALSE | [9 empty] | 42508 |  |  | No |  | 3.1 | 23830 | 119.1 | 200 | 16.64 | 0.9 | 5000 | 70
PUCG88T5 | Shanghai Sheenly Lighting Co. Ltd. | SHEENLY | SL-BAY-200W-DW-AN-60L | Indoor Luminaires | High-Bay | High-Bay Luminaires for Commercial and Industrial Buildings | Premium | FALSE | [9 empty] | 42508 |  |  | No |  | 3.1 | 22100 | 108 | 200 | 16.64 | 0.9 | 5000 | 70
PAW6C7RM | Shanghai Sheenly Lighting Co. Ltd. | SHEENLY | SL-BAY-160W-DW-AN | Indoor Luminaires | High-Bay | High-Bay Luminaires for Commercial and Industrial Buildings | Premium | FALSE | [9 empty] | 42508 |  |  | No |  | 3.1 | 20700 | 129.4 | 160 | 10.55 | 0.9 | 5000 | 70
PQJ6MBN3 | Shanghai Sheenly Lighting Co. Ltd. | SHEENLY | SL-BAY-160W-DW-AN-90L | Indoor Luminaires | High-Bay | High-Bay Luminaires for Commercial and Industrial Buildings | Premium | FALSE | [9 empty] | 42508 |  |  | No |  | 3.1 | 19820 | 123.9 | 160 | 10.55 | 0.9 | 5000 | 70
PNAWHGRX | Shanghai Sheenly Lighting Co. Ltd. | SHEENLY | SL-BAY-160W-DW-AN-60L | Indoor Luminaires | High-Bay | High-Bay Luminaires for Commercial and Industrial Buildings | Premium | FALSE | [9 empty] | 42508 |  |  | No |  | 3.1 | 19700 | 123.1 | 160 | 10.55 | 0.9 | 5000 | 70
PPVUMEEW | Shanghai Sheenly Lighting Co. Ltd. | SHEENLY | SL-BAY-100W-DW-AN | Indoor Luminaires | High-Bay | High-Bay Luminaires for Commercial and Industrial Buildings | Premium | FALSE | [9 empty] | 42508 |  |  | No |  | 3.1 | 13200 | 132 | 100 | 8.96 | 0.996 | 5000 | 70
P79F2U7R | Shanghai Sheenly Lighting Co. Ltd. | SHEENLY | SL-BAY-100W-DW-AN-90L | Indoor Luminaires | High-Bay | High-Bay Luminaires for Commercial and Industrial Buildings | Premium | FALSE | [9 empty] | 42508 |  |  | No |  | 3.1 | 11510 | 115.1 | 100 | 8.96 | 0.9 | 5000 | 70
PMHDMVHW | Shanghai Sheenly Lighting Co. Ltd. | SHEENLY | SL-BAY-100W-DW-AN-60L | Indoor Luminaires | High-Bay | High-Bay Luminaires for Commercial and Industrial Buildings | Premium | FALSE | [9 empty] | 42508 |  |  | No |  | 3.1 | 10820 | 108.2 | 100 | 8.96 | 0.9 | 5000 | 70
PT845RAS | Shanghai Sheenly Lighting Co. Ltd. | SHEENLY | SL-BAY-230W-NW-AN | Indoor Luminaires | High-Bay | High-Bay Luminaires for Commercial and Industrial Buildings | Premium | FALSE | [9 empty] | 42508 |  |  | No |  | 3.1 | 26713 | 125.4 | 213 | 23.51 | 0.992 | 3890 | 70.7
P117EC5B | Shanghai Sheenly Lighting Co. Ltd. | SHEENLY | SL-BAY-200W-NW-AN-60L | Indoor Luminaires | High-Bay | High-Bay Luminaires for Commercial and Industrial Buildings | Premium | FALSE | [9 empty] | 42508 |  |  | No |  | 3.1 | 21422 | 112.7 | 190 | 16.64 | 0.993 | 3838 | 71.2
P1JPWWKY | Shanghai Sheenly Lighting Co. Ltd. | SHEENLY | SL-BAY-160W-NW-AN-60L | Indoor Luminaires | High-Bay | High-Bay Luminaires for Commercial and Industrial Buildings | Premium | FALSE | [9 empty] | 42508 |  |  | No |  | 3.1 | 19243 | 124.1 | 155 | 10.55 | 0.995 | 3833 | 71.1
PTZD88S8 | Shanghai Sheenly Lighting Co. Ltd. | SHEENLY | SL-BAY-200W-NW-AN | Indoor Luminaires | High-Bay | High-Bay Luminaires for Commercial and Industrial Buildings | Premium | FALSE | [9 empty] | 42508 |  |  | No |  | 3.1 | 23875 | 126.7 | 188.5 | 16.64 | 0.9926 | 4000 | 70
PYAJE6R2 | Shanghai Sheenly Lighting Co. Ltd. | SHEENLY | SL-BAY-200W-NW-AN-90L | Indoor Luminaires | High-Bay | High-Bay Luminaires for Commercial and Industrial Buildings | Premium | FALSE | [9 empty] | 42508 |  |  | No |  | 3.1 | 23812 | 124.7 | 191 | 16.64 | 0.9931 | 4000 | 70
PV7D8Z9E | Shanghai Sheenly Lighting Co. Ltd. | SHEENLY | SL-BAY-160W-NW-AN | Indoor Luminaires | High-Bay | High-Bay Luminaires for Commercial and Industrial Buildings | Premium | FALSE | [9 empty] | 42508 |  |  | No |  | 3.1 | 20390 | 129.1 | 158 | 10.55 | 0.9958 | 4000 | 70
PQWQP24Q | Shanghai Sheenly Lighting Co. Ltd. | SHEENLY | SL-BAY-160W-NW-AN-90L | Indoor Luminaires | High-Bay | High-Bay Luminaires for Commercial and Industrial Buildings | Premium | FALSE | [9 empty] | 42508 |  |  | No |  | 3.1 | 19808 | 127.8 | 155 | 10.55 | 0.995 | 4000 | 70
PTYFQZ69 | Shanghai Sheenly Lighting Co. Ltd. | SHEENLY | SL-BAY-100W-NW-AN | Indoor Luminaires | High-Bay | High-Bay Luminaires for Commercial and Industrial Buildings | Premium | FALSE | [9 empty] | 42508 |  |  | No |  | 3.1 | 12791 | 131.9 | 97 | 8.96 | 0.996 | 4000 | 70
PYTMKUV8 | Shanghai Sheenly Lighting Co. Ltd. | SHEENLY | SL-BAY-100W-NW-AN-90L | Indoor Luminaires | High-Bay | High-Bay Luminaires for Commercial and Industrial Buildings | Premium | FALSE | [9 empty] | 42508 |  |  | No |  | 3.1 | 10944 | 111.7 | 98 | 8.96 | 0.9952 | 4000 | 70
PVWDGR8H | EYE Lighting | Theta | THB-L22-850-W-UNV-010-WH-10[Qualified when install staight down only] | Indoor Luminaires | High-Bay | High-Bay Luminaires for Commercial and Industrial Buildings | Standard | FALSE | [9 empty] | 42508 |  |  | Yes |  | 3.1 | 27140.77 | 123.49 | 219.79 | 9.3 | 0.944 | 5050 | 82.9
PTWUF1HR | EYE Lighting | Theta | THB-L22-850-W-UNV-010-WH-10-MS[Qualified when install staight down only] | Indoor Luminaires | High-Bay | High-Bay Luminaires for Commercial and Industrial Buildings | Standard | FALSE | [9 empty] | 42508 |  |  | Yes |  | 3.1 | 27140.77 | 123.49 | 219.79 | 9.3 | 0.944 | 5050 | 82.9
PQZ9DZNY | EYE Lighting | Theta | THB-L22-850-M-UNV-010-WH-10 | Indoor Luminaires | High-Bay | High-Bay Luminaires for Commercial and Industrial Buildings | Standard | FALSE | [9 empty] | 42508 |  |  | No |  | 3 | 24286.36 | 108.95 | 222.91 | 12.65 | 0.962 | 5044 | 83
PAGPXE3P | EYE Lighting | Theta | THB-L22-850-A-UNV-010-WH-10 | Indoor Luminaires | High-Bay | High-Bay Luminaires for Commercial and Industrial Buildings | Standard | FALSE | [9 empty] | 42508 |  |  | No |  | 3 | 24286.36 | 108.95 | 222.91 | 12.65 | 0.962 | 5044 | 83
PK2GDZ3S | EYE Lighting | Theta | THB-L22-840-W-UNV-010-WH-10-MS[Qualified when install staight down only] | Indoor Luminaires | High-Bay | High-Bay Luminaires for Commercial and Industrial Buildings | Standard | FALSE | [9 empty] | 42508 |  |  | Yes |  | 3.1 | 26460.27 | 117.79 | 224.63 | 9.61 | 0.945 | 4055 | 83.2
PTVPPFB5 | EYE Lighting | Theta | THB-L22-840-A-UNV-010-WH-10 | Indoor Luminaires | High-Bay | High-Bay Luminaires for Commercial and Industrial Buildings | Standard | FALSE | [9 empty] | 42508 |  |  | No |  | 3 | 23819.88 | 108.29 | 219.97 | 15.71 | 0.997 | 3890 | 82.1
PP292AJ9 | ABOVE ALL LIGHTING INC. | ABBlighting | URHB240LED571 | Indoor Luminaires | High-Bay | High-Bay Luminaires for Commercial and Industrial Buildings | Standard | FALSE | [9 empty] | 42508 | Dimmable | Continuous Below 10 | No |  | 3.1 | 25538.4 | 114.42 | 223.2 | 19.52 | 0.9952 | 5809 | 82.8
P36UBX1F | ABOVE ALL LIGHTING INC. | ABBlighting | URHB150LED571 | Indoor Luminaires | High-Bay | High-Bay Luminaires for Commercial and Industrial Buildings | Standard | FALSE | [9 empty] | 42508 | Dimmable | Continuous Below 10 | No |  | 3.1 | 18740.6 | 120.58 | 155.4 | 13.18 | 0.997 | 5753 | 82.3
PA9QQGAQ | ABOVE ALL LIGHTING INC. | ABBlighting | URHB100LED571 | Indoor Luminaires | High-Bay | High-Bay Luminaires for Commercial and Industrial Buildings | Standard | FALSE | [9 empty] | 42508 | Dimmable | Continuous Below 10 | No |  | 3.1 | 11506.8 | 123.72 | 93.01 | 12.34 | 0.9 | 5744 | 82.3
P2EZ9FFH | ABOVE ALL LIGHTING INC. | ABBlighting | URHB200LED571 | Indoor Luminaires | High-Bay | High-Bay Luminaires for Commercial and Industrial Buildings | Standard | FALSE | [9 empty] | 42508 | Dimmable | Continuous Below 10 | No |  | 3.1 | 21668.9 | 120.12 | 180.4 | 18.88 | 0.9954 | 5696 | 81.9
PC5PUKHV | ABOVE ALL LIGHTING INC. | ABBlighting | URHB240LED501 | Indoor Luminaires | High-Bay | High-Bay Luminaires for Commercial and Industrial Buildings | Standard | FALSE | [9 empty] | 42508 | Dimmable | Continuous Below 10 | No |  | 3.1 | 26241.4 | 115.96 | 226.3 | 19.32 | 0.9966 | 5000 | 82
PN258SVY | ABOVE ALL LIGHTING INC. | ABBlighting | URHB150LED501 | Indoor Luminaires | High-Bay | High-Bay Luminaires for Commercial and Industrial Buildings | Standard | FALSE | [9 empty] | 42508 | Dimmable | Continuous Below 10 | No |  | 3.1 | 18020.8 | 114.41 | 157.5 | 13.22 | 0.997 | 5000 | 82
PVC81DFU | ABOVE ALL LIGHTING INC. | ABBlighting | URHB100LED501 | Indoor Luminaires | High-Bay | High-Bay Luminaires for Commercial and Industrial Buildings | Standard | FALSE | [9 empty] | 42508 | Dimmable | Continuous Below 10 | No |  | 3.1 | 11243.2 | 120.08 | 93.63 | 12.18 | 0.9 | 5000 | 82
PNYMV4EB | ABOVE ALL LIGHTING INC. | ABBlighting | URHB200LED501 | Indoor Luminaires | High-Bay | High-Bay Luminaires for Commercial and Industrial Buildings | Standard | FALSE | [9 empty] | 42508 | Dimmable | Continuous Below 10 | No |  | 3.1 | 21407.5 | 117.95 | 181.5 | 18.9 | 0.995 | 5000 | 81.8
PJJTMM35 | Acuity Brands Lighting | Lithonia | JCBL 24000LM DALR 480 GZ10 40K 70CRI XX [C6 HC6 LAH0SZU EM14 WRD and SPD] | Indoor Luminaires | High-Bay | High-Bay Luminaires for Commercial and Industrial Buildings | Standard | TRUE | 22580 | 104.51 | 216.06 | 13.5 | 0.989 | 4087 | 73.14 | 5 | 55000 | 42507 |  |  | No |  | 3 | 22580 | 104.13 | 216.83 | 12.5 | 0.99 | 4087 | 73.14
PHB95STD | Acuity Brands Lighting | Lithonia | JCBL 18000LM DALR 480 GZ10 40K 70CRI XX [C6 HC6 LAH0SZU EM14 WRD and SPD] | Indoor Luminaires | High-Bay | High-Bay Luminaires for Commercial and Industrial Buildings | Standard | TRUE | 18380 | 104.87 | 175.26 | 13.5 | 0.989 | 4073 | 73.01 | 5 | 55000 | 42507 |  |  | No |  | 3 | 18380 | 104.87 | 175.26 | 15.5 | 0.985 | 4087 | 73.14
P2J6WPE5 | Acuity Brands Lighting | Lithonia | JCBL 24000LM DALR 347 GZ10 50K 70CRI XX [C6 HC6 LAH0SZU EM14 WRD and SPD] | Indoor Luminaires | High-Bay | High-Bay Luminaires for Commercial and Industrial Buildings | Premium | TRUE | 23300 | 110.19 | 211.44 | 14.1 | 0.987 | 5204 | 74.19 | 5 | 55000 | 42507 | Dimmable | Continuous Below 10 | No |  | 3 | 23300 | 110.19 | 211.44 | 13.2 | 0.988 | 5204 | 73.24
P2TCQ7Q4 | WISDOM OPTOELECTRONICS TECHNOLOGY CO.LIMITED | WISDOM | WSD-LB09W27-50K | Indoor Luminaires | High-Bay | High-Bay Luminaires for Commercial and Industrial Buildings | Standard | TRUE | 10211.56 | 110.92 | 92.06 | 12.29 | 0.9457 | 4865 | 83 | 5 | 50000 | 42507 |  |  | No |  | 3.1 | 10200 | 113 | 90 | 12 | 0.95 | 5000 | 80
PB367CGV | WISDOM OPTOELECTRONICS TECHNOLOGY CO.LIMITED | WISDOM | WSD-LB15W27-50K | Indoor Luminaires | High-Bay | High-Bay Luminaires for Commercial and Industrial Buildings | Standard | TRUE | 16134.98 | 109.234 | 147.71 | 9.54 | 0.9365 | 4868 | 83.1 | 5 | 50000 | 42507 |  |  | No |  | 3.1 | 16100 | 107 | 150 | 10 | 0.95 | 5000 | 80
PAFDV9DA | WISDOM OPTOELECTRONICS TECHNOLOGY CO.LIMITED | WISDOM | WSD-LB12W27-50K | Indoor Luminaires | High-Bay | High-Bay Luminaires for Commercial and Industrial Buildings | Standard | TRUE | 13281 | 112.51 | 118.04 | 14.07 | 0.9093 | 4847 | 83.1 | 5 | 50000 | 42507 |  |  | No |  | 3.1 | 13300 | 111 | 120 | 14 | 0.95 | 5000 | 80
P579CD3P | Acuity Brands Lighting | Lithonia | JCBL 18000LM ACCR 347 GZ10 50K 70CRI XX [C6 HC6 LAH0SZU EM14 WRD and SPD] | Indoor Luminaires | High-Bay | High-Bay Luminaires for Commercial and Industrial Buildings | Premium | FALSE | [9 empty] | 42507 | Dimmable | Continuous Below 10 | No |  | 3 | 20569.24 | 119.6 | 171.97 | 15.8 | 0.983 | 5204 | 73.24
PA9YEPSP | Acuity Brands Lighting | Lithonia | JCBL 18000LM ACFR 347 GZ10 50K 70CRI XX [C6 HC6 LAH0SZU EM14 WRD and SPD] | Indoor Luminaires | High-Bay | High-Bay Luminaires for Commercial and Industrial Buildings | Premium | FALSE | [9 empty] | 42507 | Dimmable | Continuous Below 10 | No |  | 3 | 20481.86 | 119.1 | 171.97 | 15.8 | 0.983 | 5204 | 73.24
PKZAUMSJ | Acuity Brands Lighting | Lithonia | JCBL 18000LM SALR 347 GZ10 50K 70CRI XX [C6 HC6 LAH0SZU EM14 WRD and SPD] | Indoor Luminaires | High-Bay | High-Bay Luminaires for Commercial and Industrial Buildings | Premium | FALSE | [9 empty] | 42507 | Dimmable | Continuous Below 10 | No |  | 3 | 19036.91 | 110.69 | 171.97 | 15.8 | 0.983 | 5204 | 73.24
P3W99TCJ | Acuity Brands Lighting | Lithonia | JCBL 18000LM DALR 347 GZ10 50K 70CRI XX [C6 HC6 LAH0SZU EM14 WRD and SPD] | Indoor Luminaires | High-Bay | High-Bay Luminaires for Commercial and Industrial Buildings | Premium | FALSE | [9 empty] | 42507 | Dimmable | Continuous Below 10 | No |  | 3 | 18982.9 | 110.38 | 171.97 | 15.8 | 0.983 | 5204 | 73.24
PX11XQ2C | Acuity Brands Lighting | Lithonia | JCBL 18000LM ACCR 480 GZ10 50K 70CRI XX [C6 HC6 LAH0SZU EM14 WRD and SPD] | Indoor Luminaires | High-Bay | High-Bay Luminaires for Commercial and Industrial Buildings | Premium | FALSE | [9 empty] | 42507 | Dimmable | Continuous Below 10 | No |  | 3 | 20513.43 | 117.04 | 175.26 | 15.5 | 0.985 | 5204 | 73.24
PT3DATNQ | Acuity Brands Lighting | Lithonia | JCBL 18000LM ACFR 480 GZ10 50K 70CRI XX [C6 HC6 LAH0SZU EM14 WRD and SPD] | Indoor Luminaires | High-Bay | High-Bay Luminaires for Commercial and Industrial Buildings | Premium | FALSE | [9 empty] | 42507 | Dimmable | Continuous Below 10 | No |  | 3 | 20426.29 | 116.54 | 175.26 | 15.5 | 0.985 | 5204 | 73.24
P81RC5UK | Acuity Brands Lighting | Lithonia | JCBL 18000LM SALR 480 GZ10 50K 70CRI XX [C6 HC6 LAH0SZU EM14 WRD and SPD] | Indoor Luminaires | High-Bay | High-Bay Luminaires for Commercial and Industrial Buildings | Standard | FALSE | [9 empty] | 42507 | Dimmable | Continuous Below 10 | No |  | 3 | 18985.27 | 108.32 | 175.26 | 15.5 | 0.985 | 5204 | 73.24
PPZE6QEQ | Acuity Brands Lighting | Lithonia | JCBL 18000LM DALR 480 GZ10 50K 70CRI XX [C6 HC6 LAH0SZU EM14 WRD and SPD] | Indoor Luminaires | High-Bay | High-Bay Luminaires for Commercial and Industrial Buildings | Standard | FALSE | [9 empty] | 42507 | Dimmable | Continuous Below 10 | No |  | 3 | 18931.4 | 108.01 | 175.26 | 15.5 | 0.985 | 5204 | 73.24
PJ472WZR | Acuity Brands Lighting | Lithonia | JCBL 24000LM ACCR 347 GZ10 50K 70CRI XX [C6 HC6 LAH0SZU EM14 WRD and SPD] | Indoor Luminaires | High-Bay | High-Bay Luminaires for Commercial and Industrial Buildings | Premium | FALSE | [9 empty] | 42507 | Dimmable | Continuous Below 10 | No |  | 3 | 25245.59 | 119.39 | 211.44 | 13.2 | 0.988 | 5204 | 73.24
P5WRX7QG | Acuity Brands Lighting | Lithonia | JCBL 24000LM ACFR 347 GZ10 50K 70CRI XX [C6 HC6 LAH0SZU EM14 WRD and SPD] | Indoor Luminaires | High-Bay | High-Bay Luminaires for Commercial and Industrial Buildings | Premium | FALSE | [9 empty] | 42507 | Dimmable | Continuous Below 10 | No |  | 3 | 25138.34 | 118.89 | 211.44 | 13.2 | 0.988 | 5204 | 73.24
PNPSH994 | Acuity Brands Lighting | Lithonia | JCBL 24000LM SALR 347 GZ10 50K 70CRI XX [C6 HC6 LAH0SZU EM14 WRD and SPD] | Indoor Luminaires | High-Bay | High-Bay Luminaires for Commercial and Industrial Buildings | Premium | FALSE | [9 empty] | 42507 | Dimmable | Continuous Below 10 | No |  | 3 | 23364.89 | 110.5 | 211.44 | 13.2 | 0.988 | 5204 | 73.24
PMYWTNZK | Acuity Brands Lighting | Lithonia | JCBL 24000LM ACCR 480 GZ10 50K 70CRI XX [C6 HC6 LAH0SZU EM14 WRD and SPD] | Indoor Luminaires | High-Bay | High-Bay Luminaires for Commercial and Industrial Buildings | Premium | FALSE | [9 empty] | 42507 | Dimmable | Continuous Below 10 | No |  | 3 | 25200.95 | 116.22 | 216.83 | 12.5 | 0.99 | 5204 | 73.24
PKUNMN2F | Acuity Brands Lighting | Lithonia | JCBL 24000LM ACFR 480 GZ10 50K 70CRI XX [C6 HC6 LAH0SZU EM14 WRD and SPD] | Indoor Luminaires | High-Bay | High-Bay Luminaires for Commercial and Industrial Buildings | Premium | FALSE | [9 empty] | 42507 | Dimmable | Continuous Below 10 | No |  | 3 | 25093.89 | 115.73 | 216.83 | 12.5 | 0.99 | 5204 | 73.24
P6GFSNH9 | Acuity Brands Lighting | Lithonia | JCBL 24000LM SALR 480 GZ10 50K 70CRI XX [C6 HC6 LAH0SZU EM14 WRD and SPD] | Indoor Luminaires | High-Bay | High-Bay Luminaires for Commercial and Industrial Buildings | Standard | FALSE | [9 empty] | 42507 | Dimmable | Continuous Below 10 | No |  | 3 | 23323.57 | 107.56 | 216.83 | 12.5 | 0.99 | 5204 | 73.24
PZ9KSXSN | Acuity Brands Lighting | Lithonia | JCBL 24000LM DALR 480 GZ10 50K 70CRI XX [C6 HC6 LAH0SZU EM14 WRD and SPD] | Indoor Luminaires | High-Bay | High-Bay Luminaires for Commercial and Industrial Buildings | Standard | FALSE | [9 empty] | 42507 | Dimmable | Continuous Below 10 | No |  | 3 | 23260 | 107.27 | 216.83 | 12.5 | 0.99 | 5204 | 73.24
PNKD6XW6 | Acuity Brands Lighting | Lithonia | JCBL 18000LM ACCR MVOLT GZ10 50K 70CRI XX [C6 HC6 LAH0SZU EM14 WRD and SPD] | Indoor Luminaires | High-Bay | High-Bay Luminaires for Commercial and Industrial Buildings | Premium | FALSE | [9 empty] | 42507 | Dimmable | Continuous Below 10 | No |  | 3 | 21541.43 | 126.7 | 170.01 | 8.3 | 0.993 | 5204 | 73.24
PVNUDQ27 | Acuity Brands Lighting | Lithonia | JCBL 18000LM ACFR MVOLT GZ10 50K 70CRI XX [C6 HC6 LAH0SZU EM14 WRD and SPD] | Indoor Luminaires | High-Bay | High-Bay Luminaires for Commercial and Industrial Buildings | Premium | FALSE | [9 empty] | 42507 | Dimmable | Continuous Below 10 | No |  | 3 | 21449.92 | 126.16 | 170.01 | 8.3 | 0.993 | 5204 | 73.24
PJDNPN3U | Acuity Brands Lighting | Lithonia | JCBL 18000LM SALR MVOLT GZ10 50K 70CRI XX [C6 HC6 LAH0SZU EM14 WRD and SPD] | Indoor Luminaires | High-Bay | High-Bay Luminaires for Commercial and Industrial Buildings | Premium | FALSE | [9 empty] | 42507 | Dimmable | Continuous Below 10 | No |  | 3 | 19936.68 | 117.26 | 170.01 | 8.3 | 0.993 | 5204 | 73.24
P8JYB6RD | Acuity Brands Lighting | Lithonia | JCBL 18000LM DALR MVOLT GZ10 50K 70CRI XX [C6 HC6 LAH0SZU EM14 WRD and SPD] | Indoor Luminaires | High-Bay | High-Bay Luminaires for Commercial and Industrial Buildings | Premium | FALSE | [9 empty] | 42507 | Dimmable | Continuous Below 10 | No |  | 3 | 19880.11 | 116.93 | 170.01 | 8.3 | 0.993 | 5204 | 73.24
PKNTJZFG | Acuity Brands Lighting | Lithonia | JCBL 24000LM ACCR MVOLT GZ10 50K 70CRI XX [C6 HC6 LAH0SZU EM14 WRD and SPD] | Indoor Luminaires | High-Bay | High-Bay Luminaires for Commercial and Industrial Buildings | Premium | FALSE | [9 empty] | 42507 | Dimmable | Continuous Below 10 | No |  | 3 | 26670.82 | 128.47 | 207.6 | 7 | 0.995 | 5204 | 73.24
PUPTQHAX | Acuity Brands Lighting | Lithonia | JCBL 24000LM ACFR MVOLT GZ10 50K 70CRI XX [C6 HC6 LAH0SZU EM14 WRD and SPD] | Indoor Luminaires | High-Bay | High-Bay Luminaires for Commercial and Industrial Buildings | Premium | FALSE | [9 empty] | 42507 | Dimmable | Continuous Below 10 | No |  | 3 | 26557.52 | 127.92 | 207.6 | 7 | 0.995 | 5204 | 73.24
PKA6XGBM | Acuity Brands Lighting | Lithonia | JCBL 24000LM SALR MVOLT GZ10 50K 70CRI XX [C6 HC6 LAH0SZU EM14 WRD and SPD] | Indoor Luminaires | High-Bay | High-Bay Luminaires for Commercial and Industrial Buildings | Premium | FALSE | [9 empty] | 42507 | Dimmable | Continuous Below 10 | No |  | 3 | 24683.95 | 118.9 | 207.6 | 7 | 0.995 | 5204 | 73.24
PDM1DFNX | Acuity Brands Lighting | Lithonia | JCBL 24000LM DALR MVOLT GZ10 50K 70CRI XX [C6 HC6 LAH0SZU EM14 WRD and SPD] | Indoor Luminaires | High-Bay | High-Bay Luminaires for Commercial and Industrial Buildings | Premium | FALSE | [9 empty] | 42507 | Dimmable | Continuous Below 10 | No |  | 3 | 24613.91 | 118.56 | 207.6 | 7 | 0.995 | 5204 | 73.24
PU257672 | Acuity Brands Lighting | Lithonia | JCBL 18000LM ACCR 347 GZ10 40K 70CRI XX [C6 HC6 LAH0SZU EM14 WRD and SPD] | Indoor Luminaires | High-Bay | High-Bay Luminaires for Commercial and Industrial Buildings | Premium | FALSE | [9 empty] | 42507 | Dimmable | Continuous Below 10 | No |  | 3 | 19970.13 | 116.12 | 171.97 | 15.8 | 0.983 | 4087 | 73.14
PJJR1EKJ | Acuity Brands Lighting | Lithonia | JCBL 18000LM ACFR 347 GZ10 40K 70CRI XX [C6 HC6 LAH0SZU EM14 WRD and SPD] | Indoor Luminaires | High-Bay | High-Bay Luminaires for Commercial and Industrial Buildings | Premium | FALSE | [9 empty] | 42507 | Dimmable | Continuous Below 10 | No |  | 3 | 19885.3 | 115.63 | 171.97 | 15.8 | 0.983 | 4087 | 73.14
PBR51F3F | Acuity Brands Lighting | Lithonia | JCBL 18000LM SALR 347 GZ10 40K 70CRI XX [C6 HC6 LAH0SZU EM14 WRD and SPD] | Indoor Luminaires | High-Bay | High-Bay Luminaires for Commercial and Industrial Buildings | Standard | FALSE | [9 empty] | 42507 | Dimmable | Continuous Below 10 | No |  | 3 | 18482.44 | 107.47 | 171.97 | 15.8 | 0.983 | 4087 | 73.14
PC4PVRT5 | Acuity Brands Lighting | Lithonia | JCBL 18000LM DALR 347 GZ10 40K 70CRI XX [C6 HC6 LAH0SZU EM14 WRD and SPD] | Indoor Luminaires | High-Bay | High-Bay Luminaires for Commercial and Industrial Buildings | Standard | FALSE | [9 empty] | 42507 | Dimmable | Continuous Below 10 | No |  | 3 | 18430 | 107.16 | 171.97 | 15.8 | 0.983 | 4087 | 73.14
P7K8ZM9T | Acuity Brands Lighting | Lithonia | JCBL 18000LM ACCR 480 GZ10 40K 70CRI XX [C6 HC6 LAH0SZU EM14 WRD and SPD] | Indoor Luminaires | High-Bay | High-Bay Luminaires for Commercial and Industrial Buildings | Premium | FALSE | [9 empty] | 42507 | Dimmable | Continuous Below 10 | No |  | 3 | 19915.96 | 113.63 | 175.26 | 15.5 | 0.985 | 4087 | 73.14
PH5TCSUG | Acuity Brands Lighting | Lithonia | JCBL 18000LM ACFR 480 GZ10 40K 70CRI XX [C6 HC6 LAH0SZU EM14 WRD and SPD] | Indoor Luminaires | High-Bay | High-Bay Luminaires for Commercial and Industrial Buildings | Premium | FALSE | [9 empty] | 42507 | Dimmable | Continuous Below 10 | No |  | 3 | 19831.35 | 113.15 | 175.26 | 15.5 | 0.985 | 4087 | 73.14
P5SR57BG | Acuity Brands Lighting | Lithonia | JCBL 18000LM SALR 480 GZ10 40K 70CRI XX [C6 HC6 LAH0SZU EM14 WRD and SPD] | Indoor Luminaires | High-Bay | High-Bay Luminaires for Commercial and Industrial Buildings | Standard | FALSE | [9 empty] | 42507 | Dimmable | Continuous Below 10 | No |  | 3 | 18432.3 | 105.17 | 175.26 | 15.5 | 0.985 | 4087 | 73.14
PR8VEZP4 | Acuity Brands Lighting | Lithonia | JCBL 24000LM ACCR 347 GZ10 40K 70CRI XX [C6 HC6 LAH0SZU EM14 WRD and SPD] | Indoor Luminaires | High-Bay | High-Bay Luminaires for Commercial and Industrial Buildings | Premium | FALSE | [9 empty] | 42507 | Dimmable | Continuous Below 10 | No |  | 3 | 24510.28 | 115.92 | 211.44 | 13.2 | 0.988 | 4087 | 73.14
P7ZEWPMW | Acuity Brands Lighting | Lithonia | JCBL 24000LM ACFR 347 GZ10 40K 70CRI XX [C6 HC6 LAH0SZU EM14 WRD and SPD] | Indoor Luminaires | High-Bay | High-Bay Luminaires for Commercial and Industrial Buildings | Premium | FALSE | [9 empty] | 42507 | Dimmable | Continuous Below 10 | No |  | 3 | 24406.16 | 115.42 | 211.44 | 13.2 | 0.988 | 4087 | 73.14
PURWKNCM | Acuity Brands Lighting | Lithonia | JCBL 24000LM ACFR 480 GZ10 40K 70CRI XX [C6 HC6 LAH0SZU EM14 WRD and SPD] | Indoor Luminaires | High-Bay | High-Bay Luminaires for Commercial and Industrial Buildings | Premium | FALSE | [9 empty] | 42507 | Dimmable | Continuous Below 10 | No |  | 3 | 24363 | 112.35 | 216.83 | 13.2 | 0.988 | 4087 | 73.14
PAM6JVBR | Acuity Brands Lighting | Lithonia | JCBL 24000LM SALR 347 GZ10 40K 70CRI XX [C6 HC6 LAH0SZU EM14 WRD and SPD] | Indoor Luminaires | High-Bay | High-Bay Luminaires for Commercial and Industrial Buildings | Standard | FALSE | [9 empty] | 42507 | Dimmable | Continuous Below 10 | No |  | 3 | 22684.36 | 107.28 | 211.44 | 13.2 | 0.988 | 4087 | 73.14
P1CW22A5 | Acuity Brands Lighting | Lithonia | JCBL 24000LM DALR 347 GZ10 40K 70CRI XX [C6 HC6 LAH0SZU EM14 WRD and SPD] | Indoor Luminaires | High-Bay | High-Bay Luminaires for Commercial and Industrial Buildings | Standard | FALSE | [9 empty] | 42507 | Dimmable | Continuous Below 10 | No |  | 3 | 22620 | 106.98 | 211.44 | 13.2 | 0.988 | 4087 | 73.14
P2ZUM5HY | Acuity Brands Lighting | Lithonia | JCBL 24000LM ACCR 480 GZ10 40K 70CRI XX [C6 HC6 LAH0SZU EM14 WRD and SPD] | Indoor Luminaires | High-Bay | High-Bay Luminaires for Commercial and Industrial Buildings | Premium | FALSE | [9 empty] | 42507 | Dimmable | Continuous Below 10 | No |  | 3 | 24466.94 | 112.83 | 216.83 | 12.5 | 0.99 | 4087 | 73.14
P91SC875 | Acuity Brands Lighting | Lithonia | JCBL 24000LM SALR 480 GZ10 40K 70CRI XX [C6 HC6 LAH0SZU EM14 WRD and SPD] | Indoor Luminaires | High-Bay | High-Bay Luminaires for Commercial and Industrial Buildings | Standard | FALSE | [9 empty] | 42507 | Dimmable | Continuous Below 10 | No |  | 3 | 22644.25 | 104.43 | 216.83 | 12.5 | 0.99 | 4087 | 73.14
PRQTX1WQ | Acuity Brands Lighting | Lithonia | JCBL 18000LM ACCR MVOLT GZ10 40K 70CRI XX [C6 HC6 LAH0SZU EM14 WRD and SPD] | Indoor Luminaires | High-Bay | High-Bay Luminaires for Commercial and Industrial Buildings | Premium | FALSE | [9 empty] | 42507 | Dimmable | Continuous Below 10 | No |  | 3 | 20914.01 | 123.01 | 170.01 | 8.3 | 0.993 | 4087 | 73.14
PV748DU3 | Acuity Brands Lighting | Lithonia | JCBL 18000LM ACFR MVOLT GZ10 40K 70CRI XX [C6 HC6 LAH0SZU EM14 WRD and SPD] | Indoor Luminaires | High-Bay | High-Bay Luminaires for Commercial and Industrial Buildings | Premium | FALSE | [9 empty] | 42507 | Dimmable | Continuous Below 10 | No |  | 3 | 20825.16 | 122.49 | 170.01 | 8.3 | 0.993 | 4087 | 73.14
PTJRPJY1 | Acuity Brands Lighting | Lithonia | JCBL 18000LM SALR MVOLT GZ10 40K 70CRI XX [C6 HC6 LAH0SZU EM14 WRD and SPD] | Indoor Luminaires | High-Bay | High-Bay Luminaires for Commercial and Industrial Buildings | Premium | FALSE | [9 empty] | 42507 | Dimmable | Continuous Below 10 | No |  | 3 | 19356 | 113.85 | 170.01 | 8.3 | 0.993 | 4087 | 73.14
PJE4WFJ8 | Acuity Brands Lighting | Lithonia | JCBL 18000LM DALR MVOLT GZ10 40K 70CRI XX [C6 HC6 LAH0SZU EM14 WRD and SPD] | Indoor Luminaires | High-Bay | High-Bay Luminaires for Commercial and Industrial Buildings | Premium | FALSE | [9 empty] | 42507 | Dimmable | Continuous Below 10 | No |  | 3 | 19301.07 | 113.52 | 170.01 | 8.3 | 0.993 | 4087 | 73.14
PN88TF8K | Acuity Brands Lighting | Lithonia | JCBL 24000LM ACCR MVOLT GZ10 40K 70CRI XX [C6 HC6 LAH0SZU EM14 WRD and SPD] | Indoor Luminaires | High-Bay | High-Bay Luminaires for Commercial and Industrial Buildings | Premium | FALSE | [9 empty] | 42507 | Dimmable | Continuous Below 10 | No |  | 3 | 25894 | 124.73 | 207.6 | 7 | 0.995 | 4087 | 73.14
PHR494NV | Acuity Brands Lighting | Lithonia | JCBL 24000LM ACFR MVOLT GZ10 40K 70CRI XX [C6 HC6 LAH0SZU EM14 WRD and SPD] | Indoor Luminaires | High-Bay | High-Bay Luminaires for Commercial and Industrial Buildings | Premium | FALSE | [9 empty] | 42507 | Dimmable | Continuous Below 10 | No |  | 3 | 25784 | 124.2 | 207.6 | 7 | 0.995 | 4087 | 73.14
P8BGTSWP | Acuity Brands Lighting | Lithonia | JCBL 24000LM SALR MVOLT GZ10 40K 70CRI XX [C6 HC6 LAH0SZU EM14 WRD and SPD] | Indoor Luminaires | High-Bay | High-Bay Luminaires for Commercial and Industrial Buildings | Premium | FALSE | [9 empty] | 42507 | Dimmable | Continuous Below 10 | No |  | 3 | 23965 | 115.43 | 207.6 | 7 | 0.995 | 4087 | 73.14
PRU7BCM8 | Acuity Brands Lighting | Lithonia | JCBL 24000LM DALR MVOLT GZ10 40K 70CRI XX [C6 HC6 LAH0SZU EM14 WRD and SPD] | Indoor Luminaires | High-Bay | High-Bay Luminaires for Commercial and Industrial Buildings | Premium | FALSE | [9 empty] | 42507 | Dimmable | Continuous Below 10 | No |  | 3 | 23897 | 115.11 | 207.6 | 7 | 0.995 | 4087 | 73.14
P9PKBC7C | Industrial Lighting Products | Industrial Lighting Products | HB-285WLED-UNIV-30-ND-SD480 | Indoor Luminaires | High-Bay | High-Bay Aisle Luminaires | Premium | TRUE | 31030 | 102.5 | 302.6 | 17.5 | 0.984 | 3027 | 80.6 | 5 | 50000 | 42506 |  |  | No |  | 3.1 | 31030 | 102.54 | 302.6 | 17.5 | 0.984 | 3000 | 80
PFPWAFA3 | Lamar Lighting | Lamar Lighting | HBL4L40 | Indoor Luminaires | High-Bay | High-Bay Luminaires for Commercial and Industrial Buildings | Premium | TRUE | 13274.03 | 124.16 | 105.23 | 7.8 | 0.977 | 4022 | 83.5 | 5 | 90000 | 42506 |  |  | No |  | 3 | 14300 | 130 | 110 | 20 | 0.9 | 4000 | 80
PX6DRH7Y | Lamar Lighting | Lamar Lighting | HBL2L40 | Indoor Luminaires | High-Bay | High-Bay Luminaires for Commercial and Industrial Buildings | Premium | TRUE | 12990.16 | 124.15 | 105 | 7.6 | 0.977 | 3980 | 83.6 | 5 | 90000 | 42506 |  |  | No |  | 3 | 14300 | 130 | 110 | 20 | 0.9 | 4000 | 80
P7UNBNQ7 | Lamar Lighting | Lamar Lighting | HBL2H40 | Indoor Luminaires | High-Bay | High-Bay Luminaires for Commercial and Industrial Buildings | Premium | TRUE | 26036.27 | 124.76 | 209.49 | 8 | 0.976 | 4010 | 83.7 | 5 | 90000 | 42506 | Not Dimmable | Not Dimmable | No |  | 3 | 28600 | 130 | 220 | 20 | 0.9 | 4000 | 80
PA9FK4ES | Lamar Lighting | Lamar Lighting | HBL4H40 | Indoor Luminaires | High-Bay | High-Bay Luminaires for Commercial and Industrial Buildings | Premium | TRUE | 19271.71 | 124.05 | 155.98 | 5 | 0.976 | 4039 | 83.6 | 5 | 90000 | 42506 | Not Dimmable | Not Dimmable | No |  | 3 | 21450 | 130 | 165 | 20 | 0.9 | 4000 | 80
PRZ5Y694 | Lamar Lighting | Lamar Lighting | HBL2M40 | Indoor Luminaires | High-Bay | High-Bay Luminaires for Commercial and Industrial Buildings | Premium | TRUE | 19446.51 | 124.87 | 155.74 | 7.69 | 0.975 | 4006 | 83.6 | 5 | 90000 | 42506 |  |  | No |  | 3 | 21450 | 130 | 165 | 20 | 0.9 | 4000 | 80
PKEW9UTV | VOOTU Inc. | VOOTU | VT-HB-150W-1111-1601 4000K | Indoor Luminaires | High-Bay | High-Bay Luminaires for Commercial and Industrial Buildings | Standard | TRUE | 19984 | 132.03 | 151.4 | 14.29 | 0.9391 | 3978 | 73.6 | 5 | 50000 | 42506 |  |  | No |  | 3.1 | 19984 | 132.03 | 151.4 | 14.29 | 0.9391 | 4000 | 73.6
P25YQ19Z | EverLast Lighting Inc. | Everlast | EL-LED-LG-200-UH-AO-D-50-DROP | Indoor Luminaires | High-Bay | High-Bay Luminaires for Commercial and Industrial Buildings | Standard | TRUE | 17123 | 88.18 | 194.19 | 12.8 | 0.937 | 5272 | 82.2 | 10 | 60000 | 42506 |  |  | No |  | 3.1 | 17123 | 88.2 | 194.2 | 12.8 | 0.937 | 5272 | 82.2
PZ96THSX | Shenzhen Bbier Lighting Co. Ltd | BBIER | BB-GKD-150W-A-50K | Indoor Luminaires | High-Bay | High-Bay Luminaires for Commercial and Industrial Buildings | Premium | TRUE | 18522 | 123.98 | 149.4 | 17.98 | 0.935 | 5132 | 81.6 | 5 | 50000 | 42506 |  |  | No |  | 3 | 18522 | 123.98 | 149.4 | 17.98 | 0.935 | 5132 | 81.6
PZAQUVDM | EverLast Lighting Inc. | Everlast | EL-LED-LG-200-UL-AO-D-50-DROP | Indoor Luminaires | High-Bay | High-Bay Luminaires for Commercial and Industrial Buildings | Standard | TRUE | 19618 | 81.03 | 242.1 | 20 | 0.93 | 5353 | 82.4 | 10 | 60000 | 42506 |  |  | No |  | 3.1 | 19618 | 81 | 242.1 | 6.8 | 0.993 | 5353 | 82.4
PPBMBBBE | VOOTU Inc. | VOOTU | VT-HB-135W-1111-1601 4000K | Indoor Luminaires | High-Bay | High-Bay Luminaires for Commercial and Industrial Buildings | Standard | TRUE | 17290 | 128.09 | 135 | 14.61 | 0.9288 | 3959 | 73.4 | 5 | 50000 | 42506 |  |  | No |  | 3.1 | 17290 | 128.09 | 135 | 14.61 | 0.9288 | 4000 | 73.4
PMG1XZEH | Shenzhen Bbier Lighting Co. Ltd | BBIER | BB-GKD-100W-A-40K | Indoor Luminaires | High-Bay | High-Bay Luminaires for Commercial and Industrial Buildings | Premium | TRUE | 12469 | 128.56 | 96.99 | 13.24 | 0.9211 | 3928 | 70.7 | 5 | 50000 | 42506 |  |  | No |  | 3.1 | 12469 | 128.56 | 96.99 | 13.24 | 0.9211 | 4000 | 70.7
PFGZDNPA | VOOTU Inc. | VOOTU | VT-HB-180W-1111-1601 4000K | Indoor Luminaires | High-Bay | High-Bay Luminaires for Commercial and Industrial Buildings | Standard | TRUE | 23284 | 128.21 | 181.6 | 14.36 | 0.9112 | 3986 | 73.7 | 5 | 50000 | 42506 |  |  | No |  | 3.1 | 23284 | 128.21 | 181.6 | 14.36 | 0.9112 | 4000 | 73.7
P1PM4PCW | VOOTU Inc. | VOOTU | VT-HB-100W-1111-1601 4000K | Indoor Luminaires | High-Bay | High-Bay Luminaires for Commercial and Industrial Buildings | Standard | TRUE | 12783 | 126.24 | 101.3 | 14.78 | 0.9034 | 3966 | 73.5 | 5 | 50000 | 42506 |  |  | No |  | 3.1 | 12783 | 126.24 | 101.3 | 14.78 | 0.9034 | 4000 | 73.5
PU6NWGYH | VOOTU Inc. | VOOTU | VT-HB-135W-1111-1601 5700K | Indoor Luminaires | High-Bay | High-Bay Luminaires for Commercial and Industrial Buildings | Standard | FALSE | [9 empty] | 42506 |  |  | No |  | 3.1 | 17663 | 131.62 | 134.2 | 14.17 | 0.9239 | 5700 | 75.3
PV7TB3NS | VOOTU Inc. | VOOTU | VT-HB-100W-1111-1601 5700K | Indoor Luminaires | High-Bay | High-Bay Luminaires for Commercial and Industrial Buildings | Standard | FALSE | [9 empty] | 42506 |  |  | No |  | 3.1 | 13227 | 129.04 | 102.5 | 14.89 | 0.9042 | 5700 | 75.2
P61CTTVZ | VOOTU Inc. | VOOTU | VT-HB-180W-1111-1601 5700K | Indoor Luminaires | High-Bay | High-Bay Luminaires for Commercial and Industrial Buildings | Standard | FALSE | [9 empty] | 42506 |  |  | No |  | 3.1 | 23798 | 131.92 | 180.4 | 14.53 | 0.9129 | 5700 | 75.2
PN92NBR8 | VOOTU Inc. | VOOTU | VT-HB-150W-1111-1601 5700K | Indoor Luminaires | High-Bay | High-Bay Luminaires for Commercial and Industrial Buildings | Standard | FALSE | [9 empty] | 42506 |  |  | No |  | 3.1 | 20423 | 135.97 | 150.2 | 14.37 | 0.9365 | 5700 | 75.2
PBERVZHD | VOOTU Inc. | VOOTU | VT-HB-180W-1111-1601 5000K | Indoor Luminaires | High-Bay | High-Bay Luminaires for Commercial and Industrial Buildings | Standard | FALSE | [9 empty] | 42506 |  |  | No |  | 3.1 | 23541 | 130.06 | 181 | 14.36 | 0.9112 | 5000 | 73.7
PPQJN61M | VOOTU Inc. | VOOTU | VT-HB-150W-1111-1601 5000K | Indoor Luminaires | High-Bay | High-Bay Luminaires for Commercial and Industrial Buildings | Standard | FALSE | [9 empty] | 42506 |  |  | No |  | 3.1 | 20204 | 133.98 | 150.8 | 14.29 | 0.9391 | 5000 | 73.6
PA2QHK5R | VOOTU Inc. | VOOTU | VT-HB-100W-1111-1601 5000K | Indoor Luminaires | High-Bay | High-Bay Luminaires for Commercial and Industrial Buildings | Standard | FALSE | [9 empty] | 42506 |  |  | No |  | 3.1 | 13005 | 127.63 | 101.9 | 14.78 | 0.9034 | 5000 | 73.5
PCVHTFSC | VOOTU Inc. | VOOTU | VT-HB-135W-1111-1601 5000K | Indoor Luminaires | High-Bay | High-Bay Luminaires for Commercial and Industrial Buildings | Standard | FALSE | [9 empty] | 42506 |  |  | No |  | 3.1 | 17476 | 129.84 | 134.6 | 14.61 | 0.9288 | 5000 | 73.4
PBUMS1MB | Shenzhen Bbier Lighting Co. Ltd | BBIER | BB-GKD-100W-A-50K | Indoor Luminaires | High-Bay | High-Bay Luminaires for Commercial and Industrial Buildings | Premium | FALSE | [9 empty] | 42506 |  |  | No |  | 3.1 | 12469 | 128.56 | 96.99 | 13.24 | 0.9211 | 5000 | 70.7
PWUKXDYW | Lamar Lighting | Lamar Lighting | HBL2H50 | Indoor Luminaires | High-Bay | High-Bay Luminaires for Commercial and Industrial Buildings | Premium | FALSE | [9 empty] | 42506 |  |  | No |  | 3 | 29370 | 133.5 | 220 | 20 | 0.9 | 5000 | 80
PX2DKSNX | Lamar Lighting | Lamar Lighting | HBL2M50 | Indoor Luminaires | High-Bay | High-Bay Luminaires for Commercial and Industrial Buildings | Premium | FALSE | [9 empty] | 42506 |  |  | No |  | 3 | 22020 | 133.5 | 165 | 20 | 0.9 | 5000 | 80
P9CF9VK7 | Lamar Lighting | Lamar Lighting | HBL4H50 | Indoor Luminaires | High-Bay | High-Bay Luminaires for Commercial and Industrial Buildings | Premium | FALSE | [9 empty] | 42506 | Not Dimmable | Not Dimmable | No |  | 3 | 22020 | 133.5 | 165 | 20 | 0.9 | 5000 | 80
PUZNPJ8J | Lamar Lighting | Lamar Lighting | HBL4L50 | Indoor Luminaires | High-Bay | High-Bay Luminaires for Commercial and Industrial Buildings | Premium | FALSE | [9 empty] | 42506 |  |  | No |  | 3 | 14680 | 133.5 | 110 | 20 | 0.9 | 5000 | 80
PNEXWU8S | Lamar Lighting | Lamar Lighting | HBL2L50 | Indoor Luminaires | High-Bay | High-Bay Luminaires for Commercial and Industrial Buildings | Premium | FALSE | [9 empty] | 42506 |  |  | No |  | 3 | 14680 | 133.5 | 110 | 20 | 0.9 | 5000 | 80
PB538FX8 | Industrial Lighting Products | Industrial Lighting Products | HB-285WLED-UNIV-50-ND | Indoor Luminaires | High-Bay | High-Bay Aisle Luminaires | Premium | FALSE | [9 empty] | 42506 | Dimmable | Continuous Below 10 | No |  | 3 | 31710 | 109.84 | 288.7 | 17.5 | 0.984 | 5000 | 80
P2WN2PZM | Industrial Lighting Products | Industrial Lighting Products | HB-285WLED-UNIV-50-ND-SD480 | Indoor Luminaires | High-Bay | High-Bay Aisle Luminaires | Premium | FALSE | [9 empty] | 42506 | Dimmable | Continuous Below 10 | No |  | 3 | 31663 | 104.64 | 302.6 | 17.5 | 0.984 | 5000 | 80
PD5KK6CS | Industrial Lighting Products | Industrial Lighting Products | HB-285WLED-UNIV-40-ND | Indoor Luminaires | High-Bay | High-Bay Aisle Luminaires | Premium | FALSE | [9 empty] | 42506 | Dimmable | Continuous Below 10 | No |  | 3 | 31553 | 109.1 | 289.2 | 17.5 | 0.984 | 4000 | 80
PN1TSP6W | Industrial Lighting Products | Industrial Lighting Products | HB-285WLED-UNIV-40-ND-SD480 | Indoor Luminaires | High-Bay | High-Bay Aisle Luminaires | Premium | FALSE | [9 empty] | 42506 |  |  | No |  | 3 | 31451 | 103.94 | 302.6 | 17.5 | 0.984 | 4000 | 80
PECX4DE7 | Industrial Lighting Products | Industrial Lighting Products | HB-285WLED-UNIV-35-ND | Indoor Luminaires | High-Bay | High-Bay Aisle Luminaires | Premium | FALSE | [9 empty] | 42506 |  |  | No |  | 3 | 31341 | 108.37 | 289.2 | 17.5 | 0.984 | 3500 | 80
PZV64RF2 | Industrial Lighting Products | Industrial Lighting Products | HB-285WLED-UNIV-35-ND-SD480 | Indoor Luminaires | High-Bay | High-Bay Aisle Luminaires | Premium | FALSE | [9 empty] | 42506 |  |  | No |  | 3 | 31241 | 103.24 | 302.6 | 17.5 | 0.984 | 3500 | 80
PPRWQTGN | Industrial Lighting Products | Industrial Lighting Products | HB-285WLED-UNIV-30-ND | Indoor Luminaires | High-Bay | High-Bay Aisle Luminaires | Premium | FALSE | [9 empty] | 42506 |  |  | No |  | 3 | 31130 | 107.64 | 289.2 | 17.5 | 0.984 | 3000 | 80
PYGQZ5JN | EverLast Lighting Inc. | Everlast | EL-LED-LG-200-UL-AC-D-50 | Indoor Luminaires | High-Bay | High-Bay Luminaires for Commercial and Industrial Buildings | Standard | FALSE | [9 empty] | 42506 | Dimmable | Continuous Below 10 | No |  | 3.1 | 21547 | 88.96 | 242.1 | 6.8 | 0.993 | 5353 | 82.4
PEVWKZUD | EverLast Lighting Inc. | Everlast | EL-LED-LG-200-UL-AL22-D-50 | Indoor Luminaires | High-Bay | High-Bay Luminaires for Commercial and Industrial Buildings | Standard | FALSE | [9 empty] | 42506 | Dimmable | Continuous Below 10 | No |  | 3.1 | 21430 | 88.48 | 242.1 | 6.8 | 0.993 | 5353 | 82.4
P16CGV17 | EverLast Lighting Inc. | Everlast | EL-LED-LG-200-UL-AO-D-50 | Indoor Luminaires | High-Bay | High-Bay Luminaires for Commercial and Industrial Buildings | Standard | FALSE | [9 empty] | 42506 | Dimmable | Continuous Below 10 | No |  | 3.1 | 21337 | 88.1 | 242.1 | 6.8 | 0.993 | 5353 | 82.4
PCWEJ8KH | EverLast Lighting Inc. | Everlast | EL-LED-LG-200-UL-AL22-D-50-EVERFLEX | Indoor Luminaires | High-Bay | High-Bay Luminaires for Commercial and Industrial Buildings | Standard | FALSE | [9 empty] | 42506 | Dimmable | Continuous Below 10 | No |  | 3.1 | 20629 | 85.17 | 242.1 | 6.8 | 0.993 | 5353 | 82.4
PSSA8ZYG | EverLast Lighting Inc. | Everlast | EL-LED-LG-200-UL-AL22-D-50-FLAT | Indoor Luminaires | High-Bay | High-Bay Luminaires for Commercial and Industrial Buildings | Standard | FALSE | [9 empty] | 42506 | Dimmable | Continuous Below 10 | No |  | 3.1 | 20585 | 84.99 | 242.1 | 6.8 | 0.993 | 5353 | 82.4
PUG468YP | EverLast Lighting Inc. | Everlast | EL-LED-LG-200-UL-AO-D-50-EVERFLEX | Indoor Luminaires | High-Bay | High-Bay Luminaires for Commercial and Industrial Buildings | Standard | FALSE | [9 empty] | 42506 | Dimmable | Continuous Below 10 | No |  | 3.1 | 20539 | 84.8 | 242.1 | 6.8 | 0.993 | 5353 | 82.4
PB8N2FNH | EverLast Lighting Inc. | Everlast | EL-LED-LG-200-UL-AO-D-50-FLAT | Indoor Luminaires | High-Bay | High-Bay Luminaires for Commercial and Industrial Buildings | Standard | FALSE | [9 empty] | 42506 | Dimmable | Continuous Below 10 | No |  | 3.1 | 20495 | 84.62 | 242.1 | 6.8 | 0.993 | 5353 | 82.4
PTQQ1D2K | EverLast Lighting Inc. | Everlast | EL-LED-LG-200-UL-AL16-D-50 | Indoor Luminaires | High-Bay | High-Bay Luminaires for Commercial and Industrial Buildings | Standard | FALSE | [9 empty] | 42506 | Dimmable | Continuous Below 10 | No |  | 3.1 | 20365 | 84.08 | 242.1 | 6.8 | 0.993 | 5353 | 82.4
PYJZ51ME | EverLast Lighting Inc. | Everlast | EL-LED-LG-200-UL-AL22-D-50-CONICAL | Indoor Luminaires | High-Bay | High-Bay Luminaires for Commercial and Industrial Buildings | Standard | FALSE | [9 empty] | 42506 | Dimmable | Continuous Below 10 | No |  | 3.1 | 20153 | 83.21 | 242.1 | 6.8 | 0.993 | 5353 | 82.4
P6K5TE9T | EverLast Lighting Inc. | Everlast | EL-LED-LG-200-UL-AO-D-50-CONICAL | Indoor Luminaires | High-Bay | High-Bay Luminaires for Commercial and Industrial Buildings | Standard | FALSE | [9 empty] | 42506 | Dimmable | Continuous Below 10 | No |  | 3.1 | 20065 | 82.85 | 242.1 | 6.8 | 0.993 | 5353 | 82.4
PG1FXNQV | EverLast Lighting Inc. | Everlast | EL-LED-LG-200-UL-AL22-D-50-DROP | Indoor Luminaires | High-Bay | High-Bay Luminaires for Commercial and Industrial Buildings | Standard | FALSE | [9 empty] | 42506 | Dimmable | Continuous Below 10 | No |  | 3.1 | 19704 | 81.35 | 242.1 | 6.8 | 0.993 | 5353 | 82.4
PM6WVJZ8 | EverLast Lighting Inc. | Everlast | EL-LED-LG-200-UL-AC-X-50 | Indoor Luminaires | High-Bay | High-Bay Luminaires for Commercial and Industrial Buildings | Standard | FALSE | [9 empty] | 42506 | Not Dimmable | Not Dimmable | No |  | 3.1 | 19526 | 95.55 | 204.3 | 6.43 | 0.992 | 5281 | 82.3
PK9JVE45 | EverLast Lighting Inc. | Everlast | EL-LED-LG-200-UL-AL22-X-50 | Indoor Luminaires | High-Bay | High-Bay Luminaires for Commercial and Industrial Buildings | Standard | FALSE | [9 empty] | 42506 | Not Dimmable | Not Dimmable | No |  | 3.1 | 19420 | 95.04 | 204.3 | 6.43 | 0.992 | 5281 | 82.3
P68MVNFC | EverLast Lighting Inc. | Everlast | EL-LED-LG-200-UL-AO-X-50 | Indoor Luminaires | High-Bay | High-Bay Luminaires for Commercial and Industrial Buildings | Standard | FALSE | [9 empty] | 42506 | Not Dimmable | Not Dimmable | No |  | 3.1 | 19336 | 94.62 | 204.3 | 6.43 | 0.992 | 5281 | 82.3
P8RB1J6F | EverLast Lighting Inc. | Everlast | EL-LED-LG-200-UL-AL22-X-50-EVERFLEX | Indoor Luminaires | High-Bay | High-Bay Luminaires for Commercial and Industrial Buildings | Standard | FALSE | [9 empty] | 42506 | Not Dimmable | Not Dimmable | No |  | 3.1 | 18694 | 91.48 | 204.3 | 6.43 | 0.992 | 5281 | 82.3
P2Y6AY86 | EverLast Lighting Inc. | Everlast | EL-LED-LG-200-UL-AL22-X-50-FLAT | Indoor Luminaires | High-Bay | High-Bay Luminaires for Commercial and Industrial Buildings | Standard | FALSE | [9 empty] | 42506 | Not Dimmable | Not Dimmable | No |  | 3.1 | 18655 | 91.29 | 204.3 | 6.43 | 0.992 | 5281 | 82.3
PFGGD6XC | EverLast Lighting Inc. | Everlast | EL-LED-LG-200-UL-AO-X-50- EVERFLEX | Indoor Luminaires | High-Bay | High-Bay Luminaires for Commercial and Industrial Buildings | Standard | FALSE | [9 empty] | 42506 | Not Dimmable | Not Dimmable | No |  | 3.1 | 18612 | 91.08 | 204.3 | 6.43 | 0.992 | 5281 | 82.3
PMS29XK4 | EverLast Lighting Inc. | Everlast | EL-LED-LG-200-UL-AO-X-50-FLAT | Indoor Luminaires | High-Bay | High-Bay Luminaires for Commercial and Industrial Buildings | Standard | FALSE | [9 empty] | 42506 | Not Dimmable | Not Dimmable | No |  | 3.1 | 18573 | 90.89 | 204.3 | 6.43 | 0.992 | 5281 | 82.3
PRZ8Y6VZ | EverLast Lighting Inc. | Everlast | EL-LED-LG-200-UL-AL16-X-50 | Indoor Luminaires | High-Bay | High-Bay Luminaires for Commercial and Industrial Buildings | Standard | FALSE | [9 empty] | 42506 | Not Dimmable | Not Dimmable | No |  | 3.1 | 18455 | 90.31 | 204.3 | 6.43 | 0.992 | 5281 | 82.3
PFZ5PQEH | EverLast Lighting Inc. | Everlast | EL-LED-LG-200-UL-AL22-X-50-CONICAL | Indoor Luminaires | High-Bay | High-Bay Luminaires for Commercial and Industrial Buildings | Standard | FALSE | [9 empty] | 42506 | Not Dimmable | Not Dimmable | No |  | 3.1 | 18263 | 89.37 | 204.3 | 6.43 | 0.992 | 5281 | 82.3
PYSSC5UG | EverLast Lighting Inc. | Everlast | EL-LED-LG-200-UL-AO-X-50-CONICAL | Indoor Luminaires | High-Bay | High-Bay Luminaires for Commercial and Industrial Buildings | Standard | FALSE | [9 empty] | 42506 | Not Dimmable | Not Dimmable | No |  | 3.1 | 18183 | 88.98 | 204.3 | 6.43 | 0.992 | 5281 | 82.3
P83AUFDC | EverLast Lighting Inc. | Everlast | EL-LED-LG-200-UL-AL22-X-50-DROP | Indoor Luminaires | High-Bay | High-Bay Luminaires for Commercial and Industrial Buildings | Standard | FALSE | [9 empty] | 42506 | Not Dimmable | Not Dimmable | No |  | 3.1 | 17856 | 87.38 | 204.3 | 6.43 | 0.992 | 5281 | 82.3
PZHKWBT5 | EverLast Lighting Inc. | Everlast | EL-LED-LG-200-UL-AO-X-50-DROP | Indoor Luminaires | High-Bay | High-Bay Luminaires for Commercial and Industrial Buildings | Standard | FALSE | [9 empty] | 42506 | Not Dimmable | Not Dimmable | No |  | 3.1 | 17778 | 87 | 204.3 | 6.43 | 0.992 | 5281 | 82.3
PAJHS4FV | EverLast Lighting Inc. | Everlast | EL-LED-LG-200-UH-AC-D-50 | Indoor Luminaires | High-Bay | High-Bay Luminaires for Commercial and Industrial Buildings | Standard | FALSE | [9 empty] | 42506 | Dimmable | Continuous Below 10 | No |  | 3.1 | 18807 | 96.87 | 194.2 | 12.8 | 0.937 | 5272 | 82.2
P4SVQ9W5 | EverLast Lighting Inc. | Everlast | EL-LED-LG-200-UH-AL22-D-50 | Indoor Luminaires | High-Bay | High-Bay Luminaires for Commercial and Industrial Buildings | Standard | FALSE | [9 empty] | 42506 | Dimmable | Continuous Below 10 | No |  | 3.1 | 18705 | 96.35 | 194.2 | 12.8 | 0.937 | 5272 | 82.2
P3TBZW87 | EverLast Lighting Inc. | Everlast | EL-LED-LG-200-UH-AO-D-50 | Indoor Luminaires | High-Bay | High-Bay Luminaires for Commercial and Industrial Buildings | Standard | FALSE | [9 empty] | 42506 | Dimmable | Continuous Below 10 | No |  | 3.1 | 18623 | 95.93 | 194.2 | 12.8 | 0.937 | 5272 | 82.2
PE9SCJY4 | EverLast Lighting Inc. | Everlast | EL-LED-LG-200-UH-AL22-D-50-EVERFLEX | Indoor Luminaires | High-Bay | High-Bay Luminaires for Commercial and Industrial Buildings | Standard | FALSE | [9 empty] | 42506 | Dimmable | Continuous Below 10 | No |  | 3.1 | 18005 | 92.74 | 194.2 | 12.8 | 0.937 | 5272 | 82.2
PZND5RDR | EverLast Lighting Inc. | Everlast | EL-LED-LG-200-UH-AL22-D-50-FLAT | Indoor Luminaires | High-Bay | High-Bay Luminaires for Commercial and Industrial Buildings | Standard | FALSE | [9 empty] | 42506 | Dimmable | Continuous Below 10 | No |  | 3.1 | 17967 | 92.55 | 194.2 | 12.8 | 0.937 | 5272 | 82.2
PSCM17BN | EverLast Lighting Inc. | Everlast | EL-LED-LG-200-UH-AO-D-50-EVERFLEX | Indoor Luminaires | High-Bay | High-Bay Luminaires for Commercial and Industrial Buildings | Standard | FALSE | [9 empty] | 42506 | Dimmable | Continuous Below 10 | No |  | 3.1 | 17927 | 92.34 | 194.2 | 12.8 | 0.937 | 5272 | 82.2
PDSB6PZV | EverLast Lighting Inc. | Everlast | EL-LED-LG-200-UH-AO-D-50-FLAT | Indoor Luminaires | High-Bay | High-Bay Luminaires for Commercial and Industrial Buildings | Standard | FALSE | [9 empty] | 42506 | Dimmable | Continuous Below 10 | No |  | 3.1 | 17889 | 92.15 | 194.2 | 12.8 | 0.937 | 5272 | 82.2
PS8C31UF | EverLast Lighting Inc. | Everlast | EL-LED-LG-200-UH-AL16-D-50 | Indoor Luminaires | High-Bay | High-Bay Luminaires for Commercial and Industrial Buildings | Standard | FALSE | [9 empty] | 42506 | Dimmable | Continuous Below 10 | No |  | 3.1 | 17775 | 91.56 | 194.2 | 12.8 | 0.937 | 5272 | 82.2
PCRW6MSF | EverLast Lighting Inc. | Everlast | EL-LED-LG-200-UH-AL22-D-50-CONICAL | Indoor Luminaires | High-Bay | High-Bay Luminaires for Commercial and Industrial Buildings | Standard | FALSE | [9 empty] | 42506 | Dimmable | Continuous Below 10 | No |  | 3.1 | 17590 | 90.61 | 194.2 | 12.8 | 0.937 | 5272 | 82.2
P3XWSYQD | EverLast Lighting Inc. | Everlast | EL-LED-LG-200-UH-AO-D-50-CONICAL | Indoor Luminaires | High-Bay | High-Bay Luminaires for Commercial and Industrial Buildings | Standard | FALSE | [9 empty] | 42506 | Dimmable | Continuous Below 10 | No |  | 3.1 | 17513 | 90.21 | 194.2 | 12.8 | 0.937 | 5272 | 82.2
PNGHDK4G | EverLast Lighting Inc. | Everlast | EL-LED-LG-200-UH-AL22-D-50-DROP | Indoor Luminaires | High-Bay | High-Bay Luminaires for Commercial and Industrial Buildings | Standard | FALSE | [9 empty] | 42506 | Dimmable | Continuous Below 10 | No |  | 3.1 | 17198 | 88.59 | 194.2 | 12.8 | 0.937 | 5272 | 82.2
PD4HC44F | Energy Solutions International | ESI | F-14ME-EA-L8NP-50 | Indoor Luminaires | High-Bay | High-Bay Luminaires for Commercial and Industrial Buildings | Premium | TRUE | 19046 | 152 | 125.34 | 11.382 | 0.977 | 5198 | 84.06 | 5 | 100000 | 42503 |  |  | Yes |  | 3.1 | 19046 | 152 | 125.3 | 11.38 | 0.977 | 5198 | 84
P3RJ5KV7 | Cordelia Lighting Inc. | ENVIROLITE | HB2B19DMD40 | Indoor Luminaires | High-Bay | High-Bay Luminaires for Commercial and Industrial Buildings | Premium | TRUE | 18520 | 116.7 | 158.7 | 8.8 | 0.972 | 4121 | 84 | 5 | 50000 | 42503 |  |  | No |  | 3.1 | 19246.2 | 120.3 | 160 | 8.8 | 0.972 | 4000 | 80
PDVCVC8A | Infinilux Corporation | Infinilux RHMPXX30 (5000K)-AL HighBay Series | RHMPXX40 (5000K)-AL | Indoor Luminaires | High-Bay | High-Bay Luminaires for Commercial and Industrial Buildings | Standard | TRUE | 22497.06 | 101 | 222.28 | 9 | 0.97 | 4996 | 85 | 5 |  | 42503 |  |  | No |  | 3.1 | 22497 | 101 | 222.28 | 9 | 0.97 | 4996 | 85
PG52S1WY | Energy Solutions International | ESI | F-14ME-EA-L6HP-50 | Indoor Luminaires | High-Bay | High-Bay Luminaires for Commercial and Industrial Buildings | Premium | TRUE | 15850 | 147.8 | 107.21 | 13.329 | 0.97 | 5172 | 84.42 | 5 | 100000 | 42503 |  |  | Yes |  | 3.1 | 15850 | 147.8 | 107.2 | 13.3 | 0.97 | 5172 | 84.4
PXA8J79T | Cordelia Lighting Inc. | ENVIROLITE | HB4B26DMD40 | Indoor Luminaires | High-Bay | High-Bay Luminaires for Commercial and Industrial Buildings | Premium | TRUE | 25161 | 117.1 | 214.9 | 9.2 | 0.969 | 4197 | 84 | 5 | 50000 | 42503 |  |  | No |  | 3.1 | 26665.4 | 121.2 | 220 | 9.2 | 0.969 | 4000 | 80
P5Q4R5ZR | Cordelia Lighting Inc. | ENVIROLITE | HB2B13DMD40 | Indoor Luminaires | High-Bay | High-Bay Luminaires for Commercial and Industrial Buildings | Premium | TRUE | 12282 | 115.2 | 106.6 | 15.2 | 0.963 | 4092 | 84 | 5 | 50000 | 42503 |  |  | No |  | 3.1 | 13061.6 | 118.7 | 110 | 15.2 | 0.963 | 4000 | 80
PQBCH24C | Shenzhen Hipower Optoelectronic Co. Ltd | LED VISION | SPC150-HL7-DW-60 | Indoor Luminaires | High-Bay | High-Bay Luminaires for Commercial and Industrial Buildings | Standard | TRUE | 11384 | 80 | 142.3 | 10.03 | 0.9555 | 4820 | 75.2 | 5 | 50000 | 42503 |  |  | NotYetVerified |  | 3.1 | 11300 | 78 | 145 | 20 | 0.9555 | 5000 | 70
PY7BFAG7 | Cordelia Lighting Inc. | ENVIROLITE | HB2B13DMD50 | Indoor Luminaires | High-Bay | High-Bay Luminaires for Commercial and Industrial Buildings | Premium | FALSE | [9 empty] | 42503 |  |  | No |  | 3.1 | 13750 | 125 | 110 | 15.2 | 0.963 | 5000 | 80
PHMN3NAG | Cordelia Lighting Inc. | ENVIROLITE | HB4B26DMD50 | Indoor Luminaires | High-Bay | High-Bay Luminaires for Commercial and Industrial Buildings | Premium | FALSE | [9 empty] | 42503 |  |  | No |  | 3.1 | 26730 | 121.5 | 220 | 9.2 | 0.969 | 5000 | 80
PJUJM554 | Cordelia Lighting Inc. | ENVIROLITE | HB2B19DMD50 | Indoor Luminaires | High-Bay | High-Bay Luminaires for Commercial and Industrial Buildings | Premium | FALSE | [9 empty] | 42503 |  |  | No |  | 3.1 | 19280 | 120.5 | 160 | 8.8 | 0.972 | 5000 | 80
PRA48VAH | Shenzhen Hipower Optoelectronic Co. Ltd | LED VISION | SPC150-HL7-CW-60 | Indoor Luminaires | High-Bay | High-Bay Luminaires for Commercial and Industrial Buildings | Standard | FALSE | [9 empty] | 42503 |  |  | NotYetVerified |  | 3.1 | 12200 | 84 | 145 | 22 | 0.9953 | 5700 | 70
P4CQ3X48 | Shenzhen Hipower Optoelectronic Co. Ltd | LED VISION | SPC150-HL7-CW-D-60 | Indoor Luminaires | High-Bay | High-Bay Luminaires for Commercial and Industrial Buildings | Standard | FALSE | [9 empty] | 42503 |  |  | NotYetVerified |  | 3.1 | 12200 | 84 | 145 | 23 | 0.9953 | 5700 | 70
P39KJYW7 | Shenzhen Hipower Optoelectronic Co. Ltd | LED VISION | SPC150-HL7-DW-D-60 | Indoor Luminaires | High-Bay | High-Bay Luminaires for Commercial and Industrial Buildings | Standard | FALSE | [9 empty] | 42503 |  |  | NotYetVerified |  | 3.1 | 11300 | 78 | 145 | 21 | 0.9555 | 5000 | 70
PJA1P5K8 | WISDOM OPTOELECTRONICS TECHNOLOGY CO.LIMITED | WISDOM | WSD-MHB09W27-40K | Indoor Luminaires | High-Bay | High-Bay Luminaires for Commercial and Industrial Buildings | Standard | TRUE | 10590.79 | 119.387 | 88.71 | 13.18 | 0.9762 | 3880 | 84.1 | 5 | 50000 | 42502 |  |  | No |  | 3.1 | 10600 | 118 | 90 | 13 | 0.98 | 4000 | 80
PYDAFUKF | Revolution Lighting Technologies | Revolution Lighting Technologies | 121011-231 | Indoor Luminaires | High-Bay | High-Bay Luminaires for Commercial and Industrial Buildings | Standard | TRUE | 11021.2 | 118.42 | 93.07 | 12.35 | 0.971 | 4033 | 81.7 | 5 | 50000 | 42502 |  |  | No |  | 3.1 | 11021.2 | 118.42 | 93.07 | 12.35 | 0.9 | 4033 | 81.7
PZKGP8YT | Revolution Lighting Technologies | Revolution Lighting Technologies | 121031-231 | Indoor Luminaires | High-Bay | High-Bay Luminaires for Commercial and Industrial Buildings | Premium | TRUE | 11502.1 | 126.26 | 91.1 | 12.55 | 0.968 | 4010 | 82 | 5 | 50000 | 42502 |  |  | No |  | 3.1 | 11502.1 | 126.26 | 91.1 | 12.55 | 0.9958 | 4010 | 82
PV2JSH1J | WISDOM OPTOELECTRONICS TECHNOLOGY CO.LIMITED | WISDOM | WSD-MHB18W27-40K | Indoor Luminaires | High-Bay | High-Bay Luminaires for Commercial and Industrial Buildings | Standard | TRUE | 18958.19 | 105.54 | 179.63 | 12.17 | 0.9651 | 3940 | 83.8 | 5 | 50000 | 42502 |  |  | No |  | 3.1 | 19600 | 109 | 180 | 12 | 0.98 | 4000 | 80
PG1J2389 | Acuity Brands Lighting | Lithonia Lighting | CA01N-165L-EZ1-LP835-XXXXXXX-XXXXX | Indoor Luminaires | High-Bay | High-Bay Luminaires for Commercial and Industrial Buildings | Premium | TRUE | 16968.22 | 118.39 | 143.32 | 13.8 | 0.956 | 3482 | 82.6 | 5 | 50000 | 42502 |  |  | No |  | 3.1 | 16968.22 | 118.39 | 143.32 | 4.46 | 0.997 | 3500 | 80
PWZ3HR8G | Revolution Lighting Technologies | Revolution Lighting Technologies | 121012-231 | Indoor Luminaires | High-Bay | High-Bay Luminaires for Commercial and Industrial Buildings | Standard | TRUE | 17974.2 | 115.37 | 155.8 | 13.18 | 0.95 | 4026 | 81.7 | 5 | 50000 | 42502 |  |  | No |  | 3.1 | 17974.2 | 115.37 | 155.8 | 13.18 | 0.997 | 4026 | 81.7
P9GWMCM7 | Revolution Lighting Technologies | Revolution Lighting Technologies | 121014-231 | Indoor Luminaires | High-Bay | High-Bay Luminaires for Commercial and Industrial Buildings | Standard | TRUE | 25941.1 | 115.09 | 225.4 | 19.36 | 0.944 | 4051 | 82.1 | 5 | 50000 | 42502 |  |  | No |  | 3.1 | 25941.1 | 115.09 | 225.4 | 19.36 | 0.9967 | 4051 | 82.1
P5C9HVBT | Revolution Lighting Technologies | Revolution Lighting Technologies | 121032-231 | Indoor Luminaires | High-Bay | High-Bay Luminaires for Commercial and Industrial Buildings | Premium | TRUE | 18900.3 | 126.93 | 148.9 | 13.62 | 0.939 | 4010 | 82.1 | 5 | 50000 | 42502 |  |  | No |  | 3.1 | 18900.3 | 126.97 | 148.9 | 13.62 | 0.9968 | 4010 | 82.1
P9ZAWNEQ | Revolution Lighting Technologies | Revolution Lighting Technologies | 121013-231 | Indoor Luminaires | High-Bay | High-Bay Luminaires for Commercial and Industrial Buildings | Standard | TRUE | 21186.7 | 116.86 | 181.3 | 18.89 | 0.925 | 4017 | 81.8 | 5 | 50000 | 42502 |  |  | No |  | 3.1 | 21186.7 | 116.86 | 181.3 | 18.89 | 0.9954 | 4017 | 81.8
PP2Q1C5H | Revolution Lighting Technologies | Revolution Lighting Technologies | 121033-231 | Indoor Luminaires | High-Bay | High-Bay Luminaires for Commercial and Industrial Buildings | Premium | TRUE | 21981.8 | 121.18 | 181.4 | 19.64 | 0.924 | 3997 | 82 | 5 | 50000 | 42502 |  |  | No |  | 3.1 | 21981.8 | 121.18 | 181.4 | 19.64 | 0.9954 | 3997 | 82
PV4XFM6K | Revolution Lighting Technologies | Revolution Lighting Technologies | 121034-231 | Indoor Luminaires | High-Bay | High-Bay Luminaires for Commercial and Industrial Buildings | Premium | TRUE | 27440.9 | 123.72 | 221.8 | 17.87 | 0.923 | 4021 | 82.3 | 5 | 50000 | 42502 |  |  | No |  | 3.1 | 27440.9 | 123.72 | 221.8 | 17.87 | 0.994 | 4021 | 82.3
PNAW9XAV | WISDOM OPTOELECTRONICS TECHNOLOGY CO.LIMITED | WISDOM | WSD-MHB14W27-40K | Indoor Luminaires | High-Bay | High-Bay Luminaires for Commercial and Industrial Buildings | Standard | TRUE | 16179.58 | 115.958 | 139.53 | 18.36 | 0.922 | 3901 | 83.7 | 5 | 50000 | 42502 |  |  | No |  | 3.1 | 16950 | 121 | 140 | 18 | 0.98 | 4000 | 80
P8V5JJFG | Revolution Lighting Technologies | Revolution Lighting Technologies | 121014-233 | Indoor Luminaires | High-Bay | High-Bay Luminaires for Commercial and Industrial Buildings | Standard | FALSE | [9 empty] | 42502 |  |  | No |  | 3.1 | 25538.4 | 114.42 | 223.2 | 19.52 | 0.9952 | 5809 | 82.8
P433WWXS | Revolution Lighting Technologies | Revolution Lighting Technologies | 121012-233 | Indoor Luminaires | High-Bay | High-Bay Luminaires for Commercial and Industrial Buildings | Standard | FALSE | [9 empty] | 42502 |  |  | No |  | 3.1 | 18740.6 | 120.58 | 155.4 | 13.18 | 0.997 | 5753 | 82.3
P2RFZJ91 | Revolution Lighting Technologies | Revolution Lighting Technologies | 121011-233 | Indoor Luminaires | High-Bay | High-Bay Luminaires for Commercial and Industrial Buildings | Standard | FALSE | [9 empty] | 42502 |  |  | No |  | 3.1 | 11506.8 | 123.72 | 93.01 | 12.34 | 0.9 | 5744 | 82.3
PVQFS1KJ | Revolution Lighting Technologies | Revolution Lighting Technologies | 121032-233 | Indoor Luminaires | High-Bay | High-Bay Luminaires for Commercial and Industrial Buildings | Premium | FALSE | [9 empty] | 42502 |  |  | No |  | 3.1 | 19883.8 | 133.25 | 149.2 | 13.61 | 0.9968 | 5714 | 82.4
PX4A67ZD | Revolution Lighting Technologies | Revolution Lighting Technologies | 121013-233 | Indoor Luminaires | High-Bay | High-Bay Luminaires for Commercial and Industrial Buildings | Standard | FALSE | [9 empty] | 42502 |  |  | No |  | 3.1 | 21668.9 | 120.12 | 180.4 | 18.88 | 0.9954 | 5696 | 81.9
PU3Q9UM3 | Revolution Lighting Technologies | Revolution Lighting Technologies | 121034-233 | Indoor Luminaires | High-Bay | High-Bay Luminaires for Commercial and Industrial Buildings | Premium | FALSE | [9 empty] | 42502 |  |  | No |  | 3.1 | 27562.2 | 124.21 | 221.9 | 17.86 | 0.9945 | 5683 | 82.5
PJP9UEEC | Revolution Lighting Technologies | Revolution Lighting Technologies | 121031-233 | Indoor Luminaires | High-Bay | High-Bay Luminaires for Commercial and Industrial Buildings | Premium | FALSE | [9 empty] | 42502 |  |  | No |  | 3.1 | 11956 | 130.8 | 91.4 | 12.52 | 0.9958 | 5683 | 82.4
PN9WH7CR | Revolution Lighting Technologies | Revolution Lighting Technologies | 121033-233 | Indoor Luminaires | High-Bay | High-Bay Luminaires for Commercial and Industrial Buildings | Premium | FALSE | [9 empty] | 42502 |  |  | No |  | 3.1 | 22617.7 | 124.89 | 181.1 | 19.65 | 0.995 | 5609 | 82
PPWD6MH5 | Revolution Lighting Technologies | Revolution Lighting Technologies | 121033-232 | Indoor Luminaires | High-Bay | High-Bay Luminaires for Commercial and Industrial Buildings | Premium | FALSE | [9 empty] | 42502 |  |  | No |  | 3.1 | 23057.9 | 126.48 | 182.3 | 19.64 | 0.9953 | 5000 | 82
PVFW3WEW | Revolution Lighting Technologies | Revolution Lighting Technologies | 121014-232 | Indoor Luminaires | High-Bay | High-Bay Luminaires for Commercial and Industrial Buildings | Standard | FALSE | [9 empty] | 42502 |  |  | No |  | 3.1 | 26241.4 | 115.96 | 226.3 | 19.32 | 0.9966 | 5000 | 82
P5PXAXXP | Revolution Lighting Technologies | Revolution Lighting Technologies | 121034-232 | Indoor Luminaires | High-Bay | High-Bay Luminaires for Commercial and Industrial Buildings | Premium | FALSE | [9 empty] | 42502 |  |  | No |  | 3.1 | 28150 | 126.74 | 222.1 | 17.87 | 0.9941 | 5000 | 82
PCFFE4YC | Revolution Lighting Technologies | Revolution Lighting Technologies | 121032-232 | Indoor Luminaires | High-Bay | High-Bay Luminaires for Commercial and Industrial Buildings | Premium | FALSE | [9 empty] | 42502 |  |  | No |  | 3.1 | 19590.7 | 132.53 | 147.8 | 13.62 | 0.9968 | 5000 | 82
PFV7UV18 | Revolution Lighting Technologies | Revolution Lighting Technologies | 121012-232 | Indoor Luminaires | High-Bay | High-Bay Luminaires for Commercial and Industrial Buildings | Standard | FALSE | [9 empty] | 42502 |  |  | No |  | 3.1 | 18020.8 | 114.41 | 157.5 | 13.22 | 0.997 | 5000 | 82
PQUXUFCD | Revolution Lighting Technologies | Revolution Lighting Technologies | 121031-232 | Indoor Luminaires | High-Bay | High-Bay Luminaires for Commercial and Industrial Buildings | Premium | FALSE | [9 empty] | 42502 |  |  | No |  | 3.1 | 11950.3 | 130.89 | 91.3 | 12.67 | 0.9958 | 5000 | 82
P7PZUPYE | Revolution Lighting Technologies | Revolution Lighting Technologies | 121011-232 | Indoor Luminaires | High-Bay | High-Bay Luminaires for Commercial and Industrial Buildings | Standard | FALSE | [9 empty] | 42502 |  |  | No |  | 3.1 | 11243.2 | 120.08 | 93.63 | 12.18 | 0.9 | 5000 | 82
PWG8TTV2 | Revolution Lighting Technologies | Revolution Lighting Technologies | 121013-232 | Indoor Luminaires | High-Bay | High-Bay Luminaires for Commercial and Industrial Buildings | Standard | FALSE | [9 empty] | 42502 |  |  | No |  | 3.1 | 21407.5 | 117.95 | 181.5 | 18.9 | 0.995 | 5000 | 81.8
P46MDQWX | WISDOM OPTOELECTRONICS TECHNOLOGY CO.LIMITED | WISDOM | WSD-MHB14W27-50K | Indoor Luminaires | High-Bay | High-Bay Luminaires for Commercial and Industrial Buildings | Standard | FALSE | [9 empty] | 42502 |  |  | No |  | 3.1 | 16950 | 121 | 140 | 18 | 0.98 | 5000 | 80
PU2YE59T | WISDOM OPTOELECTRONICS TECHNOLOGY CO.LIMITED | WISDOM | WSD-MHB09W27-50K | Indoor Luminaires | High-Bay | High-Bay Luminaires for Commercial and Industrial Buildings | Standard | FALSE | [9 empty] | 42502 |  |  | No |  | 3.1 | 10600 | 118 | 90 | 13 | 0.98 | 5000 | 80
PY8HW7EW | WISDOM OPTOELECTRONICS TECHNOLOGY CO.LIMITED | WISDOM | WSD-MHB18W27-50K | Indoor Luminaires | High-Bay | High-Bay Luminaires for Commercial and Industrial Buildings | Standard | FALSE | [9 empty] | 42502 |  |  | No |  | 3.1 | 19600 | 109 | 180 | 12 | 0.98 | 5000 | 80
PYDWK3T2 | De-Power Lighting & Electric Equipment Co.Ltd | DE-Power | GKL032-135N-60 | Indoor Luminaires | High-Bay | High-Bay Luminaires for Commercial and Industrial Buildings | Standard | FALSE | [9 empty] | 42502 | Not Dimmable | Not Dimmable | No |  | 3 | 15246 | 107.67 | 141.6 | 10.73 | 0.9746 | 5700 | 83.9
PTK4TT22 | De-Power Lighting & Electric Equipment Co.Ltd | DE-Power | GKL032-135N-50 | Indoor Luminaires | High-Bay | High-Bay Luminaires for Commercial and Industrial Buildings | Standard | FALSE | [9 empty] | 42502 | Not Dimmable | Not Dimmable | No |  | 3 | 14375 | 102.46 | 140.3 | 10.85 | 0.9649 | 5000 | 83.1
PDRV1K75 | De-Power Lighting & Electric Equipment Co.Ltd | DE-Power | GKL032-135N-40 | Indoor Luminaires | High-Bay | High-Bay Luminaires for Commercial and Industrial Buildings | Standard | FALSE | [9 empty] | 42502 | Not Dimmable | Not Dimmable | No |  | 3 | 14375 | 102.46 | 140.3 | 10.85 | 0.9649 | 4000 | 83.1
P5NBQ1VZ | De-Power Lighting & Electric Equipment Co.Ltd | DE-Power | GKL032-135N-30 | Indoor Luminaires | High-Bay | High-Bay Luminaires for Commercial and Industrial Buildings | Standard | FALSE | [9 empty] | 42502 | Not Dimmable | Not Dimmable | No |  | 3 | 14375 | 102.46 | 140.3 | 10.85 | 0.9649 | 3000 | 83.1
PQH543S3 | Beyond Signs Inc. dba Beyond LED Technology | Beyond led technology | 106500-2 | Indoor Luminaires | High-Bay | High-Bay Luminaires for Commercial and Industrial Buildings | Standard | TRUE | 13310 | 85.05 | 156.49 | 10.6 | 0.941 | 3827 | 81 | 5 | 50000 | 42501 |  |  | NotYetVerified |  | 3 | 13500 | 85 | 160 | 20 | 0.9 | 4000 | 75
PXTN8HMQ | Beyond Signs Inc. dba Beyond LED Technology | Beyond led technology | 106518-2 | Indoor Luminaires | High-Bay | High-Bay Luminaires for Commercial and Industrial Buildings | Standard | TRUE | 21179 | 84.55 | 250.49 | 17.34 | 0.94 | 3796 | 81 | 5 | 50000 | 42501 |  |  | NotYetVerified |  | 3 | 21500 |  | 250 | 20 | 0.9 | 4000 | 75
P5YY4Q52 | Beyond Signs Inc. dba Beyond LED Technology | Beyond led technology | 106492-2 | Indoor Luminaires | High-Bay | High-Bay Luminaires for Commercial and Industrial Buildings | Standard | TRUE | 10441 | 87.46 | 119.38 | 12.8 | 0.94 | 3826 | 81 | 5 | 50000 | 42501 |  |  | NotYetVerified |  | 3 | 10500 |  | 120 | 20 | 0.9 | 4000 | 75
P3SV6G7P | Lumecon LLC | Lumecon | LHB-140-AL-X-1-NW-X-[JPHCHC0]-[X03]-[X515PL515PL615PL715P]-[XOC1OC2] | Indoor Luminaires | High-Bay | High-Bay Luminaires for Commercial and Industrial Buildings | Premium | TRUE | 15078.25 | 108.52 | 138.95 | 8.76 | 0.9308 | 4052 | 82.42 | 10 | 50000 | 42501 |  |  | Yes |  | 3.1 | 15270 | 109.89 | 138.95 | 8.76 | 0.9308 | 4052 | 82.42
PS68MECV | Lumecon LLC | Lumecon | LHB-140-AL-PC-1-NW-X-[JPHCHC0]-[X03]-[X515PL515PL615PL715P]-[XOC1OC2] | Indoor Luminaires | High-Bay | High-Bay Luminaires for Commercial and Industrial Buildings | Standard | TRUE | 13525.79 | 100.27 | 134.9 | 11.55 | 0.9262 | 4024 | 82.85 | 10 | 50000 | 42501 |  |  | Yes |  | 3.1 | 13800 | 102.29 | 134.9 | 11.55 | 0.9262 | 4024 | 82.85
P5ZNUMFA | Horizon LED Energy Solutions Inc. | Horizon LED Energy Solutions Inc. | LED-HB-UFO240/4000-MV | Indoor Luminaires | High-Bay | High-Bay Luminaires for Commercial and Industrial Buildings | Premium | TRUE | 27477 | 120.72 | 227.6 | 14.21 | 0.9189 | 3893 | 71.4 | 5 | 50000 | 42501 |  |  | No |  | 3.1 | 27477 | 120.72 | 227.6 | 14.21 | 0.9189 | 4000 | 71.4
PVS94JB3 | Lumecon LLC | Lumecon | LHB-140-AC-X-1-NW-X-[JPHCHC0]-[X03]-[X515PL515PL615PL715P]-[XOC1OC2] | Indoor Luminaires | High-Bay | High-Bay Luminaires for Commercial and Industrial Buildings | Premium | FALSE | [9 empty] | 42501 |  |  | Yes |  | 3.1 | 16380 | 121.91 | 134.36 | 11.58 | 0.9261 | 4028 | 83.26
PNSG7S7C | Lumecon LLC | Lumecon | LHB-140-AC-G-1-NW-X-[JPHCHC0]-[X03]-[X515PL515PL615PL715P]-[XOC1OC2] | Indoor Luminaires | High-Bay | High-Bay Luminaires for Commercial and Industrial Buildings | Premium | FALSE | [9 empty] | 42501 |  |  | Yes |  | 3.1 | 15439 | 114.91 | 134.36 | 11.58 | 0.9261 | 4028 | 83.26
PM5EZWBK | Lumecon LLC | Lumecon | LHB-140-AC-PD-1-NW-X-[JPHCHC0]-[X03]-[X515PL515PL615PL715P]-[XOC1OC2] | Indoor Luminaires | High-Bay | High-Bay Luminaires for Commercial and Industrial Buildings | Premium | FALSE | [9 empty] | 42501 |  |  | Yes |  | 3.1 | 15439 | 114.91 | 134.36 | 11.58 | 0.9261 | 4028 | 83.26
PC9W8Z62 | Lumecon LLC | Lumecon | LHB-140-AC-PC-1-NW-X-[JPHCHC0]-[X03]-[X515PL515PL615PL715P]-[XOC1OC2] | Indoor Luminaires | High-Bay | High-Bay Luminaires for Commercial and Industrial Buildings | Premium | FALSE | [9 empty] | 42501 |  |  | Yes |  | 3.1 | 15439 | 114.91 | 134.36 | 11.58 | 0.9261 | 4028 | 83.26
PVFYU8EZ | Lumecon LLC | Lumecon | LHB-140-AL-G-1-NW-X-[JPHCHC0]-[X03]-[X515PL515PL615PL715P]-[XOC1OC2] | Indoor Luminaires | High-Bay | High-Bay Luminaires for Commercial and Industrial Buildings | Standard | FALSE | [9 empty] | 42501 |  |  | Yes |  | 3.1 | 13800 | 102.29 | 134.9 | 11.55 | 0.9262 | 4024 | 82.85
PQAGZ3N7 | Beyond Signs Inc. dba Beyond LED Technology | Beyond led technology | 106526 | Indoor Luminaires | High-Bay | High-Bay Luminaires for Commercial and Industrial Buildings | Standard | FALSE | [9 empty] | 42501 | Not Dimmable | Not Dimmable | NotYetVerified | Pointing straight down only | 3 | 25500 | 85 | 300 | 20 | 0.9 | 5700 | 75
PR49XN8B | Beyond Signs Inc. dba Beyond LED Technology | Beyond led technology | 106518 | Indoor Luminaires | High-Bay | High-Bay Luminaires for Commercial and Industrial Buildings | Standard | FALSE | [9 empty] | 42501 | Not Dimmable | Not Dimmable | NotYetVerified |  | 3 | 21500 | 86 | 250 | 20 | 0.9 | 5700 | 75
P6E62H62 | Beyond Signs Inc. dba Beyond LED Technology | Beyond led technology | 106500 | Indoor Luminaires | High-Bay | High-Bay Luminaires for Commercial and Industrial Buildings | Standard | FALSE | [9 empty] | 42501 | Not Dimmable | Not Dimmable | NotYetVerified |  | 3 | 13500 | 85 | 160 | 20 | 0.9 | 5700 | 75
P3ZZEFGF | Beyond Signs Inc. dba Beyond LED Technology | Beyond led technology | 106492 | Indoor Luminaires | High-Bay | High-Bay Luminaires for Commercial and Industrial Buildings | Standard | FALSE | [9 empty] | 42501 | Not Dimmable | Not Dimmable | NotYetVerified |  | 3 | 10500 | 87.5 | 120 | 20 | 0.9 | 5700 | 75
PU4P8MP2 | Beyond Signs Inc. dba Beyond LED Technology | Beyond led technology | 106526-1 | Indoor Luminaires | High-Bay | High-Bay Luminaires for Commercial and Industrial Buildings | Standard | FALSE | [9 empty] | 42501 | Not Dimmable | Not Dimmable | NotYetVerified | Pointing straight down only | 3 | 25500 | 85 | 300 | 20 | 0.9 | 5000 | 75
P79VFS7Q | Beyond Signs Inc. dba Beyond LED Technology | Beyond led technology | 106518-1 | Indoor Luminaires | High-Bay | High-Bay Luminaires for Commercial and Industrial Buildings | Standard | FALSE | [9 empty] | 42501 | Not Dimmable | Not Dimmable | NotYetVerified |  | 3 | 21500 | 86 | 250 | 20 | 0.9 | 5000 | 75
P1RYYUHB | Beyond Signs Inc. dba Beyond LED Technology | Beyond led technology | 106500-1 | Indoor Luminaires | High-Bay | High-Bay Luminaires for Commercial and Industrial Buildings | Standard | FALSE | [9 empty] | 42501 | Not Dimmable | Not Dimmable | NotYetVerified |  | 3 | 13500 | 85 | 160 | 20 | 0.9 | 5000 | 75
P26Y5HBQ | Beyond Signs Inc. dba Beyond LED Technology | Beyond led technology | 106492-1 | Indoor Luminaires | High-Bay | High-Bay Luminaires for Commercial and Industrial Buildings | Standard | FALSE | [9 empty] | 42501 | Not Dimmable | Not Dimmable | NotYetVerified |  | 3 | 10500 | 87.5 | 120 | 20 | 0.9 | 5000 | 75
PN343QMJ | Horizon LED Energy Solutions Inc. | Horizon LED Energy Solutions Inc. | LED-HB-UFO200/5000-MV | Indoor Luminaires | High-Bay | High-Bay Luminaires for Commercial and Industrial Buildings | Premium | FALSE | [9 empty] | 42501 | Not Dimmable | Not Dimmable | No |  | 3.1 | 24247.09 | 127.54 | 190.1 | 13.61 | 0.9153 | 5000 | 71.4
P2FV2F4J | CBM Electronics Lighting Inc. | AWC | HB67/PB8-30WLED-C830 | Indoor Luminaires | High-Bay | High-Bay Luminaires for Commercial and Industrial Buildings | Standard | TRUE | 15990 | 107.5 | 148.72 | 14.701 | 0.9751 | 3120 | 82.51 | 5 |  | 42500 |  |  | NotYetVerified |  | 3 | 16000 | 107 | 149 | 20 | 0.9 | 3000 | 82
PYJAPX4H | CBM Electronics Lighting Inc. | AWC | AWCD/PB4-30WLED-C830 | Indoor Luminaires | High-Bay | Low-Bay Luminaires for Commercial and Industrial Buildings | Standard | TRUE | 7529 | 101.3 | 74.34 | 14.581 | 0.975 | 3124 | 82.62 | 5 |  | 42500 |  |  | NotYetVerified |  | 3 | 7500 | 101 | 73 | 20 | 0.9 | 3000 | 83
PUTJDERK | CBM Electronics Lighting Inc. | AWC | HB67/UB8-40WLED-C830 | Indoor Luminaires | High-Bay | High-Bay Luminaires for Commercial and Industrial Buildings | Standard | TRUE | 18227 | 101.5 | 179.43 | 12.086 | 0.967 | 3066 | 83.3 | 5 |  | 42500 |  |  | NotYetVerified |  | 3 | 18200 | 101 | 180 | 20 | 0.9 | 3000 | 82
P2M6JANT | CBM Electronics Lighting Inc. | AWC | AWCDN/UB4-40WLED-C830 | Indoor Luminaires | High-Bay | Low-Bay Luminaires for Commercial and Industrial Buildings | Standard | TRUE | 6619 | 86.3 | 76.67 | 9.502 | 0.9667 | 3088 | 83.72 | 5 |  | 42500 |  |  | NotYetVerified |  | 3 | 6619 | 86.3 | 76.67 | 6.5148 | 0.9969 | 3000 | 83.72
PCHQDDH9 | Litetronics International | LITETRONICS | HB125[B W]140DL | Indoor Luminaires | High-Bay | High-Bay Luminaires for Commercial and Industrial Buildings | Standard | TRUE | 14654 | 115.8 | 126.5 | 15.55 | 0.928 | 4088 | 81.4 | 7 | 79000 | 42500 |  |  | Yes |  | 3.1 | 15164 | 119.3 | 127.1 | 7.71 | 0.994 | 4088 | 81.4
PD7ZWGCQ | Litetronics International | LITETRONICS | HB220[B W]140DL | Indoor Luminaires | High-Bay | High-Bay Luminaires for Commercial and Industrial Buildings | Standard | TRUE | 24363 | 111.8 | 217.9 | 19.76 | 0.927 | 4130 | 82.2 | 7 | 79000 | 42500 |  |  | Yes |  | 3.1 | 24971 | 113.9 | 219.2 | 7.22 | 0.994 | 4130 | 82.2
PXWGEQ17 | Litetronics International | LITETRONICS | HB220[B W]150DL | Indoor Luminaires | High-Bay | High-Bay Luminaires for Commercial and Industrial Buildings | Standard | TRUE | 25500 | 114.6 | 222.6 | 20.45 | 0.926 | 5226 | 82.7 | 7 | 79000 | 42500 |  |  | Yes |  | 3.1 | 26349 | 118.3 | 222.8 | 6.31 | 0.995 | 5226 | 82.7
PDJS5BZ6 | Litetronics International | LITETRONICS | HB125[B W]150DL | Indoor Luminaires | High-Bay | High-Bay Luminaires for Commercial and Industrial Buildings | Standard | TRUE | 15309 | 119.4 | 128.2 | 15.64 | 0.926 | 5188 | 82.8 | 7 | 79000 | 42500 |  |  | Yes |  | 3.1 | 15860 | 123.1 | 128.8 | 7.89 | 0.994 | 5188 | 82.8
PGC8B6SV | CBM Electronics Lighting Inc. | AWC | AWCD/UB4-40WLED-C840 | Indoor Luminaires | High-Bay | Low-Bay Luminaires for Commercial and Industrial Buildings | Standard | TRUE | 8110 | 96.79 | 83.792 | 19.261 | 0.9167 | 4110 | 82.76 | 5 | 50000 | 42500 |  |  | NotYetVerified |  | 3 | 8100 | 95 | 84 | 20 | 0.9 | 4000 | 82
PJA1P2UX | CBM Electronics Lighting Inc. | AWC | AWCL/UB4-40WLED-C840 | Indoor Luminaires | High-Bay | Low-Bay Luminaires for Commercial and Industrial Buildings | Standard | TRUE | 8710 | 103.82 | 83.892 | 19.26 | 0.9167 | 4091 | 82.51 | 5 | 50000 | 42500 |  |  | NotYetVerified |  | 3 | 8700 | 103 | 84 | 20 | 0.9 | 4000 | 82
PYPVEJ9J | Xiamen Holly Lite Co. Ltd. | Holly Lite | HB3-X-320-25XX-NON | Indoor Luminaires | High-Bay | High-Bay Luminaires for Commercial and Industrial Buildings | Standard | TRUE | 33475.79 | 104.156 | 321.4 | 14.73 | 0.9126 | 5222 | 74.7 | 5 | 50000 | 42500 |  |  | No |  | 3.1 | 33475.79 | 104.156 | 321.4 | 14.37 | 0.997 | 5222 | 74.7
PTAR66CM | CBM Electronics Lighting Inc. | AWC | AWCD/PB2-30WLED-C840 | Indoor Luminaires | High-Bay | Low-Bay Luminaires for Commercial and Industrial Buildings | Standard | TRUE | 7355 | 91.8 | 80.089 | 18.286 | 0.9091 | 4026 | 83.4 | 5 | 50000 | 42500 |  |  | NotYetVerified |  | 3 | 7355 | 91.8 | 80 | 20 | 0.9 | 4000 | 83.4
PCB9CBDE | Litetronics International | LITETRONICS | HB185[B W]150DL | Indoor Luminaires | High-Bay | High-Bay Luminaires for Commercial and Industrial Buildings | Standard | TRUE | 21796 | 118.7 | 183.6 | 19.34 | 0.906 | 5191 | 82.7 | 7 | 79000 | 42500 |  |  | Yes |  | 3.1 | 22559 | 122.7 | 183.9 | 7.56 | 0.992 | 5191 | 82.7
PZYFKJY4 | Litetronics International | LITETRONICS | HB185[B W]140DL | Indoor Luminaires | High-Bay | High-Bay Luminaires for Commercial and Industrial Buildings | Standard | TRUE | 21638 | 114.7 | 188.6 | 21.56 | 0.897 | 4098 | 82.2 | 7 | 79000 | 42500 |  |  | Yes |  | 3.1 | 22443 | 119.2 | 188.3 | 7.15 | 0.994 | 4098 | 82.2
PMTX31H1 | Xiamen Holly Lite Co. Ltd. | Holly Lite | HB3-X-320-25XX-STP | Indoor Luminaires | High-Bay | High-Bay Luminaires for Commercial and Industrial Buildings | Standard | FALSE | [9 empty] | 42500 |  |  | Yes |  | 3.1 | 33475.79 | 104.156 | 321.4 | 14.37 | 0.997 | 5222 | 74.7
PTNYBRFT | Xiamen Holly Lite Co. Ltd. | Holly Lite | HB3-X-320-25XX-CTN | Indoor Luminaires | High-Bay | High-Bay Luminaires for Commercial and Industrial Buildings | Standard | FALSE | [9 empty] | 42500 |  |  | Yes |  | 3.1 | 33475.79 | 104.156 | 321.4 | 14.37 | 0.997 | 5222 | 74.7
PBV75EUV | Litetronics International | LITETRONICS | HB185[B W]450DL | Indoor Luminaires | High-Bay | High-Bay Luminaires for Commercial and Industrial Buildings | Standard | FALSE | [9 empty] | 42500 |  |  | Yes |  | 3.1 | 23999 | 129.6 | 185.2 | 7.71 | 0.993 | 5169 | 84.7
PXP3BYBX | Litetronics International | LITETRONICS | HB220[B W]450DL | Indoor Luminaires | High-Bay | High-Bay Luminaires for Commercial and Industrial Buildings | Standard | FALSE | [9 empty] | 42500 |  |  | Yes |  | 3.1 | 27418 | 125.1 | 219.2 | 7.06 | 0.994 | 5165 | 84.8
PNTFMW9R | Litetronics International | LITETRONICS | HB125[BW]450DL | Indoor Luminaires | High-Bay | High-Bay Luminaires for Commercial and Industrial Buildings | Standard | FALSE | [9 empty] | 42500 |  |  | Yes |  | 3.1 | 16435 | 128 | 128.4 | 7.78 | 0.994 | 5002 | 83.8
PDHPZ38W | Litetronics International | LITETRONICS | HB220[B W]440DL | Indoor Luminaires | High-Bay | High-Bay Luminaires for Commercial and Industrial Buildings | Standard | FALSE | [9 empty] | 42500 |  |  | Yes |  | 3.1 | 28197 | 130.2 | 216.6 | 7.23 | 0.994 | 4100 | 82.7
PURYG4VX | Litetronics International | LITETRONICS | HB185[B W]440DL | Indoor Luminaires | High-Bay | High-Bay Luminaires for Commercial and Industrial Buildings | Standard | FALSE | [9 empty] | 42500 |  |  | Yes |  | 3.1 | 25147 | 134 | 187.6 | 7.6 | 0.992 | 4085 | 82.7
P4SBQ418 | Litetronics International | LITETRONICS | HB125[B W]440DL | Indoor Luminaires | High-Bay | High-Bay Luminaires for Commercial and Industrial Buildings | Standard | FALSE | [9 empty] | 42500 |  |  | Yes |  | 3.1 | 17533 | 138.1 | 127 | 7.64 | 0.994 | 4007 | 82
PYUZYJFZ | CBM Electronics Lighting Inc. | AWC | AWCDN/UB4-40WLED-C850 | Indoor Luminaires | High-Bay | Low-Bay Luminaires for Commercial and Industrial Buildings | Standard | FALSE | [9 empty] | 42500 | Not Yet Verified | Not Yet Verified | NotYetVerified |  | 3 | 7163 | 92.5 | 77.468 | 6.47 | 0.997 | 5000 | 84.4
P9ZSDTZ3 | CBM Electronics Lighting Inc. | AWC | AWCD/PB4-30WLED-C850 | Indoor Luminaires | High-Bay | Low-Bay Luminaires for Commercial and Industrial Buildings | Standard | FALSE | [9 empty] | 42500 | Not Yet Verified | Not Yet Verified | NotYetVerified |  | 3 | 7800 | 106 | 73 | 20 | 0.9 | 5000 | 83
PN3UF8AD | CBM Electronics Lighting Inc. | AWC | HB67/UB8-40WLED-C850 | Indoor Luminaires | High-Bay | High-Bay Luminaires for Commercial and Industrial Buildings | Standard | FALSE | [9 empty] | 42500 | Not Yet Verified | Not Yet Verified | NotYetVerified |  | 3 | 21000 | 116 | 180 | 20 | 0.9 | 5000 | 82
PMA4UE3G | CBM Electronics Lighting Inc. | AWC | HB67/PB8-30WLED-C850 | Indoor Luminaires | High-Bay | High-Bay Luminaires for Commercial and Industrial Buildings | Standard | FALSE | [9 empty] | 42500 | Not Yet Verified | Not Yet Verified | NotYetVerified |  | 3 | 16750 | 113 | 149 | 20 | 0.9 | 5000 | 82
PS11URK2 | CBM Electronics Lighting Inc. | AWC | AWCL/PB2-30WLED-C840 | Indoor Luminaires | High-Bay | Low-Bay Luminaires for Commercial and Industrial Buildings | Standard | FALSE | [9 empty] | 42500 | Not Yet Verified | Not Yet Verified | NotYetVerified |  | 3 | 7894 | 80.135 | 98.5 | 20 | 0.9 | 4040 | 83.5
P6K68TAH | CBM Electronics Lighting Inc. | AWC | AWCD/PB4-30WLED-C840 | Indoor Luminaires | High-Bay | Low-Bay Luminaires for Commercial and Industrial Buildings | Standard | FALSE | [9 empty] | 42500 | Not Yet Verified | Not Yet Verified | NotYetVerified |  | 3 | 7700 | 105 | 73 | 20 | 0.9 | 4000 | 83
PNHY5ZB7 | CBM Electronics Lighting Inc. | AWC | HB67/UB8-40WLED-C840 | Indoor Luminaires | High-Bay | High-Bay Luminaires for Commercial and Industrial Buildings | Standard | FALSE | [9 empty] | 42500 | Not Yet Verified | Not Yet Verified | NotYetVerified |  | 3 | 20000 | 111 | 180 | 20 | 0.9 | 4000 | 82
P3HQUMZM | CBM Electronics Lighting Inc. | AWC | HB67/PB8-30WLED-C840 | Indoor Luminaires | High-Bay | High-Bay Luminaires for Commercial and Industrial Buildings | Standard | FALSE | [9 empty] | 42500 | Not Yet Verified | Not Yet Verified | NotYetVerified |  | 3 | 16500 | 111 | 149 | 20 | 0.9 | 4000 | 82
PCMYVN12 | CBM Electronics Lighting Inc. | AWC | AWCDN/UB4-40WLED-C840 | Indoor Luminaires | High-Bay | Low-Bay Luminaires for Commercial and Industrial Buildings | Standard | FALSE | [9 empty] | 42500 | Not Yet Verified | Not Yet Verified | NotYetVerified |  | 3 | 7000 | 90 | 77 | 20 | 0.9 | 4000 | 82
PC8QZGF7 | CBM Electronics Lighting Inc. | AWC | AWCD/PB4-30WLED-C835 | Indoor Luminaires | High-Bay | Low-Bay Luminaires for Commercial and Industrial Buildings | Standard | FALSE | [9 empty] | 42500 | Not Yet Verified | Not Yet Verified | NotYetVerified |  | 3 | 7600 | 103 | 73 | 20 | 0.9 | 3500 | 83
PXTRF3QC | CBM Electronics Lighting Inc. | AWC | HB67/UB8-40WLED-C835 | Indoor Luminaires | High-Bay | High-Bay Luminaires for Commercial and Industrial Buildings | Standard | FALSE | [9 empty] | 42500 | Not Yet Verified | Not Yet Verified | NotYetVerified |  | 3 | 19100 | 106 | 180 | 20 | 0.9 | 3500 | 82
PPNFS66Q | CBM Electronics Lighting Inc. | AWC | HB67/PB8-30WLED-C835 | Indoor Luminaires | High-Bay | High-Bay Luminaires for Commercial and Industrial Buildings | Standard | FALSE | [9 empty] | 42500 | Not Yet Verified | Not Yet Verified | NotYetVerified |  | 3 | 16250 | 109 | 149 | 20 | 0.9 | 3500 | 82
P47XJXMG | CBM Electronics Lighting Inc. | AWC | AWCDN/UB4-40WLED-C835 | Indoor Luminaires | High-Bay | Low-Bay Luminaires for Commercial and Industrial Buildings | Standard | FALSE | [9 empty] | 42500 | Not Yet Verified | Not Yet Verified | NotYetVerified |  | 3 | 6800 | 88 | 77 | 20 | 0.9 | 3500 | 82
PW411RSN | Core Products Canada Ltd. | CORE | HB2-1504-2 | Indoor Luminaires | High-Bay | High-Bay Luminaires for Commercial and Industrial Buildings | Standard | TRUE | 18832.02 | 126.33 | 149.07 | 7.87 | 0.9999 | 3946 | 81.7 | 10 | 50000 | 42499 |  |  | No |  | 3.1 | 18986 | 127 | 150 | 8 | 0.94 | 4000 | 80
PU5Q28DC | Core Products Canada Ltd. | CORE | HB2-1004-2 | Indoor Luminaires | High-Bay | High-Bay Luminaires for Commercial and Industrial Buildings | Standard | TRUE | 12003.19 | 122.228 | 98.203 | 12.96 | 0.9981 | 3945 | 81.6 | 10 | 50000 | 42499 |  |  | No |  | 3.1 | 12509 | 125 | 100 | 13 | 0.94 | 4000 | 80
PH5SQEMP | Core Products Canada Ltd. | CORE | HB2-2004-2 | Indoor Luminaires | High-Bay | High-Bay Luminaires for Commercial and Industrial Buildings | Standard | TRUE | 23707.83 | 120.706 | 196.41 | 9.12 | 0.9967 | 3946 | 81.6 | 10 | 50000 | 42499 |  |  | No |  | 3.1 | 24936 | 125 | 200 | 9 | 0.96 | 4000 | 80
P23NEQBE | SLP Lighting | Citadel 4s | CT4s-LED-SMM-4-CC-UNVLT-L-840-347V | Indoor Luminaires | High-Bay | Low-Bay Luminaires for Commercial and Industrial Buildings | Standard | TRUE | 9968 | 121.2 | 82.242 | 10.181 | 0.9823 | 4131 | 85.81 | 5 | 50000 | 42499 |  |  | No |  | 3.1 | 9968 | 121.2 | 77.464 | 10.47 | 0.9802 | 4131 | 85.81
PBAZDVFB | Linmore LED Labs | Linmore LED | LL-HPH-50K-4-144W [All Options Except DF TF UL] | Indoor Luminaires | High-Bay | High-Bay Luminaires for Commercial and Industrial Buildings | Premium | TRUE | 19932.66 | 130 | 153.48 | 14 | 0.98 | 5102 | 82 | 10 | 100000 | 42499 |  |  | No | Updated on 10/10/2016 | 3.1 | 19932.66 | 130 | 153.48 | 4 | 1 | 5102 | 82
PXWTXSF7 | Linmore LED Labs | Linmore LED | LL-HPH-50K-2-72W [All Options Except DF TF UL] | Indoor Luminaires | High-Bay | High-Bay Luminaires for Commercial and Industrial Buildings | Premium | TRUE | 10037.58 | 131 | 76.5 | 14 | 0.98 | 5102 | 82 | 10 | 100000 | 42499 |  |  | No |  | 3.1 | 10037.58 | 131 | 76.5 | 3 | 1 | 5102 | 82
PAJA2H72 | Axis LED Group | Patriot Products | ALG-HB-160W XDZ 4000K | Indoor Luminaires | High-Bay | High-Bay Luminaires for Commercial and Industrial Buildings | Standard | TRUE | 18520 | 116.7 | 158.7 | 8.8 | 0.972 | 4121 | 84.25 | 5 | 50000 | 42499 |  |  | No |  | 3.1 | 18520 | 116.7 | 158.7 | 20 | 0.9 | 4000 | 84
PU2F46FU | Axis LED Group | Patriot Products | ALG-HB-320W XDZ 4000K | Indoor Luminaires | High-Bay | High-Bay Luminaires for Commercial and Industrial Buildings | Standard | TRUE | 37301 | 116.8 | 319.2 | 8.6 | 0.971 | 4189 | 84 | 5 | 50000 | 42499 |  |  | No |  | 3.1 | 37301 | 116.8 | 319.2 | 20 | 0.9 | 4000 | 84
PPHJK55S | Axis LED Group | Patriot Products | ALG-HB-220W XDZ 4000K | Indoor Luminaires | High-Bay | High-Bay Luminaires for Commercial and Industrial Buildings | Standard | TRUE | 25161 | 117.1 | 214.9 | 9.2 | 0.969 | 4197 | 84 | 5 | 50000 | 42499 |  |  | No |  | 3.1 | 25161 | 117.1 | 214.9 | 20 | 0.9 | 4000 | 84
PTYEGQ7T | SLP Lighting | Citadel 4s | CT4s-LED-SMM-4-CC-UNVLT-L-840-U (120V) | Indoor Luminaires | High-Bay | Low-Bay Luminaires for Commercial and Industrial Buildings | Standard | TRUE | 10920 | 121.4 | 89.94 | 12.263 | 0.9671 | 4140 | 85.79 | 5 | 50000 | 42499 |  |  | No |  | 3.1 | 10920 | 121.4 | 89.94 | 5.78 | 0.9976 | 4140 | 85.79
P6FAP1B7 | Core Products Canada Ltd. | CORE | HB2-2404-2 | Indoor Luminaires | High-Bay | High-Bay Luminaires for Commercial and Industrial Buildings | Standard | TRUE | 29337.57 | 121.295 | 241.87 | 12.36 | 0.963 | 3942 | 81.7 | 10 | 50000 | 42499 |  |  | No |  | 3.1 | 30124 | 126 | 240 | 12 | 0.97 | 4000 | 80
P9RBEJVC | Axis LED Group | Patriot Products | ALG-HB-110W XDZ 4000K | Indoor Luminaires | High-Bay | High-Bay Luminaires for Commercial and Industrial Buildings | Standard | TRUE | 12282 | 115.2 | 106.6 | 15.2 | 0.963 | 4092 | 84 | 5 | 50000 | 42499 |  |  | No |  | 3.1 | 12282 | 115.2 | 106.6 | 20 | 0.9 | 4000 | 84
PUTMB25D | S LITE CO. LTD. | S LITE | DL712AED-E-00-00(3000K) | Indoor Luminaires | High-Bay | High-Bay Luminaires for Commercial and Industrial Buildings | Standard | TRUE | 14138 | 116.94 | 120.9 | 12.35 | 0.9055 | 3029 | 73.6 | 5 | 50000 | 42499 |  |  | No |  | 3.1 | 14138 | 116.94 | 120.9 | 12.45 | 0.9055 | 3000 | 73.6
P9PX2YH4 | S LITE CO. LTD. | S LITE | DL712AED-F-00-00(3000K) | Indoor Luminaires | High-Bay | High-Bay Luminaires for Commercial and Industrial Buildings | Standard | TRUE | 14278 | 119.08 | 119.9 | 12.59 | 0.9051 | 3051 | 73.5 | 5 | 50000 | 42499 |  |  | No |  | 3.1 | 14278 | 119.08 | 119.9 | 12.59 | 0.9051 | 3000 | 73.5
PPHU2FZ1 | S LITE CO. LTD. | S LITE | DL712AED-F-16AL-00(3000K) | Indoor Luminaires | High-Bay | High-Bay Luminaires for Commercial and Industrial Buildings | Standard | TRUE | 13415 | 110.59 | 121.3 | 12.73 | 0.905 | 3060 | 72.3 | 5 | 50000 | 42499 |  |  | No |  | 3.1 | 13415 | 110.59 | 121.3 | 12.73 | 0.905 | 3000 | 72.3
P2H9TAW7 | S LITE CO. LTD. | S LITE | DL712AED-F-16PC-A(3000K) | Indoor Luminaires | High-Bay | High-Bay Luminaires for Commercial and Industrial Buildings | Standard | TRUE | 12734 | 107.01 | 119 | 12.12 | 0.9037 | 3042 | 74.3 | 5 | 50000 | 42499 |  |  | No |  | 3.1 | 12734 | 107.01 | 119 | 12.12 | 0.9037 | 3000 | 74.3
P1RYTZDU | S LITE CO. LTD. | S LITE | DL712AED-F-16PC-00(3000K) | Indoor Luminaires | High-Bay | High-Bay Luminaires for Commercial and Industrial Buildings | Standard | TRUE | 13946 | 117.29 | 118.9 | 12.46 | 0.9014 | 3050 | 73.6 | 5 | 50000 | 42499 |  |  | No |  | 3.1 | 13946 | 117.29 | 118.9 | 12.46 | 0.9014 | 3000 | 73.6
P4ST8VQD | Core Products Canada Ltd. | CORE | HB2-1005-2 | Indoor Luminaires | High-Bay | High-Bay Luminaires for Commercial and Industrial Buildings | Standard | FALSE | [9 empty] | 42499 |  |  | No |  | 3.1 | 12509 | 125 | 100 | 13 | 0.94 | 5000 | 80
PF75JVWY | Core Products Canada Ltd. | CORE | HB2-2405-2 | Indoor Luminaires | High-Bay | High-Bay Luminaires for Commercial and Industrial Buildings | Standard | FALSE | [9 empty] | 42499 |  |  | No |  | 3.1 | 30124 | 126 | 240 | 12 | 0.97 | 5000 | 80
P26WARQA | Core Products Canada Ltd. | CORE | HB2-2005-2 | Indoor Luminaires | High-Bay | High-Bay Luminaires for Commercial and Industrial Buildings | Standard | FALSE | [9 empty] | 42499 |  |  | No |  | 3.1 | 24936 | 125 | 200 | 9 | 0.96 | 5000 | 80
PBGAEAZQ | Core Products Canada Ltd. | CORE | HB2-1505-2 | Indoor Luminaires | High-Bay | High-Bay Luminaires for Commercial and Industrial Buildings | Standard | FALSE | [9 empty] | 42499 |  |  | No |  | 3.1 | 18986 | 127 | 150 | 8 | 0.94 | 5000 | 80
PZGMKMPB | S LITE CO. LTD. | S LITE | DL712AED-F-16PC-A(5000K) | Indoor Luminaires | High-Bay | High-Bay Luminaires for Commercial and Industrial Buildings | Standard | FALSE | [9 empty] | 42499 | Dimmable | Continuous Above 10 | No |  | 3.1 | 13160 | 110.4 | 119.2 | 12.49 | 0.9052 | 5000 | 75.5
PV4T6A6Z | S LITE CO. LTD. | S LITE | DL712AED-F-16PC-00(5000K) | Indoor Luminaires | High-Bay | High-Bay Luminaires for Commercial and Industrial Buildings | Standard | FALSE | [9 empty] | 42499 | Dimmable | Continuous Above 10 | No |  | 3.1 | 14400 | 120.51 | 119.5 | 12.85 | 0.9043 | 5000 | 75.4
P62V4BN9 | S LITE CO. LTD. | S LITE | DL712AED-F-00-00(5000K) | Indoor Luminaires | High-Bay | High-Bay Luminaires for Commercial and Industrial Buildings | Standard | FALSE | [9 empty] | 42499 | Dimmable | Continuous Above 10 | No |  | 3.1 | 14753 | 123.35 | 119.6 | 12.81 | 0.9026 | 5000 | 75.3
PFGS4J4U | S LITE CO. LTD. | S LITE | DL712AED-F-16AL-00(5000K) | Indoor Luminaires | High-Bay | High-Bay Luminaires for Commercial and Industrial Buildings | Standard | FALSE | [9 empty] | 42499 | Dimmable | Continuous Above 10 | No |  | 3.1 | 13864 | 115.92 | 119.6 | 12.4 | 0.9033 | 5000 | 75.3
PHKJTSK6 | S LITE CO. LTD. | S LITE | DL712AED-E-00-00(5000K) | Indoor Luminaires | High-Bay | High-Bay Luminaires for Commercial and Industrial Buildings | Standard | FALSE | [9 empty] | 42499 | Dimmable | Continuous Above 10 | No |  | 3.1 | 14611 | 121.45 | 120.3 | 12.57 | 0.9037 | 5000 | 75.2
PYP34XH9 | S LITE CO. LTD. | S LITE | DL712AED-F-16PC-A(4500K) | Indoor Luminaires | High-Bay | High-Bay Luminaires for Commercial and Industrial Buildings | Standard | FALSE | [9 empty] | 42499 | Dimmable | Continuous Above 10 | No |  | 3.1 | 13054 | 109.6 | 119.1 | 12.12 | 0.9037 | 4500 | 74.3
PEUFWFWV | S LITE CO. LTD. | S LITE | DL712AED-F-16PC-00(4500K) | Indoor Luminaires | High-Bay | High-Bay Luminaires for Commercial and Industrial Buildings | Standard | FALSE | [9 empty] | 42499 | Dimmable | Continuous Above 10 | No |  | 3.1 | 14287 | 119.85 | 119.2 | 12.46 | 0.9014 | 4500 | 73.6
PA2TS1HZ | S LITE CO. LTD. | S LITE | DL712AED-E-00-00(4500K) | Indoor Luminaires | High-Bay | High-Bay Luminaires for Commercial and Industrial Buildings | Standard | FALSE | [9 empty] | 42499 | Dimmable | Continuous Above 10 | No |  | 3.1 | 14493 | 120.17 | 120.6 | 12.45 | 0.9055 | 4500 | 73.6
PKAN763Y | S LITE CO. LTD. | S LITE | DL712AED-F-00-00(4500K) | Indoor Luminaires | High-Bay | High-Bay Luminaires for Commercial and Industrial Buildings | Standard | FALSE | [9 empty] | 42499 | Dimmable | Continuous Above 10 | No |  | 3.1 | 14634 | 122.21 | 119.8 | 12.59 | 0.9051 | 4500 | 73.5
PGKCGY7U | S LITE CO. LTD. | S LITE | DL712AED-F-16AL-00(4500K) | Indoor Luminaires | High-Bay | High-Bay Luminaires for Commercial and Industrial Buildings | Standard | FALSE | [9 empty] | 42499 | Dimmable | Continuous Above 10 | No |  | 3.1 | 13752 | 114.17 | 120.5 | 12.73 | 0.905 | 4500 | 72.3
PERP8QYA | S LITE CO. LTD. | S LITE | DL712AED-F-16PC-A(4000K) | Indoor Luminaires | High-Bay | High-Bay Luminaires for Commercial and Industrial Buildings | Standard | FALSE | [9 empty] | 42499 | Dimmable | Continuous Above 10 | No |  | 3.1 | 12947 | 108.71 | 119.1 | 12.12 | 0.9037 | 4000 | 74.3
P3475VXA | S LITE CO. LTD. | S LITE | DL712AED-F-16PC-00(4000K) | Indoor Luminaires | High-Bay | High-Bay Luminaires for Commercial and Industrial Buildings | Standard | FALSE | [9 empty] | 42499 | Dimmable | Continuous Above 10 | No |  | 3.1 | 14173 | 118.9 | 119.2 | 12.46 | 0.9014 | 4000 | 73.6
P4QAWWSE | S LITE CO. LTD. | S LITE | DL712AED-E-00-00(4000K) | Indoor Luminaires | High-Bay | High-Bay Luminaires for Commercial and Industrial Buildings | Standard | FALSE | [9 empty] | 42499 | Dimmable | Continuous Above 10 | No |  | 3.1 | 14375 | 119.19 | 120.6 | 12.45 | 0.9055 | 4000 | 73.6
PT1SJ2SN | S LITE CO. LTD. | S LITE | DL712AED-F-00-00(4000K) | Indoor Luminaires | High-Bay | High-Bay Luminaires for Commercial and Industrial Buildings | Standard | FALSE | [9 empty] | 42499 | Dimmable | Continuous Above 10 | No |  | 3.1 | 14516 | 121.22 | 119.8 | 12.59 | 0.9051 | 4000 | 73.5
PRBQNREB | S LITE CO. LTD. | S LITE | DL712AED-F-16AL-00(4000K) | Indoor Luminaires | High-Bay | High-Bay Luminaires for Commercial and Industrial Buildings | Standard | FALSE | [9 empty] | 42499 | Dimmable | Continuous Above 10 | No |  | 3.1 | 13640 | 113.24 | 120.5 | 12.73 | 0.905 | 4000 | 72.3
PT7US9KR | S LITE CO. LTD. | S LITE | DL712AED-F-16PC-A(3500K) | Indoor Luminaires | High-Bay | High-Bay Luminaires for Commercial and Industrial Buildings | Standard | FALSE | [9 empty] | 42499 | Dimmable | Continuous Above 10 | No |  | 3.1 | 12841 | 107.81 | 119.1 | 12.12 | 0.9037 | 3500 | 74.3
P5KXNP5E | S LITE CO. LTD. | S LITE | DL712AED-F-16PC-00(3500K) | Indoor Luminaires | High-Bay | High-Bay Luminaires for Commercial and Industrial Buildings | Standard | FALSE | [9 empty] | 42499 | Dimmable | Continuous Above 10 | No |  | 3.1 | 14060 | 117.95 | 119.2 | 12.46 | 0.9014 | 3500 | 73.6
PHPFAK7S | S LITE CO. LTD. | S LITE | DL712AED-E-00-00(3500K) | Indoor Luminaires | High-Bay | High-Bay Luminaires for Commercial and Industrial Buildings | Standard | FALSE | [9 empty] | 42499 | Dimmable | Continuous Above 10 | No |  | 3.1 | 14256 | 118.21 | 120.6 | 12.45 | 0.9055 | 3500 | 73.6
PN7C27YY | S LITE CO. LTD. | S LITE | DL712AED-F-00-00(3500K) | Indoor Luminaires | High-Bay | High-Bay Luminaires for Commercial and Industrial Buildings | Standard | FALSE | [9 empty] | 42499 | Dimmable | Continuous Above 10 | No |  | 3.1 | 14397 | 120.22 | 119.8 | 12.59 | 0.9051 | 3500 | 73.5
PBV1ASXM | S LITE CO. LTD. | S LITE | DL712AED-F-16AL-00(3500K) | Indoor Luminaires | High-Bay | High-Bay Luminaires for Commercial and Industrial Buildings | Standard | FALSE | [9 empty] | 42499 | Dimmable | Continuous Above 10 | No |  | 3.1 | 13527 | 112.31 | 120.5 | 12.73 | 0.905 | 3500 | 72.3
PHGG42YR | Linmore LED Labs | Linmore LED | LL-HPH-50K-3-108W [All Options Except DF TF UL] | Indoor Luminaires | High-Bay | High-Bay Luminaires for Commercial and Industrial Buildings | Premium | FALSE | [9 empty] | 42499 | Dimmable | Continuous Above 10 | No |  | 3.1 | 14479.28 | 130 | 111 | 4 | 1 | 5102 | 82
PRVT3F6P | Linmore LED Labs | Linmore LED | LL-HPH-50K-3-88W [All Options Except DF TF UL] | Indoor Luminaires | High-Bay | High-Bay Luminaires for Commercial and Industrial Buildings | Premium | FALSE | [9 empty] | 42499 | Dimmable | Continuous Above 10 | No |  | 3.1 | 12758.09 | 134 | 95.14 | 4 | 1 | 5102 | 82
PTQ8JWBZ | Axis LED Group | Patriot Products | ALG-HB-320W XNZ 5500K | Indoor Luminaires | High-Bay | High-Bay Luminaires for Commercial and Industrial Buildings | Standard | FALSE | [9 empty] | 42499 | Not Dimmable | Not Dimmable | No |  | 3.1 | 37301 | 116.8 | 319.2 | 20 | 0.9 | 5500 | 84
P7YBUTX9 | Axis LED Group | Patriot Products | ALG-HB-220W XNZ 5500K | Indoor Luminaires | High-Bay | High-Bay Luminaires for Commercial and Industrial Buildings | Standard | FALSE | [9 empty] | 42499 | Not Dimmable | Not Dimmable | No |  | 3.1 | 25161 | 117.1 | 214.9 | 20 | 0.9 | 5500 | 84
PWPW625E | Axis LED Group | Patriot Products | ALG-HB-160W XNZ 5500K | Indoor Luminaires | High-Bay | High-Bay Luminaires for Commercial and Industrial Buildings | Standard | FALSE | [9 empty] | 42499 | Not Dimmable | Not Dimmable | No |  | 3.1 | 18520 | 116.7 | 158.7 | 20 | 0.9 | 5500 | 84
PTY3V2KA | Axis LED Group | Patriot Products | ALG-HB-110W XNZ 5500K | Indoor Luminaires | High-Bay | High-Bay Luminaires for Commercial and Industrial Buildings | Standard | FALSE | [9 empty] | 42499 | Not Dimmable | Not Dimmable | No |  | 3.1 | 12282 | 115.2 | 106.6 | 20 | 0.9 | 5500 | 84
PKQEHDEZ | Axis LED Group | Patriot Products | ALG-HB-320W XDZ 5500K | Indoor Luminaires | High-Bay | High-Bay Luminaires for Commercial and Industrial Buildings | Standard | FALSE | [9 empty] | 42499 | Dimmable | Continuous Below 10 | No |  | 3.1 | 37301 | 116.8 | 319.2 | 20 | 0.9 | 5500 | 84
PR5KZGUF | Axis LED Group | Patriot Products | ALG-HB-220W XDZ 5500K | Indoor Luminaires | High-Bay | High-Bay Luminaires for Commercial and Industrial Buildings | Standard | FALSE | [9 empty] | 42499 | Dimmable | Continuous Below 10 | No |  | 3.1 | 25161 | 117.1 | 214.9 | 20 | 0.9 | 5500 | 84
PQHM6492 | Axis LED Group | Patriot Products | ALG-HB-160W XDZ 5500K | Indoor Luminaires | High-Bay | High-Bay Luminaires for Commercial and Industrial Buildings | Standard | FALSE | [9 empty] | 42499 | Dimmable | Continuous Below 10 | No |  | 3.1 | 18520 | 116.7 | 158.7 | 20 | 0.9 | 5500 | 84
PPJ5E1US | Axis LED Group | Patriot Products | ALG-HB-110W XDZ 5500K | Indoor Luminaires | High-Bay | High-Bay Luminaires for Commercial and Industrial Buildings | Standard | FALSE | [9 empty] | 42499 | Dimmable | Continuous Below 10 | No |  | 3.1 | 12282 | 115.2 | 106.6 | 20 | 0.9 | 5500 | 84
PHB2R1HZ | Axis LED Group | Patriot Products | ALG-HB-320W XNZ 5000K | Indoor Luminaires | High-Bay | High-Bay Luminaires for Commercial and Industrial Buildings | Standard | FALSE | [9 empty] | 42499 | Not Dimmable | Not Dimmable | No |  | 3.1 | 37301 | 116.8 | 319.2 | 20 | 0.9 | 5000 | 84
PEJA86NW | Axis LED Group | Patriot Products | ALG-HB-220W XNZ 5000K | Indoor Luminaires | High-Bay | High-Bay Luminaires for Commercial and Industrial Buildings | Standard | FALSE | [9 empty] | 42499 | Not Dimmable | Not Dimmable | No |  | 3.1 | 25161 | 117.1 | 214.9 | 20 | 0.9 | 5000 | 84
PESDB2B7 | Axis LED Group | Patriot Products | ALG-HB-160W XNZ 5000K | Indoor Luminaires | High-Bay | High-Bay Luminaires for Commercial and Industrial Buildings | Standard | FALSE | [9 empty] | 42499 | Not Dimmable | Not Dimmable | No |  | 3.1 | 18520 | 116.7 | 158.7 | 20 | 0.9 | 5000 | 84
PVZJDE11 | Axis LED Group | Patriot Products | ALG-HB-110W XDZ 5000K | Indoor Luminaires | High-Bay | High-Bay Luminaires for Commercial and Industrial Buildings | Standard | FALSE | [9 empty] | 42499 | Not Dimmable | Not Dimmable | No |  | 3.1 | 12282 | 115.2 | 106.6 | 20 | 0.9 | 5000 | 84
PGQ92C71 | Axis LED Group | Patriot Products | ALG-HB-320W XDZ 5000K | Indoor Luminaires | High-Bay | High-Bay Luminaires for Commercial and Industrial Buildings | Standard | FALSE | [9 empty] | 42499 | Dimmable | Continuous Below 10 | No |  | 3.1 | 37301 | 116.8 | 319.2 | 20 | 0.9 | 5000 | 84
P6783VJB | Axis LED Group | Patriot Products | ALG-HB-220W XDZ 5000K | Indoor Luminaires | High-Bay | High-Bay Luminaires for Commercial and Industrial Buildings | Standard | FALSE | [9 empty] | 42499 | Dimmable | Continuous Below 10 | No |  | 3.1 | 25161 | 117.1 | 214.9 | 20 | 0.9 | 5000 | 84
PCUQH7YC | Axis LED Group | Patriot Products | ALG-HB-160W XDZ 5000K | Indoor Luminaires | High-Bay | High-Bay Luminaires for Commercial and Industrial Buildings | Standard | FALSE | [9 empty] | 42499 | Dimmable | Continuous Below 10 | No |  | 3.1 | 18520 | 116.7 | 158.7 | 20 | 0.9 | 5000 | 84
PXKXZATW | Axis LED Group | Patriot Products | ALG-HB-10W XNZ 5000K | Indoor Luminaires | High-Bay | High-Bay Luminaires for Commercial and Industrial Buildings | Standard | FALSE | [9 empty] | 42499 | Dimmable | Continuous Below 10 | No |  | 3.1 | 12282 | 115.2 | 106.6 | 20 | 0.9 | 5000 | 84
PH7JCWBS | Axis LED Group | Patriot Products | ALG-HB-320W XNZ 4500K | Indoor Luminaires | High-Bay | High-Bay Luminaires for Commercial and Industrial Buildings | Standard | FALSE | [9 empty] | 42499 | Not Dimmable | Not Dimmable | No |  | 3.1 | 37301 | 116.8 | 319.2 | 20 | 0.9 | 4500 | 84
PX4MVT1F | Axis LED Group | Patriot Products | ALG-HB-220W XNZ 4500K | Indoor Luminaires | High-Bay | High-Bay Luminaires for Commercial and Industrial Buildings | Standard | FALSE | [9 empty] | 42499 | Not Dimmable | Not Dimmable | No |  | 3.1 | 25161 | 117.1 | 214.9 | 20 | 0.9 | 4500 | 84
PKFY9Q6J | Axis LED Group | Patriot Products | ALG-HB-160W XNZ 4500K | Indoor Luminaires | High-Bay | High-Bay Luminaires for Commercial and Industrial Buildings | Standard | FALSE | [9 empty] | 42499 | Not Dimmable | Not Dimmable | No |  | 3.1 | 18520 | 116.7 | 158.7 | 20 | 0.9 | 4500 | 84
P4Y7N9QD | Axis LED Group | Patriot Products | ALG-HB-110W XNZ 4500K | Indoor Luminaires | High-Bay | High-Bay Luminaires for Commercial and Industrial Buildings | Standard | FALSE | [9 empty] | 42499 | Not Dimmable | Not Dimmable | No |  | 3.1 | 12282 | 115.2 | 106.6 | 20 | 0.9 | 4500 | 84
P7M6WJED | Axis LED Group | Patriot Products | ALG-HB-320W XDZ 4500K | Indoor Luminaires | High-Bay | High-Bay Luminaires for Commercial and Industrial Buildings | Standard | FALSE | [9 empty] | 42499 | Dimmable | Continuous Below 10 | No |  | 3.1 | 37301 | 116.8 | 319.2 | 20 | 0.9 | 4500 | 84
PACV9DKY | Axis LED Group | Patriot Products | ALG-HB-220W XDZ 4500K | Indoor Luminaires | High-Bay | High-Bay Luminaires for Commercial and Industrial Buildings | Standard | FALSE | [9 empty] | 42499 | Dimmable | Continuous Below 10 | No |  | 3.1 | 25161 | 117.1 | 214.9 | 20 | 0.9 | 4500 | 84
PVCV8HRU | Axis LED Group | Patriot Products | ALG-HB-160W XDZ 4500K | Indoor Luminaires | High-Bay | High-Bay Luminaires for Commercial and Industrial Buildings | Standard | FALSE | [9 empty] | 42499 | Dimmable | Continuous Below 10 | No |  | 3.1 | 18520 | 116.7 | 158.7 | 20 | 0.9 | 4500 | 84
PFMPV8RE | Axis LED Group | Patriot Products | ALG-HB-110W XDZ 4500K | Indoor Luminaires | High-Bay | High-Bay Luminaires for Commercial and Industrial Buildings | Standard | FALSE | [9 empty] | 42499 | Dimmable | Continuous Below 10 | No |  | 3.1 | 12282 | 115.2 | 106.6 | 20 | 0.9 | 4500 | 84
P4EVTHE9 | Axis LED Group | Patriot Products | ALG-HB-320W XNZ 4000K | Indoor Luminaires | High-Bay | High-Bay Luminaires for Commercial and Industrial Buildings | Standard | FALSE | [9 empty] | 42499 | Not Dimmable | Not Dimmable | No |  | 3.1 | 37301 | 116.8 | 319.2 | 20 | 0.9 | 4000 | 84
PPYSEA9K | Axis LED Group | Patriot Products | ALG-HB-220W XNZ 4000K | Indoor Luminaires | High-Bay | High-Bay Luminaires for Commercial and Industrial Buildings | Standard | FALSE | [9 empty] | 42499 | Not Dimmable | Not Dimmable | No |  | 3.1 | 25161 | 117.1 | 214.9 | 20 | 0.9 | 4000 | 84
P263T7B6 | Axis LED Group | Patriot Products | ALG-HB-160W XNZ 4000K | Indoor Luminaires | High-Bay | High-Bay Luminaires for Commercial and Industrial Buildings | Standard | FALSE | [9 empty] | 42499 | Not Dimmable | Not Dimmable | No |  | 3.1 | 18520 | 116.7 | 158.7 | 20 | 0.9 | 4000 | 84
P9Q3ETNF | Axis LED Group | Patriot Products | ALG-HB-110W XNZ 4000K | Indoor Luminaires | High-Bay | High-Bay Luminaires for Commercial and Industrial Buildings | Standard | FALSE | [9 empty] | 42499 | Not Dimmable | Not Dimmable | No |  | 3.1 | 12282 | 115.2 | 106.6 | 20 | 0.9 | 4000 | 84
PCTVYT2B | Mule Lighting Inc. | LEDalux | LX-TS-100 | Indoor Luminaires | High-Bay | High-Bay Luminaires for Commercial and Industrial Buildings | Premium | TRUE | 11086.39 | 113.8 | 97.42 | 10.79 | 0.969 | 5339 | 87.7 | 5 | 50000 | 42496 |  |  | No |  | 3.1 | 11000 | 110 | 100 | 15 | 0.95 | 5700 | 80
PNCB84E4 | Mule Lighting Inc. | LEDalux | LX-TS-160 | Indoor Luminaires | High-Bay | High-Bay Luminaires for Commercial and Industrial Buildings | Premium | TRUE | 17945.76 | 117.88 | 152.24 | 10.92 | 0.945 | 5327 | 86.8 | 5 | 50000 | 42496 |  |  | No |  | 3.1 | 17600 | 110 | 160 | 15 | 0.95 | 5700 | 80
PAW8C3QY | Mule Lighting Inc. | LEDalux | LX-TS-240 | Indoor Luminaires | High-Bay | High-Bay Luminaires for Commercial and Industrial Buildings | Premium | TRUE | 26013.6 | 111.92 | 232.44 | 14.74 | 0.939 | 5399 | 87 | 5 | 50000 | 42496 |  |  | No |  | 3.1 | 26400 | 110 | 240 | 15 | 0.95 | 5700 | 80
PU7J76R2 | Cordelia Lighting Inc. | ENVIROLITE | HBC100L120D30 | Indoor Luminaires | High-Bay | High-Bay Luminaires for Commercial and Industrial Buildings | Standard | TRUE | 10709 | 108.2 | 98.93 | 17.22 | 0.9324 | 3098 | 83.3 | 5 | 50000 | 42496 |  |  | No |  | 3 | 10709 | 108.24 | 98.93 | 17.22 | 0.9324 | 3000 | 83.3
PKZEY7JD | Cordelia Lighting Inc. | ENVIROLITE | HBC100L060D30 | Indoor Luminaires | High-Bay | High-Bay Luminaires for Commercial and Industrial Buildings | Standard | TRUE | 9820.5 | 101.1 | 97.13 | 17.24 | 0.932 | 3125 | 84.6 | 5 | 50000 | 42496 |  |  | No |  | 3 | 9820.5 | 101.1 | 97.13 | 17.24 | 0.932 | 3000 | 84.6
PKB56W42 | Krut Systems LLC | KRUT LED | KL200HB4K-H03 | Indoor Luminaires | High-Bay | High-Bay Luminaires for Commercial and Industrial Buildings | Standard | TRUE | 20390 | 98.79 | 206.4 | 14.85 | 0.9196 | 3983 | 83.7 | 5 | 50000 | 42496 |  |  | No |  | 3 | 20390 | 98.79 | 206.4 | 14.85 | 0.9196 | 3983 | 83.7
PYSUF2V2 | Krut Systems LLC | KRUT LED | KL150HB4K-H03 | Indoor Luminaires | High-Bay | High-Bay Luminaires for Commercial and Industrial Buildings | Standard | TRUE | 15094 | 99.7 | 151.4 | 16.59 | 0.913 | 3994 | 83.7 | 5 | 50000 | 42496 |  |  | No |  | 3 | 15094 | 99.7 | 151.4 | 16.59 | 0.913 | 3994 | 83.7
PA27V3PH | Cordelia Lighting Inc. | ENVIROLITE | HBC100L060D60 | Indoor Luminaires | High-Bay | High-Bay Luminaires for Commercial and Industrial Buildings | Standard | FALSE | [9 empty] | 42496 |  |  | No |  | 3 | 10311 | 105.33 | 97.89 | 17.06 | 0.9317 | 5700 | 83.8
P9AMEPTJ | Cordelia Lighting Inc. | ENVIROLITE | HBC100L120D60 | Indoor Luminaires | High-Bay | High-Bay Luminaires for Commercial and Industrial Buildings | Standard | FALSE | [9 empty] | 42496 |  |  | No |  | 3 | 11235 | 113.18 | 99.27 | 17.03 | 0.9329 | 5700 | 83.8
PRVUGYVG | Cordelia Lighting Inc. | ENVIROLITE | HBC100L060D | Indoor Luminaires | High-Bay | High-Bay Luminaires for Commercial and Industrial Buildings | Standard | FALSE | [9 empty] | 42496 |  |  | No |  | 3 | 9820.5 | 101.1 | 97.13 | 17.24 | 0.932 | 5000 | 84.6
PKSPQAXD | Cordelia Lighting Inc. | ENVIROLITE | HBC100L120D | Indoor Luminaires | High-Bay | High-Bay Luminaires for Commercial and Industrial Buildings | Standard | FALSE | [9 empty] | 42496 |  |  | No |  | 3 | 10709 | 108.24 | 98.93 | 17.22 | 0.9324 | 5000 | 83.3
P5UVFX6X | Cordelia Lighting Inc. | ENVIROLITE | HBC100L060D40 | Indoor Luminaires | High-Bay | High-Bay Luminaires for Commercial and Industrial Buildings | Standard | FALSE | [9 empty] | 42496 |  |  | No |  | 3 | 9820.5 | 101.1 | 97.13 | 17.24 | 0.932 | 4000 | 84.6
P1C93N84 | Cordelia Lighting Inc. | ENVIROLITE | HBC100L120D40 | Indoor Luminaires | High-Bay | High-Bay Luminaires for Commercial and Industrial Buildings | Standard | FALSE | [9 empty] | 42496 |  |  | No |  | 3 | 10709 | 108.24 | 98.93 | 17.22 | 0.9324 | 4000 | 83.3
P3X5PTWH | Krut Systems LLC | KRUT LED | KL200HB5K7-H03 | Indoor Luminaires | High-Bay | High-Bay Luminaires for Commercial and Industrial Buildings | Standard | FALSE | [9 empty] | 42496 |  |  | No |  | 3 | 21202 | 100.06 | 211.9 | 14.47 | 0.9348 | 5700 | 83.6
PRQVUY1F | Krut Systems LLC | KRUT LED | KL150HB5K7-H03 | Indoor Luminaires | High-Bay | High-Bay Luminaires for Commercial and Industrial Buildings | Standard | FALSE | [9 empty] | 42496 |  |  | No |  | 3 | 15910 | 102.25 | 155.6 | 16.81 | 0.9315 | 5700 | 83.4
P4U2RAJQ | Krut Systems LLC | KRUT LED | KL150HB5K-H03 | Indoor Luminaires | High-Bay | High-Bay Luminaires for Commercial and Industrial Buildings | Standard | FALSE | [9 empty] | 42496 |  |  | No |  | 3 | 15255 | 99.71 | 153 | 16.59 | 0.913 | 5000 | 83.7
PSX3FE31 | Krut Systems LLC | KRUT LED | KL200HB5K-H03 | Indoor Luminaires | High-Bay | High-Bay Luminaires for Commercial and Industrial Buildings | Standard | FALSE | [9 empty] | 42496 |  |  | No |  | 3 | 20390 | 98.79 | 206.4 | 14.85 | 0.9196 | 5000 | 83.7
P9YK6JXM | Krut Systems LLC | KRUT LED | KL150HB4K5-H03 | Indoor Luminaires | High-Bay | High-Bay Luminaires for Commercial and Industrial Buildings | Standard | FALSE | [9 empty] | 42496 |  |  | No |  | 3 | 15255 | 99.71 | 153 | 16.59 | 0.913 | 4500 | 83.7
P8YKZDPM | Krut Systems LLC | KRUT LED | KL200HB4K5-H03 | Indoor Luminaires | High-Bay | High-Bay Luminaires for Commercial and Industrial Buildings | Standard | FALSE | [9 empty] | 42496 |  |  | No |  | 3 | 20390 | 98.79 | 206.4 | 14.85 | 0.9196 | 4500 | 83.7
PJ9FP8G6 | Core Products Canada Ltd. | CORE | HB2-1004-1 | Indoor Luminaires | High-Bay | High-Bay Luminaires for Commercial and Industrial Buildings | Standard | TRUE | 11021.2 | 118.42 | 93.07 | 12.35 | 0.971 | 4033 | 81.7 | 5 | 50000 | 42495 |  |  | No |  | 3.1 | 11021.2 | 118.42 | 93.07 | 12.35 | 0.9 | 4033 | 81.7
PAH9H8V9 | Shenzhen Hipower Optoelectronic Co. Ltd | LED VISION | SPC240-HL7-WW-90 | Indoor Luminaires | High-Bay | High-Bay Luminaires for Commercial and Industrial Buildings | Standard | TRUE | 19358 | 80.69 | 239.9 | 5.92 | 0.9634 | 3049 | 85 | 5 | 50000 | 42495 |  |  | No |  | 3.1 | 19300 | 80 | 240 | 20 | 0.9634 | 3000 | 80
PM1X2YQK | Shenzhen Hipower Optoelectronic Co. Ltd | LED VISION | SPC240-HL7-WW-120 | Indoor Luminaires | High-Bay | High-Bay Luminaires for Commercial and Industrial Buildings | Standard | TRUE | 19830 | 82 | 239.5 | 4.35 | 0.9631 | 3049 | 85 | 5 | 50000 | 42495 |  |  | No |  | 3.1 | 19300 | 80 | 240 | 20 | 0.9631 | 3000 | 80
PTXC7473 | Core Products Canada Ltd. | CORE | HB2-1504-1 | Indoor Luminaires | High-Bay | High-Bay Luminaires for Commercial and Industrial Buildings | Standard | TRUE | 17974.2 | 115.37 | 155.8 | 13.18 | 0.95 | 4026 | 81.7 | 5 | 50000 | 42495 |  |  | No |  | 3.1 | 17974.2 | 115.37 | 155.8 | 13.18 | 0.997 | 4026 | 81.7
P6XKJ2F8 | Core Products Canada Ltd. | CORE | HB2-2404-1 | Indoor Luminaires | High-Bay | High-Bay Luminaires for Commercial and Industrial Buildings | Standard | TRUE | 25941.1 | 115.09 | 225.4 | 19.36 | 0.944 | 4051 | 82.1 | 5 | 50000 | 42495 |  |  | No |  | 3.1 | 25941.1 | 115.09 | 225.4 | 19.36 | 0.9967 | 4051 | 82.1
P6JVS4XN | TG Photoelectric Technology Co. LTD | TG | T60009100W (4000K) | Indoor Luminaires | High-Bay | High-Bay Luminaires for Commercial and Industrial Buildings | Premium | TRUE | 13469.387 | 130.139 | 103.5 | 10.5 | 0.943 | 3972 | 84.3 | 5 | 50000 | 42495 |  |  | No |  | 4 | 13469.3 | 130.1 | 103.5 | 10.3 | 0.95 | 3972 | 84.3
PSK5VECT | TG Photoelectric Technology Co. LTD | TG | T60009100W 27 | Indoor Luminaires | High-Bay | Low-Bay Luminaires for Commercial and Industrial Buildings | Standard | TRUE | 8237.8 | 82.74 | 99.56 | 17.23 | 0.9347 | 2832 | 84.9 | 5 | 50000 | 42495 |  |  | No |  | 3.1 | 8195 | 82 | 100 | 20 | 0.9 | 2700 | 84
PUPWXEGX | SEEKING LED-LIGHTING LIMITED | SEEKING | XJ-HBS130W-2(4000K) | Indoor Luminaires | High-Bay | High-Bay Luminaires for Commercial and Industrial Buildings | Standard | TRUE | 16183.31 | 124.72 | 129.76 | 13.1 | 0.933 | 3993 | 84.1 | 5 | 50000 | 42495 |  |  | No |  | 3.1 | 16458.7 | 126.1 | 130.5 | 13.1 | 0.933 | 3993 | 84.1
P3C4PTAH | Core Products Canada Ltd. | CORE | HB2-2004-1 | Indoor Luminaires | High-Bay | High-Bay Luminaires for Commercial and Industrial Buildings | Standard | TRUE | 21186.7 | 116.86 | 181.3 | 18.89 | 0.925 | 4017 | 81.8 | 5 | 50000 | 42495 |  |  | No |  | 3.1 | 21186.7 | 116.86 | 181.3 | 18.89 | 0.9954 | 4017 | 81.8
P4BATB4R | Shenzhen DANS Opto-Electronic Technology Co.Ltd | DANS | DA-HB200W(3000K) | Indoor Luminaires | High-Bay | High-Bay Luminaires for Commercial and Industrial Buildings | Standard | TRUE | 19770.068 | 97.799 | 202.15 | 14.38 | 0.923 | 3030 | 83.8 | 5 | 50000 | 42495 |  |  | No |  | 3.1 | 19770.068 | 97.799 | 202.15 | 14.38 | 0.996 | 3000 | 83.8
PF23F3B9 | Shenzhen DANS Opto-Electronic Technology Co.Ltd | DANS | DA-HB100W(3000K) | Indoor Luminaires | High-Bay | High-Bay Luminaires for Commercial and Industrial Buildings | Standard | TRUE | 9775.565 | 95.232 | 102.65 | 15.74 | 0.918 | 3050 | 84.1 | 5 | 50000 | 42495 |  |  | No |  | 3.1 | 9775.565 | 95.232 | 102.65 | 15.74 | 0.996 | 3000 | 84.1
P617HSF5 | JWE Inc. | JWE Lighting | JWE-LED430-SF(4000K) | Indoor Luminaires | High-Bay | High-Bay Luminaires for Commercial and Industrial Buildings | Standard | TRUE | 11401.78 | 103.016 | 110.68 | 16.49 | 0.9158 | 3922 | 85.7 | 5 | 50000 | 42495 |  |  | No |  | 3.1 | 11400 | 95 | 120 | 16.49 | 0.99 | 4000 | 80
PNDXA6VA | Shenzhen DANS Opto-Electronic Technology Co.Ltd | DANS | DA-HB150W(3000K) | Indoor Luminaires | High-Bay | High-Bay Luminaires for Commercial and Industrial Buildings | Standard | TRUE | 14674.547 | 99.448 | 147.56 | 15.88 | 0.913 | 3021 | 84 | 5 | 50000 | 42495 |  |  | No |  | 3.1 | 14674.547 | 99.448 | 147.56 | 15.88 | 0.995 | 3000 | 84
PKXBAUA4 | Shenzhen DANS Opto-Electronic Technology Co.Ltd | DANS | DA-HB150W(5700K) | Indoor Luminaires | High-Bay | High-Bay Luminaires for Commercial and Industrial Buildings | Standard | FALSE | [9 empty] | 42495 |  |  | No |  | 3.1 | 15179.341 | 102.855 | 147.58 | 14.02 | 0.995 | 5700 | 85.7
P7UKAE4C | Shenzhen DANS Opto-Electronic Technology Co.Ltd | DANS | DA-HB200W(5700K) | Indoor Luminaires | High-Bay | High-Bay Luminaires for Commercial and Industrial Buildings | Standard | FALSE | [9 empty] | 42495 |  |  | No |  | 3.1 | 20560.713 | 101.68 | 202.21 | 13.65 | 0.995 | 5700 | 85.5
PT7PZQMN | Shenzhen DANS Opto-Electronic Technology Co.Ltd | DANS | DA-HB100W(5700K) | Indoor Luminaires | High-Bay | High-Bay Luminaires for Commercial and Industrial Buildings | Standard | FALSE | [9 empty] | 42495 |  |  | No |  | 3.1 | 10150.759 | 99.449 | 102.07 | 13.52 | 0.995 | 5700 | 85.5
PTAMTKZW | Shenzhen DANS Opto-Electronic Technology Co.Ltd | DANS | DA-HB100W(5000K) | Indoor Luminaires | High-Bay | High-Bay Luminaires for Commercial and Industrial Buildings | Standard | FALSE | [9 empty] | 42495 |  |  | No |  | 3.1 | 9775.565 | 95.232 | 102.65 | 15.74 | 0.996 | 5000 | 84.1
P73SYH7S | Shenzhen DANS Opto-Electronic Technology Co.Ltd | DANS | DA-HB150W(5000K) | Indoor Luminaires | High-Bay | High-Bay Luminaires for Commercial and Industrial Buildings | Standard | FALSE | [9 empty] | 42495 |  |  | No |  | 3.1 | 14674.547 | 99.448 | 147.56 | 15.88 | 0.995 | 5000 | 84
PTT32G92 | Shenzhen DANS Opto-Electronic Technology Co.Ltd | DANS | DA-HB200W(5000K) | Indoor Luminaires | High-Bay | High-Bay Luminaires for Commercial and Industrial Buildings | Standard | FALSE | [9 empty] | 42495 |  |  | No |  | 3.1 | 19770.068 | 97.799 | 202.15 | 14.38 | 0.996 | 5000 | 83.8
P5QJC7EA | Shenzhen DANS Opto-Electronic Technology Co.Ltd | DANS | DA-HB100W(4500K) | Indoor Luminaires | High-Bay | High-Bay Luminaires for Commercial and Industrial Buildings | Standard | FALSE | [9 empty] | 42495 |  |  | No |  | 3.1 | 9775.565 | 95.232 | 102.65 | 15.74 | 0.996 | 4500 | 84.1
P78CMAB3 | Shenzhen DANS Opto-Electronic Technology Co.Ltd | DANS | DA-HB150W(4500K) | Indoor Luminaires | High-Bay | High-Bay Luminaires for Commercial and Industrial Buildings | Standard | FALSE | [9 empty] | 42495 |  |  | No |  | 3.1 | 14674.547 | 99.448 | 147.56 | 15.88 | 0.995 | 4500 | 84
PXNBQTW5 | Shenzhen DANS Opto-Electronic Technology Co.Ltd | DANS | DA-HB200W(4500K) | Indoor Luminaires | High-Bay | High-Bay Luminaires for Commercial and Industrial Buildings | Standard | FALSE | [9 empty] | 42495 |  |  | No |  | 3.1 | 19770.068 | 97.799 | 202.15 | 14.38 | 0.996 | 4500 | 83.8
PM4GFDVK | Shenzhen DANS Opto-Electronic Technology Co.Ltd | DANS | DA-HB100W(4000K) | Indoor Luminaires | High-Bay | High-Bay Luminaires for Commercial and Industrial Buildings | Standard | FALSE | [9 empty] | 42495 |  |  | No |  | 3.1 | 9775.565 | 95.232 | 102.65 | 15.74 | 0.996 | 4000 | 84.1
PMTC579W | Shenzhen DANS Opto-Electronic Technology Co.Ltd | DANS | DA-HB150W(4000K) | Indoor Luminaires | High-Bay | High-Bay Luminaires for Commercial and Industrial Buildings | Standard | FALSE | [9 empty] | 42495 |  |  | No |  | 3.1 | 14674.547 | 99.448 | 147.56 | 15.88 | 0.995 | 4000 | 84
PX7SQ3SW | Shenzhen DANS Opto-Electronic Technology Co.Ltd | DANS | DA-HB200W(4000K) | Indoor Luminaires | High-Bay | High-Bay Luminaires for Commercial and Industrial Buildings | Standard | FALSE | [9 empty] | 42495 |  |  | No |  | 3.1 | 19770.068 | 97.799 | 202.15 | 14.38 | 0.996 | 4000 | 83.8
PE8JWX1X | Shenzhen DANS Opto-Electronic Technology Co.Ltd | DANS | DA-HB100W(3500K) | Indoor Luminaires | High-Bay | High-Bay Luminaires for Commercial and Industrial Buildings | Standard | FALSE | [9 empty] | 42495 |  |  | No |  | 3.1 | 9775.565 | 95.232 | 102.65 | 15.74 | 0.996 | 3500 | 84.1
PZMYSGBM | Shenzhen DANS Opto-Electronic Technology Co.Ltd | DANS | DA-HB150W(3500K) | Indoor Luminaires | High-Bay | High-Bay Luminaires for Commercial and Industrial Buildings | Standard | FALSE | [9 empty] | 42495 |  |  | No |  | 3.1 | 14674.547 | 99.448 | 147.56 | 15.88 | 0.995 | 3500 | 84
PCPA6GFV | Shenzhen DANS Opto-Electronic Technology Co.Ltd | DANS | DA-HB200W(3500K) | Indoor Luminaires | High-Bay | High-Bay Luminaires for Commercial and Industrial Buildings | Standard | FALSE | [9 empty] | 42495 |  |  | No |  | 3.1 | 19770.068 | 97.799 | 202.15 | 14.38 | 0.996 | 3500 | 83.8
PCCVVD35 | SEEKING LED-LIGHTING LIMITED | SEEKING | XJ-HBS130W-2(5700K) | Indoor Luminaires | High-Bay | High-Bay Luminaires for Commercial and Industrial Buildings | Standard | FALSE | [9 empty] | 42495 |  |  | No |  | 3.1 | 17299.5 | 129.9 | 133.1 | 13.3 | 0.938 | 5756 | 83.7
PQVYP5BC | SEEKING LED-LIGHTING LIMITED | SEEKING | XJ-HBS130W-2(5000K) | Indoor Luminaires | High-Bay | High-Bay Luminaires for Commercial and Industrial Buildings | Standard | FALSE | [9 empty] | 42495 |  |  | No |  | 3.1 | 16458.7 | 126.1 | 130.5 | 13.1 | 0.933 | 5000 | 84.1
PWSHNF7R | SEEKING LED-LIGHTING LIMITED | SEEKING | XJ-HBS130W-2(4500K) | Indoor Luminaires | High-Bay | High-Bay Luminaires for Commercial and Industrial Buildings | Standard | FALSE | [9 empty] | 42495 |  |  | No |  | 3.1 | 16458.7 | 126.1 | 130.5 | 13.1 | 0.933 | 4500 | 84.1
P7MTNEBN | JWE Inc. | JWE Lighting | JWE-LED430-SF(5000K) | Indoor Luminaires | High-Bay | High-Bay Luminaires for Commercial and Industrial Buildings | Standard | FALSE | [9 empty] | 42495 |  |  | No |  | 3.1 | 11400 | 95 | 120 | 16.49 | 0.99 | 5000 | 80
PFYM52GD | JWE Inc. | JWE Lighting | JWE-LED430-SF-D(5000K) | Indoor Luminaires | High-Bay | High-Bay Luminaires for Commercial and Industrial Buildings | Standard | FALSE | [9 empty] | 42495 |  |  | No |  | 3.1 | 11400 | 95 | 120 | 16.49 | 0.99 | 5000 | 80
PEVXB3MY | JWE Inc. | JWE Lighting | JWE-LED430-SF-D(4000K) | Indoor Luminaires | High-Bay | High-Bay Luminaires for Commercial and Industrial Buildings | Standard | FALSE | [9 empty] | 42495 |  |  | No |  | 3.1 | 11400 | 95 | 120 | 16.49 | 0.99 | 4000 | 80
PZASH4HV | Core Products Canada Ltd. | CORE | HB2-2405-1 | Indoor Luminaires | High-Bay | High-Bay Luminaires for Commercial and Industrial Buildings | Standard | FALSE | [9 empty] | 42495 |  |  | No |  | 3.1 | 26241.4 | 115.96 | 226.3 | 19.32 | 0.9966 | 5000 | 82
PTRT1UJA | Core Products Canada Ltd. | CORE | HB2-1505-1 | Indoor Luminaires | High-Bay | High-Bay Luminaires for Commercial and Industrial Buildings | Standard | FALSE | [9 empty] | 42495 |  |  | No |  | 3.1 | 18020.8 | 114.41 | 157.5 | 13.22 | 0.997 | 5000 | 82
PRJEUPDT | Core Products Canada Ltd. | CORE | HB2-1005-1 | Indoor Luminaires | High-Bay | High-Bay Luminaires for Commercial and Industrial Buildings | Standard | FALSE | [9 empty] | 42495 |  |  | No |  | 3.1 | 11243.2 | 120.08 | 93.63 | 12.18 | 0.9 | 5000 | 82
PYZMF2B4 | Core Products Canada Ltd. | CORE | HB2-2005-1 | Indoor Luminaires | High-Bay | High-Bay Luminaires for Commercial and Industrial Buildings | Standard | FALSE | [9 empty] | 42495 |  |  | No |  | 3.1 | 21407.5 | 117.95 | 181.5 | 18.9 | 0.995 | 5000 | 81.8
PTXX3JD4 | Shenzhen Hipower Optoelectronic Co. Ltd | LED VISION | SPC240-HL7-CW-90 | Indoor Luminaires | High-Bay | High-Bay Luminaires for Commercial and Industrial Buildings | Standard | FALSE | [9 empty] | 42495 |  |  | No |  | 3.1 | 20900 | 87 | 240 | 20 | 0.9964 | 5700 | 70
PC5S49NF | Shenzhen Hipower Optoelectronic Co. Ltd | LED VISION | SPC240-HL7-CW-120 | Indoor Luminaires | High-Bay | High-Bay Luminaires for Commercial and Industrial Buildings | Standard | FALSE | [9 empty] | 42495 |  |  | No |  | 3.1 | 20900 | 87 | 240 | 20 | 0.9963 | 5700 | 70
PZFZZX8D | Shenzhen Hipower Optoelectronic Co. Ltd | LED VISION | SPC240-HL7-CW-D-120 | Indoor Luminaires | High-Bay | High-Bay Luminaires for Commercial and Industrial Buildings | Standard | FALSE | [9 empty] | 42495 |  |  | No |  | 3.1 | 20900 | 87 | 240 | 20 | 0.9963 | 5700 | 70
P2D3FYXH | Shenzhen Hipower Optoelectronic Co. Ltd | LED VISION | SPC240-HL7-CW-D-90 | Indoor Luminaires | High-Bay | High-Bay Luminaires for Commercial and Industrial Buildings | Standard | FALSE | [9 empty] | 42495 |  |  | No |  | 3.1 | 20900 | 87 | 240 | 20 | 0.9964 | 5700 | 70
PX3TYE7A | Shenzhen Hipower Optoelectronic Co. Ltd | LED VISION | SPC240-HL7-DW-120 | Indoor Luminaires | High-Bay | High-Bay Luminaires for Commercial and Industrial Buildings | Standard | FALSE | [9 empty] | 42495 |  |  | No |  | 3.1 | 19300 | 80 | 240 | 20 | 0.9631 | 5000 | 80
P12VYM2E | Shenzhen Hipower Optoelectronic Co. Ltd | LED VISION | SPC240-HL7-DW-90 | Indoor Luminaires | High-Bay | High-Bay Luminaires for Commercial and Industrial Buildings | Standard | FALSE | [9 empty] | 42495 |  |  | No |  | 3.1 | 19300 | 80 | 240 | 20 | 0.9634 | 5000 | 80
PN7GTA1Q | Shenzhen Hipower Optoelectronic Co. Ltd | LED VISION | SPC240-HL7-DW-D-90 | Indoor Luminaires | High-Bay | High-Bay Luminaires for Commercial and Industrial Buildings | Standard | FALSE | [9 empty] | 42495 |  |  | No |  | 3.1 | 19300 | 80 | 240 | 20 | 0.9634 | 5000 | 80
PFU1NKDX | Shenzhen Hipower Optoelectronic Co. Ltd | LED VISION | SPC240-HL7-DW-D-120 | Indoor Luminaires | High-Bay | High-Bay Luminaires for Commercial and Industrial Buildings | Standard | FALSE | [9 empty] | 42495 |  |  | No |  | 3.1 | 19300 | 80 | 240 | 20 | 0.9631 | 5000 | 80
PVQXR8AJ | Shenzhen Hipower Optoelectronic Co. Ltd | LED VISION | SPC240-HL7-NW-120 | Indoor Luminaires | High-Bay | High-Bay Luminaires for Commercial and Industrial Buildings | Standard | FALSE | [9 empty] | 42495 |  |  | No |  | 3.1 | 19300 | 80 | 240 | 20 | 0.9631 | 4000 | 80
P4TXESYQ | Shenzhen Hipower Optoelectronic Co. Ltd | LED VISION | SPC240-HL7-NW-90 | Indoor Luminaires | High-Bay | High-Bay Luminaires for Commercial and Industrial Buildings | Standard | FALSE | [9 empty] | 42495 |  |  | No |  | 3.1 | 19300 | 80 | 240 | 20 | 0.9634 | 4000 | 80
PHW27218 | Shenzhen Hipower Optoelectronic Co. Ltd | LED VISION | SPC240-HL7-NW-D-120 | Indoor Luminaires | High-Bay | High-Bay Luminaires for Commercial and Industrial Buildings | Standard | FALSE | [9 empty] | 42495 |  |  | No |  | 3.1 | 19300 | 80 | 240 | 20 | 0.9631 | 4000 | 80
P36JVF6V | Shenzhen Hipower Optoelectronic Co. Ltd | LED VISION | SPC240-HL7-NW-D-90 | Indoor Luminaires | High-Bay | High-Bay Luminaires for Commercial and Industrial Buildings | Standard | FALSE | [9 empty] | 42495 |  |  | No |  | 3.1 | 19300 | 80 | 240 | 20 | 0.9634 | 4000 | 80
PAXFRYHJ | Shenzhen Hipower Optoelectronic Co. Ltd | LED VISION | SPC240-HL7-WW-D-90 | Indoor Luminaires | High-Bay | High-Bay Luminaires for Commercial and Industrial Buildings | Standard | FALSE | [9 empty] | 42495 |  |  | No |  | 3.1 | 19300 | 80 | 240 | 20 | 0.9634 | 3000 | 80
P5V2MRDS | Shenzhen Hipower Optoelectronic Co. Ltd | LED VISION | SPC240-HL7-WW-D-120 | Indoor Luminaires | High-Bay | High-Bay Luminaires for Commercial and Industrial Buildings | Standard | FALSE | [9 empty] | 42495 |  |  | No |  | 3.1 | 19300 | 80 | 240 | 20 | 0.9631 | 3000 | 80
PA7Q13Y3 | TG Photoelectric Technology Co. LTD | TG | T60009100W (5700K) | Indoor Luminaires | High-Bay | High-Bay Luminaires for Commercial and Industrial Buildings | Premium | FALSE | [9 empty] | 42495 | Dimmable | Continuous Below 10 | No |  | 3.1 | 13987.2 | 134.3 | 104.1 | 10.5 | 0.94 | 5748 | 86.6
PDN8AGJG | TG Photoelectric Technology Co. LTD | TG | T60009100W (5000K) | Indoor Luminaires | High-Bay | High-Bay Luminaires for Commercial and Industrial Buildings | Premium | FALSE | [9 empty] | 42495 | Dimmable | Continuous Below 10 | No |  | 3.1 | 13469.3 | 130.1 | 103.5 | 10.3 | 0.95 | 5000 | 84.3
PSSJ1E32 | TG Photoelectric Technology Co. LTD | TG | T60009100W 30 | Indoor Luminaires | High-Bay | Low-Bay Luminaires for Commercial and Industrial Buildings | Standard | FALSE | [9 empty] | 42495 | Not Dimmable | Not Dimmable | No |  | 3.1 | 8850 | 88 | 100 | 20 | 0.9 | 3000 | 84
PVX7F5P1 | Xiamen Holly Lite Co. Ltd. | Holly Lite | MA03-X-060-25XX-NON | Indoor Luminaires | High-Bay | Low-Bay Luminaires for Commercial and Industrial Buildings | Standard | TRUE | 7023 | 122.61 | 57.28 | 10.15 | 0.8956 | 4867 | 73 | 5 | 50000 | 42494 |  |  | No | Updated on 3/30/2017 | 3.1 | 6949.59 | 118.27 | 58.76 | 20 | 1 | 4922 | 70
PS1N7V2H | Xiamen Holly Lite Co. Ltd. | Holly Lite | MA03-X-060-25XX-STP | Indoor Luminaires | High-Bay | Low-Bay Luminaires for Commercial and Industrial Buildings | Standard | FALSE | [9 empty] | 42494 |  |  | No | Updated on 3/30/2017 | 3.1 | 6949.59 | 118.27 | 58.76 | 20 | 1 | 4922 | 70
PVGJT9FH | Xiamen Holly Lite Co. Ltd. | Holly Lite | MA03-X-060-25XX-CTN | Indoor Luminaires | High-Bay | Low-Bay Luminaires for Commercial and Industrial Buildings | Standard | FALSE | [9 empty] | 42494 |  |  | No | Updated on 3/30/2017 | 3.1 | 6949.59 | 118.27 | 58.76 | 20 | 1 | 4922 | 70
PPF4NGB2 | Xiamen Holly Lite Co. Ltd. | Holly Lite | MA03-X-040-25XX-NON | Indoor Luminaires | High-Bay | Low-Bay Luminaires for Commercial and Industrial Buildings | Standard | TRUE | 5190.5 | 121.86 | 42.6 | 7.3 | 0.9766 | 4836 | 72.6 | 5 | 50000 | 42494 |  |  | No | Updated on 3/30/2017 | 3.1 | 5192.46 | 118.44 | 43.84 | 20 | 0.99 | 4929 | 70
PSAPCZNT | Xiamen Holly Lite Co. Ltd. | Holly Lite | MA03-X-040-25XX-STP | Indoor Luminaires | High-Bay | Low-Bay Luminaires for Commercial and Industrial Buildings | Standard | FALSE | [9 empty] | 42494 |  |  | No | Updated on 3/30/2017 | 3.1 | 5192.46 | 118.44 | 43.84 | 20 | 0.99 | 4929 | 70
PP4AEWHM | Xiamen Holly Lite Co. Ltd. | Holly Lite | MA03-X-040-25XX-CTN | Indoor Luminaires | High-Bay | Low-Bay Luminaires for Commercial and Industrial Buildings | Standard | FALSE | [9 empty] | 42494 |  |  | No | Updated on 3/30/2017 | 3.1 | 5192.46 | 118.44 | 43.84 | 20 | 0.99 | 4929 | 70
PBRHUJMH | Technical Consumer Products | TCP | TCPSB4347ZD2041KYYYXXXXWGPWL | Indoor Luminaires | High-Bay | High-Bay Luminaires for Commercial and Industrial Buildings | Standard | TRUE | 19087 | 82.94 | 230.11 | 13.43 | 0.987 | 4082 | 84 | 5 | 50000 | 42494 |  |  | NotYetVerified |  | 3 | 19087 | 82.94 | 230.11 | 13.43 | 0.967 | 4082 | 83
P9XFS5ZV | Cree Inc. | Cree CPY Series | CPY250-A-xx-D-E-xx-xx-40K-xxx | Indoor Luminaires | High-Bay | High-Bay Luminaires for Commercial and Industrial Buildings | Premium | TRUE | 18371.7 | 128.43 | 143.05 | 10.02 | 0.971 | 3900 | 72 | 5 | 50000 | 42494 |  |  | No |  | 3.1 | 19400 | 129.3 | 150 | 20 | 0.9 | 4000 | 70
PQ12SPVH | SEEKING LED-LIGHTING LIMITED | SEEKING | XJ-HBS100W-2(4000K) | Indoor Luminaires | High-Bay | High-Bay Luminaires for Commercial and Industrial Buildings | Standard | TRUE | 12532.15 | 125.17 | 100.12 | 10.3 | 0.969 | 3963 | 83.9 | 5 | 50000 | 42494 |  |  | No |  | 3.1 | 12767.1 | 125.5 | 101.7 | 10.3 | 0.969 | 3963 | 83.9
PAKYNW2H | SimplyLEDs | CLG | CLG-200W-50K-480V | Indoor Luminaires | High-Bay | High-Bay Luminaires for Commercial and Industrial Buildings | Standard | TRUE | 18485 | 90.26 | 204.8 | 10.63 | 0.956 | 5211 | 73.8 | 5 | 50000 | 42494 |  |  | No |  | 3.1 | 18485 | 90.26 | 204.8 | 8.52 | 0.993 | 5211 | 73.8
P1623ZES | Cree Inc. | Cree CPY Series | CPY250-A-xx-D-B-xx-xx-40K-xxx | Indoor Luminaires | High-Bay | High-Bay Luminaires for Commercial and Industrial Buildings | Premium | TRUE | 11607.1 | 120.84 | 96.22 | 15.18 | 0.948 | 3943 | 73 | 5 | 50000 | 42494 |  |  | No | Updated on 10/4/2016 this model was previously rated for 123W with an efficacy of 105 lm/W and the ?xxx denotes options that do not effect performance and are not mandatory characters | 3.1 | 12400 | 124 | 100 | 20 | 0.9 | 4000 | 70
P31F33Z4 | SEEKING LED-LIGHTING LIMITED | SEEKING | XJ-HBG200W(4000K) | Indoor Luminaires | High-Bay | High-Bay Luminaires for Commercial and Industrial Buildings | Standard | TRUE | 26256.57 | 129.45 | 202.83 | 13.3 | 0.917 | 4007 | 83.9 | 5 | 50000 | 42494 |  |  | No |  | 3.1 | 26672.4 | 131.4 | 202.9 | 13.3 | 0.917 | 4007 | 83.9
P3J6PE9Y | Zoluu LLC | Zoluu LLCÂ | ZOLED-54W-AD30 | Indoor Luminaires | High-Bay | Low-Bay Luminaires for Commercial and Industrial Buildings | Standard | TRUE | 5138.54 | 104.65 | 49.1 | 6.8 | 0.917 | 2914 | 82.6 | 5 | 50000 | 42494 |  |  | NotYetVerified |  | 3 | 5138.54 | 104.65 | 49.1 | 10.1 | 0.99 | 2914 | 83
P1A2CFGV | SEEKING LED-LIGHTING LIMITED | SEEKING | XJ-HBG240W(4000K) | Indoor Luminaires | High-Bay | High-Bay Luminaires for Commercial and Industrial Buildings | Standard | TRUE | 30839.22 | 129.67 | 237.82 | 11.8 | 0.913 | 3987 | 83.8 | 5 | 50000 | 42494 |  |  | No |  | 3.1 | 31824.4 | 130.9 | 243.1 | 11.8 | 0.913 | 3987 | 83.8
P00001AZ0 | Technical Consumer Products | TCP | TCPHB4UNIZD1241KYYYXXXXWGPWLUUU | Indoor Luminaires | High-Bay | High-Bay Luminaires for Commercial and Industrial Buildings | Standard | TRUE | 10747 | 82.99 | 129.6 | 19.95 | 0.9115 | 4134 | 82.2 | 5 | 50000 | 42494 |  |  | NotYetVerified |  | 3 | 10747 | 82.92 | 129.6 | 19.95 | 0.9115 | 4134 | 82
PJYZXMV6 | Technical Consumer Products | TCP | TCPSB4UNIZD2450KYYYXXXX | Indoor Luminaires | High-Bay | High-Bay Luminaires for Commercial and Industrial Buildings | Standard | TRUE | 28337 | 111 | 255.2 | 19.25 | 0.894 | 5119 | 83 | 5 | 50000 | 42494 |  |  | NotYetVerified |  | 3 | 28337 | 111.03 | 255.2 | 19.14 | 0.894 | 5119 | 83
P00001B2T | Technical Consumer Products | TCP | TCPLB4UNIZD841KYYYXXXXWGPWLUUU | Indoor Luminaires | High-Bay | Low-Bay Luminaires for Commercial and Industrial Buildings | Standard | TRUE | 7249 | 82.8 | 87.5 | 20.33 | 0.8914 | 4058 | 81.8 | 5 | 50000 | 42494 |  |  | NotYetVerified |  | 3 | 7248 | 82.93 | 87.5 | 20.33 | 0.8914 | 4058 | 82
P00001B2U | Technical Consumer Products | TCP | TCPLB4UNIZD850KYYYXXXXUUU | Indoor Luminaires | High-Bay | Low-Bay Luminaires for Commercial and Industrial Buildings | Standard | TRUE | 9766 | 112.1 | 87.1 | 20.71 | 0.8904 | 5080 | 83 | 5 | 50000 | 42494 |  |  | NotYetVerified |  | 3 | 9301.39 | 106.3 | 87.5 | 20.33 | 0.8914 | 5000 | 81.5
P00001AZ1 | Technical Consumer Products | TCP | TCPHB4UNIZD1250KYYYXXXXUUU | Indoor Luminaires | High-Bay | High-Bay Luminaires for Commercial and Industrial Buildings | Standard | TRUE | 13516.2 | 104.13 | 129.9 | 20.98 | 0.8898 | 5128 | 82.7 | 5 | 50000 | 42494 |  |  | NotYetVerified |  | 3 | 13541.5 | 104.49 | 129.6 | 19.95 | 0.9115 | 5000 | 82.2
PV7N39P4 | SEEKING LED-LIGHTING LIMITED | SEEKING | XJ-HBG240W(5700K) | Indoor Luminaires | High-Bay | High-Bay Luminaires for Commercial and Industrial Buildings | Standard | FALSE | [9 empty] | 42494 |  |  | No |  | 3.1 | 33288.9 | 135.3 | 245.9 | 11.9 | 0.914 | 5884 | 83.9
P59R4DCM | SEEKING LED-LIGHTING LIMITED | SEEKING | XJ-HBG200W(5700K) | Indoor Luminaires | High-Bay | High-Bay Luminaires for Commercial and Industrial Buildings | Standard | FALSE | [9 empty] | 42494 |  |  | No |  | 3.1 | 27903.3 | 136.2 | 204.8 | 13.5 | 0.915 | 5772 | 84.2
PRS34MUW | SEEKING LED-LIGHTING LIMITED | SEEKING | XJ-HBS100W-2(5700K) | Indoor Luminaires | High-Bay | High-Bay Luminaires for Commercial and Industrial Buildings | Standard | FALSE | [9 empty] | 42494 |  |  | No |  | 3.1 | 13341.3 | 129.5 | 103 | 10.5 | 0.971 | 5758 | 83.8
PTJ132GX | SEEKING LED-LIGHTING LIMITED | SEEKING | XJ-HBG200W(5000K) | Indoor Luminaires | High-Bay | High-Bay Luminaires for Commercial and Industrial Buildings | Standard | FALSE | [9 empty] | 42494 |  |  | No |  | 3.1 | 26672.4 | 131.4 | 202.9 | 13.3 | 0.917 | 5000 | 83.9
P5NSR4YY | SEEKING LED-LIGHTING LIMITED | SEEKING | XJ-HBS100W-2(5000K) | Indoor Luminaires | High-Bay | High-Bay Luminaires for Commercial and Industrial Buildings | Standard | FALSE | [9 empty] | 42494 |  |  | No |  | 3.1 | 12767.1 | 125.5 | 101.7 | 10.3 | 0.969 | 5000 | 83.9
PU8AS2MR | SEEKING LED-LIGHTING LIMITED | SEEKING | XJ-HBG240W(5000K) | Indoor Luminaires | High-Bay | High-Bay Luminaires for Commercial and Industrial Buildings | Standard | FALSE | [9 empty] | 42494 |  |  | No |  | 3.1 | 31824.4 | 130.9 | 243.1 | 11.8 | 0.913 | 5000 | 83.8
P4YP6TF8 | SEEKING LED-LIGHTING LIMITED | SEEKING | XJ-HBG200W(4500K) | Indoor Luminaires | High-Bay | High-Bay Luminaires for Commercial and Industrial Buildings | Standard | FALSE | [9 empty] | 42494 |  |  | No |  | 3.1 | 26672.4 | 131.4 | 202.9 | 13.3 | 0.917 | 4500 | 83.9
PJ1QEVB2 | SEEKING LED-LIGHTING LIMITED | SEEKING | XJ-HBS100W-2(4500K) | Indoor Luminaires | High-Bay | High-Bay Luminaires for Commercial and Industrial Buildings | Standard | FALSE | [9 empty] | 42494 |  |  | No |  | 3.1 | 12767.1 | 125.5 | 101.7 | 10.3 | 0.969 | 4500 | 83.9
P722GSGT | SEEKING LED-LIGHTING LIMITED | SEEKING | XJ-HBG240W(4500K) | Indoor Luminaires | High-Bay | High-Bay Luminaires for Commercial and Industrial Buildings | Standard | FALSE | [9 empty] | 42494 |  |  | No |  | 3.1 | 31824.4 | 130.9 | 243.1 | 11.8 | 0.913 | 4500 | 83.8
PW34CBQW | Technical Consumer Products | TCP | TCPSB4480ZD2450KYYYXXXXWGPWL | Indoor Luminaires | High-Bay | High-Bay Luminaires for Commercial and Industrial Buildings | Standard | FALSE | [9 empty] | 42494 |  |  | NotYetVerified |  | 3 | 23795 | 88.04 | 270.27 | 24.92 | 0.968 | 5186 | 83
PEM3BZER | Technical Consumer Products | TCP | TCPSB4UNIZD2450KYYYXXXXWGPWL | Indoor Luminaires | High-Bay | High-Bay Luminaires for Commercial and Industrial Buildings | Standard | FALSE | [9 empty] | 42494 |  |  | NotYetVerified |  | 3 | 23795 | 93.35 | 254.9 | 19.14 | 0.894 | 5186 | 83
P6P5VBMB | Technical Consumer Products | TCP | TCPSB4347ZD2450KYYYXXXXWGPWL | Indoor Luminaires | High-Bay | High-Bay Luminaires for Commercial and Industrial Buildings | Standard | FALSE | [9 empty] | 42494 |  |  | NotYetVerified |  | 3 | 23795 | 87.83 | 270.9 | 13.78 | 0.987 | 5186 | 83
P5JMSQB1 | Technical Consumer Products | TCP | TCPSB4480ZD2050KYYYXXXXPWL | Indoor Luminaires | High-Bay | High-Bay Luminaires for Commercial and Industrial Buildings | Standard | FALSE | [9 empty] | 42494 |  |  | NotYetVerified |  | 3 | 22085 | 98.3 | 224.65 | 23.83 | 0.966 | 5157 | 83
P2B26SYR | Technical Consumer Products | TCP | TCPSB4UNIZD2050KYYYXXXXPWL | Indoor Luminaires | High-Bay | High-Bay Luminaires for Commercial and Industrial Buildings | Standard | FALSE | [9 empty] | 42494 |  |  | NotYetVerified |  | 3 | 22085 | 103.53 | 213.3 | 19.02 | 0.896 | 5157 | 83
PMZ2TPWC | Technical Consumer Products | TCP | TCPSB4347ZD2050KYYYXXXXPWL | Indoor Luminaires | High-Bay | High-Bay Luminaires for Commercial and Industrial Buildings | Standard | FALSE | [9 empty] | 42494 |  |  | NotYetVerified |  | 3 | 22085 | 95.97 | 230.11 | 13.43 | 0.967 | 5157 | 83
P59ZM1SF | Technical Consumer Products | TCP | TCPSB4480ZD2050KYYYXXXXWGPWL | Indoor Luminaires | High-Bay | High-Bay Luminaires for Commercial and Industrial Buildings | Standard | FALSE | [9 empty] | 42494 |  |  | NotYetVerified |  | 3 | 20285 | 90.29 | 224.65 | 23.83 | 0.966 | 5152 | 83
P2P9RZQB | Technical Consumer Products | TCP | TCPSB4UNIZD2050KYYYXXXXWGPWL | Indoor Luminaires | High-Bay | High-Bay Luminaires for Commercial and Industrial Buildings | Standard | FALSE | [9 empty] | 42494 |  |  | NotYetVerified |  | 3 | 20285 | 95.1 | 213.3 | 19.02 | 0.896 | 5152 | 83
PMD9C836 | Technical Consumer Products | TCP | TCPSB4347ZD2050KYYYXXXXWGPWL | Indoor Luminaires | High-Bay | High-Bay Luminaires for Commercial and Industrial Buildings | Standard | FALSE | [9 empty] | 42494 |  |  | NotYetVerified |  | 3 | 20285 | 88.15 | 230.11 | 13.43 | 0.967 | 5152 | 83
PUMY5GE6 | Technical Consumer Products | TCP | TCPSB4480ZD2450KYYYXXXXPWL | Indoor Luminaires | High-Bay | High-Bay Luminaires for Commercial and Industrial Buildings | Standard | FALSE | [9 empty] | 42494 |  |  | NotYetVerified |  | 3 | 25865 | 95.7 | 270.27 | 24.92 | 0.968 | 5137 | 83
P83BSTKG | Technical Consumer Products | TCP | TCPSB4480ZD2450KYYYXXXXWG | Indoor Luminaires | High-Bay | High-Bay Luminaires for Commercial and Industrial Buildings | Standard | FALSE | [9 empty] | 42494 |  |  | NotYetVerified |  | 3 | 25776 | 95.37 | 270.27 | 24.92 | 0.968 | 5137 | 83
P85JVS8N | Technical Consumer Products | TCP | TCPSB4UNIZD2450KYYYXXXXPWL | Indoor Luminaires | High-Bay | High-Bay Luminaires for Commercial and Industrial Buildings | Standard | FALSE | [9 empty] | 42494 |  |  | NotYetVerified |  | 3 | 25865 | 101.43 | 255 | 19.14 | 0.894 | 5137 | 83
P3AXJF72 | Technical Consumer Products | TCP | TCPSB4UNIZD2450KYYYXXXXWG | Indoor Luminaires | High-Bay | High-Bay Luminaires for Commercial and Industrial Buildings | Standard | FALSE | [9 empty] | 42494 |  |  | NotYetVerified |  | 3 | 25776 | 101.08 | 255 | 19.14 | 0.894 | 5137 | 83
P7C4GZPR | Technical Consumer Products | TCP | TCPSB4347ZD2450KYYYXXXXPWL | Indoor Luminaires | High-Bay | High-Bay Luminaires for Commercial and Industrial Buildings | Standard | FALSE | [9 empty] | 42494 |  |  | NotYetVerified |  | 3 | 25865 | 95.47 | 270.9 | 13.78 | 0.987 | 5137 | 83
P7ZAHWDA | Technical Consumer Products | TCP | TCPSB4347ZD2450KYYYXXXXWG | Indoor Luminaires | High-Bay | High-Bay Luminaires for Commercial and Industrial Buildings | Standard | FALSE | [9 empty] | 42494 |  |  | NotYetVerified |  | 3 | 25776 | 95.14 | 270.9 | 13.78 | 0.987 | 5137 | 83
P3SPMB3R | Technical Consumer Products | TCP | TCPSB4480ZD2450KYYYXXXX | Indoor Luminaires | High-Bay | High-Bay Luminaires for Commercial and Industrial Buildings | Standard | FALSE | [9 empty] | 42494 |  |  | NotYetVerified |  | 3 | 28337 | 104.84 | 270.27 | 24.92 | 0.968 | 5119 | 83
PSK86X1G | Technical Consumer Products | TCP | TCPSB4347ZD2450KYYYXXXX | Indoor Luminaires | High-Bay | High-Bay Luminaires for Commercial and Industrial Buildings | Standard | FALSE | [9 empty] | 42494 |  |  | NotYetVerified |  | 3 | 28337 | 104.6 | 270.9 | 13.78 | 0.987 | 5119 | 83
P266WJVV | Technical Consumer Products | TCP | TCPSB4480ZD2050KYYYXXXXWG | Indoor Luminaires | High-Bay | High-Bay Luminaires for Commercial and Industrial Buildings | Standard | FALSE | [9 empty] | 42494 |  |  | NotYetVerified |  | 3 | 21710 | 96.63 | 224.65 | 23.83 | 0.966 | 5096 | 83
PBRXPA5Y | Technical Consumer Products | TCP | TCPSB4UNIZD2050KYYYXXXXWG | Indoor Luminaires | High-Bay | High-Bay Luminaires for Commercial and Industrial Buildings | Standard | FALSE | [9 empty] | 42494 |  |  | NotYetVerified |  | 3 | 21710 | 101.82 | 213.2 | 19.02 | 0.896 | 5096 | 83
PFTA2NZU | Technical Consumer Products | TCP | TCPSB4347ZD2050KYYYXXXXWG | Indoor Luminaires | High-Bay | High-Bay Luminaires for Commercial and Industrial Buildings | Standard | FALSE | [9 empty] | 42494 |  |  | NotYetVerified |  | 3 | 21710 | 94.34 | 230.11 | 13.43 | 0.967 | 5096 | 83
PXTATC1J | Technical Consumer Products | TCP | TCPSB4480ZD2050KYYYXXXX | Indoor Luminaires | High-Bay | High-Bay Luminaires for Commercial and Industrial Buildings | Standard | FALSE | [9 empty] | 42494 |  |  | NotYetVerified |  | 3 | 23876 | 106.28 | 224.65 | 23.83 | 0.966 | 5082 | 83
PXBSSHS3 | Technical Consumer Products | TCP | TCPSB4UNIZD2050KYYYXXXX | Indoor Luminaires | High-Bay | High-Bay Luminaires for Commercial and Industrial Buildings | Standard | FALSE | [9 empty] | 42494 |  |  | NotYetVerified |  | 3 | 23876 | 111.98 | 213.2 | 19.02 | 0.896 | 5082 | 83
PSGSUAJQ | Technical Consumer Products | TCP | TCPSB4347ZD2050KYYYXXXX | Indoor Luminaires | High-Bay | High-Bay Luminaires for Commercial and Industrial Buildings | Standard | FALSE | [9 empty] | 42494 |  |  | NotYetVerified |  | 3 | 23876 | 103.75 | 230.11 | 13.43 | 0.967 | 5082 | 83
P00001AZ6 | Technical Consumer Products | TCP | TCPHB4UNIZD1250KYYYXXXXPWLUUU | Indoor Luminaires | High-Bay | High-Bay Luminaires for Commercial and Industrial Buildings | Standard | FALSE | [9 empty] | 42494 |  |  | NotYetVerified |  | 3 | 12575.84 | 97.04 | 129.6 | 19.95 | 0.9115 | 5000 | 82.6
P00001AZ5 | Technical Consumer Products | TCP | TCPHB4UNIZD1250KYYYXXXXWGUUU | Indoor Luminaires | High-Bay | High-Bay Luminaires for Commercial and Industrial Buildings | Standard | FALSE | [9 empty] | 42494 |  |  | NotYetVerified |  | 3 | 12079.76 | 93.21 | 129.6 | 19.95 | 0.9115 | 5000 | 82.2
P00001AZ7 | Technical Consumer Products | TCP | TCPHB4UNIZD1250KYYYXXXXWGPWLUUU | Indoor Luminaires | High-Bay | High-Bay Luminaires for Commercial and Industrial Buildings | Standard | FALSE | [9 empty] | 42494 |  |  | NotYetVerified |  | 3 | 11391.82 | 87.9 | 129.6 | 19.95 | 0.9115 | 5000 | 82
P00001B2Z | Technical Consumer Products | TCP | TCPLB4UNIZD850KYYYXXXXPWLUUU | Indoor Luminaires | High-Bay | Low-Bay Luminaires for Commercial and Industrial Buildings | Standard | FALSE | [9 empty] | 42494 |  |  | NotYetVerified |  | 3 | 8524.94 | 97.43 | 87.5 | 20.33 | 0.8914 | 5000 | 81.9
P00001B30 | Technical Consumer Products | TCP | TCPLB4UNIZD850KYYYXXXXWGPWLUUU | Indoor Luminaires | High-Bay | Low-Bay Luminaires for Commercial and Industrial Buildings | Standard | FALSE | [9 empty] | 42494 |  |  | NotYetVerified |  | 3 | 7682.88 | 87.8 | 87.5 | 20.33 | 0.8914 | 5000 | 81.8
P00001B2Y | Technical Consumer Products | TCP | TCPLB4UNIZD850KYYYXXXXWGUUU | Indoor Luminaires | High-Bay | Low-Bay Luminaires for Commercial and Industrial Buildings | Standard | FALSE | [9 empty] | 42494 |  |  | NotYetVerified |  | 3 | 8384.39 | 95.82 | 87.5 | 20.33 | 0.8914 | 5000 | 81.5
P00001AZ4 | Technical Consumer Products | TCP | TCPHB4UNIZD1241KYYYXXXXPWLUUU | Indoor Luminaires | High-Bay | High-Bay Luminaires for Commercial and Industrial Buildings | Standard | FALSE | [9 empty] | 42494 |  |  | NotYetVerified |  | 3 | 11864 | 91.54 | 129.6 | 19.95 | 0.9115 | 4159 | 82.6
P00001AZ2 | Technical Consumer Products | TCP | TCPHB4UNIZD1241KYYYXXXXUUU | Indoor Luminaires | High-Bay | High-Bay Luminaires for Commercial and Industrial Buildings | Standard | FALSE | [9 empty] | 42494 |  |  | NotYetVerified |  | 3 | 12775 | 98.57 | 129.6 | 19.95 | 0.9115 | 4134 | 82.2
P00001AZ3 | Technical Consumer Products | TCP | TCPHB4UNIZD1241KYYYXXXXWGUUU | Indoor Luminaires | High-Bay | High-Bay Luminaires for Commercial and Industrial Buildings | Standard | FALSE | [9 empty] | 42494 |  |  | NotYetVerified |  | 3 | 11396 | 87.93 | 129.6 | 19.95 | 0.9115 | 4134 | 82.2
PFEKRBFH | Technical Consumer Products | TCP | TCPSB4480ZD2441KYYYXXXXWGPWL | Indoor Luminaires | High-Bay | High-Bay Luminaires for Commercial and Industrial Buildings | Standard | FALSE | [9 empty] | 42494 |  |  | NotYetVerified |  | 3 | 22644 | 83.78 | 270.27 | 24.92 | 0.968 | 4089 | 83
PHDRZGK3 | Technical Consumer Products | TCP | TCPSB4UNIZD2441KYYYXXXXWGPWL | Indoor Luminaires | High-Bay | High-Bay Luminaires for Commercial and Industrial Buildings | Standard | FALSE | [9 empty] | 42494 |  |  | NotYetVerified |  | 3 | 22644 | 88.83 | 254.9 | 19.21 | 0.894 | 4089 | 83
PKPNCYW4 | Technical Consumer Products | TCP | TCPSB4347ZD2441KYYYXXXXWGPWL | Indoor Luminaires | High-Bay | High-Bay Luminaires for Commercial and Industrial Buildings | Standard | FALSE | [9 empty] | 42494 |  |  | NotYetVerified |  | 3 | 22644 | 83.58 | 270.9 | 13.78 | 0.987 | 4089 | 83
PW22NC3R | Technical Consumer Products | TCP | TCPSB4480ZD2041KYYYXXXXWGPWL | Indoor Luminaires | High-Bay | High-Bay Luminaires for Commercial and Industrial Buildings | Standard | FALSE | [9 empty] | 42494 |  |  | NotYetVerified |  | 3 | 19087 | 84.96 | 224.65 | 23.83 | 0.966 | 4082 | 83
PAXZPH9B | Technical Consumer Products | TCP | TCPSB4UNIZD2041KYYYXXXXWGPWL | Indoor Luminaires | High-Bay | High-Bay Luminaires for Commercial and Industrial Buildings | Standard | FALSE | [9 empty] | 42494 |  |  | NotYetVerified |  | 3 | 19087 | 89.48 | 213.3 | 19.25 | 0.894 | 4082 | 83
PCNGJ15P | Technical Consumer Products | TCP | TCPSB4480ZD2041KYYYXXXXPWL | Indoor Luminaires | High-Bay | High-Bay Luminaires for Commercial and Industrial Buildings | Standard | FALSE | [9 empty] | 42494 |  |  | NotYetVerified |  | 3 | 20898 | 93.02 | 224.65 | 23.83 | 0.966 | 4071 | 83
P46H6PWS | Technical Consumer Products | TCP | TCPSB4UNIZD2041KYYYXXXXPWL | Indoor Luminaires | High-Bay | High-Bay Luminaires for Commercial and Industrial Buildings | Standard | FALSE | [9 empty] | 42494 |  |  | NotYetVerified |  | 3 | 20898 | 97.97 | 213.3 | 19.25 | 0.894 | 4071 | 83
PUQX6D6H | Technical Consumer Products | TCP | TCPSB4347ZD2041KYYYXXXXPWL | Indoor Luminaires | High-Bay | High-Bay Luminaires for Commercial and Industrial Buildings | Standard | FALSE | [9 empty] | 42494 |  |  | NotYetVerified |  | 3 | 20898 | 90.81 | 230.11 | 13.43 | 0.967 | 4071 | 83
P00001B2X | Technical Consumer Products | TCP | TCPLB4UNIZD841KYYYXXXXPWLUUU | Indoor Luminaires | High-Bay | Low-Bay Luminaires for Commercial and Industrial Buildings | Standard | FALSE | [9 empty] | 42494 |  |  | NotYetVerified |  | 3 | 8042.4 | 92.12 | 87.5 | 20.33 | 0.8914 | 4058 | 81.9
P46BE29C | Technical Consumer Products | TCP | TCPSB4480ZD2441KYYYXXXXWG | Indoor Luminaires | High-Bay | High-Bay Luminaires for Commercial and Industrial Buildings | Standard | FALSE | [9 empty] | 42494 |  |  | NotYetVerified |  | 3 | 24594 | 90.99 | 270.27 | 24.92 | 0.968 | 4055 | 83
PHYK8X4U | Technical Consumer Products | TCP | TCPSB4UNIZD2441KYYYXXXXWG | Indoor Luminaires | High-Bay | High-Bay Luminaires for Commercial and Industrial Buildings | Standard | FALSE | [9 empty] | 42494 |  |  | NotYetVerified |  | 3 | 24594 | 96.44 | 255 | 19.21 | 0.894 | 4055 | 83
PE7KP2JW | Technical Consumer Products | TCP | TCPSB4347ZD2441KYYYXXXXWG | Indoor Luminaires | High-Bay | High-Bay Luminaires for Commercial and Industrial Buildings | Standard | FALSE | [9 empty] | 42494 |  |  | NotYetVerified |  | 3 | 24594 | 90.78 | 270.9 | 13.78 | 0.987 | 4055 | 83
P00001B2W | Technical Consumer Products | TCP | TCPLB4UNIZD841KYYYXXXXWGUUU | Indoor Luminaires | High-Bay | Low-Bay Luminaires for Commercial and Industrial Buildings | Standard | FALSE | [9 empty] | 42494 |  |  | NotYetVerified |  | 3 | 7909.8 | 90.4 | 87.5 | 20.33 | 0.8914 | 4048 | 81.5
P00001B2V | Technical Consumer Products | TCP | TCPLB4UNIZD841KYYYXXXXUUU | Indoor Luminaires | High-Bay | Low-Bay Luminaires for Commercial and Industrial Buildings | Standard | FALSE | [9 empty] | 42494 |  |  | NotYetVerified |  | 3 | 8774.9 | 100.29 | 87.5 | 20.33 | 0.8914 | 4044 | 81.5
PP29WZUS | Technical Consumer Products | TCP | TCPSB4480ZD2441KYYYXXXXPWL | Indoor Luminaires | High-Bay | High-Bay Luminaires for Commercial and Industrial Buildings | Standard | FALSE | [9 empty] | 42494 |  |  | NotYetVerified |  | 3 | 24796 | 91.74 | 270.27 | 24.92 | 0.968 | 4041 | 83
P5HJ6JBF | Technical Consumer Products | TCP | TCPSB4480ZD2041KYYYXXXXWG | Indoor Luminaires | High-Bay | High-Bay Luminaires for Commercial and Industrial Buildings | Standard | FALSE | [9 empty] | 42494 |  |  | NotYetVerified |  | 3 | 20612 | 91.75 | 224.65 | 23.83 | 0.966 | 4041 | 83
PZAQYS8B | Technical Consumer Products | TCP | TCPSB4UNIZD2041KYYYXXXXWG | Indoor Luminaires | High-Bay | High-Bay Luminaires for Commercial and Industrial Buildings | Standard | FALSE | [9 empty] | 42494 |  |  | NotYetVerified |  | 3 | 20612 | 96.67 | 213.2 | 19.25 | 0.894 | 4041 | 83
PG19M54M | Technical Consumer Products | TCP | TCPSB4UNIZD2441KYYYXXXXPWL | Indoor Luminaires | High-Bay | High-Bay Luminaires for Commercial and Industrial Buildings | Standard | FALSE | [9 empty] | 42494 |  |  | NotYetVerified |  | 3 | 24796 | 97.23 | 255 | 19.21 | 0.894 | 4041 | 83
P25P7TBV | Technical Consumer Products | TCP | TCPSB4347ZD2441KYYYXXXXPWL | Indoor Luminaires | High-Bay | High-Bay Luminaires for Commercial and Industrial Buildings | Standard | FALSE | [9 empty] | 42494 |  |  | NotYetVerified |  | 3 | 24796 | 91.53 | 270.9 | 13.78 | 0.987 | 4041 | 83
PU9X612V | Technical Consumer Products | TCP | TCPSB4347ZD2041KYYYXXXXWG | Indoor Luminaires | High-Bay | High-Bay Luminaires for Commercial and Industrial Buildings | Standard | FALSE | [9 empty] | 42494 |  |  | NotYetVerified |  | 3 | 20612 | 89.57 | 230.11 | 13.43 | 0.967 | 4041 | 83
PPBNJH6X | Technical Consumer Products | TCP | TCPSB4480ZD2441KYYYXXXX | Indoor Luminaires | High-Bay | High-Bay Luminaires for Commercial and Industrial Buildings | Standard | FALSE | [9 empty] | 42494 |  |  | NotYetVerified |  | 3 | 26885 | 99.47 | 270.27 | 24.92 | 0.968 | 4035 | 83
PCSSCSUY | Technical Consumer Products | TCP | TCPSB4UNIZD2441KYYYXXXX | Indoor Luminaires | High-Bay | High-Bay Luminaires for Commercial and Industrial Buildings | Standard | FALSE | [9 empty] | 42494 |  |  | NotYetVerified |  | 3 | 26885 | 105.34 | 255.2 | 19.21 | 0.894 | 4035 | 83
PUMGNJD2 | Technical Consumer Products | TCP | TCPSB4347ZD2441KYYYXXXX | Indoor Luminaires | High-Bay | High-Bay Luminaires for Commercial and Industrial Buildings | Standard | FALSE | [9 empty] | 42494 |  |  | NotYetVerified |  | 3 | 26885 | 99.24 | 270.9 | 13.78 | 0.987 | 4035 | 83
PXJ85W41 | Technical Consumer Products | TCP | TCPSB4480ZD2041KYYYXXXX | Indoor Luminaires | High-Bay | High-Bay Luminaires for Commercial and Industrial Buildings | Standard | FALSE | [9 empty] | 42494 |  |  | NotYetVerified |  | 3 | 22525 | 100.26 | 224.65 | 23.83 | 0.966 | 4028 | 83
P1ZBVSZ7 | Technical Consumer Products | TCP | TCPSB4UNIZD2041KYYYXXXX | Indoor Luminaires | High-Bay | High-Bay Luminaires for Commercial and Industrial Buildings | Standard | FALSE | [9 empty] | 42494 |  |  | NotYetVerified |  | 3 | 22525 | 105.65 | 213.2 | 19.25 | 0.894 | 4028 | 83
PQBAWSMQ | Technical Consumer Products | TCP | TCPSB4347ZD2041KYYYXXXX | Indoor Luminaires | High-Bay | High-Bay Luminaires for Commercial and Industrial Buildings | Standard | FALSE | [9 empty] | 42494 |  |  | NotYetVerified |  | 3 | 22525 | 97.88 | 230.11 | 13.43 | 0.967 | 4028 | 83
PY4VTWDD | Cree Inc. | Cree CPY Series | CPY250-A-xx-F-B-xx-xx-PML | Indoor Luminaires | High-Bay | High-Bay Luminaires for Commercial and Industrial Buildings | Premium | FALSE | [9 empty] | 42494 |  |  | Yes |  | 3.1 | 13000 | 130 | 100 | 20 | 0.9 | 5700 | 70
PNP6CTDW | Cree Inc. | Cree CPY Series | CPY250-A-xx-D-B-xx-xx-PML | Indoor Luminaires | High-Bay | High-Bay Luminaires for Commercial and Industrial Buildings | Premium | FALSE | [9 empty] | 42494 |  |  | Yes |  | 3.1 | 13000 | 130 | 100 | 20 | 0.9 | 5700 | 70
PFEGHVDF | Cree Inc. | Cree CPY Series | CPY250-A-xx-F-B-xx-xx-ML | Indoor Luminaires | High-Bay | High-Bay Luminaires for Commercial and Industrial Buildings | Premium | FALSE | [9 empty] | 42494 |  |  | Yes |  | 3.1 | 13000 | 130 | 100 | 20 | 0.9 | 5700 | 70
P11X5EAW | Cree Inc. | Cree CPY Series | CPY250-A-xx-D-B-xx-xx-ML | Indoor Luminaires | High-Bay | High-Bay Luminaires for Commercial and Industrial Buildings | Premium | FALSE | [9 empty] | 42494 |  |  | Yes |  | 3.1 | 13000 | 130 | 100 | 20 | 0.9 | 5700 | 70
PZYRSG74 | Cree Inc. | Cree CPY Series | CPY250-A-xx-F-E-xx-xx-ML | Indoor Luminaires | High-Bay | High-Bay Luminaires for Commercial and Industrial Buildings | Premium | FALSE | [9 empty] | 42494 |  |  | No |  | 3.1 | 20000 | 133.3 | 150 | 20 | 0.9 | 5700 | 70
PY19HP9T | Cree Inc. | Cree CPY Series | CPY250-A-xx-F-E-xx-xx-PML | Indoor Luminaires | High-Bay | High-Bay Luminaires for Commercial and Industrial Buildings | Premium | FALSE | [9 empty] | 42494 |  |  | No |  | 3.1 | 20000 | 133.3 | 150 | 20 | 0.9 | 5700 | 70
PKE99TRV | Cree Inc. | Cree CPY Series | CPY250-A-xx-D-E-xx-xx-xxx | Indoor Luminaires | High-Bay | High-Bay Luminaires for Commercial and Industrial Buildings | Premium | FALSE | [9 empty] | 42494 |  |  | No |  | 3.1 | 20000 | 133.3 | 150 | 20 | 0.9 | 5700 | 70
PFTY79J1 | Cree Inc. | Cree CPY Series | CPY250-A-xx-F-E-xx-xx-xxx | Indoor Luminaires | High-Bay | High-Bay Luminaires for Commercial and Industrial Buildings | Premium | FALSE | [9 empty] | 42494 |  |  | No |  | 3.1 | 20000 | 133.3 | 150 | 20 | 0.9 | 5700 | 70
PCSJJYNY | Cree Inc. | Cree CPY Series | CPY250-A-xx-D-E-xx-xx-PML | Indoor Luminaires | High-Bay | High-Bay Luminaires for Commercial and Industrial Buildings | Premium | FALSE | [9 empty] | 42494 |  |  | No |  | 3.1 | 20000 | 133.3 | 150 | 20 | 0.9 | 5700 | 70
P24VV2PD | Cree Inc. | Cree CPY Series | CPY250-A-xx-D-E-xx-xx-ML | Indoor Luminaires | High-Bay | High-Bay Luminaires for Commercial and Industrial Buildings | Premium | FALSE | [9 empty] | 42494 |  |  | No |  | 3.1 | 20000 | 133.3 | 150 | 20 | 0.9 | 5700 | 70
PVTWJG2R | Cree Inc. | Cree CPY Series | CPY250-A-xx-F-B-xx-xx-xxx | Indoor Luminaires | High-Bay | High-Bay Luminaires for Commercial and Industrial Buildings | Premium | FALSE | [9 empty] | 42494 |  |  | No | Updated on 10/4/2016 | 3.1 | 13000 | 130 | 100 | 20 | 0.9 | 5700 | 70
PPRTT72K | Cree Inc. | Cree CPY Series | CPY250-A-xx-D-B-xx-xx-xxx | Indoor Luminaires | High-Bay | High-Bay Luminaires for Commercial and Industrial Buildings | Premium | FALSE | [9 empty] | 42494 |  |  | No | Updated on 10/4/2016 this model was previously rated for 123W with an efficacy of 105 lm/W and the ?xxx denotes options that do not effect performance and are not mandatory characters | 3.1 | 13000 | 130 | 100 | 20 | 0.9 | 5700 | 70
PNFTSNAE | Cree Inc. | Cree CPY Series | CPY250-A-xx-D-B-xx-xx-40K-PML | Indoor Luminaires | High-Bay | High-Bay Luminaires for Commercial and Industrial Buildings | Premium | FALSE | [9 empty] | 42494 |  |  | Yes |  | 3.1 | 12400 | 124 | 100 | 20 | 0.9 | 4000 | 70
PJCDW4HF | Cree Inc. | Cree CPY Series | CPY250-A-xx-D-B-xx-xx-40K-ML | Indoor Luminaires | High-Bay | High-Bay Luminaires for Commercial and Industrial Buildings | Premium | FALSE | [9 empty] | 42494 |  |  | Yes |  | 3.1 | 12400 | 124 | 100 | 20 | 0.9 | 4000 | 70
PJ7GA9MM | Cree Inc. | Cree CPY Series | CPY250-A-xx-F-B-xx-xx-40K-PML | Indoor Luminaires | High-Bay | High-Bay Luminaires for Commercial and Industrial Buildings | Premium | FALSE | [9 empty] | 42494 |  |  | Yes |  | 3.1 | 12400 | 124 | 100 | 20 | 0.9 | 4000 | 70
PJ43ZZEM | Cree Inc. | Cree CPY Series | CPY250-A-xx-F-B-xx-xx-40K-ML | Indoor Luminaires | High-Bay | High-Bay Luminaires for Commercial and Industrial Buildings | Premium | FALSE | [9 empty] | 42494 |  |  | Yes |  | 3.1 | 12400 | 124 | 100 | 20 | 0.9 | 4000 | 70
PX578251 | Cree Inc. | Cree CPY Series | CPY250-A-xx-F-E-xx-xx-40K-ML | Indoor Luminaires | High-Bay | High-Bay Luminaires for Commercial and Industrial Buildings | Premium | FALSE | [9 empty] | 42494 |  |  | No |  | 3.1 | 19400 | 129.3 | 150 | 20 | 0.9 | 4000 | 70
PQN5G5PT | Cree Inc. | Cree CPY Series | CPY250-A-xx-F-E-xx-xx-40K-PML | Indoor Luminaires | High-Bay | High-Bay Luminaires for Commercial and Industrial Buildings | Premium | FALSE | [9 empty] | 42494 |  |  | No |  | 3.1 | 19400 | 129.3 | 150 | 20 | 0.9 | 4000 | 70
PQH7R8JT | Cree Inc. | Cree CPY Series | CPY250-A-xx-F-E-xx-xx-40K-xxx | Indoor Luminaires | High-Bay | High-Bay Luminaires for Commercial and Industrial Buildings | Premium | FALSE | [9 empty] | 42494 |  |  | No |  | 3.1 | 19400 | 129.3 | 150 | 20 | 0.9 | 4000 | 70
PHBSZJ3G | Cree Inc. | Cree CPY Series | CPY250-A-xx-D-E-xx-xx-40K-ML | Indoor Luminaires | High-Bay | High-Bay Luminaires for Commercial and Industrial Buildings | Premium | FALSE | [9 empty] | 42494 |  |  | No |  | 3.1 | 19400 | 129.3 | 150 | 20 | 0.9 | 4000 | 70
PDSV5R5B | Cree Inc. | Cree CPY Series | CPY250-A-xx-D-E-xx-xx-40K-PML | Indoor Luminaires | High-Bay | High-Bay Luminaires for Commercial and Industrial Buildings | Premium | FALSE | [9 empty] | 42494 |  |  | No |  | 3.1 | 19400 | 129.3 | 150 | 20 | 0.9 | 4000 | 70
PNAVCE98 | Cree Inc. | Cree CPY Series | CPY250-A-xx-F-B-xx-xx-40K-xxx | Indoor Luminaires | High-Bay | High-Bay Luminaires for Commercial and Industrial Buildings | Premium | FALSE | [9 empty] | 42494 |  |  | No | Updated on 10/4/2016 | 3.1 | 12400 | 124 | 100 | 20 | 0.9 | 4000 | 70
PCVCQ116 | Zoluu LLC | Zoluu LLCÂ | ZOLED-54W-AX50 | Indoor Luminaires | High-Bay | Low-Bay Luminaires for Commercial and Industrial Buildings | Standard | FALSE | [9 empty] | 42494 | Not Dimmable | Not Dimmable | NotYetVerified |  | 3 | 5940 | 110 | 54 | 10.1 | 0.99 | 5000 | 83
PHYMD3SH | Zoluu LLC | Zoluu LLCÂ | ZOLED-54W-AD50 | Indoor Luminaires | High-Bay | Low-Bay Luminaires for Commercial and Industrial Buildings | Standard | FALSE | [9 empty] | 42494 | Dimmable | Continuous Below 10 | NotYetVerified |  | 3 | 5940 | 110 | 54 | 10.1 | 0.99 | 5000 | 83
PYPQHN8E | Zoluu LLC | Zoluu LLCÂ | ZOLED-54W-AX45 | Indoor Luminaires | High-Bay | Low-Bay Luminaires for Commercial and Industrial Buildings | Standard | FALSE | [9 empty] | 42494 | Not Dimmable | Not Dimmable | NotYetVerified |  | 3 | 5940 | 110 | 54 | 10.1 | 0.99 | 4500 | 83
PD8N5TNH | Zoluu LLC | Zoluu LLCÂ | ZOLED-54W-AD45 | Indoor Luminaires | High-Bay | Low-Bay Luminaires for Commercial and Industrial Buildings | Standard | FALSE | [9 empty] | 42494 | Dimmable | Continuous Below 10 | NotYetVerified |  | 3 | 5940 | 110 | 54 | 10.1 | 0.99 | 4500 | 83
PBS3HYBE | Zoluu LLC | Zoluu LLCÂ | ZOLED-54W-AX40 | Indoor Luminaires | High-Bay | Low-Bay Luminaires for Commercial and Industrial Buildings | Standard | FALSE | [9 empty] | 42494 | Not Dimmable | Not Dimmable | NotYetVerified |  | 3 | 5940 | 110 | 54 | 10.1 | 0.99 | 4000 | 83
PM9NF2NH | Zoluu LLC | Zoluu LLCÂ | ZOLED-54W-AD40 | Indoor Luminaires | High-Bay | Low-Bay Luminaires for Commercial and Industrial Buildings | Standard | FALSE | [9 empty] | 42494 | Dimmable | Continuous Below 10 | NotYetVerified |  | 3 | 5940 | 110 | 54 | 10.1 | 0.99 | 4000 | 83
PK4224TP | Zoluu LLC | Zoluu LLCÂ | ZOLED-54W-AX35 | Indoor Luminaires | High-Bay | Low-Bay Luminaires for Commercial and Industrial Buildings | Standard | FALSE | [9 empty] | 42494 | Not Dimmable | Not Dimmable | NotYetVerified |  | 3 | 5940 | 110 | 54 | 10.1 | 0.99 | 3500 | 83
PC4MB9ZS | Zoluu LLC | Zoluu LLCÂ | ZOLED-54W-AD35 | Indoor Luminaires | High-Bay | Low-Bay Luminaires for Commercial and Industrial Buildings | Standard | FALSE | [9 empty] | 42494 | Dimmable | Continuous Below 10 | NotYetVerified |  | 3 | 5940 | 110 | 54 | 10.1 | 0.99 | 3500 | 83
P7TPVGRS | Zoluu LLC | Zoluu LLCÂ | ZOLED-54W-AX30 | Indoor Luminaires | High-Bay | Low-Bay Luminaires for Commercial and Industrial Buildings | Standard | FALSE | [9 empty] | 42494 | Not Dimmable | Not Dimmable | NotYetVerified |  | 3 | 5138.54 | 104.65 | 49.1 | 10.1 | 0.99 | 2914 | 83
PRKWCB9A | PA-CO Lighting | PA-CO Lighting | PENE-FG-48-LED-300-50-347-XXXX | Indoor Luminaires | High-Bay | High-Bay Luminaires for Commercial and Industrial Buildings | Premium | TRUE | 28797 | 109.6 | 262.64 | 8.57 | 0.9836 | 5266 | 86.55 | 5 | 50000 | 42493 |  |  | Yes |  | 3.1 | 28797 | 109.6 | 262.64 | 8.57 | 0.9836 | 5266 | 86.55
P5BDCXFD | SEEKING LED-LIGHTING LIMITED | SEEKING | XJ-HBG100W(4000K) | Indoor Luminaires | High-Bay | High-Bay Luminaires for Commercial and Industrial Buildings | Standard | TRUE | 13008.955 | 130.6 | 99.6 | 10.4 | 0.97 | 3994 | 83.8 | 5 | 50000 | 42493 |  |  | No |  | 3.1 | 13008.9 | 130.6 | 99.6 | 10.4 | 0.97 | 3994 | 83.8
PZQ1WCJB | SEEKING LED-LIGHTING LIMITED | SEEKING | XJ-HBG130W(4000K) | Indoor Luminaires | High-Bay | High-Bay Luminaires for Commercial and Industrial Buildings | Standard | TRUE | 17009.8 | 129.9 | 130.9 | 12.6 | 0.931 | 3986 | 83.7 | 5 | 50000 | 42493 |  |  | No |  | 3.1 | 17009.8 | 129.9 | 130.9 | 12.6 | 0.931 | 3986 | 83.7
PC85D174 | SHENZHEN SED INDUSTRY CO. LTD | CEC SED | SED-RR-HBL240-R1WWA220D10 | Indoor Luminaires | High-Bay | High-Bay Luminaires for Commercial and Industrial Buildings | Standard | TRUE | 26019 | 105.4 | 246.9 | 20.78 | 0.9292 | 3832 | 81.1 | 5 | 50000 | 42493 |  |  | Yes |  | 3.1 | 26019 | 105.4 | 246.9 | 5.98 | 0.9924 | 3832 | 81.1
PY27G4CM | SHENZHEN SED INDUSTRY CO. LTD | CEC SED | SED-RR-HBL240-R1NWA220D10 | Indoor Luminaires | High-Bay | High-Bay Luminaires for Commercial and Industrial Buildings | Standard | TRUE | 27311 | 108.6 | 251.1 | 18.19 | 0.929 | 4863 | 80.6 | 5 | 50000 | 42493 |  |  | Yes |  | 3.1 | 27311 | 108.75 | 251.1 | 4.82 | 0.9944 | 4863 | 80.6
PBSH1GJC | SHENZHEN SED INDUSTRY CO. LTD | CEC SED | SED-RR-HBL200-R1WWA220D00 | Indoor Luminaires | High-Bay | High-Bay Luminaires for Commercial and Industrial Buildings | Premium | TRUE | 22377 | 110.54 | 202.4 | 22.16 | 0.9123 | 3815 | 81.2 | 5 | 50000 | 42493 |  |  | No |  | 3.1 | 22377 | 110.54 | 202.4 | 6.47 | 0.9919 | 3815 | 81.2
PZRR5ER7 | SHENZHEN SED INDUSTRY CO. LTD | CEC SED | SED-RR-HBL100-R1WWA220D10 | Indoor Luminaires | High-Bay | High-Bay Luminaires for Commercial and Industrial Buildings | Standard | TRUE | 10998 | 109.94 | 100 | 14.67 | 0.8924 | 3840 | 80.9 | 5 | 50000 | 42493 |  |  | Yes |  | 3.1 | 10998 | 109.94 | 100 | 8.53 | 0.9936 | 3840 | 80.9
PEVMXU4S | SEEKING LED-LIGHTING LIMITED | SEEKING | XJ-HBG100W(5700K) | Indoor Luminaires | High-Bay | High-Bay Luminaires for Commercial and Industrial Buildings | Standard | FALSE | [9 empty] | 42493 |  |  | No |  | 3.1 | 13727.9 | 135.5 | 101.3 | 10.5 | 0.971 | 5818 | 83.8
PY9B3FQM | SEEKING LED-LIGHTING LIMITED | SEEKING | XJ-HBG130W(5700K) | Indoor Luminaires | High-Bay | High-Bay Luminaires for Commercial and Industrial Buildings | Standard | FALSE | [9 empty] | 42493 |  |  | No |  | 3.1 | 17904.3 | 135.4 | 132.2 | 12.8 | 0.931 | 5738 | 84.2
P8PY6BUR | SEEKING LED-LIGHTING LIMITED | SEEKING | XJ-HBG100W(5000K) | Indoor Luminaires | High-Bay | High-Bay Luminaires for Commercial and Industrial Buildings | Standard | FALSE | [9 empty] | 42493 |  |  | No |  | 3.1 | 13008.9 | 130.6 | 99.6 | 10.4 | 0.97 | 5000 | 83.8
PD9R4E38 | SEEKING LED-LIGHTING LIMITED | SEEKING | XJ-HBG130W(5000K) | Indoor Luminaires | High-Bay | High-Bay Luminaires for Commercial and Industrial Buildings | Standard | FALSE | [9 empty] | 42493 |  |  | No |  | 3.1 | 17009.8 | 129.9 | 130.9 | 12.6 | 0.931 | 5000 | 83.7
PNGXAHP6 | SEEKING LED-LIGHTING LIMITED | SEEKING | XJ-HBG100W(4500K) | Indoor Luminaires | High-Bay | High-Bay Luminaires for Commercial and Industrial Buildings | Standard | FALSE | [9 empty] | 42493 |  |  | No |  | 3.1 | 13008.9 | 130.6 | 99.6 | 10.4 | 0.97 | 4500 | 83.8
PCNKQ5YK | SEEKING LED-LIGHTING LIMITED | SEEKING | XJ-HBG130W(4500K) | Indoor Luminaires | High-Bay | High-Bay Luminaires for Commercial and Industrial Buildings | Standard | FALSE | [9 empty] | 42493 |  |  | No |  | 3.1 | 17009.8 | 129.9 | 130.9 | 12.6 | 0.931 | 4500 | 83.7
P9Q9369G | Litetronics International | LITETRONICS | HB220[BW]340DL | Indoor Luminaires | High-Bay | High-Bay Luminaires for Commercial and Industrial Buildings | Standard | FALSE | [9 empty] | 42493 |  |  | NotYetVerified |  | 3.1 | 27110 | 123 | 220.9 | 6.08 | 0.994 | 4100 | 83.8
PVU7PNNF | Litetronics International | LITETRONICS | HB185[BW]340DL | Indoor Luminaires | High-Bay | High-Bay Luminaires for Commercial and Industrial Buildings | Standard | FALSE | [9 empty] | 42493 |  |  | NotYetVerified |  | 3.1 | 23710 | 128 | 185.7 | 6.78 | 0.993 | 4086 | 83.9
P1V7SGA2 | Litetronics International | LITETRONICS | HB125[BW]340DL | Indoor Luminaires | High-Bay | High-Bay Luminaires for Commercial and Industrial Buildings | Standard | FALSE | [9 empty] | 42493 |  |  | NotYetVerified |  | 3.1 | 16130 | 128.1 | 125.9 | 8.12 | 0.993 | 4017 | 84.1
P8PT9B1A | SHENZHEN SED INDUSTRY CO. LTD | CEC SED | SED-RR-HBL120-R1NWA220D00 | Indoor Luminaires | High-Bay | High-Bay Luminaires for Commercial and Industrial Buildings | Standard | FALSE | [9 empty] | 42493 | Not Dimmable | Not Dimmable | No |  | 3.1 | 12927 | 107.56 | 120.2 | 7.23 | 0.9949 | 4870 | 80.6
PD2PZM27 | SHENZHEN SED INDUSTRY CO. LTD | CEC SED | SED-RR-HBL100-R1NWA220D10 | Indoor Luminaires | High-Bay | High-Bay Luminaires for Commercial and Industrial Buildings | Premium | FALSE | [9 empty] | 42493 | Dimmable | Continuous Below 10 | Yes |  | 3.1 | 11161 | 111.51 | 100.1 | 8.46 | 0.9942 | 4850 | 80.8
PDSAXPR1 | SHENZHEN SED INDUSTRY CO. LTD | CEC SED | SED-RR-HBL200-R1NWA220D00 | Indoor Luminaires | High-Bay | High-Bay Luminaires for Commercial and Industrial Buildings | Premium | FALSE | [9 empty] | 42493 | Not Dimmable | Not Dimmable | No |  | 3.1 | 23305 | 115.66 | 201.5 | 6.68 | 0.9894 | 4836 | 80.6
PTJ236P7 | SHENZHEN SED INDUSTRY CO. LTD | CEC SED | SED-RR-HBL160-R1NWA220D10 | Indoor Luminaires | High-Bay | High-Bay Luminaires for Commercial and Industrial Buildings | Premium | FALSE | [9 empty] | 42493 | Dimmable | Continuous Below 10 | Yes |  | 3.1 | 20087 | 126.89 | 158.3 | 5.8 | 0.9967 | 4818 | 80.7
P48E1ECH | SHENZHEN SED INDUSTRY CO. LTD | CEC SED | SED-RR-HBL120-R1WWA220D00 | Indoor Luminaires | High-Bay | High-Bay Luminaires for Commercial and Industrial Buildings | Standard | FALSE | [9 empty] | 42493 | Not Dimmable | Not Dimmable | No |  | 3.1 | 12579 | 106.34 | 118.3 | 7.18 | 0.995 | 3838 | 80.8
PKCW3E85 | SHENZHEN SED INDUSTRY CO. LTD | CEC SED | SED-RR-HBL160-R1WWA220D10 | Indoor Luminaires | High-Bay | High-Bay Luminaires for Commercial and Industrial Buildings | Premium | FALSE | [9 empty] | 42493 | Dimmable | Continuous Below 10 | Yes |  | 3.1 | 19120 | 122.6 | 155.9 | 6.27 | 0.9963 | 3808 | 81.3
PPFR9JVS | Tamlite Lighting | Tamlite Lighting | WLSLED4-10800D1L830-XX | Indoor Luminaires | High-Bay | High-Bay Luminaires for Commercial and Industrial Buildings | Standard | TRUE | 9708 | 102.2 | 95.02 | 9.29 | 0.984 | 3159 | 83.7 | 5 | 50000 | 42492 |  |  | Yes |  | 3.1 | 10100 | 106.8 | 94.56 | 4.7 | 0.998 | 3159 | 83.7
PNJYZU16 | Tamlite Lighting | Tamlite Lighting | WLSLED4-5280D1S2L830-XX | Indoor Luminaires | High-Bay | Low-Bay Luminaires for Commercial and Industrial Buildings | Standard | TRUE | 4726 | 122.5 | 38.57 | 8.23 | 0.976 | 3158 | 84.2 | 5 | 50000 | 42492 |  |  | Yes |  | 3.1 | 5280 | 110 | 48 | 6 | 0.998 | 3179 | 83
PCBXUUBH | ESL Vision | ESL Vision | ESL-HB-150W-4 | Indoor Luminaires | High-Bay | High-Bay Luminaires for Commercial and Industrial Buildings | Standard | TRUE | 14929 | 101.56 | 149.3 | 7.6 | 0.949 | 5294 | 84.2 | 5 | 50000 | 42492 |  |  | NotYetVerified |  | 3 | 14929 | 101.56 | 147 | 4.95 | 0.997 | 5294 | 84
P27V3BQK | Energy Solutions International | ESI | F-14ME-EA-L6NP-50-D [No Lens or Wireguard Option] | Indoor Luminaires | High-Bay | High-Bay Luminaires for Commercial and Industrial Buildings | Premium | TRUE | 13740 | 165.9 | 82.83 | 15.311 | 0.9424 | 5128 | 83.11 | 5 | 100000 | 42492 |  |  | Yes |  | 3.1 | 13740 | 167.8 | 81.9 | 15.3 | 0.942 | 5128 | 83
PU92XH56 | SEEKING LED-LIGHTING LIMITED | SEEKING | XJ-HBG150W(4000K) | Indoor Luminaires | High-Bay | High-Bay Luminaires for Commercial and Industrial Buildings | Standard | TRUE | 19710.86 | 130.6 | 150.9 | 11.6 | 0.942 | 3980 | 83.7 | 5 | 50000 | 42492 |  |  | No |  | 3.1 | 19710.8 | 130.6 | 150.9 | 11.6 | 0.942 | 3980 | 83.7
P1PTNZRY | Energy Solutions International | ESI | F-14ME-EA-L6LP-50-D [No Lens or Wireguard Option] | Indoor Luminaires | High-Bay | High-Bay Luminaires for Commercial and Industrial Buildings | Premium | TRUE | 11620 | 161.3 | 72.019 | 11.434 | 0.9379 | 5110 | 82.93 | 5 | 100000 | 42492 |  |  | Yes |  | 3.1 | 11620 | 162.5 | 71.5 | 11.434 | 0.938 | 5110 | 83
P8J4QY1K | Baiyiled lighting America Inc | RayonLED | RO-HBL01-100W(4000K) | Indoor Luminaires | High-Bay | High-Bay Luminaires for Commercial and Industrial Buildings | Standard | TRUE | 9851.547 | 100.209 | 98.31 | 18.67 | 0.931 | 4161 | 82.9 | 5 | 50000 | 42492 |  |  | No |  | 3.1 | 9851.547 | 100.209 | 98.31 | 18.67 | 0.997 | 4000 | 82.9
PSB237KA | SEEKING LED-LIGHTING LIMITED | SEEKING | XJ-HBS200W-2(4000K) | Indoor Luminaires | High-Bay | High-Bay Luminaires for Commercial and Industrial Buildings | Standard | TRUE | 25222.63 | 124.7 | 202.2 | 15.5 | 0.927 | 3982 | 84.1 | 5 | 50000 | 42492 |  |  | No |  | 3.1 | 25222.6 | 124.7 | 202.2 | 15.5 | 0.927 | 4004 | 84.1
PJNDC7PR | Baiyiled lighting America Inc | RayonLED | RO-HBL01-150W(4000K) | Indoor Luminaires | High-Bay | High-Bay Luminaires for Commercial and Industrial Buildings | Standard | TRUE | 15285.393 | 101.957 | 149.92 | 18.27 | 0.923 | 4006 | 81.4 | 5 | 50000 | 42492 |  |  | No |  | 3.1 | 15285.393 | 101.957 | 149.92 | 18.27 | 0.998 | 4000 | 81.4
P7T13GYA | Baiyiled lighting America Inc | RayonLED | RO-HBL01-200W(4000K) | Indoor Luminaires | High-Bay | High-Bay Luminaires for Commercial and Industrial Buildings | Standard | TRUE | 20589.836 | 102.585 | 200.71 | 17.74 | 0.921 | 4162 | 82.9 | 5 | 50000 | 42492 |  |  | No |  | 3.1 | 20589.836 | 102.585 | 200.71 | 17.74 | 0.998 | 4000 | 82.9
P4266U26 | ESL Vision | ESL Vision | ESL-HB-200W-4 | Indoor Luminaires | High-Bay | High-Bay Luminaires for Commercial and Industrial Buildings | Standard | TRUE | 19180.18 | 104.35 | 186.1 | 7.92 | 0.921 | 5294 | 84.4 | 5 | 50000 | 42492 |  |  | NotYetVerified |  | 3 | 19180.18 | 104.35 | 183.8 | 5.21 | 0.997 | 5294 | 84
PDA6QDDK | Baiyiled lighting America Inc | RayonLED | RO-HBL01-240W(4000K) | Indoor Luminaires | High-Bay | High-Bay Luminaires for Commercial and Industrial Buildings | Standard | TRUE | 25399.81 | 106.151 | 239.28 | 17.42 | 0.914 | 4155 | 83 | 5 | 50000 | 42492 |  |  | No |  | 3.1 | 25399.81 | 106.151 | 239.28 | 17.42 | 0.997 | 4000 | 83
PW645ZV7 | ESL Vision | ESL Vision | ESL-HB-100W-4 | Indoor Luminaires | High-Bay | High-Bay Luminaires for Commercial and Industrial Buildings | Standard | TRUE | 9871.67 | 100.63 | 98.1 | 15.96 | 0.896 | 5292 | 83.6 | 5 | 50000 | 42492 |  |  | NotYetVerified |  | 3 | 9871.67 | 100.63 | 98.1 | 6.15 | 0.993 | 5292 | 84
PT7FB6YN | SEEKING LED-LIGHTING LIMITED | SEEKING | XJ-HBG150W(5700K) | Indoor Luminaires | High-Bay | High-Bay Luminaires for Commercial and Industrial Buildings | Standard | FALSE | [9 empty] | 42492 |  |  | No |  | 3.1 | 20607.3 | 135.8 | 151.7 | 11.8 | 0.943 | 5844 | 84
P4D31SPU | SEEKING LED-LIGHTING LIMITED | SEEKING | XJ-HBS200W-2(5700K) | Indoor Luminaires | High-Bay | High-Bay Luminaires for Commercial and Industrial Buildings | Standard | FALSE | [9 empty] | 42492 |  |  | No |  | 3.1 | 26504 | 128.8 | 205.7 | 15.8 | 0.93 | 5830 | 84
P4CNNXN1 | SEEKING LED-LIGHTING LIMITED | SEEKING | XJ-HBS200W-2(5000K) | Indoor Luminaires | High-Bay | High-Bay Luminaires for Commercial and Industrial Buildings | Standard | FALSE | [9 empty] | 42492 |  |  | No |  | 3.1 | 25222.6 | 124.7 | 202.2 | 15.5 | 0.927 | 5000 | 84.1
PR1NG7ME | SEEKING LED-LIGHTING LIMITED | SEEKING | XJ-HBG150W(5000K) | Indoor Luminaires | High-Bay | High-Bay Luminaires for Commercial and Industrial Buildings | Standard | FALSE | [9 empty] | 42492 |  |  | No |  | 3.1 | 19710.8 | 130.6 | 150.9 | 11.6 | 0.942 | 5000 | 83.7
PNZAHJET | SEEKING LED-LIGHTING LIMITED | SEEKING | XJ-HBS200W-2(4500K) | Indoor Luminaires | High-Bay | High-Bay Luminaires for Commercial and Industrial Buildings | Standard | FALSE | [9 empty] | 42492 |  |  | No |  | 3.1 | 25222.6 | 124.7 | 202.2 | 15.5 | 0.927 | 4500 | 84.1
PNSWK4VD | SEEKING LED-LIGHTING LIMITED | SEEKING | XJ-HBG150W(4500K) | Indoor Luminaires | High-Bay | High-Bay Luminaires for Commercial and Industrial Buildings | Standard | FALSE | [9 empty] | 42492 |  |  | No |  | 3.1 | 19710.8 | 130.6 | 150.9 | 11.6 | 0.942 | 4500 | 83.7
PENRJA3Z | Tamlite Lighting | Tamlite Lighting | WLSLED4-6600D1L850-XX | Indoor Luminaires | High-Bay | Low-Bay Luminaires for Commercial and Industrial Buildings | Standard | FALSE | [9 empty] | 42492 |  |  | Yes |  | 3.1 | 6584 | 133.5 | 49.31 | 5.82 | 0.998 | 5155 | 82.9
PEBG1QUN | Tamlite Lighting | Tamlite Lighting | WLSLED4-10800D1L850-XX | Indoor Luminaires | High-Bay | High-Bay Luminaires for Commercial and Industrial Buildings | Standard | FALSE | [9 empty] | 42492 |  |  | Yes |  | 3.1 | 10800 | 135 | 80 | 5 | 0.998 | 5100 | 83
PEN97KVC | Tamlite Lighting | Tamlite Lighting | WLSLED4-8800D1L850-XX | Indoor Luminaires | High-Bay | Low-Bay Luminaires for Commercial and Industrial Buildings | Standard | FALSE | [9 empty] | 42492 |  |  | Yes |  | 3.1 | 9000 | 130 | 69 | 5 | 0.998 | 5100 | 83
PX4KJF64 | Tamlite Lighting | Tamlite Lighting | WLSLED4-5280D1S2L850-XX | Indoor Luminaires | High-Bay | Low-Bay Luminaires for Commercial and Industrial Buildings | Standard | FALSE | [9 empty] | 42492 |  |  | Yes |  | 3.1 | 5400 | 128 | 42 | 5 | 0.998 | 5100 | 83
PGCPACNQ | Tamlite Lighting | Tamlite Lighting | WLSLED4-8800D1L840-XX | Indoor Luminaires | High-Bay | Low-Bay Luminaires for Commercial and Industrial Buildings | Standard | FALSE | [9 empty] | 42492 |  |  | Yes |  | 3.1 | 8963 | 127.4 | 70.34 | 5.01 | 0.998 | 4078 | 85
P1SK7TYD | Tamlite Lighting | Tamlite Lighting | WLSLED4-10800D1L840-XX | Indoor Luminaires | High-Bay | High-Bay Luminaires for Commercial and Industrial Buildings | Standard | FALSE | [9 empty] | 42492 |  |  | Yes |  | 3.1 | 10600 | 129 | 82 | 5 | 0.998 | 4000 | 84
PHKVZR2J | Tamlite Lighting | Tamlite Lighting | WLSLED4-6600D1L840-XX | Indoor Luminaires | High-Bay | Low-Bay Luminaires for Commercial and Industrial Buildings | Standard | FALSE | [9 empty] | 42492 |  |  | Yes |  | 3.1 | 6600 | 120 | 55 | 5 | 0.998 | 4000 | 84
PDGZJEPW | Tamlite Lighting | Tamlite Lighting | WLSLED4-5280D1S2L840-XX | Indoor Luminaires | High-Bay | Low-Bay Luminaires for Commercial and Industrial Buildings | Standard | FALSE | [9 empty] | 42492 |  |  | Yes |  | 3.1 | 5280 | 120 | 44 | 5 | 0.998 | 4000 | 83
PKHQH328 | Tamlite Lighting | Tamlite Lighting | WLSLED4-10800D1L835-XX | Indoor Luminaires | High-Bay | High-Bay Luminaires for Commercial and Industrial Buildings | Standard | FALSE | [9 empty] | 42492 |  |  | Yes |  | 3.1 | 10400 | 115 | 90 | 5 | 0.998 | 3500 | 83
P8Q8ZNB4 | Tamlite Lighting | Tamlite Lighting | WLSLED4-8800D1L835-XX | Indoor Luminaires | High-Bay | Low-Bay Luminaires for Commercial and Industrial Buildings | Standard | FALSE | [9 empty] | 42492 |  |  | Yes |  | 3.1 | 8700 | 116 | 75 | 5 | 0.998 | 3500 | 83
P8NC1QPQ | Tamlite Lighting | Tamlite Lighting | WLSLED4-6600D1L835-XX | Indoor Luminaires | High-Bay | Low-Bay Luminaires for Commercial and Industrial Buildings | Standard | FALSE | [9 empty] | 42492 |  |  | Yes |  | 3.1 | 6250 | 113 | 55 | 5 | 0.998 | 3500 | 83
PP5HTC85 | Tamlite Lighting | Tamlite Lighting | WLSLED4-5280D1S2L835-XX | Indoor Luminaires | High-Bay | Low-Bay Luminaires for Commercial and Industrial Buildings | Standard | FALSE | [9 empty] | 42492 |  |  | Yes |  | 3.1 | 5280 | 114.78 | 46 | 5 | 0.998 | 3500 | 83
PADUD2PW | Tamlite Lighting | Tamlite Lighting | WLSLED4-6600D1L830-XX | Indoor Luminaires | High-Bay | Low-Bay Luminaires for Commercial and Industrial Buildings | Standard | FALSE | [9 empty] | 42492 |  |  | Yes |  | 3.1 | 6100 | 110 | 55 | 6 | 0.998 | 3179 | 83
PGVEDRR2 | Tamlite Lighting | Tamlite Lighting | WLSLED4-8800D1L830-XX | Indoor Luminaires | High-Bay | Low-Bay Luminaires for Commercial and Industrial Buildings | Standard | FALSE | [9 empty] | 42492 |  |  | Yes |  | 3.1 | 8800 | 110 | 80 | 5 | 0.998 | 3179 | 83
PB3FX2BC | Energy Solutions International | ESI | F-14ME-EA-L6NP-50 [No Lens or Wireguard Option] | Indoor Luminaires | High-Bay | High-Bay Luminaires for Commercial and Industrial Buildings | Premium | FALSE | [9 empty] | 42492 |  |  | Yes |  | 3.1 | 13740 | 167.8 | 81.9 | 15.3 | 0.942 | 5128 | 83
PASV7BRB | Energy Solutions International | ESI | F-14ME-EA-L6LP-50 [No Lens or Wireguard Option] | Indoor Luminaires | High-Bay | High-Bay Luminaires for Commercial and Industrial Buildings | Premium | FALSE | [9 empty] | 42492 |  |  | Yes |  | 3.1 | 11620 | 162.5 | 71.5 | 11.434 | 0.938 | 5110 | 83
P5Z5T6DY | Baiyiled lighting America Inc | RayonLED | RO-HBL01-240W(5000K) | Indoor Luminaires | High-Bay | High-Bay Luminaires for Commercial and Industrial Buildings | Standard | FALSE | [9 empty] | 42492 | Not Dimmable | Not Dimmable | No |  | 3.1 | 25399.81 | 106.151 | 239.28 | 17.42 | 0.997 | 5000 | 83
P4QDXM38 | Baiyiled lighting America Inc | RayonLED | RO-HBL01-100W(5000K) | Indoor Luminaires | High-Bay | High-Bay Luminaires for Commercial and Industrial Buildings | Standard | FALSE | [9 empty] | 42492 | Not Dimmable | Not Dimmable | No |  | 3.1 | 9851.547 | 100.209 | 98.31 | 18.67 | 0.997 | 5000 | 82.9
P5WY6771 | Baiyiled lighting America Inc | RayonLED | RO-HBL01-200W(5000K) | Indoor Luminaires | High-Bay | High-Bay Luminaires for Commercial and Industrial Buildings | Standard | FALSE | [9 empty] | 42492 | Not Dimmable | Not Dimmable | No |  | 3.1 | 20589.836 | 102.585 | 200.71 | 17.74 | 0.998 | 5000 | 82.9
PKHP1Z63 | Baiyiled lighting America Inc | RayonLED | RO-HBL01-150W(5000K) | Indoor Luminaires | High-Bay | High-Bay Luminaires for Commercial and Industrial Buildings | Standard | FALSE | [9 empty] | 42492 | Not Dimmable | Not Dimmable | No |  | 3.1 | 15285.393 | 101.957 | 149.92 | 18.27 | 0.998 | 5000 | 81.4
PVZ56JYZ | Luxtronik Technology (China) Company Limited | LUXTRONIK | LUX-HBR-150L [120V only] | Indoor Luminaires | High-Bay | High-Bay Luminaires for Commercial and Industrial Buildings | Standard | TRUE | 19195 | 126.02 | 152.32 | 7.124 | 0.9958 | 5055 | 76.3 | 5 | 50000 | 42489 |  |  | No |  | 3.1 | 19100 | 119 | 160 | 20 | 0.9 | 5000 | 70
PXM4BB85 | All Green Lighting Inc. | LED Highbay light | HB-LED-L-100W | Indoor Luminaires | High-Bay | High-Bay Luminaires for Commercial and Industrial Buildings | Standard | TRUE | 13285 | 117.55 | 113.02 | 6.01 | 0.9956 | 4905 | 75.4 | 5 | 50000 | 42489 |  |  | No |  | 3.1 | 13000 | 113 | 115 | 15 | 0.9 | 5000 | 70
PE1H6H52 | Luxtronik Technology (China) Company Limited | LUXTRONIK | LUX-HBR-120L [120V only] | Indoor Luminaires | High-Bay | High-Bay Luminaires for Commercial and Industrial Buildings | Standard | TRUE | 16687 | 123.54 | 135.08 | 7.746 | 0.9951 | 5062 | 76.3 | 5 | 50000 | 42489 |  |  | No |  | 3.1 | 16600 | 119 | 140 | 20 | 0.9 | 5000 | 70
PA4M3DRX | SHENZHEN SHENGJING OPTOELECTRONIC TECHNOLOGY CO.LTD |  | SJ-ZJFL-100W-4000K | Indoor Luminaires | High-Bay | High-Bay Luminaires for Commercial and Industrial Buildings | Standard | TRUE | 12453 | 140.4 | 88.7 | 13.3 | 0.971 | 4003 | 74 | 5 | 50000 | 42489 |  |  | No |  | 3.1 | 13000 | 130 | 100 | 14 | 0.95 | 4000 | 75
P4QTKKCM | SHENZHEN SHENGJING OPTOELECTRONIC TECHNOLOGY CO.LTD |  | SJ-ZJFL-160W-4000K | Indoor Luminaires | High-Bay | High-Bay Luminaires for Commercial and Industrial Buildings | Standard | TRUE | 19828 | 137.5 | 144.2 | 12 | 0.945 | 4022 | 74 | 5 | 50000 | 42489 |  |  | No |  | 3.1 | 20800 | 130 | 160 | 12 | 0.95 | 4000 | 75
PGVU7EW6 | AOK LED Light Co. Ltd | AOK | AOK-150WiU(3000K) | Indoor Luminaires | High-Bay | High-Bay Luminaires for Commercial and Industrial Buildings | Standard | TRUE | 19340 | 125.83 | 153.7 | 12.3 | 0.9396 | 3014 | 72.3 | 5 | 50000 | 42489 |  |  | No |  | 3.1 | 19340 | 125.83 | 153.7 | 12.3 | 0.9396 | 3000 | 72.3
PBFSEZUN | Revolution Lighting Technologies | Revolution Lighting Technologies Inc. | Q5HBAY-298-UL1-50-T5-CG-*-*-*-*-* | Indoor Luminaires | High-Bay | High-Bay Luminaires for Commercial and Industrial Buildings | Standard | TRUE | 27372.12 | 95.27 | 287.3 | 16.73 | 0.9361 | 5129 | 73.24 | 5 | 50000 | 42489 |  |  | NotYetVerified |  | 3 | 27880 | 94.08 | 296.32 | 16.73 | 0.9361 | 5000 | 73.24
PWSVQFFW | Revolution Lighting Technologies | Revolution Lighting Technologies Inc. | Q5HBAY-178-UL1-50-T5-CG-*-*-*-*-* | Indoor Luminaires | High-Bay | High-Bay Luminaires for Commercial and Industrial Buildings | Standard | TRUE | 16399.02 | 92.89 | 176.53 | 12.66 | 0.932 | 5204 | 72.7 | 5 | 50000 | 42489 |  |  | NotYetVerified |  | 3 | 16440 | 93.12 | 176.53 | 12.66 | 0.9321 | 5204 | 72.66
PV6RCX2W | AOK LED Light Co. Ltd | AOK | AOK-200WiU(3000K) | Indoor Luminaires | High-Bay | High-Bay Luminaires for Commercial and Industrial Buildings | Standard | TRUE | 23392 | 116.45 | 200.9 | 17.43 | 0.9028 | 3014 | 72.3 | 5 | 50000 | 42489 |  |  | No |  | 3.1 | 23392 | 116.45 | 200.9 | 17.43 | 0.9028 | 3000 | 72.3
PEAHZSG4 | AOK LED Light Co. Ltd | AOK | AOK-100WiU(3000K) | Indoor Luminaires | High-Bay | High-Bay Luminaires for Commercial and Industrial Buildings | Standard | TRUE | 12314 | 122.04 | 100.9 | 11.5 | 0.9027 | 3005 | 72.2 | 5 | 50000 | 42489 |  |  | No |  | 3.1 | 12314 | 122.04 | 100.9 | 11.5 | 0.9027 | 3000 | 72.2
PQV91DC7 | WooYoung Co.Ltd | LIGHT CAMP | WPL-HB100-0315-3K | Indoor Luminaires | High-Bay | High-Bay Luminaires for Commercial and Industrial Buildings | Standard | TRUE | 10607 | 100.3 | 105.75 | 18.82 | 0.893 | 3023 | 82.32 | 5 | 50000 | 42489 |  |  | No |  | 3.1 | 10607 | 100.3 | 105.75 | 18.82 | 0.893 | 3023 | 82.319
P352T9FS | WooYoung Co.Ltd | LIGHT CAMP | WPL-HB150-0315-3K | Indoor Luminaires | High-Bay | High-Bay Luminaires for Commercial and Industrial Buildings | Standard | TRUE | 16556 | 103.93 | 159.3 | 18.58 | 0.891 | 3028 | 82.39 | 5 | 50000 | 42489 |  |  | No |  | 3.1 | 16556 | 103.93 | 159.3 | 18.58 | 0.891 | 3028 | 82.39
PA3PS7VY | WooYoung Co.Ltd | LIGHT CAMP | WPL-HB150-0315-5K | Indoor Luminaires | High-Bay | High-Bay Luminaires for Commercial and Industrial Buildings | Standard | FALSE | [9 empty] | 42489 |  |  | No |  | 3.1 | 17367 | 113.92 | 152.45 | 19.6 | 0.884 | 5050 | 83.124
PA6WKNM7 | WooYoung Co.Ltd | LIGHT CAMP | WPL-HB100-0315-5K | Indoor Luminaires | High-Bay | High-Bay Luminaires for Commercial and Industrial Buildings | Standard | FALSE | [9 empty] | 42489 |  |  | No |  | 3.1 | 11296 | 106.46 | 106.11 | 19.4 | 0.889 | 5007 | 82.99
PRYN1RH8 | SHENZHEN SHENGJING OPTOELECTRONIC TECHNOLOGY CO.LTD |  | SJ-ZJFL-100W-5700K | Indoor Luminaires | High-Bay | High-Bay Luminaires for Commercial and Industrial Buildings | Standard | FALSE | [9 empty] | 42489 |  |  | No |  | 3.1 | 13000 | 130 | 100 | 14 | 0.95 | 5700 | 75
PBJPVAXX | SHENZHEN SHENGJING OPTOELECTRONIC TECHNOLOGY CO.LTD |  | SJ-ZJFL-160W-5700K | Indoor Luminaires | High-Bay | High-Bay Luminaires for Commercial and Industrial Buildings | Standard | FALSE | [9 empty] | 42489 |  |  | No |  | 3.1 | 20800 | 130 | 160 | 12 | 0.95 | 5700 | 75
PSXV1BJJ | Industrial Lighting Products | Industrial Lighting Products | HB-380WLED-UNIV-50-ND | Indoor Luminaires | High-Bay | High-Bay Aisle Luminaires | Premium | FALSE | [9 empty] | 42489 |  |  | No |  | 3 | 45300 | 118.06 | 383.7 | 18.9 | 0.978 | 5000 | 80
PPWRAU91 | Industrial Lighting Products | Industrial Lighting Products | HB-380WLED-UNIV-50-ND-SD480 | Indoor Luminaires | High-Bay | High-Bay Aisle Luminaires | Premium | FALSE | [9 empty] | 42489 |  |  | No |  | 3 | 44895.82 | 112.63 | 398.6 | 18.9 | 0.978 | 5000 | 80
PQXUNJZ6 | Industrial Lighting Products | Industrial Lighting Products | HB-380WLED-UNIV-40-ND | Indoor Luminaires | High-Bay | High-Bay Aisle Luminaires | Premium | FALSE | [9 empty] | 42489 |  |  | No |  | 3 | 44520.87 | 116.91 | 380.8 | 18.9 | 0.978 | 4000 | 80
PVZN69BQ | Industrial Lighting Products | Industrial Lighting Products | HB-380WLED-UNIV-40-ND-SD480 | Indoor Luminaires | High-Bay | High-Bay Aisle Luminaires | Premium | FALSE | [9 empty] | 42489 |  |  | No |  | 3 | 44459.67 | 111.53 | 398.6 | 18.9 | 0.978 | 4000 | 80
PP4YXQAD | Industrial Lighting Products | Industrial Lighting Products | HB-380WLED-UNIV-35-ND | Indoor Luminaires | High-Bay | High-Bay Aisle Luminaires | Premium | FALSE | [9 empty] | 42489 |  |  | No |  | 3 | 44085.43 | 115.77 | 380.8 | 18.9 | 0.978 | 3500 | 80
PRGVGME9 | Industrial Lighting Products | Industrial Lighting Products | HB-380WLED-UNIV-35-ND-SD480 | Indoor Luminaires | High-Bay | High-Bay Aisle Luminaires | Premium | FALSE | [9 empty] | 42489 |  |  | No |  | 3 | 44024.83 | 110.44 | 398.6 | 18.9 | 0.978 | 3500 | 80
PHT7N1MT | Industrial Lighting Products | Industrial Lighting Products | HB-380WLED-UNIV-30-ND | Indoor Luminaires | High-Bay | High-Bay Aisle Luminaires | Premium | FALSE | [9 empty] | 42489 |  |  | No |  | 3 | 43650 | 114.62 | 380.8 | 18.9 | 0.978 | 3000 | 80
PECQKMRK | Industrial Lighting Products | Industrial Lighting Products | HB-380WLED-UNIV-30-ND-SD480 | Indoor Luminaires | High-Bay | High-Bay Aisle Luminaires | Premium | FALSE | [9 empty] | 42489 |  |  | No |  | 3 | 43590 | 109.35 | 398.6 | 18.9 | 0.978 | 3000 | 80
P4GSAN2P | AOK LED Light Co. Ltd | AOK | AOK-200WiU(5700K) | Indoor Luminaires | High-Bay | High-Bay Luminaires for Commercial and Industrial Buildings | Standard | FALSE | [9 empty] | 42489 | Not Dimmable | Not Dimmable | No |  | 3.1 | 25096 | 125.04 | 200.7 | 17.05 | 0.9032 | 5700 | 74.3
PCKKBZYA | AOK LED Light Co. Ltd | AOK | AOK-150WiU(5700K) | Indoor Luminaires | High-Bay | High-Bay Luminaires for Commercial and Industrial Buildings | Standard | FALSE | [9 empty] | 42489 | Not Dimmable | Not Dimmable | No |  | 3.1 | 19931 | 130.35 | 152.9 | 12.85 | 0.9318 | 5700 | 74
PD13PXF3 | AOK LED Light Co. Ltd | AOK | AOK-100WiU(5700K) | Indoor Luminaires | High-Bay | High-Bay Luminaires for Commercial and Industrial Buildings | Standard | FALSE | [9 empty] | 42489 | Not Dimmable | Not Dimmable | No |  | 3.1 | 13032 | 129.54 | 100.6 | 11.71 | 0.9029 | 5700 | 73.8
P4X7E1CF | AOK LED Light Co. Ltd | AOK | AOK-200WiU(5000K) | Indoor Luminaires | High-Bay | High-Bay Luminaires for Commercial and Industrial Buildings | Standard | FALSE | [9 empty] | 42489 | Not Dimmable | Not Dimmable | No |  | 3.1 | 24755 | 123.28 | 200.8 | 17.43 | 0.9028 | 5000 | 72.3
P4KR2213 | AOK LED Light Co. Ltd | AOK | AOK-150WiU(5000K) | Indoor Luminaires | High-Bay | High-Bay Luminaires for Commercial and Industrial Buildings | Standard | FALSE | [9 empty] | 42489 | Not Dimmable | Not Dimmable | No |  | 3.1 | 19813 | 129.24 | 153.3 | 12.3 | 0.9396 | 5000 | 72.3
PDA6TNVA | AOK LED Light Co. Ltd | AOK | AOK-100WiU(5000K) | Indoor Luminaires | High-Bay | High-Bay Luminaires for Commercial and Industrial Buildings | Standard | FALSE | [9 empty] | 42489 | Not Dimmable | Not Dimmable | No |  | 3.1 | 12888 | 127.92 | 100.8 | 11.5 | 0.9027 | 5000 | 72.2
PZX3NTBN | AOK LED Light Co. Ltd | AOK | AOK-200WiU(4500K) | Indoor Luminaires | High-Bay | High-Bay Luminaires for Commercial and Industrial Buildings | Standard | FALSE | [9 empty] | 42489 | Not Dimmable | Not Dimmable | No |  | 3.1 | 24414 | 121.59 | 200.8 | 17.43 | 0.9028 | 4500 | 72.3
PED8S54A | AOK LED Light Co. Ltd | AOK | AOK-150WiU(4500K) | Indoor Luminaires | High-Bay | High-Bay Luminaires for Commercial and Industrial Buildings | Standard | FALSE | [9 empty] | 42489 | Not Dimmable | Not Dimmable | No |  | 3.1 | 19695 | 128.47 | 153.3 | 12.3 | 0.9396 | 4500 | 72.3
P21XUXDN | AOK LED Light Co. Ltd | AOK | AOK-100WiU(4500K) | Indoor Luminaires | High-Bay | High-Bay Luminaires for Commercial and Industrial Buildings | Standard | FALSE | [9 empty] | 42489 | Not Dimmable | Not Dimmable | No |  | 3.1 | 12745 | 126.5 | 100.8 | 11.5 | 0.9027 | 4500 | 72.2
PJVE5CS7 | AOK LED Light Co. Ltd | AOK | AOK-200WiU(4000K) | Indoor Luminaires | High-Bay | High-Bay Luminaires for Commercial and Industrial Buildings | Standard | FALSE | [9 empty] | 42489 | Not Dimmable | Not Dimmable | No |  | 3.1 | 24074 | 119.89 | 200.8 | 17.43 | 0.9028 | 4000 | 72.3
PRPK8HAW | AOK LED Light Co. Ltd | AOK | AOK-150WiU(4000K) | Indoor Luminaires | High-Bay | High-Bay Luminaires for Commercial and Industrial Buildings | Standard | FALSE | [9 empty] | 42489 | Not Dimmable | Not Dimmable | No |  | 3.1 | 19576 | 127.7 | 153.3 | 12.3 | 0.9396 | 4000 | 72.3
PSVQK366 | AOK LED Light Co. Ltd | AOK | AOK-100WiU(4000K) | Indoor Luminaires | High-Bay | High-Bay Luminaires for Commercial and Industrial Buildings | Standard | FALSE | [9 empty] | 42489 | Not Dimmable | Not Dimmable | No |  | 3.1 | 12601 | 125.07 | 100.8 | 11.5 | 0.9027 | 4000 | 72.2
P15272EP | AOK LED Light Co. Ltd | AOK | AOK-200WiU(3500K) | Indoor Luminaires | High-Bay | High-Bay Luminaires for Commercial and Industrial Buildings | Standard | FALSE | [9 empty] | 42489 | Not Dimmable | Not Dimmable | No |  | 3.1 | 23733 | 118.19 | 200.8 | 17.43 | 0.9028 | 3500 | 72.3
PZBFQMN7 | AOK LED Light Co. Ltd | AOK | AOK-150WiU(3500K) | Indoor Luminaires | High-Bay | High-Bay Luminaires for Commercial and Industrial Buildings | Standard | FALSE | [9 empty] | 42489 | Not Dimmable | Not Dimmable | No |  | 3.1 | 19458 | 126.93 | 153.3 | 12.3 | 0.9396 | 3500 | 72.3
PAZUKZCB | AOK LED Light Co. Ltd | AOK | AOK-100WiU(3500K) | Indoor Luminaires | High-Bay | High-Bay Luminaires for Commercial and Industrial Buildings | Standard | FALSE | [9 empty] | 42489 | Not Dimmable | Not Dimmable | No |  | 3.1 | 12458 | 123.65 | 100.8 | 11.5 | 0.9027 | 3500 | 72.2
PASD75NJ | Hubbell Lighting | Columbia Lighting | MPL4-930LW-AD-EU-FA | Indoor Luminaires | High-Bay | Low-Bay Luminaires for Commercial and Industrial Buildings | Standard | TRUE | 4911 | 99.2 | 49.5 | 8.2 | 0.98 | 3025 | 91 | 5 | 60000 | 42488 |  |  | Yes |  | 3.1 | 4850 | 98 | 49.5 | 5 | 0.998 | 3034 | 91
PX1FT6JR | Hubbell Lighting | Columbia Lighting | MPL4-30HL-AD-EDU | Indoor Luminaires | High-Bay | High-Bay Luminaires for Commercial and Industrial Buildings | Standard | TRUE | 9739 | 113.1 | 86.1 | 5.9 | 0.98 | 3017 | 83 | 5 | 60000 | 42488 |  |  | Yes |  | 3.1 | 9739 | 113.1 | 86.1 | 7.3 | 0.92 | 3017 | 83
PGP3D88F | Hubbell Lighting | Columbia Lighting | MPL4-50VL-AD-EU-FA | Indoor Luminaires | High-Bay | High-Bay Luminaires for Commercial and Industrial Buildings | Standard | TRUE | 10925 | 114.6 | 95.3 | 5.9 | 0.978 | 5093 | 82 | 5 | 60000 | 42488 |  |  | Yes |  | 3.1 | 10873 | 113.5 | 95.8 | 5.9 | 0.978 | 5093 | 82
P5GHRUCP | Energy Solutions International | ESI | F-23VH-P3V-50 [Straight Down Only] | Indoor Luminaires | High-Bay | High-Bay Luminaires for Commercial and Industrial Buildings | Premium | TRUE | 18530 | 108.1 | 171.4 | 14.782 | 0.9656 | 5089 | 83.74 | 5 | 50000 | 42488 |  |  | Yes |  | 3.1 | 18530 | 108.1097 | 171.4 | 14.8 | 0.965 | 5089 | 84
P7JSP89T | Shenzhen Hipower Optoelectronic Co. Ltd | LED VISION | SPC100-HL7-DW-120 | Indoor Luminaires | High-Bay | High-Bay Luminaires for Commercial and Industrial Buildings | Standard | TRUE | 9028.6 | 90.33 | 99.95 | 9.73 | 0.9605 | 4863 | 75.4 | 5 | 50000 | 42488 |  |  | No |  | 3.1 | 8300 | 83 | 100 | 20 | 0.9605 | 5000 | 70
PPR554E7 | WAI CHI OPTO TECHNOLOGY LTD. | WAICHI | LLHA06-S200D(3000K) | Indoor Luminaires | High-Bay | High-Bay Luminaires for Commercial and Industrial Buildings | Premium | TRUE | 22063.61 | 110.65 | 199.4 | 8.5 | 0.95 | 3069 | 82.7 | 5 | 50000 | 42488 |  |  | No |  | 3.1 | 22063.6 | 110.6 | 199.4 | 8.3 | 0.95 | 3069 | 82.7
PHE5713Z | WAI CHI OPTO TECHNOLOGY LTD. | WAICHI | LLHA06-S150D(3000K) | Indoor Luminaires | High-Bay | High-Bay Luminaires for Commercial and Industrial Buildings | Premium | TRUE | 15901.122 | 109.211 | 145.6 | 14.1 | 0.949 | 3067 | 82.5 | 5 | 50000 | 42488 |  |  | No |  | 3.1 | 15901.1 | 109.2 | 145.6 | 14.1 | 0.949 | 3067 | 82.5
P9VSYQCF | SEEKING LED-LIGHTING LIMITED | SEEKING | XJ-HBS-240W-2(4000K) | Indoor Luminaires | High-Bay | High-Bay Luminaires for Commercial and Industrial Buildings | Standard | TRUE | 29892.676 | 124 | 241 | 11.8 | 0.945 | 4004 | 84 | 5 | 50000 | 42488 |  |  | No |  | 3.1 | 29892.6 | 124 | 241 | 11.8 | 0.942 | 4004 | 84
PRMS4YWC | SEEKING LED-LIGHTING LIMITED | SEEKING | XJ-HBS150W-2(4000K) | Indoor Luminaires | High-Bay | High-Bay Luminaires for Commercial and Industrial Buildings | Standard | TRUE | 19060.66 | 126.1 | 151.1 | 10.3 | 0.943 | 4004 | 84 | 5 | 50000 | 42488 |  |  | No |  | 3.1 | 19060.6 | 126.1 | 151.1 | 10.3 | 0.943 | 4004 | 84
PGNEG92Q | Digital Lumens | Digital Lumens | CLE-B1-ST-A-850 | Indoor Luminaires | High-Bay | High-Bay Luminaires for Commercial and Industrial Buildings | Standard | TRUE | 10890 | 140.1 | 77.73 | 10.24 | 0.9395 | 5103 | 83.36 | 5 | 50000 | 42488 |  |  | Yes |  | 3.1 | 10890 | 140 | 78 | 10.24 | 0.94 | 5103 | 83
P49YSZSS | WAI CHI OPTO TECHNOLOGY LTD. | WAICHI | LLHA05-S150DP(3000K) | Indoor Luminaires | High-Bay | High-Bay Luminaires for Commercial and Industrial Buildings | Premium | TRUE | 16359.982 | 110.69 | 147.8 | 12.3 | 0.925 | 3070 | 82.5 | 5 | 50000 | 42488 |  |  | Yes |  | 3.1 | 16359.9 | 110.69 | 147.8 | 12.3 | 0.996 | 3070 | 82.5
PT54K72V | WAI CHI OPTO TECHNOLOGY LTD. | WAICHI | LLHA06-S120D(3000K) | Indoor Luminaires | High-Bay | High-Bay Luminaires for Commercial and Industrial Buildings | Premium | TRUE | 12386.86 | 109.135 | 113.5 | 14.3 | 0.909 | 3070 | 82.7 | 5 | 50000 | 42488 |  |  | No |  | 3.1 | 12386.8 | 109.1 | 113.5 | 14.3 | 0.909 | 3070 | 82.7
PGAGEHQ4 | SEEKING LED-LIGHTING LIMITED | SEEKING | XJ-HBS-240W-2(5700K) | Indoor Luminaires | High-Bay | High-Bay Luminaires for Commercial and Industrial Buildings | Standard | FALSE | [9 empty] | 42488 |  |  | No |  | 3.1 | 31507.4 | 128.7 | 244.8 | 11.9 | 0.945 | 5864 | 84.3
PNXXVMN7 | SEEKING LED-LIGHTING LIMITED | SEEKING | XJ-HBS150W-2(5700K) | Indoor Luminaires | High-Bay | High-Bay Luminaires for Commercial and Industrial Buildings | Standard | FALSE | [9 empty] | 42488 |  |  | No |  | 3.1 | 20143.3 | 131.7 | 152.9 | 10.4 | 0.945 | 5830 | 84.2
P4JME31R | SEEKING LED-LIGHTING LIMITED | SEEKING | XJ-HBS-240W-2(5000K) | Indoor Luminaires | High-Bay | High-Bay Luminaires for Commercial and Industrial Buildings | Standard | FALSE | [9 empty] | 42488 |  |  | No |  | 3.1 | 29892.6 | 124 | 241 | 11.8 | 0.942 | 5000 | 84
P4UUGWWH | SEEKING LED-LIGHTING LIMITED | SEEKING | XJ-HBS150W-2(5000K) | Indoor Luminaires | High-Bay | High-Bay Luminaires for Commercial and Industrial Buildings | Standard | FALSE | [9 empty] | 42488 |  |  | No |  | 3.1 | 19060.6 | 126.1 | 151.1 | 10.3 | 0.943 | 5000 | 84
PR87GGT4 | SEEKING LED-LIGHTING LIMITED | SEEKING | XJ-HBS-240W-2(4500K) | Indoor Luminaires | High-Bay | High-Bay Luminaires for Commercial and Industrial Buildings | Standard | FALSE | [9 empty] | 42488 |  |  | No |  | 3.1 | 29892.6 | 124 | 241 | 11.8 | 0.942 | 4500 | 84
P23ZPRMK | SEEKING LED-LIGHTING LIMITED | SEEKING | XJ-HBS150W-2(4500K) | Indoor Luminaires | High-Bay | High-Bay Luminaires for Commercial and Industrial Buildings | Standard | FALSE | [9 empty] | 42488 |  |  | No |  | 3.1 | 19060.6 | 126.1 | 151.1 | 10.3 | 0.943 | 4500 | 84
P6CJK673 | WAI CHI OPTO TECHNOLOGY LTD. | WAICHI | LLHA05-S150DP(5000K) | Indoor Luminaires | High-Bay | High-Bay Luminaires for Commercial and Industrial Buildings | Premium | FALSE | [9 empty] | 42488 |  |  | Yes |  | 3.1 | 16963.1 | 114.153 | 148.6 | 12.4 | 0.996 | 5112 | 85.8
PP6B4EZ7 | WAI CHI OPTO TECHNOLOGY LTD. | WAICHI | LLHA06-S150D(5000K) | Indoor Luminaires | High-Bay | High-Bay Luminaires for Commercial and Industrial Buildings | Premium | FALSE | [9 empty] | 42488 |  |  | No |  | 3.1 | 16822.2 | 113.8 | 147.8 | 14.3 | 0.943 | 5102 | 85.8
PBXYDSTK | WAI CHI OPTO TECHNOLOGY LTD. | WAICHI | LLHA06-S200D(5000K) | Indoor Luminaires | High-Bay | High-Bay Luminaires for Commercial and Industrial Buildings | Premium | FALSE | [9 empty] | 42488 |  |  | No |  | 3.1 | 22611.5 | 113.7 | 198.8 | 8.5 | 0.951 | 5088 | 86
PATRVRX2 | WAI CHI OPTO TECHNOLOGY LTD. | WAICHI | LLHA06-S120D(5000K) | Indoor Luminaires | High-Bay | High-Bay Luminaires for Commercial and Industrial Buildings | Premium | FALSE | [9 empty] | 42488 |  |  | No |  | 3.1 | 12956.6 | 114.5 | 113.1 | 14.6 | 0.903 | 5084 | 86.1
PJTFXMQH | WAI CHI OPTO TECHNOLOGY LTD. | WAICHI | LLHA06-S120D(4500K) | Indoor Luminaires | High-Bay | High-Bay Luminaires for Commercial and Industrial Buildings | Premium | FALSE | [9 empty] | 42488 |  |  | No |  | 3.1 | 12386.8 | 109.1 | 113.5 | 14.3 | 0.909 | 4500 | 82.7
PJXQDKRU | WAI CHI OPTO TECHNOLOGY LTD. | WAICHI | LLHA06-S200D(4500K) | Indoor Luminaires | High-Bay | High-Bay Luminaires for Commercial and Industrial Buildings | Premium | FALSE | [9 empty] | 42488 |  |  | No |  | 3.1 | 22063.6 | 110.6 | 199.4 | 8.3 | 0.95 | 4500 | 82.7
PQ299V21 | WAI CHI OPTO TECHNOLOGY LTD. | WAICHI | LLHA06-S150D(4500K) | Indoor Luminaires | High-Bay | High-Bay Luminaires for Commercial and Industrial Buildings | Premium | FALSE | [9 empty] | 42488 |  |  | No |  | 3.1 | 15901.1 | 109.2 | 145.6 | 14.1 | 0.949 | 4500 | 82.5
PQ3HBYZT | WAI CHI OPTO TECHNOLOGY LTD. | WAICHI | LLHA05-S150DP(4500K) | Indoor Luminaires | High-Bay | High-Bay Luminaires for Commercial and Industrial Buildings | Premium | FALSE | [9 empty] | 42488 |  |  | Yes |  | 3.1 | 16359.9 | 110.69 | 147.8 | 12.3 | 0.996 | 4500 | 82.5
PQBEHZ2V | WAI CHI OPTO TECHNOLOGY LTD. | WAICHI | LLHA06-S120D(4000K) | Indoor Luminaires | High-Bay | High-Bay Luminaires for Commercial and Industrial Buildings | Premium | FALSE | [9 empty] | 42488 |  |  | No |  | 3.1 | 12386.8 | 109.1 | 113.5 | 14.3 | 0.909 | 4000 | 82.7
PNF92RVK | WAI CHI OPTO TECHNOLOGY LTD. | WAICHI | LLHA06-S200D(4000K) | Indoor Luminaires | High-Bay | High-Bay Luminaires for Commercial and Industrial Buildings | Premium | FALSE | [9 empty] | 42488 |  |  | No |  | 3.1 | 22063.6 | 110.6 | 199.4 | 8.3 | 0.95 | 4000 | 82.7
PE1XEPZH | WAI CHI OPTO TECHNOLOGY LTD. | WAICHI | LLHA06-S150D(4000K) | Indoor Luminaires | High-Bay | High-Bay Luminaires for Commercial and Industrial Buildings | Premium | FALSE | [9 empty] | 42488 |  |  | No |  | 3.1 | 15901.1 | 109.2 | 145.6 | 14.1 | 0.949 | 4000 | 82.5
PCN12JG6 | WAI CHI OPTO TECHNOLOGY LTD. | WAICHI | LLHA05-S150DP(4000K) | Indoor Luminaires | High-Bay | High-Bay Luminaires for Commercial and Industrial Buildings | Premium | FALSE | [9 empty] | 42488 |  |  | Yes |  | 3.1 | 16359.9 | 110.69 | 147.8 | 12.3 | 0.996 | 4000 | 82.5
P8QMUBPZ | WAI CHI OPTO TECHNOLOGY LTD. | WAICHI | LLHA06-S120D(3500K) | Indoor Luminaires | High-Bay | High-Bay Luminaires for Commercial and Industrial Buildings | Premium | FALSE | [9 empty] | 42488 |  |  | No |  | 3.1 | 12386.8 | 109.1 | 113.5 | 14.3 | 0.909 | 3500 | 82.7
PJR5WZKD | WAI CHI OPTO TECHNOLOGY LTD. | WAICHI | LLHA06-S200D(3500K) | Indoor Luminaires | High-Bay | High-Bay Luminaires for Commercial and Industrial Buildings | Premium | FALSE | [9 empty] | 42488 |  |  | No |  | 3.1 | 22063.6 | 110.6 | 199.4 | 8.3 | 0.95 | 3500 | 82.7
PQMD6EFQ | WAI CHI OPTO TECHNOLOGY LTD. | WAICHI | LLHA06-S150D(3500K) | Indoor Luminaires | High-Bay | High-Bay Luminaires for Commercial and Industrial Buildings | Premium | FALSE | [9 empty] | 42488 |  |  | No |  | 3.1 | 15901.1 | 109.2 | 145.6 | 14.1 | 0.949 | 3500 | 82.5
PSJ5V1K9 | WAI CHI OPTO TECHNOLOGY LTD. | WAICHI | LLHA05-S150DP(3500K) | Indoor Luminaires | High-Bay | High-Bay Luminaires for Commercial and Industrial Buildings | Premium | FALSE | [9 empty] | 42488 |  |  | Yes |  | 3.1 | 16359.9 | 110.69 | 147.8 | 12.3 | 0.996 | 3500 | 82.5
PF459EBC | Shenzhen Hipower Optoelectronic Co. Ltd | LED VISION | SPC100-HL7-CW-120 | Indoor Luminaires | High-Bay | High-Bay Luminaires for Commercial and Industrial Buildings | Standard | FALSE | [9 empty] | 42488 |  |  | No |  | 3.1 | 8500 | 85 | 100 | 20 | 0.9949 | 5700 | 70
P9G7WTQF | Shenzhen Hipower Optoelectronic Co. Ltd | LED VISION | SPC100-HL7-CW-D-120 | Indoor Luminaires | High-Bay | High-Bay Luminaires for Commercial and Industrial Buildings | Standard | FALSE | [9 empty] | 42488 |  |  | Yes |  | 3.1 | 8500 | 85 | 100 | 20 | 0.9949 | 5700 | 70
PPPUGNYU | Shenzhen Hipower Optoelectronic Co. Ltd | LED VISION | SPC100-HL7-DW-D-120 | Indoor Luminaires | High-Bay | High-Bay Luminaires for Commercial and Industrial Buildings | Standard | FALSE | [9 empty] | 42488 |  |  | Yes |  | 3.1 | 8300 | 83 | 100 | 20 | 0.9605 | 5000 | 70
PPZHKXVP | Hubbell Lighting | Columbia Lighting | MPL8-50HL-W-EU | Indoor Luminaires | High-Bay | High-Bay Luminaires for Commercial and Industrial Buildings | Standard | FALSE | [9 empty] | 42488 |  |  | Yes |  | 3.1 | 22498 | 131.4 | 171.2 | 7.3 | 0.92 | 5093 | 82
PYY4169W | Hubbell Lighting | Columbia Lighting | MPL8-50HL-AC-EU | Indoor Luminaires | High-Bay | High-Bay Luminaires for Commercial and Industrial Buildings | Standard | FALSE | [9 empty] | 42488 |  |  | Yes |  | 3.1 | 21500 | 125.6 | 171.2 | 7.3 | 0.92 | 5093 | 82
P8QXP9RM | Hubbell Lighting | Columbia Lighting | MPL8-50HL-FA-EU | Indoor Luminaires | High-Bay | High-Bay Luminaires for Commercial and Industrial Buildings | Standard | FALSE | [9 empty] | 42488 |  |  | Yes |  | 3.1 | 21271 | 123.7 | 172 | 7.3 | 0.92 | 5093 | 82
PJBN5X98 | Hubbell Lighting | Columbia Lighting | MPL8-50HL-AD-EU | Indoor Luminaires | High-Bay | High-Bay Luminaires for Commercial and Industrial Buildings | Standard | FALSE | [9 empty] | 42488 |  |  | Yes |  | 3.1 | 21187 | 123 | 172.2 | 7.3 | 0.92 | 5093 | 82
PBURH79W | Hubbell Lighting | Columbia Lighting | MPL8-50HL-AC-EU-FA | Indoor Luminaires | High-Bay | High-Bay Luminaires for Commercial and Industrial Buildings | Standard | FALSE | [9 empty] | 42488 |  |  | Yes |  | 3.1 | 20064 | 117.2 | 171.2 | 7.3 | 0.92 | 5093 | 82
PWQQGQVP | Hubbell Lighting | Columbia Lighting | MPL8-50HL-AD-EU-FA | Indoor Luminaires | High-Bay | High-Bay Luminaires for Commercial and Industrial Buildings | Standard | FALSE | [9 empty] | 42488 |  |  | Yes |  | 3.1 | 19745 | 114.7 | 172.2 | 7.3 | 0.92 | 5093 | 82
P5TQBY4B | Hubbell Lighting | Columbia Lighting | MPL8-50ML-W-EU | Indoor Luminaires | High-Bay | High-Bay Luminaires for Commercial and Industrial Buildings | Standard | FALSE | [9 empty] | 42488 |  |  | Yes |  | 3.1 | 18785 | 132.8 | 141.4 | 7.3 | 0.92 | 5093 | 82
PFUCQTY3 | Hubbell Lighting | Columbia Lighting | MPL8-50ML-FA-EU | Indoor Luminaires | High-Bay | High-Bay Luminaires for Commercial and Industrial Buildings | Standard | FALSE | [9 empty] | 42488 |  |  | Yes |  | 3.1 | 17960 | 126.5 | 142 | 7.3 | 0.92 | 5093 | 82
PHP98DYN | Hubbell Lighting | Columbia Lighting | MPL8-50ML-AC-EU | Indoor Luminaires | High-Bay | High-Bay Luminaires for Commercial and Industrial Buildings | Standard | FALSE | [9 empty] | 42488 |  |  | Yes |  | 3.1 | 17952 | 127 | 141.4 | 7.3 | 0.92 | 5093 | 82
P67KPX4T | Hubbell Lighting | Columbia Lighting | MPL8-50ML-AD-EU | Indoor Luminaires | High-Bay | High-Bay Luminaires for Commercial and Industrial Buildings | Standard | FALSE | [9 empty] | 42488 |  |  | Yes |  | 3.1 | 17854 | 125.7 | 142 | 7.3 | 0.92 | 5093 | 82
P8T3J5QQ | Hubbell Lighting | Columbia Lighting | MPL8-50ML-AC-EU-FA | Indoor Luminaires | High-Bay | High-Bay Luminaires for Commercial and Industrial Buildings | Standard | FALSE | [9 empty] | 42488 |  |  | Yes |  | 3.1 | 16753 | 118.5 | 141.4 | 7.3 | 0.92 | 5093 | 82
PXKAH2AZ | Hubbell Lighting | Columbia Lighting | MPL8-50ML-AD-EU-FA | Indoor Luminaires | High-Bay | High-Bay Luminaires for Commercial and Industrial Buildings | Standard | FALSE | [9 empty] | 42488 |  |  | Yes |  | 3.1 | 16640 | 117.2 | 142 | 7.3 | 0.92 | 5093 | 82
PWUSWGVR | Hubbell Lighting | Columbia Lighting | MPL4-50HL-W-EU | Indoor Luminaires | High-Bay | High-Bay Luminaires for Commercial and Industrial Buildings | Standard | FALSE | [9 empty] | 42488 |  |  | Yes |  | 3.1 | 11249 | 131.4 | 85.6 | 7.3 | 0.92 | 5093 | 82
PFGTJ5JD | Hubbell Lighting | Columbia Lighting | MPL4-50HL-AC-EU | Indoor Luminaires | High-Bay | High-Bay Luminaires for Commercial and Industrial Buildings | Standard | FALSE | [9 empty] | 42488 |  |  | Yes |  | 3.1 | 10750 | 125.6 | 85.6 | 7.3 | 0.92 | 5093 | 82
PQF6XCSF | Hubbell Lighting | Columbia Lighting | MPL4-50HL-FA-EU | Indoor Luminaires | High-Bay | High-Bay Luminaires for Commercial and Industrial Buildings | Standard | FALSE | [9 empty] | 42488 |  |  | Yes |  | 3.1 | 10636 | 123.7 | 86 | 7.3 | 0.92 | 5093 | 82
PQP7T2DK | Hubbell Lighting | Columbia Lighting | MPL4-50HL-AD-EU | Indoor Luminaires | High-Bay | High-Bay Luminaires for Commercial and Industrial Buildings | Standard | FALSE | [9 empty] | 42488 |  |  | Yes |  | 3.1 | 10593 | 123 | 86.1 | 7.3 | 0.92 | 5093 | 82
P9GNEEC5 | Hubbell Lighting | Columbia Lighting | MPL4-50HL-AC-EU-FA | Indoor Luminaires | High-Bay | High-Bay Luminaires for Commercial and Industrial Buildings | Standard | FALSE | [9 empty] | 42488 |  |  | Yes |  | 3.1 | 10032 | 117.2 | 85.6 | 7.3 | 0.92 | 5093 | 82
PD3KN8ST | Hubbell Lighting | Columbia Lighting | MPL4-50HL-AD-EU-FA | Indoor Luminaires | High-Bay | High-Bay Luminaires for Commercial and Industrial Buildings | Standard | FALSE | [9 empty] | 42488 |  |  | Yes |  | 3.1 | 9873 | 114.7 | 86.1 | 7.3 | 0.92 | 5093 | 82
PPXMV84X | Hubbell Lighting | Columbia Lighting | MPL4-50ML-W-EU | Indoor Luminaires | High-Bay | Low-Bay Luminaires for Commercial and Industrial Buildings | Standard | FALSE | [9 empty] | 42488 |  |  | Yes |  | 3.1 | 9392 | 132.8 | 70.7 | 7.3 | 0.92 | 5093 | 82
P6ZJV4U3 | Hubbell Lighting | Columbia Lighting | MPL4-50ML-FA-EU | Indoor Luminaires | High-Bay | Low-Bay Luminaires for Commercial and Industrial Buildings | Standard | FALSE | [9 empty] | 42488 |  |  | Yes |  | 3.1 | 8980 | 126.5 | 71 | 7.3 | 0.92 | 5093 | 82
PBJDQA9S | Hubbell Lighting | Columbia Lighting | MPL4-50ML-AC-EU | Indoor Luminaires | High-Bay | Low-Bay Luminaires for Commercial and Industrial Buildings | Standard | FALSE | [9 empty] | 42488 |  |  | Yes |  | 3.1 | 8976 | 127 | 70.7 | 7.3 | 0.92 | 5093 | 82
PU19R14Q | Hubbell Lighting | Columbia Lighting | MPL4-50ML-AD-EU | Indoor Luminaires | High-Bay | Low-Bay Luminaires for Commercial and Industrial Buildings | Standard | FALSE | [9 empty] | 42488 |  |  | Yes |  | 3.1 | 8927 | 125.7 | 71 | 7.3 | 0.92 | 5093 | 82
PVVY1A1H | Hubbell Lighting | Columbia Lighting | MPL4-50ML-AC-EU-FA | Indoor Luminaires | High-Bay | Low-Bay Luminaires for Commercial and Industrial Buildings | Standard | FALSE | [9 empty] | 42488 |  |  | Yes |  | 3.1 | 8376 | 118.5 | 70.7 | 7.3 | 0.92 | 5093 | 82
PP7TTRSP | Hubbell Lighting | Columbia Lighting | MPL4-50ML-AD-EU-FA | Indoor Luminaires | High-Bay | Low-Bay Luminaires for Commercial and Industrial Buildings | Standard | FALSE | [9 empty] | 42488 |  |  | Yes |  | 3.1 | 8320 | 117.2 | 71 | 7.3 | 0.92 | 5093 | 82
PK54Y333 | Hubbell Lighting | Columbia Lighting | MPL8-50VL-W-EU | Indoor Luminaires | High-Bay | High-Bay Luminaires for Commercial and Industrial Buildings | Standard | FALSE | [9 empty] | 42488 |  |  | Yes |  | 3.1 | 24793 | 129.5 | 191.4 | 5.9 | 0.978 | 5093 | 82
PTSU82DS | Hubbell Lighting | Columbia Lighting | MPL8-50VL-AC-EU | Indoor Luminaires | High-Bay | High-Bay Luminaires for Commercial and Industrial Buildings | Standard | FALSE | [9 empty] | 42488 |  |  | Yes |  | 3.1 | 23695 | 123.8 | 191.4 | 5.9 | 0.978 | 5093 | 82
P12A9S4Y | Hubbell Lighting | Columbia Lighting | MPL8-50VL-AD-EU | Indoor Luminaires | High-Bay | High-Bay Luminaires for Commercial and Industrial Buildings | Standard | FALSE | [9 empty] | 42488 |  |  | Yes |  | 3.1 | 23332 | 121.8 | 191.6 | 5.9 | 0.978 | 5093 | 82
P3NXWHJX | Hubbell Lighting | Columbia Lighting | MPL8-50VL-FA-EU | Indoor Luminaires | High-Bay | High-Bay Luminaires for Commercial and Industrial Buildings | Standard | FALSE | [9 empty] | 42488 |  |  | Yes |  | 3.1 | 22912 | 120.6 | 190 | 5.9 | 0.978 | 5093 | 82
PCUQJ3YV | Hubbell Lighting | Columbia Lighting | MPL8-50VL-AC-EU-FA | Indoor Luminaires | High-Bay | High-Bay Luminaires for Commercial and Industrial Buildings | Standard | FALSE | [9 empty] | 42488 |  |  | Yes |  | 3.1 | 22111 | 115.5 | 191.4 | 5.9 | 0.978 | 5093 | 82
P5PTMYBR | Hubbell Lighting | Columbia Lighting | MPL8-50VL-AD-EU-FA | Indoor Luminaires | High-Bay | High-Bay Luminaires for Commercial and Industrial Buildings | Standard | FALSE | [9 empty] | 42488 |  |  | Yes |  | 3.1 | 21745 | 113.5 | 191.6 | 5.9 | 0.978 | 5093 | 82
PXFDWDEG | Hubbell Lighting | Columbia Lighting | MPL4-50VL-W-EU | Indoor Luminaires | High-Bay | High-Bay Luminaires for Commercial and Industrial Buildings | Standard | FALSE | [9 empty] | 42488 |  |  | Yes |  | 3.1 | 12397 | 129.5 | 95.7 | 5.9 | 0.978 | 5093 | 82
PX1XSBNC | Hubbell Lighting | Columbia Lighting | MPL4-50VL-AC-EU | Indoor Luminaires | High-Bay | High-Bay Luminaires for Commercial and Industrial Buildings | Standard | FALSE | [9 empty] | 42488 |  |  | Yes |  | 3.1 | 11847 | 123.8 | 95.7 | 5.9 | 0.978 | 5093 | 82
PB9FTWV8 | Hubbell Lighting | Columbia Lighting | MPL4-50VL-AD-EU | Indoor Luminaires | High-Bay | High-Bay Luminaires for Commercial and Industrial Buildings | Standard | FALSE | [9 empty] | 42488 |  |  | Yes |  | 3.1 | 11666 | 121.8 | 95.8 | 5.9 | 0.978 | 5093 | 82
PE3YCFJG | Hubbell Lighting | Columbia Lighting | MPL4-50VL-FA-EU | Indoor Luminaires | High-Bay | High-Bay Luminaires for Commercial and Industrial Buildings | Standard | FALSE | [9 empty] | 42488 |  |  | Yes |  | 3.1 | 11456 | 120.6 | 95 | 5.9 | 0.978 | 5093 | 82
PTBH764B | Hubbell Lighting | Columbia Lighting | MPL4-50VL-AC-EU-FA | Indoor Luminaires | High-Bay | High-Bay Luminaires for Commercial and Industrial Buildings | Standard | FALSE | [9 empty] | 42488 |  |  | Yes |  | 3.1 | 11056 | 115.5 | 95.7 | 5.9 | 0.978 | 5093 | 82
PA9YUF9N | Hubbell Lighting | Columbia Lighting | MPL8-50LW-W-EU | Indoor Luminaires | High-Bay | High-Bay Luminaires for Commercial and Industrial Buildings | Premium | FALSE | [9 empty] | 42488 |  |  | Yes |  | 3.1 | 13685 | 138.5 | 98.8 | 5 | 0.998 | 5093 | 82
PASAK3AW | Hubbell Lighting | Columbia Lighting | MPL8-50LW-AC-EU | Indoor Luminaires | High-Bay | High-Bay Luminaires for Commercial and Industrial Buildings | Premium | FALSE | [9 empty] | 42488 |  |  | Yes |  | 3.1 | 13079 | 132.4 | 98.8 | 5 | 0.998 | 5093 | 82
P3EM88HH | Hubbell Lighting | Columbia Lighting | MPL8-50LW-FA-EU | Indoor Luminaires | High-Bay | High-Bay Luminaires for Commercial and Industrial Buildings | Premium | FALSE | [9 empty] | 42488 |  |  | Yes |  | 3.1 | 12990 | 134.7 | 96.4 | 5 | 0.998 | 5093 | 82
PK736B6B | Hubbell Lighting | Columbia Lighting | MPL8-50LW-AD-EU | Indoor Luminaires | High-Bay | High-Bay Luminaires for Commercial and Industrial Buildings | Premium | FALSE | [9 empty] | 42488 |  |  | Yes |  | 3.1 | 12968 | 134 | 96.8 | 5 | 0.998 | 5093 | 82
PEHYVM9A | Hubbell Lighting | Columbia Lighting | MPL8-50LW-AC-EU-FA | Indoor Luminaires | High-Bay | High-Bay Luminaires for Commercial and Industrial Buildings | Premium | FALSE | [9 empty] | 42488 |  |  | Yes |  | 3.1 | 12204 | 123.5 | 98.8 | 5 | 0.998 | 5093 | 82
P1KBYGBB | Hubbell Lighting | Columbia Lighting | MPL8-50LW-AD-EU-FA | Indoor Luminaires | High-Bay | High-Bay Luminaires for Commercial and Industrial Buildings | Premium | FALSE | [9 empty] | 42488 |  |  | Yes |  | 3.1 | 12086 | 124.9 | 96.8 | 5 | 0.998 | 5093 | 82
PN2MY6RD | Hubbell Lighting | Columbia Lighting | MPL4-50LW-W-EU | Indoor Luminaires | High-Bay | Low-Bay Luminaires for Commercial and Industrial Buildings | Premium | FALSE | [9 empty] | 42488 |  |  | Yes |  | 3.1 | 6842 | 138.5 | 49.4 | 5 | 0.998 | 5093 | 82
P9777DGN | Hubbell Lighting | Columbia Lighting | MPL4-50LW-AC-EU | Indoor Luminaires | High-Bay | Low-Bay Luminaires for Commercial and Industrial Buildings | Premium | FALSE | [9 empty] | 42488 |  |  | Yes |  | 3.1 | 6539 | 132.4 | 49.4 | 5 | 0.998 | 5093 | 82
P59PXT1D | Hubbell Lighting | Columbia Lighting | MPL4-50LW-FA-EU | Indoor Luminaires | High-Bay | Low-Bay Luminaires for Commercial and Industrial Buildings | Premium | FALSE | [9 empty] | 42488 |  |  | Yes |  | 3.1 | 6495 | 134.7 | 48.2 | 5 | 0.998 | 5093 | 82
PMK4SQNB | Hubbell Lighting | Columbia Lighting | MPL4-50LW-AD-EU | Indoor Luminaires | High-Bay | Low-Bay Luminaires for Commercial and Industrial Buildings | Premium | FALSE | [9 empty] | 42488 |  |  | Yes |  | 3.1 | 6484 | 134 | 48.4 | 5 | 0.998 | 5093 | 82
P5DZP4PT | Hubbell Lighting | Columbia Lighting | MPL4-50LW-AC-EU-FA | Indoor Luminaires | High-Bay | Low-Bay Luminaires for Commercial and Industrial Buildings | Premium | FALSE | [9 empty] | 42488 |  |  | Yes |  | 3.1 | 6102 | 123.5 | 49.4 | 5 | 0.998 | 5093 | 82
PBJS94GX | Hubbell Lighting | Columbia Lighting | MPL4-50LW-AD-EU-FA | Indoor Luminaires | High-Bay | Low-Bay Luminaires for Commercial and Industrial Buildings | Premium | FALSE | [9 empty] | 42488 |  |  | Yes |  | 3.1 | 6043 | 124.9 | 48.4 | 5 | 0.998 | 5093 | 82
P5WR9VE3 | Hubbell Lighting | Columbia Lighting | MPL8-50LW-W-ED1U | Indoor Luminaires | High-Bay | High-Bay Luminaires for Commercial and Industrial Buildings | Premium | FALSE | [9 empty] | 42488 |  |  | Yes |  | 3.1 | 13685 | 138.5 | 98.8 | 5 | 0.998 | 5093 | 82
PW7S7STS | Hubbell Lighting | Columbia Lighting | MPL8-50LW-AC-ED1U | Indoor Luminaires | High-Bay | High-Bay Luminaires for Commercial and Industrial Buildings | Premium | FALSE | [9 empty] | 42488 |  |  | Yes |  | 3.1 | 13079 | 132.4 | 98.8 | 5 | 0.998 | 5093 | 82
PDGQ69AJ | Hubbell Lighting | Columbia Lighting | MPL8-50LW-FA-ED1U | Indoor Luminaires | High-Bay | High-Bay Luminaires for Commercial and Industrial Buildings | Premium | FALSE | [9 empty] | 42488 |  |  | Yes |  | 3.1 | 12990 | 134.7 | 96.4 | 5 | 0.998 | 5093 | 82
PBR5UYUF | Hubbell Lighting | Columbia Lighting | MPL8-50LW-AD-ED1U | Indoor Luminaires | High-Bay | High-Bay Luminaires for Commercial and Industrial Buildings | Premium | FALSE | [9 empty] | 42488 |  |  | Yes |  | 3.1 | 12968 | 134 | 96.8 | 5 | 0.998 | 5093 | 82
PG64BW7K | Hubbell Lighting | Columbia Lighting | MPL8-50LW-AC-ED1U-FA | Indoor Luminaires | High-Bay | High-Bay Luminaires for Commercial and Industrial Buildings | Premium | FALSE | [9 empty] | 42488 |  |  | Yes |  | 3.1 | 12204 | 123.5 | 98.8 | 5 | 0.998 | 5093 | 82
P92J1S9M | Hubbell Lighting | Columbia Lighting | MPL8-50LW-AD-ED1U-FA | Indoor Luminaires | High-Bay | High-Bay Luminaires for Commercial and Industrial Buildings | Premium | FALSE | [9 empty] | 42488 |  |  | Yes |  | 3.1 | 12086 | 124.9 | 96.8 | 5 | 0.998 | 5093 | 82
PQ42DXGU | Hubbell Lighting | Columbia Lighting | MPL4-50LW-W-ED1U | Indoor Luminaires | High-Bay | Low-Bay Luminaires for Commercial and Industrial Buildings | Premium | FALSE | [9 empty] | 42488 |  |  | Yes |  | 3.1 | 6842 | 138.5 | 49.4 | 5 | 0.998 | 5093 | 82
P921JKMA | Hubbell Lighting | Columbia Lighting | MPL4-50LW-AC-ED1U | Indoor Luminaires | High-Bay | Low-Bay Luminaires for Commercial and Industrial Buildings | Premium | FALSE | [9 empty] | 42488 |  |  | Yes |  | 3.1 | 6539 | 132.4 | 49.4 | 5 | 0.998 | 5093 | 82
PU69UQJ7 | Hubbell Lighting | Columbia Lighting | MPL4-50LW-FA-ED1U | Indoor Luminaires | High-Bay | Low-Bay Luminaires for Commercial and Industrial Buildings | Premium | FALSE | [9 empty] | 42488 |  |  | Yes |  | 3.1 | 6495 | 134.7 | 48.2 | 5 | 0.998 | 5093 | 82
PZG9BXPS | Hubbell Lighting | Columbia Lighting | MPL4-50LW-AD-ED1U | Indoor Luminaires | High-Bay | Low-Bay Luminaires for Commercial and Industrial Buildings | Premium | FALSE | [9 empty] | 42488 |  |  | Yes |  | 3.1 | 6484 | 134 | 48.4 | 5 | 0.998 | 5093 | 82
PAV3Z2J2 | Hubbell Lighting | Columbia Lighting | MPL4-50LW-AC-ED1U-FA | Indoor Luminaires | High-Bay | Low-Bay Luminaires for Commercial and Industrial Buildings | Premium | FALSE | [9 empty] | 42488 |  |  | Yes |  | 3.1 | 6102 | 123.5 | 49.4 | 5 | 0.998 | 5093 | 82
P3589JRY | Hubbell Lighting | Columbia Lighting | MPL4-50LW-AD-ED1U-FA | Indoor Luminaires | High-Bay | Low-Bay Luminaires for Commercial and Industrial Buildings | Premium | FALSE | [9 empty] | 42488 |  |  | Yes |  | 3.1 | 6043 | 124.9 | 48.4 | 5 | 0.998 | 5093 | 82
P9K1EMMU | Hubbell Lighting | Columbia Lighting | MPL8-50HL-W-EDU | Indoor Luminaires | High-Bay | High-Bay Luminaires for Commercial and Industrial Buildings | Standard | FALSE | [9 empty] | 42488 |  |  | Yes |  | 3.1 | 22498 | 131.4 | 171.2 | 7.3 | 0.92 | 5093 | 82
P8TJCGQ3 | Hubbell Lighting | Columbia Lighting | MPL8-50HL-AC-EDU | Indoor Luminaires | High-Bay | High-Bay Luminaires for Commercial and Industrial Buildings | Standard | FALSE | [9 empty] | 42488 |  |  | Yes |  | 3.1 | 21500 | 125.6 | 171.2 | 7.3 | 0.92 | 5093 | 82
PEUDHW9F | Hubbell Lighting | Columbia Lighting | MPL8-50HL-FA-EDU | Indoor Luminaires | High-Bay | High-Bay Luminaires for Commercial and Industrial Buildings | Standard | FALSE | [9 empty] | 42488 |  |  | Yes |  | 3.1 | 21271 | 123.7 | 172 | 7.3 | 0.92 | 5093 | 82
PK8K6FYE | Hubbell Lighting | Columbia Lighting | MPL8-50HL-AD-EDU | Indoor Luminaires | High-Bay | High-Bay Luminaires for Commercial and Industrial Buildings | Standard | FALSE | [9 empty] | 42488 |  |  | Yes |  | 3.1 | 21187 | 123 | 172.2 | 7.3 | 0.92 | 5093 | 82
P6AHFURZ | Hubbell Lighting | Columbia Lighting | MPL8-50HL-AC-EDU-FA | Indoor Luminaires | High-Bay | High-Bay Luminaires for Commercial and Industrial Buildings | Standard | FALSE | [9 empty] | 42488 |  |  | Yes |  | 3.1 | 20064 | 117.2 | 171.2 | 7.3 | 0.92 | 5093 | 82
PX8MP2V9 | Hubbell Lighting | Columbia Lighting | MPL8-50HL-AD-EDU-FA | Indoor Luminaires | High-Bay | High-Bay Luminaires for Commercial and Industrial Buildings | Standard | FALSE | [9 empty] | 42488 |  |  | Yes |  | 3.1 | 19745 | 114.7 | 172.2 | 7.3 | 0.92 | 5093 | 82
PGX1F9PW | Hubbell Lighting | Columbia Lighting | MPL8-50ML-W-EDU | Indoor Luminaires | High-Bay | High-Bay Luminaires for Commercial and Industrial Buildings | Standard | FALSE | [9 empty] | 42488 |  |  | Yes |  | 3.1 | 18785 | 132.8 | 141.4 | 7.3 | 0.92 | 5093 | 82
PW34X4DX | Hubbell Lighting | Columbia Lighting | MPL8-50ML-FA-EDU | Indoor Luminaires | High-Bay | High-Bay Luminaires for Commercial and Industrial Buildings | Standard | FALSE | [9 empty] | 42488 |  |  | Yes |  | 3.1 | 17960 | 126.5 | 142 | 7.3 | 0.92 | 5093 | 82
P33YUMHW | Hubbell Lighting | Columbia Lighting | MPL8-50ML-AC-EDU | Indoor Luminaires | High-Bay | High-Bay Luminaires for Commercial and Industrial Buildings | Standard | FALSE | [9 empty] | 42488 |  |  | Yes |  | 3.1 | 17952 | 127 | 141.4 | 7.3 | 0.92 | 5093 | 82
PVJ7CWQ8 | Hubbell Lighting | Columbia Lighting | MPL8-50ML-AD-EDU | Indoor Luminaires | High-Bay | High-Bay Luminaires for Commercial and Industrial Buildings | Standard | FALSE | [9 empty] | 42488 |  |  | Yes |  | 3.1 | 17854 | 125.7 | 142 | 7.3 | 0.92 | 5093 | 82
PGW4JVH8 | Hubbell Lighting | Columbia Lighting | MPL8-50ML-AC-EDU-FA | Indoor Luminaires | High-Bay | High-Bay Luminaires for Commercial and Industrial Buildings | Standard | FALSE | [9 empty] | 42488 |  |  | Yes |  | 3.1 | 16753 | 118.5 | 141.4 | 7.3 | 0.92 | 5093 | 82
PDHYQB2C | Hubbell Lighting | Columbia Lighting | MPL8-50ML-AD-EDU-FA | Indoor Luminaires | High-Bay | High-Bay Luminaires for Commercial and Industrial Buildings | Standard | FALSE | [9 empty] | 42488 |  |  | Yes |  | 3.1 | 16640 | 117.2 | 142 | 7.3 | 0.92 | 5093 | 82
PVB9BR98 | Hubbell Lighting | Columbia Lighting | MPL4-50HL-W-EDU | Indoor Luminaires | High-Bay | High-Bay Luminaires for Commercial and Industrial Buildings | Standard | FALSE | [9 empty] | 42488 |  |  | Yes |  | 3.1 | 11249 | 131.4 | 85.6 | 7.3 | 0.92 | 5093 | 82
PXWAU7FB | Hubbell Lighting | Columbia Lighting | MPL4-50HL-AC-EDU | Indoor Luminaires | High-Bay | High-Bay Luminaires for Commercial and Industrial Buildings | Standard | FALSE | [9 empty] | 42488 |  |  | Yes |  | 3.1 | 10750 | 125.6 | 85.6 | 7.3 | 0.92 | 5093 | 82
P4J212UW | Hubbell Lighting | Columbia Lighting | MPL4-50HL-FA-EDU | Indoor Luminaires | High-Bay | High-Bay Luminaires for Commercial and Industrial Buildings | Standard | FALSE | [9 empty] | 42488 |  |  | Yes |  | 3.1 | 10636 | 123.7 | 86 | 7.3 | 0.92 | 5093 | 82
P8G5C4VW | Hubbell Lighting | Columbia Lighting | MPL4-50HL-AD-EDU | Indoor Luminaires | High-Bay | High-Bay Luminaires for Commercial and Industrial Buildings | Standard | FALSE | [9 empty] | 42488 |  |  | Yes |  | 3.1 | 10593 | 123 | 86.1 | 7.3 | 0.92 | 5093 | 82
PKEK13R3 | Hubbell Lighting | Columbia Lighting | MPL4-50HL-AC-EDU-FA | Indoor Luminaires | High-Bay | High-Bay Luminaires for Commercial and Industrial Buildings | Standard | FALSE | [9 empty] | 42488 |  |  | Yes |  | 3.1 | 10032 | 117.2 | 85.6 | 7.3 | 0.92 | 5093 | 82
PXPZCYX5 | Hubbell Lighting | Columbia Lighting | MPL4-50HL-AD-EDU-FA | Indoor Luminaires | High-Bay | High-Bay Luminaires for Commercial and Industrial Buildings | Standard | FALSE | [9 empty] | 42488 |  |  | Yes |  | 3.1 | 9873 | 114.7 | 86.1 | 7.3 | 0.92 | 5093 | 82
PV1JG9QW | Hubbell Lighting | Columbia Lighting | MPL4-50ML-W-EDU | Indoor Luminaires | High-Bay | Low-Bay Luminaires for Commercial and Industrial Buildings | Standard | FALSE | [9 empty] | 42488 |  |  | Yes |  | 3.1 | 9392 | 132.8 | 70.7 | 7.3 | 0.92 | 5093 | 82
P8HF2TC3 | Hubbell Lighting | Columbia Lighting | MPL4-50ML-FA-EDU | Indoor Luminaires | High-Bay | Low-Bay Luminaires for Commercial and Industrial Buildings | Standard | FALSE | [9 empty] | 42488 |  |  | Yes |  | 3.1 | 8980 | 126.5 | 71 | 7.3 | 0.92 | 5093 | 82
P4NP29DD | Hubbell Lighting | Columbia Lighting | MPL4-50ML-AC-EDU | Indoor Luminaires | High-Bay | Low-Bay Luminaires for Commercial and Industrial Buildings | Standard | FALSE | [9 empty] | 42488 |  |  | Yes |  | 3.1 | 8976 | 127 | 70.7 | 7.3 | 0.92 | 5093 | 82
PRZ8B9M8 | Hubbell Lighting | Columbia Lighting | MPL4-50ML-AD-EDU | Indoor Luminaires | High-Bay | Low-Bay Luminaires for Commercial and Industrial Buildings | Standard | FALSE | [9 empty] | 42488 |  |  | Yes |  | 3.1 | 8927 | 125.7 | 71 | 7.3 | 0.92 | 5093 | 82
PKST6QAN | Hubbell Lighting | Columbia Lighting | MPL4-50ML-AC-EDU-FA | Indoor Luminaires | High-Bay | Low-Bay Luminaires for Commercial and Industrial Buildings | Standard | FALSE | [9 empty] | 42488 |  |  | Yes |  | 3.1 | 8376 | 118.5 | 70.7 | 7.3 | 0.92 | 5093 | 82
PBHUSU3E | Hubbell Lighting | Columbia Lighting | MPL4-50ML-AD-EDU-FA | Indoor Luminaires | High-Bay | Low-Bay Luminaires for Commercial and Industrial Buildings | Standard | FALSE | [9 empty] | 42488 |  |  | Yes |  | 3.1 | 8320 | 117.2 | 71 | 7.3 | 0.92 | 5093 | 82
PCREN1UW | Hubbell Lighting | Columbia Lighting | MPL8-50VL-W-EDU | Indoor Luminaires | High-Bay | High-Bay Luminaires for Commercial and Industrial Buildings | Standard | FALSE | [9 empty] | 42488 |  |  | Yes |  | 3.1 | 24793 | 129.5 | 191.4 | 5.9 | 0.978 | 5093 | 82
P35BZPCA | Hubbell Lighting | Columbia Lighting | MPL8-50VL-AC-EDU | Indoor Luminaires | High-Bay | High-Bay Luminaires for Commercial and Industrial Buildings | Standard | FALSE | [9 empty] | 42488 |  |  | Yes |  | 3.1 | 23695 | 123.8 | 191.4 | 5.9 | 0.978 | 5093 | 82
PRW9XBY9 | Hubbell Lighting | Columbia Lighting | MPL8-50VL-AD-EDU | Indoor Luminaires | High-Bay | High-Bay Luminaires for Commercial and Industrial Buildings | Standard | FALSE | [9 empty] | 42488 |  |  | Yes |  | 3.1 | 23332 | 121.8 | 191.6 | 5.9 | 0.978 | 5093 | 82
PNF5FZZ3 | Hubbell Lighting | Columbia Lighting | MPL8-50VL-FA-EDU | Indoor Luminaires | High-Bay | High-Bay Luminaires for Commercial and Industrial Buildings | Standard | FALSE | [9 empty] | 42488 |  |  | Yes |  | 3.1 | 22912 | 120.6 | 190 | 5.9 | 0.978 | 5093 | 82
P5JAG31B | Hubbell Lighting | Columbia Lighting | MPL8-50VL-AC-EDU-FA | Indoor Luminaires | High-Bay | High-Bay Luminaires for Commercial and Industrial Buildings | Standard | FALSE | [9 empty] | 42488 |  |  | Yes |  | 3.1 | 22111 | 115.5 | 191.4 | 5.9 | 0.978 | 5093 | 82
P9ACWPXC | Hubbell Lighting | Columbia Lighting | MPL8-50VL-AD-EDU-FA | Indoor Luminaires | High-Bay | High-Bay Luminaires for Commercial and Industrial Buildings | Standard | FALSE | [9 empty] | 42488 |  |  | Yes |  | 3.1 | 21745 | 113.5 | 191.6 | 5.9 | 0.978 | 5093 | 82
P291TMBP | Hubbell Lighting | Columbia Lighting | MPL4-50VL-W-EDU | Indoor Luminaires | High-Bay | High-Bay Luminaires for Commercial and Industrial Buildings | Standard | FALSE | [9 empty] | 42488 |  |  | Yes |  | 3.1 | 12397 | 129.5 | 95.7 | 5.9 | 0.978 | 5093 | 82
PG7N1C1M | Hubbell Lighting | Columbia Lighting | MPL4-50VL-AC-EDU | Indoor Luminaires | High-Bay | High-Bay Luminaires for Commercial and Industrial Buildings | Standard | FALSE | [9 empty] | 42488 |  |  | Yes |  | 3.1 | 11847 | 123.8 | 95.7 | 5.9 | 0.978 | 5093 | 82
PK3BAEDZ | Hubbell Lighting | Columbia Lighting | MPL4-50VL-AD-EDU | Indoor Luminaires | High-Bay | High-Bay Luminaires for Commercial and Industrial Buildings | Standard | FALSE | [9 empty] | 42488 |  |  | Yes |  | 3.1 | 11666 | 121.8 | 95.8 | 5.9 | 0.978 | 5093 | 82
PBCNMWTN | Hubbell Lighting | Columbia Lighting | MPL4-50VL-FA-EDU | Indoor Luminaires | High-Bay | High-Bay Luminaires for Commercial and Industrial Buildings | Standard | FALSE | [9 empty] | 42488 |  |  | Yes |  | 3.1 | 11456 | 120.6 | 95 | 5.9 | 0.978 | 5093 | 82
PG8KP2VB | Hubbell Lighting | Columbia Lighting | MPL4-50VL-AC-EDU-FA | Indoor Luminaires | High-Bay | High-Bay Luminaires for Commercial and Industrial Buildings | Standard | FALSE | [9 empty] | 42488 |  |  | Yes |  | 3.1 | 11056 | 115.5 | 95.7 | 5.9 | 0.978 | 5093 | 82
PUAAC69R | Hubbell Lighting | Columbia Lighting | MPL4-50VL-AD-EDU-FA | Indoor Luminaires | High-Bay | High-Bay Luminaires for Commercial and Industrial Buildings | Standard | FALSE | [9 empty] | 42488 |  |  | Yes |  | 3.1 | 10873 | 113.5 | 95.8 | 5.9 | 0.978 | 5093 | 82
PQ7GB6H2 | Hubbell Lighting | Columbia Lighting | MPL8-50LW-W-EDU | Indoor Luminaires | High-Bay | High-Bay Luminaires for Commercial and Industrial Buildings | Premium | FALSE | [9 empty] | 42488 |  |  | Yes |  | 3.1 | 13685 | 138.5 | 98.8 | 5 | 0.998 | 5093 | 82
PQ9D9XWZ | Hubbell Lighting | Columbia Lighting | MPL8-50LW-AC-EDU | Indoor Luminaires | High-Bay | High-Bay Luminaires for Commercial and Industrial Buildings | Premium | FALSE | [9 empty] | 42488 |  |  | Yes |  | 3.1 | 13079 | 132.4 | 98.8 | 5 | 0.998 | 5093 | 82
PW787A54 | Hubbell Lighting | Columbia Lighting | MPL8-50LW-FA-EDU | Indoor Luminaires | High-Bay | High-Bay Luminaires for Commercial and Industrial Buildings | Premium | FALSE | [9 empty] | 42488 |  |  | Yes |  | 3.1 | 12990 | 134.7 | 96.4 | 5 | 0.998 | 5093 | 82
P4P7E3ND | Hubbell Lighting | Columbia Lighting | MPL8-50LW-AD-EDU | Indoor Luminaires | High-Bay | High-Bay Luminaires for Commercial and Industrial Buildings | Premium | FALSE | [9 empty] | 42488 |  |  | Yes |  | 3.1 | 12968 | 134 | 96.8 | 5 | 0.998 | 5093 | 82
PFQM7NUC | Hubbell Lighting | Columbia Lighting | MPL8-50LW-AC-EDU-FA | Indoor Luminaires | High-Bay | High-Bay Luminaires for Commercial and Industrial Buildings | Premium | FALSE | [9 empty] | 42488 |  |  | Yes |  | 3.1 | 12204 | 123.5 | 98.8 | 5 | 0.998 | 5093 | 82
P5NTWR4N | Hubbell Lighting | Columbia Lighting | MPL8-50LW-AD-EDU-FA | Indoor Luminaires | High-Bay | High-Bay Luminaires for Commercial and Industrial Buildings | Premium | FALSE | [9 empty] | 42488 |  |  | Yes |  | 3.1 | 12086 | 124.9 | 96.8 | 5 | 0.998 | 5093 | 82
P99Y1JUW | Hubbell Lighting | Columbia Lighting | MPL4-50LW-W-EDU | Indoor Luminaires | High-Bay | Low-Bay Luminaires for Commercial and Industrial Buildings | Premium | FALSE | [9 empty] | 42488 |  |  | Yes |  | 3.1 | 6842 | 138.5 | 49.4 | 5 | 0.998 | 5093 | 82
PX94F2KT | Hubbell Lighting | Columbia Lighting | MPL4-50LW-AC-EDU | Indoor Luminaires | High-Bay | Low-Bay Luminaires for Commercial and Industrial Buildings | Premium | FALSE | [9 empty] | 42488 |  |  | Yes |  | 3.1 | 6539 | 132.4 | 49.4 | 5 | 0.998 | 5093 | 82
P79N775Q | Hubbell Lighting | Columbia Lighting | MPL4-50LW-FA-EDU | Indoor Luminaires | High-Bay | Low-Bay Luminaires for Commercial and Industrial Buildings | Premium | FALSE | [9 empty] | 42488 |  |  | Yes |  | 3.1 | 6495 | 134.7 | 48.2 | 5 | 0.998 | 5093 | 82
PV5AUZSH | Hubbell Lighting | Columbia Lighting | MPL4-50LW-AD-EDU | Indoor Luminaires | High-Bay | Low-Bay Luminaires for Commercial and Industrial Buildings | Premium | FALSE | [9 empty] | 42488 |  |  | Yes |  | 3.1 | 6484 | 134 | 48.4 | 5 | 0.998 | 5093 | 82
PHE4SPMD | Hubbell Lighting | Columbia Lighting | MPL4-50LW-AC-EDU-FA | Indoor Luminaires | High-Bay | Low-Bay Luminaires for Commercial and Industrial Buildings | Premium | FALSE | [9 empty] | 42488 |  |  | Yes |  | 3.1 | 6102 | 123.5 | 49.4 | 5 | 0.998 | 5093 | 82
PAVAGZ5E | Hubbell Lighting | Columbia Lighting | MPL4-50LW-AD-EDU-FA | Indoor Luminaires | High-Bay | Low-Bay Luminaires for Commercial and Industrial Buildings | Premium | FALSE | [9 empty] | 42488 |  |  | Yes |  | 3.1 | 6043 | 124.9 | 48.4 | 5 | 0.998 | 5093 | 82
PWW3BMZA | Hubbell Lighting | Columbia Lighting | MPL8-940HL-W-EU | Indoor Luminaires | High-Bay | High-Bay Luminaires for Commercial and Industrial Buildings | Standard | FALSE | [9 empty] | 42488 |  |  | Yes |  | 3.1 | 18392 | 107.4 | 171.2 | 7.3 | 0.92 | 3983 | 91
PG1NGUSY | Hubbell Lighting | Columbia Lighting | MPL8-940HL-AC-EU | Indoor Luminaires | High-Bay | High-Bay Luminaires for Commercial and Industrial Buildings | Standard | FALSE | [9 empty] | 42488 |  |  | Yes |  | 3.1 | 17599 | 102.8 | 171.2 | 7.3 | 0.92 | 3983 | 91
P6DRWU2Y | Hubbell Lighting | Columbia Lighting | MPL8-940HL-AD-EU | Indoor Luminaires | High-Bay | High-Bay Luminaires for Commercial and Industrial Buildings | Standard | FALSE | [9 empty] | 42488 |  |  | Yes |  | 3.1 | 17340 | 100.7 | 172.2 | 7.3 | 0.92 | 3983 | 91
P4QY3KVJ | Hubbell Lighting | Columbia Lighting | MPL8-940HL-FA-EU | Indoor Luminaires | High-Bay | High-Bay Luminaires for Commercial and Industrial Buildings | Standard | FALSE | [9 empty] | 42488 |  |  | Yes |  | 3.1 | 16921 | 98.8 | 171.2 | 7.3 | 0.92 | 3983 | 91
PBG9NARW | Hubbell Lighting | Columbia Lighting | MPL8-940HL-AC-EU-FA | Indoor Luminaires | High-Bay | High-Bay Luminaires for Commercial and Industrial Buildings | Standard | FALSE | [9 empty] | 42488 |  |  | Yes |  | 3.1 | 16878 | 98.6 | 171.2 | 7.3 | 0.92 | 3983 | 91
PK9DU4PM | Hubbell Lighting | Columbia Lighting | MPL8-940HL-AD-EU-FA | Indoor Luminaires | High-Bay | High-Bay Luminaires for Commercial and Industrial Buildings | Standard | FALSE | [9 empty] | 42488 |  |  | Yes |  | 3.1 | 16679 | 96.9 | 172.2 | 7.3 | 0.92 | 3983 | 91
P95DMZST | Hubbell Lighting | Columbia Lighting | MPL8-940ML-W-EU | Indoor Luminaires | High-Bay | High-Bay Luminaires for Commercial and Industrial Buildings | Standard | FALSE | [9 empty] | 42488 |  |  | Yes |  | 3.1 | 15355 | 108.6 | 141.4 | 7.3 | 0.92 | 3983 | 91
PKVKBFB4 | Hubbell Lighting | Columbia Lighting | MPL8-940ML-AC-EU | Indoor Luminaires | High-Bay | High-Bay Luminaires for Commercial and Industrial Buildings | Standard | FALSE | [9 empty] | 42488 |  |  | Yes |  | 3.1 | 14693 | 103.9 | 141.4 | 7.3 | 0.92 | 3983 | 91
P7HCJ8GM | Hubbell Lighting | Columbia Lighting | MPL8-940ML-AD-EU | Indoor Luminaires | High-Bay | High-Bay Luminaires for Commercial and Industrial Buildings | Standard | FALSE | [9 empty] | 42488 |  |  | Yes |  | 3.1 | 14614 | 102.9 | 142 | 7.3 | 0.92 | 3983 | 91
P13T2KRE | Hubbell Lighting | Columbia Lighting | MPL8-940ML-FA-EU | Indoor Luminaires | High-Bay | High-Bay Luminaires for Commercial and Industrial Buildings | Standard | FALSE | [9 empty] | 42488 |  |  | Yes |  | 3.1 | 14128 | 99.9 | 141.4 | 7.3 | 0.92 | 3983 | 91
PHK3JQVS | Hubbell Lighting | Columbia Lighting | MPL8-940ML-AC-EU-FA | Indoor Luminaires | High-Bay | High-Bay Luminaires for Commercial and Industrial Buildings | Standard | FALSE | [9 empty] | 42488 |  |  | Yes |  | 3.1 | 14093 | 99.7 | 141.4 | 7.3 | 0.92 | 3983 | 91
PN27ZJTM | Hubbell Lighting | Columbia Lighting | MPL8-940ML-AD-EU-FA | Indoor Luminaires | High-Bay | High-Bay Luminaires for Commercial and Industrial Buildings | Standard | FALSE | [9 empty] | 42488 |  |  | Yes |  | 3.1 | 14057 | 99 | 142 | 7.3 | 0.92 | 3983 | 91
PMP8V2QB | Hubbell Lighting | Columbia Lighting | MPL4-940HL-W-EU | Indoor Luminaires | High-Bay | Low-Bay Luminaires for Commercial and Industrial Buildings | Standard | FALSE | [9 empty] | 42488 |  |  | Yes |  | 3.1 | 9196 | 107.4 | 85.6 | 7.3 | 0.92 | 3983 | 91
PHYZMSAB | Hubbell Lighting | Columbia Lighting | MPL4-940HL-AC-EU | Indoor Luminaires | High-Bay | Low-Bay Luminaires for Commercial and Industrial Buildings | Standard | FALSE | [9 empty] | 42488 |  |  | Yes |  | 3.1 | 8800 | 102.8 | 85.6 | 7.3 | 0.92 | 3983 | 91
P9BY6H4V | Hubbell Lighting | Columbia Lighting | MPL4-940HL-AD-EU | Indoor Luminaires | High-Bay | Low-Bay Luminaires for Commercial and Industrial Buildings | Standard | FALSE | [9 empty] | 42488 |  |  | Yes |  | 3.1 | 8670 | 100.7 | 86.1 | 7.3 | 0.92 | 3983 | 91
P6JE9RBF | Hubbell Lighting | Columbia Lighting | MPL4-940HL-FA-EU | Indoor Luminaires | High-Bay | Low-Bay Luminaires for Commercial and Industrial Buildings | Standard | FALSE | [9 empty] | 42488 |  |  | Yes |  | 3.1 | 8460 | 98.8 | 85.6 | 7.3 | 0.92 | 3983 | 91
P2JZWZNK | Hubbell Lighting | Columbia Lighting | MPL4-940HL-AC-EU-FA | Indoor Luminaires | High-Bay | Low-Bay Luminaires for Commercial and Industrial Buildings | Standard | FALSE | [9 empty] | 42488 |  |  | Yes |  | 3.1 | 8439 | 98.6 | 85.6 | 7.3 | 0.92 | 3983 | 91
P57713VG | Hubbell Lighting | Columbia Lighting | MPL4-940HL-AD-EU-FA | Indoor Luminaires | High-Bay | Low-Bay Luminaires for Commercial and Industrial Buildings | Standard | FALSE | [9 empty] | 42488 |  |  | Yes |  | 3.1 | 8340 | 96.9 | 86.1 | 7.3 | 0.92 | 3983 | 91
P8WHF34Y | Hubbell Lighting | Columbia Lighting | MPL4-940ML-W-EU | Indoor Luminaires | High-Bay | Low-Bay Luminaires for Commercial and Industrial Buildings | Standard | FALSE | [9 empty] | 42488 |  |  | Yes |  | 3.1 | 7678 | 108.6 | 70.7 | 7.3 | 0.92 | 3983 | 91
P63RTJVG | Hubbell Lighting | Columbia Lighting | MPL4-940ML-AC-EU | Indoor Luminaires | High-Bay | Low-Bay Luminaires for Commercial and Industrial Buildings | Standard | FALSE | [9 empty] | 42488 |  |  | Yes |  | 3.1 | 7347 | 103.9 | 70.7 | 7.3 | 0.92 | 3983 | 91
PDY642ES | Hubbell Lighting | Columbia Lighting | MPL4-940ML-AD-EU | Indoor Luminaires | High-Bay | Low-Bay Luminaires for Commercial and Industrial Buildings | Standard | FALSE | [9 empty] | 42488 |  |  | Yes |  | 3.1 | 7307 | 102.9 | 71 | 7.3 | 0.92 | 3983 | 91
PW6CJD6D | Hubbell Lighting | Columbia Lighting | MPL4-940ML-FA-EU | Indoor Luminaires | High-Bay | Low-Bay Luminaires for Commercial and Industrial Buildings | Standard | FALSE | [9 empty] | 42488 |  |  | Yes |  | 3.1 | 7064 | 99.9 | 70.7 | 7.3 | 0.92 | 3983 | 91
PBY3H94U | Hubbell Lighting | Columbia Lighting | MPL4-940ML-AC-EU-FA | Indoor Luminaires | High-Bay | Low-Bay Luminaires for Commercial and Industrial Buildings | Standard | FALSE | [9 empty] | 42488 |  |  | Yes |  | 3.1 | 7047 | 99.7 | 70.7 | 7.3 | 0.92 | 3983 | 91
PF1VGX15 | Hubbell Lighting | Columbia Lighting | MPL4-940ML-AD-EU-FA | Indoor Luminaires | High-Bay | Low-Bay Luminaires for Commercial and Industrial Buildings | Standard | FALSE | [9 empty] | 42488 |  |  | Yes |  | 3.1 | 7029 | 99 | 71 | 7.3 | 0.92 | 3983 | 91
P3X8FYUK | Hubbell Lighting | Columbia Lighting | MPL8-940VL-W-EU | Indoor Luminaires | High-Bay | High-Bay Luminaires for Commercial and Industrial Buildings | Standard | FALSE | [9 empty] | 42488 |  |  | Yes |  | 3.1 | 20338 | 106.5 | 191 | 5.9 | 0.978 | 3983 | 91
P6U854GH | Hubbell Lighting | Columbia Lighting | MPL8-940VL-AC-EU | Indoor Luminaires | High-Bay | High-Bay Luminaires for Commercial and Industrial Buildings | Standard | FALSE | [9 empty] | 42488 |  |  | Yes |  | 3.1 | 19461 | 101.9 | 191 | 5.9 | 0.978 | 3983 | 91
PVBFUA5S | Hubbell Lighting | Columbia Lighting | MPL8-940VL-AD-EU | Indoor Luminaires | High-Bay | High-Bay Luminaires for Commercial and Industrial Buildings | Standard | FALSE | [9 empty] | 42488 |  |  | Yes |  | 3.1 | 19134 | 100.1 | 191.2 | 5.9 | 0.978 | 3983 | 91
PHFX7YUM | Hubbell Lighting | Columbia Lighting | MPL8-940VL-FA-EU | Indoor Luminaires | High-Bay | High-Bay Luminaires for Commercial and Industrial Buildings | Standard | FALSE | [9 empty] | 42488 |  |  | Yes |  | 3.1 | 18711 | 98 | 191 | 5.9 | 0.978 | 3983 | 91
PHQ98XXB | Hubbell Lighting | Columbia Lighting | MPL8-940VL-AC-EU-FA | Indoor Luminaires | High-Bay | High-Bay Luminaires for Commercial and Industrial Buildings | Standard | FALSE | [9 empty] | 42488 |  |  | Yes |  | 3.1 | 18601 | 97.2 | 191.4 | 5.9 | 0.978 | 3983 | 91
PBYKE563 | Hubbell Lighting | Columbia Lighting | MPL8-940VL-AD-EU-FA | Indoor Luminaires | High-Bay | High-Bay Luminaires for Commercial and Industrial Buildings | Standard | FALSE | [9 empty] | 42488 |  |  | Yes |  | 3.1 | 18368 | 95.9 | 191.6 | 5.9 | 0.978 | 3983 | 91
P2N31T6C | Hubbell Lighting | Columbia Lighting | MPL4-940VL-W-EU | Indoor Luminaires | High-Bay | Low-Bay Luminaires for Commercial and Industrial Buildings | Standard | FALSE | [9 empty] | 42488 |  |  | Yes |  | 3.1 | 10169 | 106.5 | 95.5 | 5.9 | 0.978 | 3983 | 91
PPDVTA5U | Hubbell Lighting | Columbia Lighting | MPL4-940VL-AC-EU | Indoor Luminaires | High-Bay | Low-Bay Luminaires for Commercial and Industrial Buildings | Standard | FALSE | [9 empty] | 42488 |  |  | Yes |  | 3.1 | 9731 | 101.9 | 95.5 | 5.9 | 0.978 | 3983 | 91
PJRVVBVR | Hubbell Lighting | Columbia Lighting | MPL4-940VL-AD-EU | Indoor Luminaires | High-Bay | Low-Bay Luminaires for Commercial and Industrial Buildings | Standard | FALSE | [9 empty] | 42488 |  |  | Yes |  | 3.1 | 9567 | 100.1 | 95.6 | 5.9 | 0.978 | 3983 | 91
PVZ3AYTJ | Hubbell Lighting | Columbia Lighting | MPL4-940VL-FA-EU | Indoor Luminaires | High-Bay | Low-Bay Luminaires for Commercial and Industrial Buildings | Standard | FALSE | [9 empty] | 42488 |  |  | Yes |  | 3.1 | 9355 | 98 | 95.5 | 5.9 | 0.978 | 3983 | 91
PDBR2XWR | Hubbell Lighting | Columbia Lighting | MPL4-940VL-AC-EU-FA | Indoor Luminaires | High-Bay | Low-Bay Luminaires for Commercial and Industrial Buildings | Standard | FALSE | [9 empty] | 42488 |  |  | Yes |  | 3.1 | 9301 | 97.2 | 95.7 | 5.9 | 0.978 | 3983 | 91
PEK5C2Y9 | Hubbell Lighting | Columbia Lighting | MPL4-940VL-AD-EU-FA | Indoor Luminaires | High-Bay | Low-Bay Luminaires for Commercial and Industrial Buildings | Standard | FALSE | [9 empty] | 42488 |  |  | Yes |  | 3.1 | 9184 | 95.9 | 95.8 | 5.9 | 0.978 | 3983 | 91
P3JJQU9B | Hubbell Lighting | Columbia Lighting | MPL8-940LW-W-EU | Indoor Luminaires | High-Bay | High-Bay Luminaires for Commercial and Industrial Buildings | Standard | FALSE | [9 empty] | 42488 |  |  | Yes |  | 3.1 | 11186 | 113.2 | 98.8 | 5 | 0.998 | 3983 | 91
PQ5JDFAE | Hubbell Lighting | Columbia Lighting | MPL8-940LW-AD-EU | Indoor Luminaires | High-Bay | High-Bay Luminaires for Commercial and Industrial Buildings | Standard | FALSE | [9 empty] | 42488 |  |  | Yes |  | 3.1 | 10773 | 107.9 | 99.8 | 5 | 0.998 | 3983 | 91
PV2TJ8EC | Hubbell Lighting | Columbia Lighting | MPL8-940LW-AC-EU | Indoor Luminaires | High-Bay | High-Bay Luminaires for Commercial and Industrial Buildings | Standard | FALSE | [9 empty] | 42488 |  |  | Yes |  | 3.1 | 10704 | 108.3 | 98.8 | 5 | 0.998 | 3983 | 91
PU94XM8N | Hubbell Lighting | Columbia Lighting | MPL8-940LW-FA-EU | Indoor Luminaires | High-Bay | High-Bay Luminaires for Commercial and Industrial Buildings | Standard | FALSE | [9 empty] | 42488 |  |  | Yes |  | 3.1 | 10291 | 104.2 | 98.8 | 5 | 0.998 | 3983 | 91
P813BN4E | Hubbell Lighting | Columbia Lighting | MPL8-940LW-AC-EU-FA | Indoor Luminaires | High-Bay | High-Bay Luminaires for Commercial and Industrial Buildings | Standard | FALSE | [9 empty] | 42488 |  |  | Yes |  | 3.1 | 10266 | 103.9 | 98.8 | 5 | 0.998 | 3983 | 91
PMRFPWU8 | Hubbell Lighting | Columbia Lighting | MPL8-940LW-AD-EU-FA | Indoor Luminaires | High-Bay | High-Bay Luminaires for Commercial and Industrial Buildings | Standard | FALSE | [9 empty] | 42488 |  |  | Yes |  | 3.1 | 10209 | 105.5 | 96.8 | 5 | 0.998 | 3983 | 91
PR8CKMK3 | Hubbell Lighting | Columbia Lighting | MPL4-940LW-W-EU | Indoor Luminaires | High-Bay | Low-Bay Luminaires for Commercial and Industrial Buildings | Standard | FALSE | [9 empty] | 42488 |  |  | Yes |  | 3.1 | 5593 | 113.2 | 49.4 | 5 | 0.998 | 3983 | 91
PD9SDH7U | Hubbell Lighting | Columbia Lighting | MPL4-940LW-AD-EU | Indoor Luminaires | High-Bay | Low-Bay Luminaires for Commercial and Industrial Buildings | Standard | FALSE | [9 empty] | 42488 |  |  | Yes |  | 3.1 | 5386 | 107.9 | 49.9 | 5 | 0.998 | 3983 | 91
P1QJTKVM | Hubbell Lighting | Columbia Lighting | MPL4-940LW-AC-EU | Indoor Luminaires | High-Bay | Low-Bay Luminaires for Commercial and Industrial Buildings | Standard | FALSE | [9 empty] | 42488 |  |  | Yes |  | 3.1 | 5352 | 108.3 | 49.4 | 5 | 0.998 | 3983 | 91
PZVNRGMF | Hubbell Lighting | Columbia Lighting | MPL4-940LW-FA-EU | Indoor Luminaires | High-Bay | Low-Bay Luminaires for Commercial and Industrial Buildings | Standard | FALSE | [9 empty] | 42488 |  |  | Yes |  | 3.1 | 5146 | 104.2 | 49.4 | 5 | 0.998 | 3983 | 91
PA71NFN4 | Hubbell Lighting | Columbia Lighting | MPL4-940LW-AC-EU-FA | Indoor Luminaires | High-Bay | Low-Bay Luminaires for Commercial and Industrial Buildings | Standard | FALSE | [9 empty] | 42488 |  |  | Yes |  | 3.1 | 5133 | 103.9 | 49.4 | 5 | 0.998 | 3983 | 91
PD3E76QD | Hubbell Lighting | Columbia Lighting | MPL4-940LW-AD-EU-FA | Indoor Luminaires | High-Bay | Low-Bay Luminaires for Commercial and Industrial Buildings | Standard | FALSE | [9 empty] | 42488 |  |  | Yes |  | 3.1 | 5105 | 105.5 | 48.4 | 5 | 0.998 | 3983 | 91
PCVZU3V2 | Hubbell Lighting | Columbia Lighting | MPL8-940LW-W-ED1U | Indoor Luminaires | High-Bay | High-Bay Luminaires for Commercial and Industrial Buildings | Standard | FALSE | [9 empty] | 42488 |  |  | Yes |  | 3.1 | 11186 | 113.2 | 98.8 | 7.3 | 0.92 | 3983 | 91
PQXV7DD8 | Hubbell Lighting | Columbia Lighting | MPL8-940LW-AD-ED1U | Indoor Luminaires | High-Bay | High-Bay Luminaires for Commercial and Industrial Buildings | Standard | FALSE | [9 empty] | 42488 |  |  | Yes |  | 3.1 | 10773 | 107.9 | 99.8 | 7.3 | 0.92 | 3983 | 91
PREBM9MT | Hubbell Lighting | Columbia Lighting | MPL4-940LW-W-ED1U | Indoor Luminaires | High-Bay | Low-Bay Luminaires for Commercial and Industrial Buildings | Standard | FALSE | [9 empty] | 42488 |  |  | Yes |  | 3.1 | 5593 | 113.2 | 49.4 | 7.3 | 0.92 | 3983 | 91
P4J3HKH4 | Hubbell Lighting | Columbia Lighting | MPL4-940LW-AD-ED1U | Indoor Luminaires | High-Bay | Low-Bay Luminaires for Commercial and Industrial Buildings | Standard | FALSE | [9 empty] | 42488 |  |  | Yes |  | 3.1 | 5386 | 107.9 | 49.9 | 7.3 | 0.92 | 3983 | 91
PGEXZSR1 | Hubbell Lighting | Columbia Lighting | MPL8-940LW-FA-ED1U | Indoor Luminaires | High-Bay | High-Bay Luminaires for Commercial and Industrial Buildings | Standard | FALSE | [9 empty] | 42488 |  |  | Yes |  | 3.1 | 10291 | 104.2 | 98.8 | 5.9 | 0.978 | 3983 | 91
PQK6DT6H | Hubbell Lighting | Columbia Lighting | MPL4-940LW-FA-ED1U | Indoor Luminaires | High-Bay | Low-Bay Luminaires for Commercial and Industrial Buildings | Standard | FALSE | [9 empty] | 42488 |  |  | Yes |  | 3.1 | 5146 | 104.2 | 49.4 | 5.9 | 0.978 | 3983 | 91
PMF7E5JZ | Hubbell Lighting | Columbia Lighting | MPL8-940LW-AC-ED1U | Indoor Luminaires | High-Bay | High-Bay Luminaires for Commercial and Industrial Buildings | Standard | FALSE | [9 empty] | 42488 |  |  | Yes |  | 3.1 | 10704 | 108.3 | 98.8 | 5 | 0.998 | 3983 | 91
P9EB168X | Hubbell Lighting | Columbia Lighting | MPL8-940LW-AC-ED1U-FA | Indoor Luminaires | High-Bay | High-Bay Luminaires for Commercial and Industrial Buildings | Standard | FALSE | [9 empty] | 42488 |  |  | Yes |  | 3.1 | 10266 | 103.9 | 98.8 | 5 | 0.998 | 3983 | 91
PQ4CUBSK | Hubbell Lighting | Columbia Lighting | MPL8-940LW-AD-ED1U-FA | Indoor Luminaires | High-Bay | High-Bay Luminaires for Commercial and Industrial Buildings | Standard | FALSE | [9 empty] | 42488 |  |  | Yes |  | 3.1 | 10209 | 105.5 | 96.8 | 5 | 0.998 | 3983 | 91
PB7D6J2D | Hubbell Lighting | Columbia Lighting | MPL4-940LW-AC-ED1U | Indoor Luminaires | High-Bay | Low-Bay Luminaires for Commercial and Industrial Buildings | Standard | FALSE | [9 empty] | 42488 |  |  | Yes |  | 3.1 | 5352 | 108.3 | 49.4 | 5 | 0.998 | 3983 | 91
P1E62AV4 | Hubbell Lighting | Columbia Lighting | MPL4-940LW-AC-ED1U-FA | Indoor Luminaires | High-Bay | Low-Bay Luminaires for Commercial and Industrial Buildings | Standard | FALSE | [9 empty] | 42488 |  |  | Yes |  | 3.1 | 5133 | 103.9 | 49.4 | 5 | 0.998 | 3983 | 91
PEV5W76Z | Hubbell Lighting | Columbia Lighting | MPL4-940LW-AD-ED1U-FA | Indoor Luminaires | High-Bay | Low-Bay Luminaires for Commercial and Industrial Buildings | Standard | FALSE | [9 empty] | 42488 |  |  | Yes |  | 3.1 | 5105 | 105.5 | 48.4 | 5 | 0.998 | 3983 | 91
PFGTZGUU | Hubbell Lighting | Columbia Lighting | MPL8-940HL-W-EDU | Indoor Luminaires | High-Bay | High-Bay Luminaires for Commercial and Industrial Buildings | Standard | FALSE | [9 empty] | 42488 |  |  | Yes |  | 3.1 | 18392 | 107.4 | 171.2 | 7.3 | 0.92 | 3983 | 91
P2CSBQJD | Hubbell Lighting | Columbia Lighting | MPL8-940HL-AC-EDU | Indoor Luminaires | High-Bay | High-Bay Luminaires for Commercial and Industrial Buildings | Standard | FALSE | [9 empty] | 42488 |  |  | Yes |  | 3.1 | 17599 | 102.8 | 171.2 | 7.3 | 0.92 | 3983 | 91
P2DN4SGR | Hubbell Lighting | Columbia Lighting | MPL8-940HL-AD-EDU | Indoor Luminaires | High-Bay | High-Bay Luminaires for Commercial and Industrial Buildings | Standard | FALSE | [9 empty] | 42488 |  |  | Yes |  | 3.1 | 17340 | 100.7 | 172.2 | 7.3 | 0.92 | 3983 | 91
PHK26EKA | Hubbell Lighting | Columbia Lighting | MPL8-940HL-FA-EDU | Indoor Luminaires | High-Bay | High-Bay Luminaires for Commercial and Industrial Buildings | Standard | FALSE | [9 empty] | 42488 |  |  | Yes |  | 3.1 | 16921 | 98.8 | 171.2 | 7.3 | 0.92 | 3983 | 91
P6WY9Z4R | Hubbell Lighting | Columbia Lighting | MPL8-940HL-AC-EDU-FA | Indoor Luminaires | High-Bay | High-Bay Luminaires for Commercial and Industrial Buildings | Standard | FALSE | [9 empty] | 42488 |  |  | Yes |  | 3.1 | 16878 | 98.6 | 171.2 | 7.3 | 0.92 | 3983 | 91
P1KW4NMJ | Hubbell Lighting | Columbia Lighting | MPL8-940HL-AD-EDU-FA | Indoor Luminaires | High-Bay | High-Bay Luminaires for Commercial and Industrial Buildings | Standard | FALSE | [9 empty] | 42488 |  |  | Yes |  | 3.1 | 16679 | 96.9 | 172.2 | 7.3 | 0.92 | 3983 | 91
PW9M7B2T | Hubbell Lighting | Columbia Lighting | MPL8-940ML-W-EDU | Indoor Luminaires | High-Bay | High-Bay Luminaires for Commercial and Industrial Buildings | Standard | FALSE | [9 empty] | 42488 |  |  | Yes |  | 3.1 | 15355 | 108.6 | 141.4 | 7.3 | 0.92 | 3983 | 91
PANCAC84 | Hubbell Lighting | Columbia Lighting | MPL8-940ML-AC-EDU | Indoor Luminaires | High-Bay | High-Bay Luminaires for Commercial and Industrial Buildings | Standard | FALSE | [9 empty] | 42488 |  |  | Yes |  | 3.1 | 14693 | 103.9 | 141.4 | 7.3 | 0.92 | 3983 | 91
P6D66ZGC | Hubbell Lighting | Columbia Lighting | MPL8-940ML-AD-EDU | Indoor Luminaires | High-Bay | High-Bay Luminaires for Commercial and Industrial Buildings | Standard | FALSE | [9 empty] | 42488 |  |  | Yes |  | 3.1 | 14614 | 102.9 | 142 | 7.3 | 0.92 | 3983 | 91
P9RGZH8H | Hubbell Lighting | Columbia Lighting | MPL8-940ML-FA-EDU | Indoor Luminaires | High-Bay | High-Bay Luminaires for Commercial and Industrial Buildings | Standard | FALSE | [9 empty] | 42488 |  |  | Yes |  | 3.1 | 14128 | 99.9 | 141.4 | 7.3 | 0.92 | 3983 | 91
PZZW5277 | Hubbell Lighting | Columbia Lighting | MPL8-940ML-AC-EDU-FA | Indoor Luminaires | High-Bay | High-Bay Luminaires for Commercial and Industrial Buildings | Standard | FALSE | [9 empty] | 42488 |  |  | Yes |  | 3.1 | 14093 | 99.7 | 141.4 | 7.3 | 0.92 | 3983 | 91
PA1BT551 | Hubbell Lighting | Columbia Lighting | MPL8-940ML-AD-EDU-FA | Indoor Luminaires | High-Bay | High-Bay Luminaires for Commercial and Industrial Buildings | Standard | FALSE | [9 empty] | 42488 |  |  | Yes |  | 3.1 | 14057 | 99 | 142 | 7.3 | 0.92 | 3983 | 91
PA9ESUXK | Hubbell Lighting | Columbia Lighting | MPL4-940HL-W-EDU | Indoor Luminaires | High-Bay | Low-Bay Luminaires for Commercial and Industrial Buildings | Standard | FALSE | [9 empty] | 42488 |  |  | Yes |  | 3.1 | 9196 | 107.4 | 85.6 | 7.3 | 0.92 | 3983 | 91
PQX4G8PC | Hubbell Lighting | Columbia Lighting | MPL4-940HL-AC-EDU | Indoor Luminaires | High-Bay | Low-Bay Luminaires for Commercial and Industrial Buildings | Standard | FALSE | [9 empty] | 42488 |  |  | Yes |  | 3.1 | 8800 | 102.8 | 85.6 | 7.3 | 0.92 | 3983 | 91
P84AW8XQ | Hubbell Lighting | Columbia Lighting | MPL4-940HL-AD-EDU | Indoor Luminaires | High-Bay | Low-Bay Luminaires for Commercial and Industrial Buildings | Standard | FALSE | [9 empty] | 42488 |  |  | Yes |  | 3.1 | 8670 | 100.7 | 86.1 | 7.3 | 0.92 | 3983 | 91
PDFEZT4S | Hubbell Lighting | Columbia Lighting | MPL4-940HL-FA-EDU | Indoor Luminaires | High-Bay | Low-Bay Luminaires for Commercial and Industrial Buildings | Standard | FALSE | [9 empty] | 42488 |  |  | Yes |  | 3.1 | 8460 | 98.8 | 85.6 | 7.3 | 0.92 | 3983 | 91
P73DPRXF | Hubbell Lighting | Columbia Lighting | MPL4-940HL-AC-EDU-FA | Indoor Luminaires | High-Bay | Low-Bay Luminaires for Commercial and Industrial Buildings | Standard | FALSE | [9 empty] | 42488 |  |  | Yes |  | 3.1 | 8439 | 98.6 | 85.6 | 7.3 | 0.92 | 3983 | 91
PXGFPK2Q | Hubbell Lighting | Columbia Lighting | MPL4-940HL-AD-EDU-FA | Indoor Luminaires | High-Bay | Low-Bay Luminaires for Commercial and Industrial Buildings | Standard | FALSE | [9 empty] | 42488 |  |  | Yes |  | 3.1 | 8340 | 96.9 | 86.1 | 7.3 | 0.92 | 3983 | 91
PB2QMKTD | Hubbell Lighting | Columbia Lighting | MPL4-940ML-W-EDU | Indoor Luminaires | High-Bay | Low-Bay Luminaires for Commercial and Industrial Buildings | Standard | FALSE | [9 empty] | 42488 |  |  | Yes |  | 3.1 | 7678 | 108.6 | 70.7 | 7.3 | 0.92 | 3983 | 91
PH67WAPB | Hubbell Lighting | Columbia Lighting | MPL4-940ML-AC-EDU | Indoor Luminaires | High-Bay | Low-Bay Luminaires for Commercial and Industrial Buildings | Standard | FALSE | [9 empty] | 42488 |  |  | Yes |  | 3.1 | 7347 | 103.9 | 70.7 | 7.3 | 0.92 | 3983 | 91
PSXMMPYU | Hubbell Lighting | Columbia Lighting | MPL4-940ML-AD-EDU | Indoor Luminaires | High-Bay | Low-Bay Luminaires for Commercial and Industrial Buildings | Standard | FALSE | [9 empty] | 42488 |  |  | Yes |  | 3.1 | 7307 | 102.9 | 71 | 7.3 | 0.92 | 3983 | 91
P7Q5XZ5P | Hubbell Lighting | Columbia Lighting | MPL4-940ML-FA-EDU | Indoor Luminaires | High-Bay | Low-Bay Luminaires for Commercial and Industrial Buildings | Standard | FALSE | [9 empty] | 42488 |  |  | Yes |  | 3.1 | 7064 | 99.9 | 70.7 | 7.3 | 0.92 | 3983 | 91
P28C5UWK | Hubbell Lighting | Columbia Lighting | MPL4-940ML-AC-EDU-FA | Indoor Luminaires | High-Bay | Low-Bay Luminaires for Commercial and Industrial Buildings | Standard | FALSE | [9 empty] | 42488 |  |  | Yes |  | 3.1 | 7047 | 99.7 | 70.7 | 7.3 | 0.92 | 3983 | 91
PVC6CKBT | Hubbell Lighting | Columbia Lighting | MPL4-940ML-AD-EDU-FA | Indoor Luminaires | High-Bay | Low-Bay Luminaires for Commercial and Industrial Buildings | Standard | FALSE | [9 empty] | 42488 |  |  | Yes |  | 3.1 | 7029 | 99 | 71 | 7.3 | 0.92 | 3983 | 91
PBRKS6Q5 | Hubbell Lighting | Columbia Lighting | MPL8-940VL-W-EDU | Indoor Luminaires | High-Bay | High-Bay Luminaires for Commercial and Industrial Buildings | Standard | FALSE | [9 empty] | 42488 |  |  | Yes |  | 3.1 | 20338 | 106.5 | 191 | 5.9 | 0.978 | 3983 | 91
PZGRPN44 | Hubbell Lighting | Columbia Lighting | MPL8-940VL-AC-EDU | Indoor Luminaires | High-Bay | High-Bay Luminaires for Commercial and Industrial Buildings | Standard | FALSE | [9 empty] | 42488 |  |  | Yes |  | 3.1 | 19461 | 101.9 | 191 | 5.9 | 0.978 | 3983 | 91
PFW1NWFM | Hubbell Lighting | Columbia Lighting | MPL8-940VL-AD-EDU | Indoor Luminaires | High-Bay | High-Bay Luminaires for Commercial and Industrial Buildings | Standard | FALSE | [9 empty] | 42488 |  |  | Yes |  | 3.1 | 19134 | 100.1 | 191.2 | 5.9 | 0.978 | 3983 | 91
PB5BRR97 | Hubbell Lighting | Columbia Lighting | MPL8-940VL-FA-EDU | Indoor Luminaires | High-Bay | High-Bay Luminaires for Commercial and Industrial Buildings | Standard | FALSE | [9 empty] | 42488 |  |  | Yes |  | 3.1 | 18711 | 98 | 191 | 5.9 | 0.978 | 3983 | 91
PQ3E5HUE | Hubbell Lighting | Columbia Lighting | MPL8-940VL-AC-EDU-FA | Indoor Luminaires | High-Bay | High-Bay Luminaires for Commercial and Industrial Buildings | Standard | FALSE | [9 empty] | 42488 |  |  | Yes |  | 3.1 | 18601 | 97.2 | 191.4 | 5.9 | 0.978 | 3983 | 91
PJYBK73R | Hubbell Lighting | Columbia Lighting | MPL8-940VL-AD-EDU-FA | Indoor Luminaires | High-Bay | High-Bay Luminaires for Commercial and Industrial Buildings | Standard | FALSE | [9 empty] | 42488 |  |  | Yes |  | 3.1 | 18368 | 95.9 | 191.6 | 5.9 | 0.978 | 3983 | 91
P3Y9CA3D | Hubbell Lighting | Columbia Lighting | MPL4-940VL-W-EDU | Indoor Luminaires | High-Bay | Low-Bay Luminaires for Commercial and Industrial Buildings | Standard | FALSE | [9 empty] | 42488 |  |  | Yes |  | 3.1 | 10169 | 106.5 | 95.5 | 5.9 | 0.978 | 3983 | 91
PH4TZCSV | Hubbell Lighting | Columbia Lighting | MPL4-940VL-AC-EDU | Indoor Luminaires | High-Bay | Low-Bay Luminaires for Commercial and Industrial Buildings | Standard | FALSE | [9 empty] | 42488 |  |  | Yes |  | 3.1 | 9731 | 101.9 | 95.5 | 5.9 | 0.978 | 3983 | 91
PBMNAZUV | Hubbell Lighting | Columbia Lighting | MPL4-940VL-AD-EDU | Indoor Luminaires | High-Bay | Low-Bay Luminaires for Commercial and Industrial Buildings | Standard | FALSE | [9 empty] | 42488 |  |  | Yes |  | 3.1 | 9567 | 100.1 | 95.6 | 5.9 | 0.978 | 3983 | 91
PWQ3R6PD | Hubbell Lighting | Columbia Lighting | MPL4-940VL-FA-EDU | Indoor Luminaires | High-Bay | Low-Bay Luminaires for Commercial and Industrial Buildings | Standard | FALSE | [9 empty] | 42488 |  |  | Yes |  | 3.1 | 9355 | 98 | 95.5 | 5.9 | 0.978 | 3983 | 91
P4B7T7H8 | Hubbell Lighting | Columbia Lighting | MPL4-940VL-AC-EDU-FA | Indoor Luminaires | High-Bay | Low-Bay Luminaires for Commercial and Industrial Buildings | Standard | FALSE | [9 empty] | 42488 |  |  | Yes |  | 3.1 | 9301 | 97.2 | 95.7 | 5.9 | 0.978 | 3983 | 91
PJ1YKAYM | Hubbell Lighting | Columbia Lighting | MPL4-940VL-AD-EDU-FA | Indoor Luminaires | High-Bay | Low-Bay Luminaires for Commercial and Industrial Buildings | Standard | FALSE | [9 empty] | 42488 |  |  | Yes |  | 3.1 | 9184 | 95.9 | 95.8 | 5.9 | 0.978 | 3983 | 91
P99VRU89 | Hubbell Lighting | Columbia Lighting | MPL8-940LW-W-EDU | Indoor Luminaires | High-Bay | High-Bay Luminaires for Commercial and Industrial Buildings | Standard | FALSE | [9 empty] | 42488 |  |  | Yes |  | 3.1 | 11186 | 113.2 | 98.8 | 5 | 0.998 | 3983 | 91
P4Y3P4MB | Hubbell Lighting | Columbia Lighting | MPL8-940LW-AD-EDU | Indoor Luminaires | High-Bay | High-Bay Luminaires for Commercial and Industrial Buildings | Standard | FALSE | [9 empty] | 42488 |  |  | Yes |  | 3.1 | 10773 | 107.9 | 99.8 | 5 | 0.998 | 3983 | 91
PR2DHKRR | Hubbell Lighting | Columbia Lighting | MPL8-940LW-AC-EDU | Indoor Luminaires | High-Bay | High-Bay Luminaires for Commercial and Industrial Buildings | Standard | FALSE | [9 empty] | 42488 |  |  | Yes |  | 3.1 | 10704 | 108.3 | 98.8 | 5 | 0.998 | 3983 | 91
P6WD4Q3W | Hubbell Lighting | Columbia Lighting | MPL8-940LW-FA-EDU | Indoor Luminaires | High-Bay | High-Bay Luminaires for Commercial and Industrial Buildings | Standard | FALSE | [9 empty] | 42488 |  |  | Yes |  | 3.1 | 10291 | 104.2 | 98.8 | 5 | 0.998 | 3983 | 91
PNT2SV7J | Hubbell Lighting | Columbia Lighting | MPL8-940LW-AC-EDU-FA | Indoor Luminaires | High-Bay | High-Bay Luminaires for Commercial and Industrial Buildings | Standard | FALSE | [9 empty] | 42488 |  |  | Yes |  | 3.1 | 10266 | 103.9 | 98.8 | 5 | 0.998 | 3983 | 91
P1RKDVBP | Hubbell Lighting | Columbia Lighting | MPL8-940LW-AD-EDU-FA | Indoor Luminaires | High-Bay | High-Bay Luminaires for Commercial and Industrial Buildings | Standard | FALSE | [9 empty] | 42488 |  |  | Yes |  | 3.1 | 10209 | 105.5 | 96.8 | 5 | 0.998 | 3983 | 91
P77SWGVN | Hubbell Lighting | Columbia Lighting | MPL4-940LW-W-EDU | Indoor Luminaires | High-Bay | Low-Bay Luminaires for Commercial and Industrial Buildings | Standard | FALSE | [9 empty] | 42488 |  |  | Yes |  | 3.1 | 5593 | 113.2 | 49.4 | 5 | 0.998 | 3983 | 91
PVUKCUKH | Hubbell Lighting | Columbia Lighting | MPL4-940LW-AD-EDU | Indoor Luminaires | High-Bay | Low-Bay Luminaires for Commercial and Industrial Buildings | Standard | FALSE | [9 empty] | 42488 |  |  | Yes |  | 3.1 | 5386 | 107.9 | 49.9 | 5 | 0.998 | 3983 | 91
P2ZF5E9D | Hubbell Lighting | Columbia Lighting | MPL4-940LW-AC-EDU | Indoor Luminaires | High-Bay | Low-Bay Luminaires for Commercial and Industrial Buildings | Standard | FALSE | [9 empty] | 42488 |  |  | Yes |  | 3.1 | 5352 | 108.3 | 49.4 | 5 | 0.998 | 3983 | 91
P8TWKRGH | Hubbell Lighting | Columbia Lighting | MPL4-940LW-FA-EDU | Indoor Luminaires | High-Bay | Low-Bay Luminaires for Commercial and Industrial Buildings | Standard | FALSE | [9 empty] | 42488 |  |  | Yes |  | 3.1 | 5146 | 104.2 | 49.4 | 5 | 0.998 | 3983 | 91
PYWQYQCE | Hubbell Lighting | Columbia Lighting | MPL4-940LW-AC-EDU-FA | Indoor Luminaires | High-Bay | Low-Bay Luminaires for Commercial and Industrial Buildings | Standard | FALSE | [9 empty] | 42488 |  |  | Yes |  | 3.1 | 5133 | 103.9 | 49.4 | 5 | 0.998 | 3983 | 91
PQXNDQVA | Hubbell Lighting | Columbia Lighting | MPL4-940LW-AD-EDU-FA | Indoor Luminaires | High-Bay | Low-Bay Luminaires for Commercial and Industrial Buildings | Standard | FALSE | [9 empty] | 42488 |  |  | Yes |  | 3.1 | 5105 | 105.5 | 48.4 | 5 | 0.998 | 3983 | 91
PCK2C88B | Hubbell Lighting | Columbia Lighting | MPL8-35HL-W-EU | Indoor Luminaires | High-Bay | High-Bay Luminaires for Commercial and Industrial Buildings | Standard | FALSE | [9 empty] | 42488 |  |  | Yes |  | 3.1 | 21045 | 122.9 | 171.2 | 7.3 | 0.92 | 3504 | 83
P9K6XQFA | Hubbell Lighting | Columbia Lighting | MPL8-35HL-AC-EU | Indoor Luminaires | High-Bay | High-Bay Luminaires for Commercial and Industrial Buildings | Standard | FALSE | [9 empty] | 42488 |  |  | Yes |  | 3.1 | 20112 | 117.5 | 171.2 | 7.3 | 0.92 | 3504 | 83
PS43HXQG | Hubbell Lighting | Columbia Lighting | MPL8-35HL-FA-EU | Indoor Luminaires | High-Bay | High-Bay Luminaires for Commercial and Industrial Buildings | Standard | FALSE | [9 empty] | 42488 |  |  | Yes |  | 3.1 | 19898 | 115.7 | 172 | 7.3 | 0.92 | 3504 | 83
PMBK2S5H | Hubbell Lighting | Columbia Lighting | MPL8-35HL-AD-EU | Indoor Luminaires | High-Bay | High-Bay Luminaires for Commercial and Industrial Buildings | Standard | FALSE | [9 empty] | 42488 |  |  | Yes |  | 3.1 | 19819 | 115.1 | 172.2 | 7.3 | 0.92 | 3504 | 83
PH5Y33BH | Hubbell Lighting | Columbia Lighting | MPL8-35HL-AC-EU-FA | Indoor Luminaires | High-Bay | High-Bay Luminaires for Commercial and Industrial Buildings | Standard | FALSE | [9 empty] | 42488 |  |  | Yes |  | 3.1 | 18769 | 109.6 | 171.2 | 7.3 | 0.92 | 3504 | 83
PV7W3PCG | Hubbell Lighting | Columbia Lighting | MPL8-35HL-AD-EU-FA | Indoor Luminaires | High-Bay | High-Bay Luminaires for Commercial and Industrial Buildings | Standard | FALSE | [9 empty] | 42488 |  |  | Yes |  | 3.1 | 18470 | 107.3 | 172.2 | 7.3 | 0.92 | 3504 | 83
PDBW5PJC | Hubbell Lighting | Columbia Lighting | MPL8-35ML-W-EU | Indoor Luminaires | High-Bay | High-Bay Luminaires for Commercial and Industrial Buildings | Standard | FALSE | [9 empty] | 42488 |  |  | Yes |  | 3.1 | 17571 | 124.3 | 141.4 | 7.3 | 0.92 | 3504 | 83
P5S7TQEK | Hubbell Lighting | Columbia Lighting | MPL8-35ML-FA-EU | Indoor Luminaires | High-Bay | High-Bay Luminaires for Commercial and Industrial Buildings | Standard | FALSE | [9 empty] | 42488 |  |  | Yes |  | 3.1 | 16801 | 118.3 | 142 | 7.3 | 0.92 | 3504 | 83
PRVTJQKB | Hubbell Lighting | Columbia Lighting | MPL8-35ML-AC-EU | Indoor Luminaires | High-Bay | High-Bay Luminaires for Commercial and Industrial Buildings | Standard | FALSE | [9 empty] | 42488 |  |  | Yes |  | 3.1 | 16793 | 118.8 | 141.4 | 7.3 | 0.92 | 3504 | 83
P6AZ7CZQ | Hubbell Lighting | Columbia Lighting | MPL8-35ML-AD-EU | Indoor Luminaires | High-Bay | High-Bay Luminaires for Commercial and Industrial Buildings | Standard | FALSE | [9 empty] | 42488 |  |  | Yes |  | 3.1 | 16701 | 117.6 | 142 | 7.3 | 0.92 | 3504 | 83
P3P9QXC5 | Hubbell Lighting | Columbia Lighting | MPL8-35ML-AC-EU-FA | Indoor Luminaires | High-Bay | High-Bay Luminaires for Commercial and Industrial Buildings | Standard | FALSE | [9 empty] | 42488 |  |  | Yes |  | 3.1 | 15670 | 110.8 | 141.4 | 7.3 | 0.92 | 3504 | 83
PXRZW5SG | Hubbell Lighting | Columbia Lighting | MPL8-35ML-AD-EU-FA | Indoor Luminaires | High-Bay | High-Bay Luminaires for Commercial and Industrial Buildings | Standard | FALSE | [9 empty] | 42488 |  |  | Yes |  | 3.1 | 15566 | 109.6 | 142 | 7.3 | 0.92 | 3504 | 83
PCS8HX2W | Hubbell Lighting | Columbia Lighting | MPL4-35HL-W-EU | Indoor Luminaires | High-Bay | High-Bay Luminaires for Commercial and Industrial Buildings | Standard | FALSE | [9 empty] | 42488 |  |  | Yes |  | 3.1 | 10523 | 122.9 | 85.6 | 7.3 | 0.92 | 3504 | 83
PGTSVA7Q | Hubbell Lighting | Columbia Lighting | MPL4-35HL-AC-EU | Indoor Luminaires | High-Bay | High-Bay Luminaires for Commercial and Industrial Buildings | Standard | FALSE | [9 empty] | 42488 |  |  | Yes |  | 3.1 | 10056 | 117.5 | 85.6 | 7.3 | 0.92 | 3504 | 83
P8NWEH2H | Hubbell Lighting | Columbia Lighting | MPL4-35HL-FA-EU | Indoor Luminaires | High-Bay | High-Bay Luminaires for Commercial and Industrial Buildings | Standard | FALSE | [9 empty] | 42488 |  |  | Yes |  | 3.1 | 9949 | 115.7 | 86 | 7.3 | 0.92 | 3504 | 83
PNJKJMQ4 | Hubbell Lighting | Columbia Lighting | MPL4-35HL-AD-EU | Indoor Luminaires | High-Bay | High-Bay Luminaires for Commercial and Industrial Buildings | Standard | FALSE | [9 empty] | 42488 |  |  | Yes |  | 3.1 | 9909 | 115.1 | 86.1 | 7.3 | 0.92 | 3504 | 83
PNPFMKAX | Hubbell Lighting | Columbia Lighting | MPL4-35HL-AC-EU-FA | Indoor Luminaires | High-Bay | Low-Bay Luminaires for Commercial and Industrial Buildings | Standard | FALSE | [9 empty] | 42488 |  |  | Yes |  | 3.1 | 9384 | 109.6 | 85.6 | 7.3 | 0.92 | 3504 | 83
PWSRMSGG | Hubbell Lighting | Columbia Lighting | MPL4-35HL-AD-EU-FA | Indoor Luminaires | High-Bay | Low-Bay Luminaires for Commercial and Industrial Buildings | Standard | FALSE | [9 empty] | 42488 |  |  | Yes |  | 3.1 | 9235 | 107.3 | 86.1 | 7.3 | 0.92 | 3504 | 83
PQTKBZ21 | Hubbell Lighting | Columbia Lighting | MPL4-35ML-W-EU | Indoor Luminaires | High-Bay | Low-Bay Luminaires for Commercial and Industrial Buildings | Standard | FALSE | [9 empty] | 42488 |  |  | Yes |  | 3.1 | 8786 | 124.3 | 70.7 | 7.3 | 0.92 | 3504 | 83
PX4H61AV | Hubbell Lighting | Columbia Lighting | MPL4-35ML-FA-EU | Indoor Luminaires | High-Bay | Low-Bay Luminaires for Commercial and Industrial Buildings | Standard | FALSE | [9 empty] | 42488 |  |  | Yes |  | 3.1 | 8400 | 118.3 | 71 | 7.3 | 0.92 | 3504 | 83
PP11DW6X | Hubbell Lighting | Columbia Lighting | MPL4-35ML-AC-EU | Indoor Luminaires | High-Bay | Low-Bay Luminaires for Commercial and Industrial Buildings | Standard | FALSE | [9 empty] | 42488 |  |  | Yes |  | 3.1 | 8396 | 118.8 | 70.7 | 7.3 | 0.92 | 3504 | 83
PQWDKDKC | Hubbell Lighting | Columbia Lighting | MPL4-35ML-AD-EU | Indoor Luminaires | High-Bay | Low-Bay Luminaires for Commercial and Industrial Buildings | Standard | FALSE | [9 empty] | 42488 |  |  | Yes |  | 3.1 | 8351 | 117.6 | 71 | 7.3 | 0.92 | 3504 | 83
PXY9K9FB | Hubbell Lighting | Columbia Lighting | MPL4-35ML-AC-EU-FA | Indoor Luminaires | High-Bay | Low-Bay Luminaires for Commercial and Industrial Buildings | Standard | FALSE | [9 empty] | 42488 |  |  | Yes |  | 3.1 | 7835 | 110.8 | 70.7 | 7.3 | 0.92 | 3504 | 83
PB1WJZAA | Hubbell Lighting | Columbia Lighting | MPL4-35ML-AD-EU-FA | Indoor Luminaires | High-Bay | Low-Bay Luminaires for Commercial and Industrial Buildings | Standard | FALSE | [9 empty] | 42488 |  |  | Yes |  | 3.1 | 7783 | 109.6 | 71 | 7.3 | 0.92 | 3504 | 83
P4RY28YP | Hubbell Lighting | Columbia Lighting | MPL8-35VL-W-EU | Indoor Luminaires | High-Bay | High-Bay Luminaires for Commercial and Industrial Buildings | Standard | FALSE | [9 empty] | 42488 |  |  | Yes |  | 3.1 | 23195 | 121.2 | 191.4 | 5.9 | 0.978 | 3504 | 83
PBAK7U83 | Hubbell Lighting | Columbia Lighting | MPL8-35VL-AC-EU | Indoor Luminaires | High-Bay | High-Bay Luminaires for Commercial and Industrial Buildings | Standard | FALSE | [9 empty] | 42488 |  |  | Yes |  | 3.1 | 22165 | 115.8 | 191.4 | 5.9 | 0.978 | 3504 | 83
PZZFD7GT | Hubbell Lighting | Columbia Lighting | MPL8-35VL-AD-EU | Indoor Luminaires | High-Bay | High-Bay Luminaires for Commercial and Industrial Buildings | Standard | FALSE | [9 empty] | 42488 |  |  | Yes |  | 3.1 | 21825 | 113.9 | 191.6 | 5.9 | 0.978 | 3504 | 83
PAR6198J | Hubbell Lighting | Columbia Lighting | MPL8-35VL-FA-EU | Indoor Luminaires | High-Bay | High-Bay Luminaires for Commercial and Industrial Buildings | Standard | FALSE | [9 empty] | 42488 |  |  | Yes |  | 3.1 | 21433 | 112.8 | 190 | 5.9 | 0.978 | 3504 | 83
P2VKZNB5 | Hubbell Lighting | Columbia Lighting | MPL8-35VL-AC-EU-FA | Indoor Luminaires | High-Bay | High-Bay Luminaires for Commercial and Industrial Buildings | Standard | FALSE | [9 empty] | 42488 |  |  | Yes |  | 3.1 | 20685 | 108.1 | 191.4 | 5.9 | 0.978 | 3504 | 83
PA3R378F | Hubbell Lighting | Columbia Lighting | MPL8-35VL-AD-EU-FA | Indoor Luminaires | High-Bay | High-Bay Luminaires for Commercial and Industrial Buildings | Standard | FALSE | [9 empty] | 42488 |  |  | Yes |  | 3.1 | 20342 | 106.2 | 191.6 | 5.9 | 0.978 | 3504 | 83
P66PUYHR | Hubbell Lighting | Columbia Lighting | MPL4-35VL-W-EU | Indoor Luminaires | High-Bay | High-Bay Luminaires for Commercial and Industrial Buildings | Standard | FALSE | [9 empty] | 42488 |  |  | Yes |  | 3.1 | 11597 | 121.2 | 95.7 | 5.9 | 0.978 | 3504 | 83
PZ3CT8QU | Hubbell Lighting | Columbia Lighting | MPL4-35VL-AC-EU | Indoor Luminaires | High-Bay | High-Bay Luminaires for Commercial and Industrial Buildings | Standard | FALSE | [9 empty] | 42488 |  |  | Yes |  | 3.1 | 11083 | 115.8 | 95.7 | 5.9 | 0.978 | 3504 | 83
PNEWXGGR | Hubbell Lighting | Columbia Lighting | MPL4-35VL-AD-EU | Indoor Luminaires | High-Bay | High-Bay Luminaires for Commercial and Industrial Buildings | Standard | FALSE | [9 empty] | 42488 |  |  | Yes |  | 3.1 | 10913 | 113.9 | 95.8 | 5.9 | 0.978 | 3504 | 83
P43J3X1F | Hubbell Lighting | Columbia Lighting | MPL4-35VL-FA-EU | Indoor Luminaires | High-Bay | High-Bay Luminaires for Commercial and Industrial Buildings | Standard | FALSE | [9 empty] | 42488 |  |  | Yes |  | 3.1 | 10716 | 112.8 | 95 | 5.9 | 0.978 | 3504 | 83
PE48GYRB | Hubbell Lighting | Columbia Lighting | MPL4-35VL-AC-EU-FA | Indoor Luminaires | High-Bay | High-Bay Luminaires for Commercial and Industrial Buildings | Standard | FALSE | [9 empty] | 42488 |  |  | Yes |  | 3.1 | 10343 | 108.1 | 95.7 | 5.9 | 0.978 | 3504 | 83
P2CBP2S6 | Hubbell Lighting | Columbia Lighting | MPL4-35VL-AD-EU-FA | Indoor Luminaires | High-Bay | High-Bay Luminaires for Commercial and Industrial Buildings | Standard | FALSE | [9 empty] | 42488 |  |  | Yes |  | 3.1 | 10171 | 106.2 | 95.8 | 5.9 | 0.978 | 3504 | 83
P6MS83XK | Hubbell Lighting | Columbia Lighting | MPL8-35LW-W-EU | Indoor Luminaires | High-Bay | High-Bay Luminaires for Commercial and Industrial Buildings | Premium | FALSE | [9 empty] | 42488 |  |  | Yes |  | 3.1 | 12802 | 129.6 | 98.8 | 5 | 0.998 | 3504 | 83
PPM5W3H7 | Hubbell Lighting | Columbia Lighting | MPL8-35LW-AC-EU | Indoor Luminaires | High-Bay | High-Bay Luminaires for Commercial and Industrial Buildings | Premium | FALSE | [9 empty] | 42488 |  |  | Yes |  | 3.1 | 12234 | 123.8 | 98.8 | 5 | 0.998 | 3504 | 83
PS4MVBDN | Hubbell Lighting | Columbia Lighting | MPL8-35LW-FA-EU | Indoor Luminaires | High-Bay | High-Bay Luminaires for Commercial and Industrial Buildings | Premium | FALSE | [9 empty] | 42488 |  |  | Yes |  | 3.1 | 12151 | 126 | 96.4 | 5 | 0.998 | 3504 | 83
P5A6T5M5 | Hubbell Lighting | Columbia Lighting | MPL8-35LW-AD-EU | Indoor Luminaires | High-Bay | High-Bay Luminaires for Commercial and Industrial Buildings | Premium | FALSE | [9 empty] | 42488 |  |  | Yes |  | 3.1 | 12131 | 125.3 | 96.8 | 5 | 0.998 | 3504 | 83
PWQMMBZH | Hubbell Lighting | Columbia Lighting | MPL8-35LW-AC-EU-FA | Indoor Luminaires | High-Bay | High-Bay Luminaires for Commercial and Industrial Buildings | Premium | FALSE | [9 empty] | 42488 |  |  | Yes |  | 3.1 | 11417 | 115.6 | 98.8 | 5 | 0.998 | 3504 | 83
PPDR4R6X | Hubbell Lighting | Columbia Lighting | MPL8-35LW-AD-EU-FA | Indoor Luminaires | High-Bay | High-Bay Luminaires for Commercial and Industrial Buildings | Premium | FALSE | [9 empty] | 42488 |  |  | Yes |  | 3.1 | 11305 | 116.8 | 96.8 | 5 | 0.998 | 3504 | 83
PP4BHXVH | Hubbell Lighting | Columbia Lighting | MPL4-35LW-W-EU | Indoor Luminaires | High-Bay | Low-Bay Luminaires for Commercial and Industrial Buildings | Premium | FALSE | [9 empty] | 42488 |  |  | Yes |  | 3.1 | 6401 | 129.6 | 49.4 | 5 | 0.998 | 3504 | 83
PWD5ZUXA | Hubbell Lighting | Columbia Lighting | MPL4-35LW-AC-EU | Indoor Luminaires | High-Bay | Low-Bay Luminaires for Commercial and Industrial Buildings | Premium | FALSE | [9 empty] | 42488 |  |  | Yes |  | 3.1 | 6117 | 123.8 | 49.4 | 5 | 0.998 | 3504 | 83
PYURVE5J | Hubbell Lighting | Columbia Lighting | MPL4-35LW-FA-EU | Indoor Luminaires | High-Bay | Low-Bay Luminaires for Commercial and Industrial Buildings | Premium | FALSE | [9 empty] | 42488 |  |  | Yes |  | 3.1 | 6075 | 126 | 48.2 | 5 | 0.998 | 3504 | 83
PDNKPRFA | Hubbell Lighting | Columbia Lighting | MPL4-35LW-AD-EU | Indoor Luminaires | High-Bay | Low-Bay Luminaires for Commercial and Industrial Buildings | Premium | FALSE | [9 empty] | 42488 |  |  | Yes |  | 3.1 | 6065 | 125.3 | 48.4 | 5 | 0.998 | 3504 | 83
PU636ZBF | Hubbell Lighting | Columbia Lighting | MPL4-35LW-AC-EU-FA | Indoor Luminaires | High-Bay | Low-Bay Luminaires for Commercial and Industrial Buildings | Premium | FALSE | [9 empty] | 42488 |  |  | Yes |  | 3.1 | 5708 | 115.6 | 49.4 | 5 | 0.998 | 3504 | 83
P3YSFS4G | Hubbell Lighting | Columbia Lighting | MPL4-35LW-AD-EU-FA | Indoor Luminaires | High-Bay | Low-Bay Luminaires for Commercial and Industrial Buildings | Premium | FALSE | [9 empty] | 42488 |  |  | Yes |  | 3.1 | 5653 | 116.8 | 48.4 | 5 | 0.998 | 3504 | 83
PA6WKRGX | Hubbell Lighting | Columbia Lighting | MPL8-35LW-W-ED1U | Indoor Luminaires | High-Bay | High-Bay Luminaires for Commercial and Industrial Buildings | Premium | FALSE | [9 empty] | 42488 |  |  | Yes |  | 3.1 | 12802 | 129.6 | 98.8 | 5 | 0.998 | 3504 | 83
PBTGQQM4 | Hubbell Lighting | Columbia Lighting | MPL8-35LW-AC-ED1U | Indoor Luminaires | High-Bay | High-Bay Luminaires for Commercial and Industrial Buildings | Premium | FALSE | [9 empty] | 42488 |  |  | Yes |  | 3.1 | 12234 | 123.8 | 98.8 | 5 | 0.998 | 3504 | 83
PZJPADQT | Hubbell Lighting | Columbia Lighting | MPL8-35LW-FA-ED1U | Indoor Luminaires | High-Bay | High-Bay Luminaires for Commercial and Industrial Buildings | Premium | FALSE | [9 empty] | 42488 |  |  | Yes |  | 3.1 | 12151 | 126 | 96.4 | 5 | 0.998 | 3504 | 83
P94H8QQJ | Hubbell Lighting | Columbia Lighting | MPL8-35LW-AD-ED1U | Indoor Luminaires | High-Bay | High-Bay Luminaires for Commercial and Industrial Buildings | Premium | FALSE | [9 empty] | 42488 |  |  | Yes |  | 3.1 | 12131 | 125.3 | 96.8 | 5 | 0.998 | 3504 | 83
PHS59UYR | Hubbell Lighting | Columbia Lighting | MPL8-35LW-AC-ED1U-FA | Indoor Luminaires | High-Bay | High-Bay Luminaires for Commercial and Industrial Buildings | Premium | FALSE | [9 empty] | 42488 |  |  | Yes |  | 3.1 | 11417 | 115.6 | 98.8 | 5 | 0.998 | 3504 | 83
PFY1FECV | Hubbell Lighting | Columbia Lighting | MPL8-35LW-AD-ED1U-FA | Indoor Luminaires | High-Bay | High-Bay Luminaires for Commercial and Industrial Buildings | Premium | FALSE | [9 empty] | 42488 |  |  | Yes |  | 3.1 | 11305 | 116.8 | 96.8 | 5 | 0.998 | 3504 | 83
PAV842QQ | Hubbell Lighting | Columbia Lighting | MPL4-35LW-W-ED1U | Indoor Luminaires | High-Bay | Low-Bay Luminaires for Commercial and Industrial Buildings | Premium | FALSE | [9 empty] | 42488 |  |  | Yes |  | 3.1 | 6401 | 129.6 | 49.4 | 5 | 0.998 | 3504 | 83
P4HWBTBW | Hubbell Lighting | Columbia Lighting | MPL4-35LW-AC-ED1U | Indoor Luminaires | High-Bay | Low-Bay Luminaires for Commercial and Industrial Buildings | Premium | FALSE | [9 empty] | 42488 |  |  | Yes |  | 3.1 | 6117 | 123.8 | 49.4 | 5 | 0.998 | 3504 | 83
PPJHMAT2 | Hubbell Lighting | Columbia Lighting | MPL4-35LW-FA-ED1U | Indoor Luminaires | High-Bay | Low-Bay Luminaires for Commercial and Industrial Buildings | Premium | FALSE | [9 empty] | 42488 |  |  | Yes |  | 3.1 | 6075 | 126 | 48.2 | 5 | 0.998 | 3504 | 83
PZZT54DD | Hubbell Lighting | Columbia Lighting | MPL4-35LW-AD-ED1U | Indoor Luminaires | High-Bay | Low-Bay Luminaires for Commercial and Industrial Buildings | Premium | FALSE | [9 empty] | 42488 |  |  | Yes |  | 3.1 | 6065 | 125.3 | 48.4 | 5 | 0.998 | 3504 | 83
PM6ZPAEN | Hubbell Lighting | Columbia Lighting | MPL4-35LW-AC-ED1U-FA | Indoor Luminaires | High-Bay | Low-Bay Luminaires for Commercial and Industrial Buildings | Premium | FALSE | [9 empty] | 42488 |  |  | Yes |  | 3.1 | 5708 | 115.6 | 49.4 | 5 | 0.998 | 3504 | 83
PMWVHTFH | Hubbell Lighting | Columbia Lighting | MPL4-35LW-AD-ED1U-FA | Indoor Luminaires | High-Bay | Low-Bay Luminaires for Commercial and Industrial Buildings | Premium | FALSE | [9 empty] | 42488 |  |  | Yes |  | 3.1 | 5653 | 116.8 | 48.4 | 5 | 0.998 | 3504 | 83
PAJ68S56 | Hubbell Lighting | Columbia Lighting | MPL8-35HL-W-EDU | Indoor Luminaires | High-Bay | High-Bay Luminaires for Commercial and Industrial Buildings | Standard | FALSE | [9 empty] | 42488 |  |  | Yes |  | 3.1 | 21045 | 122.9 | 171.2 | 7.3 | 0.92 | 3504 | 83
PQ2RQJB9 | Hubbell Lighting | Columbia Lighting | MPL8-35HL-AC-EDU | Indoor Luminaires | High-Bay | High-Bay Luminaires for Commercial and Industrial Buildings | Standard | FALSE | [9 empty] | 42488 |  |  | Yes |  | 3.1 | 20112 | 117.5 | 171.2 | 7.3 | 0.92 | 3504 | 83
P88BUP3T | Hubbell Lighting | Columbia Lighting | MPL8-35HL-FA-EDU | Indoor Luminaires | High-Bay | High-Bay Luminaires for Commercial and Industrial Buildings | Standard | FALSE | [9 empty] | 42488 |  |  | Yes |  | 3.1 | 19898 | 115.7 | 172 | 7.3 | 0.92 | 3504 | 83
PZDUDR7R | Hubbell Lighting | Columbia Lighting | MPL8-35HL-AD-EDU | Indoor Luminaires | High-Bay | High-Bay Luminaires for Commercial and Industrial Buildings | Standard | FALSE | [9 empty] | 42488 |  |  | Yes |  | 3.1 | 19819 | 115.1 | 172.2 | 7.3 | 0.92 | 3504 | 83
PGB4JSQJ | Hubbell Lighting | Columbia Lighting | MPL8-35HL-AC-EDU-FA | Indoor Luminaires | High-Bay | High-Bay Luminaires for Commercial and Industrial Buildings | Standard | FALSE | [9 empty] | 42488 |  |  | Yes |  | 3.1 | 18769 | 109.6 | 171.2 | 7.3 | 0.92 | 3504 | 83
PR5S8SB5 | Hubbell Lighting | Columbia Lighting | MPL8-35HL-AD-EDU-FA | Indoor Luminaires | High-Bay | High-Bay Luminaires for Commercial and Industrial Buildings | Standard | FALSE | [9 empty] | 42488 |  |  | Yes |  | 3.1 | 18470 | 107.3 | 172.2 | 7.3 | 0.92 | 3504 | 83
PV2TACST | Hubbell Lighting | Columbia Lighting | MPL8-35ML-W-EDU | Indoor Luminaires | High-Bay | High-Bay Luminaires for Commercial and Industrial Buildings | Standard | FALSE | [9 empty] | 42488 |  |  | Yes |  | 3.1 | 17571 | 124.3 | 141.4 | 7.3 | 0.92 | 3504 | 83
P53TX75A | Hubbell Lighting | Columbia Lighting | MPL8-35ML-FA-EDU | Indoor Luminaires | High-Bay | High-Bay Luminaires for Commercial and Industrial Buildings | Standard | FALSE | [9 empty] | 42488 |  |  | Yes |  | 3.1 | 16801 | 118.3 | 142 | 7.3 | 0.92 | 3504 | 83
PAH9KH8A | Hubbell Lighting | Columbia Lighting | MPL8-35ML-AC-EDU | Indoor Luminaires | High-Bay | High-Bay Luminaires for Commercial and Industrial Buildings | Standard | FALSE | [9 empty] | 42488 |  |  | Yes |  | 3.1 | 16793 | 118.8 | 141.4 | 7.3 | 0.92 | 3504 | 83
PYEPJKJW | Hubbell Lighting | Columbia Lighting | MPL8-35ML-AD-EDU | Indoor Luminaires | High-Bay | High-Bay Luminaires for Commercial and Industrial Buildings | Standard | FALSE | [9 empty] | 42488 |  |  | Yes |  | 3.1 | 16701 | 117.6 | 142 | 7.3 | 0.92 | 3504 | 83
PNSF6DE2 | Hubbell Lighting | Columbia Lighting | MPL8-35ML-AC-EDU-FA | Indoor Luminaires | High-Bay | High-Bay Luminaires for Commercial and Industrial Buildings | Standard | FALSE | [9 empty] | 42488 |  |  | Yes |  | 3.1 | 15670 | 110.8 | 141.4 | 7.3 | 0.92 | 3504 | 83
PWFS7BH7 | Hubbell Lighting | Columbia Lighting | MPL8-35ML-AD-EDU-FA | Indoor Luminaires | High-Bay | High-Bay Luminaires for Commercial and Industrial Buildings | Standard | FALSE | [9 empty] | 42488 |  |  | Yes |  | 3.1 | 15566 | 109.6 | 142 | 7.3 | 0.92 | 3504 | 83
PQS7JH8J | Hubbell Lighting | Columbia Lighting | MPL4-35HL-W-EDU | Indoor Luminaires | High-Bay | High-Bay Luminaires for Commercial and Industrial Buildings | Standard | FALSE | [9 empty] | 42488 |  |  | Yes |  | 3.1 | 10523 | 122.9 | 85.6 | 7.3 | 0.92 | 3504 | 83
PKK82BS4 | Hubbell Lighting | Columbia Lighting | MPL4-35HL-AC-EDU | Indoor Luminaires | High-Bay | High-Bay Luminaires for Commercial and Industrial Buildings | Standard | FALSE | [9 empty] | 42488 |  |  | Yes |  | 3.1 | 10056 | 117.5 | 85.6 | 7.3 | 0.92 | 3504 | 83
P5ZQN4RQ | Hubbell Lighting | Columbia Lighting | MPL4-35HL-FA-EDU | Indoor Luminaires | High-Bay | High-Bay Luminaires for Commercial and Industrial Buildings | Standard | FALSE | [9 empty] | 42488 |  |  | Yes |  | 3.1 | 9949 | 115.7 | 86 | 7.3 | 0.92 | 3504 | 83
PF2U2EKF | Hubbell Lighting | Columbia Lighting | MPL4-35HL-AD-EDU | Indoor Luminaires | High-Bay | High-Bay Luminaires for Commercial and Industrial Buildings | Standard | FALSE | [9 empty] | 42488 |  |  | Yes |  | 3.1 | 9909 | 115.1 | 86.1 | 7.3 | 0.92 | 3504 | 83
PKTMP5U2 | Hubbell Lighting | Columbia Lighting | MPL4-35HL-AC-EDU-FA | Indoor Luminaires | High-Bay | Low-Bay Luminaires for Commercial and Industrial Buildings | Standard | FALSE | [9 empty] | 42488 |  |  | Yes |  | 3.1 | 9384 | 109.6 | 85.6 | 7.3 | 0.92 | 3504 | 83
PH2RX385 | Hubbell Lighting | Columbia Lighting | MPL4-35HL-AD-EDU-FA | Indoor Luminaires | High-Bay | Low-Bay Luminaires for Commercial and Industrial Buildings | Standard | FALSE | [9 empty] | 42488 |  |  | Yes |  | 3.1 | 9235 | 107.3 | 86.1 | 7.3 | 0.92 | 3504 | 83
P97DUDDD | Hubbell Lighting | Columbia Lighting | MPL4-35ML-W-EDU | Indoor Luminaires | High-Bay | Low-Bay Luminaires for Commercial and Industrial Buildings | Standard | FALSE | [9 empty] | 42488 |  |  | Yes |  | 3.1 | 8786 | 124.3 | 70.7 | 7.3 | 0.92 | 3504 | 83
PKCV3KJP | Hubbell Lighting | Columbia Lighting | MPL4-35ML-FA-EDU | Indoor Luminaires | High-Bay | Low-Bay Luminaires for Commercial and Industrial Buildings | Standard | FALSE | [9 empty] | 42488 |  |  | Yes |  | 3.1 | 8400 | 118.3 | 71 | 7.3 | 0.92 | 3504 | 83
PVHQ26GA | Hubbell Lighting | Columbia Lighting | MPL4-35ML-AC-EDU | Indoor Luminaires | High-Bay | Low-Bay Luminaires for Commercial and Industrial Buildings | Standard | FALSE | [9 empty] | 42488 |  |  | Yes |  | 3.1 | 8396 | 118.8 | 70.7 | 7.3 | 0.92 | 3504 | 83
PZ56R5HU | Hubbell Lighting | Columbia Lighting | MPL4-35ML-AD-EDU | Indoor Luminaires | High-Bay | Low-Bay Luminaires for Commercial and Industrial Buildings | Standard | FALSE | [9 empty] | 42488 |  |  | Yes |  | 3.1 | 8351 | 117.6 | 71 | 7.3 | 0.92 | 3504 | 83
P5FAART7 | Hubbell Lighting | Columbia Lighting | MPL4-35ML-AC-EDU-FA | Indoor Luminaires | High-Bay | Low-Bay Luminaires for Commercial and Industrial Buildings | Standard | FALSE | [9 empty] | 42488 |  |  | Yes |  | 3.1 | 7835 | 110.8 | 70.7 | 7.3 | 0.92 | 3504 | 83
PABPK3VN | Hubbell Lighting | Columbia Lighting | MPL4-35ML-AD-EDU-FA | Indoor Luminaires | High-Bay | Low-Bay Luminaires for Commercial and Industrial Buildings | Standard | FALSE | [9 empty] | 42488 |  |  | Yes |  | 3.1 | 7783 | 109.6 | 71 | 7.3 | 0.92 | 3504 | 83
P1P7PNFC | Hubbell Lighting | Columbia Lighting | MPL8-35VL-W-EDU | Indoor Luminaires | High-Bay | High-Bay Luminaires for Commercial and Industrial Buildings | Standard | FALSE | [9 empty] | 42488 |  |  | Yes |  | 3.1 | 23195 | 121.2 | 191.4 | 5.9 | 0.978 | 3504 | 83
PA96Q4RF | Hubbell Lighting | Columbia Lighting | MPL8-35VL-AC-EDU | Indoor Luminaires | High-Bay | High-Bay Luminaires for Commercial and Industrial Buildings | Standard | FALSE | [9 empty] | 42488 |  |  | Yes |  | 3.1 | 22165 | 115.8 | 191.4 | 5.9 | 0.978 | 3504 | 83
PA3941XF | Hubbell Lighting | Columbia Lighting | MPL8-35VL-AD-EDU | Indoor Luminaires | High-Bay | High-Bay Luminaires for Commercial and Industrial Buildings | Standard | FALSE | [9 empty] | 42488 |  |  | Yes |  | 3.1 | 21825 | 113.9 | 191.6 | 5.9 | 0.978 | 3504 | 83
P5QTURBG | Hubbell Lighting | Columbia Lighting | MPL8-35VL-FA-EDU | Indoor Luminaires | High-Bay | High-Bay Luminaires for Commercial and Industrial Buildings | Standard | FALSE | [9 empty] | 42488 |  |  | Yes |  | 3.1 | 21433 | 112.8 | 190 | 5.9 | 0.978 | 3504 | 83
PZKRT3BV | Hubbell Lighting | Columbia Lighting | MPL8-35VL-AC-EDU-FA | Indoor Luminaires | High-Bay | High-Bay Luminaires for Commercial and Industrial Buildings | Standard | FALSE | [9 empty] | 42488 |  |  | Yes |  | 3.1 | 20685 | 108.1 | 191.4 | 5.9 | 0.978 | 3504 | 83
PF1TK5N2 | Hubbell Lighting | Columbia Lighting | MPL8-35VL-AD-EDU-FA | Indoor Luminaires | High-Bay | High-Bay Luminaires for Commercial and Industrial Buildings | Standard | FALSE | [9 empty] | 42488 |  |  | Yes |  | 3.1 | 20342 | 106.2 | 191.6 | 5.9 | 0.978 | 3504 | 83
PMSDB1SK | Hubbell Lighting | Columbia Lighting | MPL4-35VL-W-EDU | Indoor Luminaires | High-Bay | High-Bay Luminaires for Commercial and Industrial Buildings | Standard | FALSE | [9 empty] | 42488 |  |  | Yes |  | 3.1 | 11597 | 121.2 | 95.7 | 5.9 | 0.978 | 3504 | 83
PU3SHPCR | Hubbell Lighting | Columbia Lighting | MPL4-35VL-AC-EDU | Indoor Luminaires | High-Bay | High-Bay Luminaires for Commercial and Industrial Buildings | Standard | FALSE | [9 empty] | 42488 |  |  | Yes |  | 3.1 | 11083 | 115.8 | 95.7 | 5.9 | 0.978 | 3504 | 83
PEZ798CG | Hubbell Lighting | Columbia Lighting | MPL4-35VL-AD-EDU | Indoor Luminaires | High-Bay | High-Bay Luminaires for Commercial and Industrial Buildings | Standard | FALSE | [9 empty] | 42488 |  |  | Yes |  | 3.1 | 10913 | 113.9 | 95.8 | 5.9 | 0.978 | 3504 | 83
P8PY1YWX | Hubbell Lighting | Columbia Lighting | MPL4-35VL-FA-EDU | Indoor Luminaires | High-Bay | High-Bay Luminaires for Commercial and Industrial Buildings | Standard | FALSE | [9 empty] | 42488 |  |  | Yes |  | 3.1 | 10716 | 112.8 | 95 | 5.9 | 0.978 | 3504 | 83
PMPYTG91 | Hubbell Lighting | Columbia Lighting | MPL4-35VL-AC-EDU-FA | Indoor Luminaires | High-Bay | High-Bay Luminaires for Commercial and Industrial Buildings | Standard | FALSE | [9 empty] | 42488 |  |  | Yes |  | 3.1 | 10343 | 108.1 | 95.7 | 5.9 | 0.978 | 3504 | 83
PPNABPWG | Hubbell Lighting | Columbia Lighting | MPL4-35VL-AD-EDU-FA | Indoor Luminaires | High-Bay | High-Bay Luminaires for Commercial and Industrial Buildings | Standard | FALSE | [9 empty] | 42488 |  |  | Yes |  | 3.1 | 10171 | 106.2 | 95.8 | 5.9 | 0.978 | 3504 | 83
PMKYPND6 | Hubbell Lighting | Columbia Lighting | MPL8-35LW-W-EDU | Indoor Luminaires | High-Bay | High-Bay Luminaires for Commercial and Industrial Buildings | Premium | FALSE | [9 empty] | 42488 |  |  | Yes |  | 3.1 | 12802 | 129.6 | 98.8 | 5 | 0.998 | 3504 | 83
PWHEHPZB | Hubbell Lighting | Columbia Lighting | MPL8-35LW-AC-EDU | Indoor Luminaires | High-Bay | High-Bay Luminaires for Commercial and Industrial Buildings | Premium | FALSE | [9 empty] | 42488 |  |  | Yes |  | 3.1 | 12234 | 123.8 | 98.8 | 5 | 0.998 | 3504 | 83
P4NNQ59Y | Hubbell Lighting | Columbia Lighting | MPL8-35LW-FA-EDU | Indoor Luminaires | High-Bay | High-Bay Luminaires for Commercial and Industrial Buildings | Premium | FALSE | [9 empty] | 42488 |  |  | Yes |  | 3.1 | 12151 | 126 | 96.4 | 5 | 0.998 | 3504 | 83
PQYS118T | Hubbell Lighting | Columbia Lighting | MPL8-35LW-AD-EDU | Indoor Luminaires | High-Bay | High-Bay Luminaires for Commercial and Industrial Buildings | Premium | FALSE | [9 empty] | 42488 |  |  | Yes |  | 3.1 | 12131 | 125.3 | 96.8 | 5 | 0.998 | 3504 | 83
P9JB5KNU | Hubbell Lighting | Columbia Lighting | MPL8-35LW-AC-EDU-FA | Indoor Luminaires | High-Bay | High-Bay Luminaires for Commercial and Industrial Buildings | Premium | FALSE | [9 empty] | 42488 |  |  | Yes |  | 3.1 | 11417 | 115.6 | 98.8 | 5 | 0.998 | 3504 | 83
PEFKQJ56 | Hubbell Lighting | Columbia Lighting | MPL8-35LW-AD-EDU-FA | Indoor Luminaires | High-Bay | High-Bay Luminaires for Commercial and Industrial Buildings | Premium | FALSE | [9 empty] | 42488 |  |  | Yes |  | 3.1 | 11305 | 116.8 | 96.8 | 5 | 0.998 | 3504 | 83
PBC4VCA2 | Hubbell Lighting | Columbia Lighting | MPL4-35LW-W-EDU | Indoor Luminaires | High-Bay | Low-Bay Luminaires for Commercial and Industrial Buildings | Premium | FALSE | [9 empty] | 42488 |  |  | Yes |  | 3.1 | 6401 | 129.6 | 49.4 | 5 | 0.998 | 3504 | 83
PX5M9GW3 | Hubbell Lighting | Columbia Lighting | MPL4-35LW-AC-EDU | Indoor Luminaires | High-Bay | Low-Bay Luminaires for Commercial and Industrial Buildings | Premium | FALSE | [9 empty] | 42488 |  |  | Yes |  | 3.1 | 6117 | 123.8 | 49.4 | 5 | 0.998 | 3504 | 83
PY32A3XG | Hubbell Lighting | Columbia Lighting | MPL4-35LW-FA-EDU | Indoor Luminaires | High-Bay | Low-Bay Luminaires for Commercial and Industrial Buildings | Premium | FALSE | [9 empty] | 42488 |  |  | Yes |  | 3.1 | 6075 | 126 | 48.2 | 5 | 0.998 | 3504 | 83
PEEWV3KD | Hubbell Lighting | Columbia Lighting | MPL4-35LW-AD-EDU | Indoor Luminaires | High-Bay | Low-Bay Luminaires for Commercial and Industrial Buildings | Premium | FALSE | [9 empty] | 42488 |  |  | Yes |  | 3.1 | 6065 | 125.3 | 48.4 | 5 | 0.998 | 3504 | 83
P5MPKWKV | Hubbell Lighting | Columbia Lighting | MPL4-35LW-AC-EDU-FA | Indoor Luminaires | High-Bay | Low-Bay Luminaires for Commercial and Industrial Buildings | Premium | FALSE | [9 empty] | 42488 |  |  | Yes |  | 3.1 | 5708 | 115.6 | 49.4 | 5 | 0.998 | 3504 | 83
P49E4N3H | Hubbell Lighting | Columbia Lighting | MPL4-35LW-AD-EDU-FA | Indoor Luminaires | High-Bay | Low-Bay Luminaires for Commercial and Industrial Buildings | Premium | FALSE | [9 empty] | 42488 |  |  | Yes |  | 3.1 | 5653 | 116.8 | 48.4 | 5 | 0.998 | 3504 | 83
P26ES6RH | Hubbell Lighting | Columbia Lighting | MPL8-935HL-W-EU | Indoor Luminaires | High-Bay | High-Bay Luminaires for Commercial and Industrial Buildings | Standard | FALSE | [9 empty] | 42488 |  |  | Yes |  | 3.1 | 17775 | 103.8 | 171.2 | 7.3 | 0.92 | 3446 | 91
PKTD926D | Hubbell Lighting | Columbia Lighting | MPL8-935HL-AC-EU | Indoor Luminaires | High-Bay | High-Bay Luminaires for Commercial and Industrial Buildings | Standard | FALSE | [9 empty] | 42488 |  |  | Yes |  | 3.1 | 17011 | 99.4 | 171.2 | 7.3 | 0.92 | 3446 | 91
PYY2YFD6 | Hubbell Lighting | Columbia Lighting | MPL8-935HL-AD-EU | Indoor Luminaires | High-Bay | High-Bay Luminaires for Commercial and Industrial Buildings | Standard | FALSE | [9 empty] | 42488 |  |  | Yes |  | 3.1 | 16763 | 97.3 | 172.2 | 7.3 | 0.92 | 3446 | 91
PXETMV8Y | Hubbell Lighting | Columbia Lighting | MPL8-935HL-FA-EU | Indoor Luminaires | High-Bay | High-Bay Luminaires for Commercial and Industrial Buildings | Standard | FALSE | [9 empty] | 42488 |  |  | Yes |  | 3.1 | 16354 | 95.5 | 171.2 | 7.3 | 0.92 | 3446 | 91
PP5YEXV3 | Hubbell Lighting | Columbia Lighting | MPL8-935HL-AC-EU-FA | Indoor Luminaires | High-Bay | High-Bay Luminaires for Commercial and Industrial Buildings | Standard | FALSE | [9 empty] | 42488 |  |  | Yes |  | 3.1 | 16315 | 95.3 | 171.2 | 7.3 | 0.92 | 3446 | 91
P93VBCDM | Hubbell Lighting | Columbia Lighting | MPL8-935HL-AD-EU-FA | Indoor Luminaires | High-Bay | High-Bay Luminaires for Commercial and Industrial Buildings | Standard | FALSE | [9 empty] | 42488 |  |  | Yes |  | 3.1 | 16122 | 93.6 | 172.2 | 7.3 | 0.92 | 3446 | 91
PCKBU6F4 | Hubbell Lighting | Columbia Lighting | MPL8-935ML-W-EU | Indoor Luminaires | High-Bay | High-Bay Luminaires for Commercial and Industrial Buildings | Standard | FALSE | [9 empty] | 42488 |  |  | Yes |  | 3.1 | 14843 | 105 | 141.4 | 7.3 | 0.92 | 3446 | 91
PTY6M7EG | Hubbell Lighting | Columbia Lighting | MPL8-935ML-AC-EU | Indoor Luminaires | High-Bay | High-Bay Luminaires for Commercial and Industrial Buildings | Standard | FALSE | [9 empty] | 42488 |  |  | Yes |  | 3.1 | 14203 | 100.4 | 141.4 | 7.3 | 0.92 | 3446 | 91
PFPMZKRE | Hubbell Lighting | Columbia Lighting | MPL8-935ML-AD-EU | Indoor Luminaires | High-Bay | High-Bay Luminaires for Commercial and Industrial Buildings | Standard | FALSE | [9 empty] | 42488 |  |  | Yes |  | 3.1 | 14126 | 99.5 | 142 | 7.3 | 0.92 | 3446 | 91
P946YEZ7 | Hubbell Lighting | Columbia Lighting | MPL8-935ML-FA-EU | Indoor Luminaires | High-Bay | High-Bay Luminaires for Commercial and Industrial Buildings | Standard | FALSE | [9 empty] | 42488 |  |  | Yes |  | 3.1 | 13656 | 96.6 | 141.4 | 7.3 | 0.92 | 3446 | 91
PRB4MEBE | Hubbell Lighting | Columbia Lighting | MPL8-935ML-AC-EU-FA | Indoor Luminaires | High-Bay | High-Bay Luminaires for Commercial and Industrial Buildings | Standard | FALSE | [9 empty] | 42488 |  |  | Yes |  | 3.1 | 13622 | 96.3 | 141.4 | 7.3 | 0.92 | 3446 | 91
P2APP3UW | Hubbell Lighting | Columbia Lighting | MPL8-935ML-AD-EU-FA | Indoor Luminaires | High-Bay | High-Bay Luminaires for Commercial and Industrial Buildings | Standard | FALSE | [9 empty] | 42488 |  |  | Yes |  | 3.1 | 13588 | 95.7 | 142 | 7.3 | 0.92 | 3446 | 91
PTTJ1KXV | Hubbell Lighting | Columbia Lighting | MPL4-935HL-W-EU | Indoor Luminaires | High-Bay | Low-Bay Luminaires for Commercial and Industrial Buildings | Standard | FALSE | [9 empty] | 42488 |  |  | Yes |  | 3.1 | 8888 | 103.8 | 85.6 | 7.3 | 0.92 | 3446 | 91
PFZD1CYY | Hubbell Lighting | Columbia Lighting | MPL4-935HL-AC-EU | Indoor Luminaires | High-Bay | Low-Bay Luminaires for Commercial and Industrial Buildings | Standard | FALSE | [9 empty] | 42488 |  |  | Yes |  | 3.1 | 8505 | 99.4 | 85.6 | 7.3 | 0.92 | 3446 | 91
PDCP28AT | Hubbell Lighting | Columbia Lighting | MPL4-935HL-AD-EU | Indoor Luminaires | High-Bay | Low-Bay Luminaires for Commercial and Industrial Buildings | Standard | FALSE | [9 empty] | 42488 |  |  | Yes |  | 3.1 | 8381 | 97.3 | 86.1 | 7.3 | 0.92 | 3446 | 91
P2QKMV75 | Hubbell Lighting | Columbia Lighting | MPL4-935HL-FA-EU | Indoor Luminaires | High-Bay | Low-Bay Luminaires for Commercial and Industrial Buildings | Standard | FALSE | [9 empty] | 42488 |  |  | Yes |  | 3.1 | 8177 | 95.5 | 85.6 | 7.3 | 0.92 | 3446 | 91
PNE1NTQM | Hubbell Lighting | Columbia Lighting | MPL4-935HL-AC-EU-FA | Indoor Luminaires | High-Bay | Low-Bay Luminaires for Commercial and Industrial Buildings | Standard | FALSE | [9 empty] | 42488 |  |  | Yes |  | 3.1 | 8158 | 95.3 | 85.6 | 7.3 | 0.92 | 3446 | 91
PHK42FN2 | Hubbell Lighting | Columbia Lighting | MPL4-935HL-AD-EU-FA | Indoor Luminaires | High-Bay | Low-Bay Luminaires for Commercial and Industrial Buildings | Standard | FALSE | [9 empty] | 42488 |  |  | Yes |  | 3.1 | 8061 | 93.6 | 86.1 | 7.3 | 0.92 | 3446 | 91
PWCKFJET | Hubbell Lighting | Columbia Lighting | MPL4-935ML-W-EU | Indoor Luminaires | High-Bay | Low-Bay Luminaires for Commercial and Industrial Buildings | Standard | FALSE | [9 empty] | 42488 |  |  | Yes |  | 3.1 | 7422 | 105 | 70.7 | 7.3 | 0.92 | 3446 | 91
P1CFS4DW | Hubbell Lighting | Columbia Lighting | MPL4-935ML-AC-EU | Indoor Luminaires | High-Bay | Low-Bay Luminaires for Commercial and Industrial Buildings | Standard | FALSE | [9 empty] | 42488 |  |  | Yes |  | 3.1 | 7102 | 100.4 | 70.7 | 7.3 | 0.92 | 3446 | 91
PUE4RESA | Hubbell Lighting | Columbia Lighting | MPL4-935ML-AD-EU | Indoor Luminaires | High-Bay | Low-Bay Luminaires for Commercial and Industrial Buildings | Standard | FALSE | [9 empty] | 42488 |  |  | Yes |  | 3.1 | 7063 | 99.5 | 71 | 7.3 | 0.92 | 3446 | 91
PBF4HT8V | Hubbell Lighting | Columbia Lighting | MPL4-935ML-FA-EU | Indoor Luminaires | High-Bay | Low-Bay Luminaires for Commercial and Industrial Buildings | Standard | FALSE | [9 empty] | 42488 |  |  | Yes |  | 3.1 | 6828 | 96.6 | 70.7 | 7.3 | 0.92 | 3446 | 91
P4EHSQJY | Hubbell Lighting | Columbia Lighting | MPL4-935ML-AC-EU-FA | Indoor Luminaires | High-Bay | Low-Bay Luminaires for Commercial and Industrial Buildings | Standard | FALSE | [9 empty] | 42488 |  |  | Yes |  | 3.1 | 6811 | 96.3 | 70.7 | 7.3 | 0.92 | 3446 | 91
PGH4B25W | Hubbell Lighting | Columbia Lighting | MPL4-935ML-AD-EU-FA | Indoor Luminaires | High-Bay | Low-Bay Luminaires for Commercial and Industrial Buildings | Standard | FALSE | [9 empty] | 42488 |  |  | Yes |  | 3.1 | 6794 | 95.7 | 71 | 7.3 | 0.92 | 3446 | 91
PPFC4TT6 | Hubbell Lighting | Columbia Lighting | MPL8-935VL-W-EU | Indoor Luminaires | High-Bay | High-Bay Luminaires for Commercial and Industrial Buildings | Standard | FALSE | [9 empty] | 42488 |  |  | Yes |  | 3.1 | 19659 | 102.9 | 191 | 5.9 | 0.978 | 3446 | 91
PFHG3CHW | Hubbell Lighting | Columbia Lighting | MPL8-935VL-AC-EU | Indoor Luminaires | High-Bay | High-Bay Luminaires for Commercial and Industrial Buildings | Standard | FALSE | [9 empty] | 42488 |  |  | Yes |  | 3.1 | 18813 | 98.5 | 191 | 5.9 | 0.978 | 3446 | 91
PXG4G439 | Hubbell Lighting | Columbia Lighting | MPL8-935VL-AD-EU | Indoor Luminaires | High-Bay | High-Bay Luminaires for Commercial and Industrial Buildings | Standard | FALSE | [9 empty] | 42488 |  |  | Yes |  | 3.1 | 18496 | 96.7 | 191.2 | 5.9 | 0.978 | 3446 | 91
PGK6BTH5 | Hubbell Lighting | Columbia Lighting | MPL8-935VL-FA-EU | Indoor Luminaires | High-Bay | High-Bay Luminaires for Commercial and Industrial Buildings | Standard | FALSE | [9 empty] | 42488 |  |  | Yes |  | 3.1 | 18085 | 94.7 | 191 | 5.9 | 0.978 | 3446 | 91
PQ927HYM | Hubbell Lighting | Columbia Lighting | MPL8-935VL-AC-EU-FA | Indoor Luminaires | High-Bay | High-Bay Luminaires for Commercial and Industrial Buildings | Standard | FALSE | [9 empty] | 42488 |  |  | Yes |  | 3.1 | 17982 | 94 | 191.4 | 5.9 | 0.978 | 3446 | 91
PZJYMBW1 | Hubbell Lighting | Columbia Lighting | MPL8-935VL-AD-EU-FA | Indoor Luminaires | High-Bay | High-Bay Luminaires for Commercial and Industrial Buildings | Standard | FALSE | [9 empty] | 42488 |  |  | Yes |  | 3.1 | 17757 | 92.7 | 191.6 | 5.9 | 0.978 | 3446 | 91
PM4EUREC | Hubbell Lighting | Columbia Lighting | MPL4-935VL-W-EU | Indoor Luminaires | High-Bay | Low-Bay Luminaires for Commercial and Industrial Buildings | Standard | FALSE | [9 empty] | 42488 |  |  | Yes |  | 3.1 | 9829 | 102.9 | 95.5 | 5.9 | 0.978 | 3446 | 91
PW4ABAD9 | Hubbell Lighting | Columbia Lighting | MPL4-935VL-AC-EU | Indoor Luminaires | High-Bay | Low-Bay Luminaires for Commercial and Industrial Buildings | Standard | FALSE | [9 empty] | 42488 |  |  | Yes |  | 3.1 | 9406 | 98.5 | 95.5 | 5.9 | 0.978 | 3446 | 91
PKWKS2C2 | Hubbell Lighting | Columbia Lighting | MPL4-935VL-AD-EU | Indoor Luminaires | High-Bay | Low-Bay Luminaires for Commercial and Industrial Buildings | Standard | FALSE | [9 empty] | 42488 |  |  | Yes |  | 3.1 | 9248 | 96.7 | 95.6 | 5.9 | 0.978 | 3446 | 91
PYJFCRCE | Hubbell Lighting | Columbia Lighting | MPL4-935VL-FA-EU | Indoor Luminaires | High-Bay | Low-Bay Luminaires for Commercial and Industrial Buildings | Standard | FALSE | [9 empty] | 42488 |  |  | Yes |  | 3.1 | 9043 | 94.7 | 95.5 | 5.9 | 0.978 | 3446 | 91
PJ7DFUK2 | Hubbell Lighting | Columbia Lighting | MPL4-935VL-AC-EU-FA | Indoor Luminaires | High-Bay | Low-Bay Luminaires for Commercial and Industrial Buildings | Standard | FALSE | [9 empty] | 42488 |  |  | Yes |  | 3.1 | 8991 | 94 | 95.7 | 5.9 | 0.978 | 3446 | 91
PCV1JZHP | Hubbell Lighting | Columbia Lighting | MPL4-935VL-AD-EU-FA | Indoor Luminaires | High-Bay | Low-Bay Luminaires for Commercial and Industrial Buildings | Standard | FALSE | [9 empty] | 42488 |  |  | Yes |  | 3.1 | 8878 | 92.7 | 95.8 | 5.9 | 0.978 | 3446 | 91
PDWYPRY1 | Hubbell Lighting | Columbia Lighting | MPL8-935LW-W-EU | Indoor Luminaires | High-Bay | High-Bay Luminaires for Commercial and Industrial Buildings | Standard | FALSE | [9 empty] | 42488 |  |  | Yes |  | 3.1 | 10816 | 109.5 | 98.8 | 5 | 0.998 | 3446 | 91
P585WUEC | Hubbell Lighting | Columbia Lighting | MPL8-935LW-AD-EU | Indoor Luminaires | High-Bay | High-Bay Luminaires for Commercial and Industrial Buildings | Standard | FALSE | [9 empty] | 42488 |  |  | Yes |  | 3.1 | 10411 | 104.3 | 99.8 | 5 | 0.998 | 3446 | 91
PG8W6EZH | Hubbell Lighting | Columbia Lighting | MPL8-935LW-AC-EU | Indoor Luminaires | High-Bay | High-Bay Luminaires for Commercial and Industrial Buildings | Standard | FALSE | [9 empty] | 42488 |  |  | Yes |  | 3.1 | 10349 | 104.7 | 98.8 | 5 | 0.998 | 3446 | 91
PHKJP2SJ | Hubbell Lighting | Columbia Lighting | MPL8-935LW-FA-EU | Indoor Luminaires | High-Bay | High-Bay Luminaires for Commercial and Industrial Buildings | Standard | FALSE | [9 empty] | 42488 |  |  | Yes |  | 3.1 | 9951 | 100.7 | 98.8 | 5 | 0.998 | 3446 | 91
PB5NKUGZ | Hubbell Lighting | Columbia Lighting | MPL8-935LW-AC-EU-FA | Indoor Luminaires | High-Bay | High-Bay Luminaires for Commercial and Industrial Buildings | Standard | FALSE | [9 empty] | 42488 |  |  | Yes |  | 3.1 | 9924 | 100.4 | 98.8 | 5 | 0.998 | 3446 | 91
PD47PE5Y | Hubbell Lighting | Columbia Lighting | MPL8-935LW-AD-EU-FA | Indoor Luminaires | High-Bay | High-Bay Luminaires for Commercial and Industrial Buildings | Standard | FALSE | [9 empty] | 42488 |  |  | Yes |  | 3.1 | 9869 | 102 | 96.8 | 5 | 0.998 | 3446 | 91
PXG8UM6U | Hubbell Lighting | Columbia Lighting | MPL4-935LW-W-EU | Indoor Luminaires | High-Bay | Low-Bay Luminaires for Commercial and Industrial Buildings | Standard | FALSE | [9 empty] | 42488 |  |  | Yes |  | 3.1 | 5408 | 109.5 | 49.4 | 5 | 0.998 | 3446 | 91
PE1G3UEM | Hubbell Lighting | Columbia Lighting | MPL4-935LW-AD-EU | Indoor Luminaires | High-Bay | Low-Bay Luminaires for Commercial and Industrial Buildings | Standard | FALSE | [9 empty] | 42488 |  |  | Yes |  | 3.1 | 5206 | 104.3 | 49.9 | 5 | 0.998 | 3446 | 91
P3SM7QNK | Hubbell Lighting | Columbia Lighting | MPL4-935LW-AC-EU | Indoor Luminaires | High-Bay | Low-Bay Luminaires for Commercial and Industrial Buildings | Standard | FALSE | [9 empty] | 42488 |  |  | Yes |  | 3.1 | 5175 | 104.7 | 49.4 | 5 | 0.998 | 3446 | 91
PGJWBQWJ | Hubbell Lighting | Columbia Lighting | MPL4-935LW-FA-EU | Indoor Luminaires | High-Bay | Low-Bay Luminaires for Commercial and Industrial Buildings | Standard | FALSE | [9 empty] | 42488 |  |  | Yes |  | 3.1 | 4975 | 100.7 | 49.4 | 5 | 0.998 | 3446 | 91
PE26K7KY | Hubbell Lighting | Columbia Lighting | MPL4-935LW-AC-EU-FA | Indoor Luminaires | High-Bay | Low-Bay Luminaires for Commercial and Industrial Buildings | Standard | FALSE | [9 empty] | 42488 |  |  | Yes |  | 3.1 | 4962 | 100.4 | 49.4 | 5 | 0.998 | 3446 | 91
PQDXKRH9 | Hubbell Lighting | Columbia Lighting | MPL4-935LW-AD-EU-FA | Indoor Luminaires | High-Bay | Low-Bay Luminaires for Commercial and Industrial Buildings | Standard | FALSE | [9 empty] | 42488 |  |  | Yes |  | 3.1 | 4935 | 102 | 48.4 | 5 | 0.998 | 3446 | 91
PYEKW1HZ | Hubbell Lighting | Columbia Lighting | MPL8-935LW-W-ED1U | Indoor Luminaires | High-Bay | High-Bay Luminaires for Commercial and Industrial Buildings | Standard | FALSE | [9 empty] | 42488 |  |  | Yes |  | 3.1 | 10816 | 109.5 | 98.8 | 7.3 | 0.92 | 3446 | 91
PQ1RYKCV | Hubbell Lighting | Columbia Lighting | MPL8-935LW-AD-ED1U | Indoor Luminaires | High-Bay | High-Bay Luminaires for Commercial and Industrial Buildings | Standard | FALSE | [9 empty] | 42488 |  |  | Yes |  | 3.1 | 10411 | 104.3 | 99.8 | 7.3 | 0.92 | 3446 | 91
PTYVXWAE | Hubbell Lighting | Columbia Lighting | MPL4-935LW-W-ED1U | Indoor Luminaires | High-Bay | Low-Bay Luminaires for Commercial and Industrial Buildings | Standard | FALSE | [9 empty] | 42488 |  |  | Yes |  | 3.1 | 5408 | 109.5 | 49.4 | 7.3 | 0.92 | 3446 | 91
P1NHWQNP | Hubbell Lighting | Columbia Lighting | MPL4-935LW-AD-ED1U | Indoor Luminaires | High-Bay | Low-Bay Luminaires for Commercial and Industrial Buildings | Standard | FALSE | [9 empty] | 42488 |  |  | Yes |  | 3.1 | 5206 | 104.3 | 49.9 | 7.3 | 0.92 | 3446 | 91
PUMH1E16 | Hubbell Lighting | Columbia Lighting | MPL8-935LW-FA-ED1U | Indoor Luminaires | High-Bay | High-Bay Luminaires for Commercial and Industrial Buildings | Standard | FALSE | [9 empty] | 42488 |  |  | Yes |  | 3.1 | 9951 | 100.7 | 98.8 | 5.9 | 0.978 | 3446 | 91
PYMY8UKV | Hubbell Lighting | Columbia Lighting | MPL4-935LW-FA-ED1U | Indoor Luminaires | High-Bay | Low-Bay Luminaires for Commercial and Industrial Buildings | Standard | FALSE | [9 empty] | 42488 |  |  | Yes |  | 3.1 | 4975 | 100.7 | 49.4 | 5.9 | 0.978 | 3446 | 91
PFR4CYH4 | Hubbell Lighting | Columbia Lighting | MPL8-935LW-AC-ED1U | Indoor Luminaires | High-Bay | High-Bay Luminaires for Commercial and Industrial Buildings | Standard | FALSE | [9 empty] | 42488 |  |  | Yes |  | 3.1 | 10349 | 104.7 | 98.8 | 5 | 0.998 | 3446 | 91
PQRYTTR4 | Hubbell Lighting | Columbia Lighting | MPL8-935LW-AC-ED1U-FA | Indoor Luminaires | High-Bay | High-Bay Luminaires for Commercial and Industrial Buildings | Standard | FALSE | [9 empty] | 42488 |  |  | Yes |  | 3.1 | 9924 | 100.4 | 98.8 | 5 | 0.998 | 3446 | 91
PXVUQU4Y | Hubbell Lighting | Columbia Lighting | MPL8-935LW-AD-ED1U-FA | Indoor Luminaires | High-Bay | High-Bay Luminaires for Commercial and Industrial Buildings | Standard | FALSE | [9 empty] | 42488 |  |  | Yes |  | 3.1 | 9869 | 102 | 96.8 | 5 | 0.998 | 3446 | 91
PJZ7GA7X | Hubbell Lighting | Columbia Lighting | MPL4-935LW-AC-ED1U | Indoor Luminaires | High-Bay | Low-Bay Luminaires for Commercial and Industrial Buildings | Standard | FALSE | [9 empty] | 42488 |  |  | Yes |  | 3.1 | 5175 | 104.7 | 49.4 | 5 | 0.998 | 3446 | 91
P5ZZ9JCU | Hubbell Lighting | Columbia Lighting | MPL4-935LW-AC-ED1U-FA | Indoor Luminaires | High-Bay | Low-Bay Luminaires for Commercial and Industrial Buildings | Standard | FALSE | [9 empty] | 42488 |  |  | Yes |  | 3.1 | 4962 | 100.4 | 49.4 | 5 | 0.998 | 3446 | 91
PSTCJDDF | Hubbell Lighting | Columbia Lighting | MPL4-935LW-AD-ED1U-FA | Indoor Luminaires | High-Bay | Low-Bay Luminaires for Commercial and Industrial Buildings | Standard | FALSE | [9 empty] | 42488 |  |  | Yes |  | 3.1 | 4935 | 102 | 48.4 | 5 | 0.998 | 3446 | 91
PWF6BGNY | Hubbell Lighting | Columbia Lighting | MPL8-935HL-W-EDU | Indoor Luminaires | High-Bay | High-Bay Luminaires for Commercial and Industrial Buildings | Standard | FALSE | [9 empty] | 42488 |  |  | Yes |  | 3.1 | 17775 | 103.8 | 171.2 | 7.3 | 0.92 | 3446 | 91
PQTYNC55 | Hubbell Lighting | Columbia Lighting | MPL8-935HL-AC-EDU | Indoor Luminaires | High-Bay | High-Bay Luminaires for Commercial and Industrial Buildings | Standard | FALSE | [9 empty] | 42488 |  |  | Yes |  | 3.1 | 17011 | 99.4 | 171.2 | 7.3 | 0.92 | 3446 | 91
PUX9TT2B | Hubbell Lighting | Columbia Lighting | MPL8-935HL-AD-EDU | Indoor Luminaires | High-Bay | High-Bay Luminaires for Commercial and Industrial Buildings | Standard | FALSE | [9 empty] | 42488 |  |  | Yes |  | 3.1 | 16763 | 97.3 | 172.2 | 7.3 | 0.92 | 3446 | 91
P4GXSXJU | Hubbell Lighting | Columbia Lighting | MPL8-935HL-FA-EDU | Indoor Luminaires | High-Bay | High-Bay Luminaires for Commercial and Industrial Buildings | Standard | FALSE | [9 empty] | 42488 |  |  | Yes |  | 3.1 | 16354 | 95.5 | 171.2 | 7.3 | 0.92 | 3446 | 91
PFTXJ8TY | Hubbell Lighting | Columbia Lighting | MPL8-935HL-AC-EDU-FA | Indoor Luminaires | High-Bay | High-Bay Luminaires for Commercial and Industrial Buildings | Standard | FALSE | [9 empty] | 42488 |  |  | Yes |  | 3.1 | 16315 | 95.3 | 171.2 | 7.3 | 0.92 | 3446 | 91
PN42YT18 | Hubbell Lighting | Columbia Lighting | MPL8-935HL-AD-EDU-FA | Indoor Luminaires | High-Bay | High-Bay Luminaires for Commercial and Industrial Buildings | Standard | FALSE | [9 empty] | 42488 |  |  | Yes |  | 3.1 | 16122 | 93.6 | 172.2 | 7.3 | 0.92 | 3446 | 91
PSWS6AEF | Hubbell Lighting | Columbia Lighting | MPL8-935ML-W-EDU | Indoor Luminaires | High-Bay | High-Bay Luminaires for Commercial and Industrial Buildings | Standard | FALSE | [9 empty] | 42488 |  |  | Yes |  | 3.1 | 14843 | 105 | 141.4 | 7.3 | 0.92 | 3446 | 91
PHB5WB82 | Hubbell Lighting | Columbia Lighting | MPL8-935ML-AC-EDU | Indoor Luminaires | High-Bay | High-Bay Luminaires for Commercial and Industrial Buildings | Standard | FALSE | [9 empty] | 42488 |  |  | Yes |  | 3.1 | 14203 | 100.4 | 141.4 | 7.3 | 0.92 | 3446 | 91
P5BYCQKK | Hubbell Lighting | Columbia Lighting | MPL8-935ML-AD-EDU | Indoor Luminaires | High-Bay | High-Bay Luminaires for Commercial and Industrial Buildings | Standard | FALSE | [9 empty] | 42488 |  |  | Yes |  | 3.1 | 14126 | 99.5 | 142 | 7.3 | 0.92 | 3446 | 91
P2HHMEYR | Hubbell Lighting | Columbia Lighting | MPL8-935ML-FA-EDU | Indoor Luminaires | High-Bay | High-Bay Luminaires for Commercial and Industrial Buildings | Standard | FALSE | [9 empty] | 42488 |  |  | Yes |  | 3.1 | 13656 | 96.6 | 141.4 | 7.3 | 0.92 | 3446 | 91
PM4Q9TTV | Hubbell Lighting | Columbia Lighting | MPL8-935ML-AC-EDU-FA | Indoor Luminaires | High-Bay | High-Bay Luminaires for Commercial and Industrial Buildings | Standard | FALSE | [9 empty] | 42488 |  |  | Yes |  | 3.1 | 13622 | 96.3 | 141.4 | 7.3 | 0.92 | 3446 | 91
P3UDRJMY | Hubbell Lighting | Columbia Lighting | MPL8-935ML-AD-EDU-FA | Indoor Luminaires | High-Bay | High-Bay Luminaires for Commercial and Industrial Buildings | Standard | FALSE | [9 empty] | 42488 |  |  | Yes |  | 3.1 | 13588 | 95.7 | 142 | 7.3 | 0.92 | 3446 | 91
PP6PS9G5 | Hubbell Lighting | Columbia Lighting | MPL4-935HL-W-EDU | Indoor Luminaires | High-Bay | Low-Bay Luminaires for Commercial and Industrial Buildings | Standard | FALSE | [9 empty] | 42488 |  |  | Yes |  | 3.1 | 8888 | 103.8 | 85.6 | 7.3 | 0.92 | 3446 | 91
PAXEUUFW | Hubbell Lighting | Columbia Lighting | MPL4-935HL-AC-EDU | Indoor Luminaires | High-Bay | Low-Bay Luminaires for Commercial and Industrial Buildings | Standard | FALSE | [9 empty] | 42488 |  |  | Yes |  | 3.1 | 8505 | 99.4 | 85.6 | 7.3 | 0.92 | 3446 | 91
PJGXTGNK | Hubbell Lighting | Columbia Lighting | MPL4-935HL-AD-EDU | Indoor Luminaires | High-Bay | Low-Bay Luminaires for Commercial and Industrial Buildings | Standard | FALSE | [9 empty] | 42488 |  |  | Yes |  | 3.1 | 8381 | 97.3 | 86.1 | 7.3 | 0.92 | 3446 | 91
PFP3VV58 | Hubbell Lighting | Columbia Lighting | MPL4-935HL-FA-EDU | Indoor Luminaires | High-Bay | Low-Bay Luminaires for Commercial and Industrial Buildings | Standard | FALSE | [9 empty] | 42488 |  |  | Yes |  | 3.1 | 8177 | 95.5 | 85.6 | 7.3 | 0.92 | 3446 | 91
PYRPNW4G | Hubbell Lighting | Columbia Lighting | MPL4-935HL-AC-EDU-FA | Indoor Luminaires | High-Bay | Low-Bay Luminaires for Commercial and Industrial Buildings | Standard | FALSE | [9 empty] | 42488 |  |  | Yes |  | 3.1 | 8158 | 95.3 | 85.6 | 7.3 | 0.92 | 3446 | 91
PQVQTY7S | Hubbell Lighting | Columbia Lighting | MPL4-935HL-AD-EDU-FA | Indoor Luminaires | High-Bay | Low-Bay Luminaires for Commercial and Industrial Buildings | Standard | FALSE | [9 empty] | 42488 |  |  | Yes |  | 3.1 | 8061 | 93.6 | 86.1 | 7.3 | 0.92 | 3446 | 91
PSYWJC51 | Hubbell Lighting | Columbia Lighting | MPL4-935ML-W-EDU | Indoor Luminaires | High-Bay | Low-Bay Luminaires for Commercial and Industrial Buildings | Standard | FALSE | [9 empty] | 42488 |  |  | Yes |  | 3.1 | 7422 | 105 | 70.7 | 7.3 | 0.92 | 3446 | 91
PVN92T6M | Hubbell Lighting | Columbia Lighting | MPL4-935ML-AC-EDU | Indoor Luminaires | High-Bay | Low-Bay Luminaires for Commercial and Industrial Buildings | Standard | FALSE | [9 empty] | 42488 |  |  | Yes |  | 3.1 | 7102 | 100.4 | 70.7 | 7.3 | 0.92 | 3446 | 91
P4KS66S5 | Hubbell Lighting | Columbia Lighting | MPL4-935ML-AD-EDU | Indoor Luminaires | High-Bay | Low-Bay Luminaires for Commercial and Industrial Buildings | Standard | FALSE | [9 empty] | 42488 |  |  | Yes |  | 3.1 | 7063 | 99.5 | 71 | 7.3 | 0.92 | 3446 | 91
PKEPU5G5 | Hubbell Lighting | Columbia Lighting | MPL4-935ML-FA-EDU | Indoor Luminaires | High-Bay | Low-Bay Luminaires for Commercial and Industrial Buildings | Standard | FALSE | [9 empty] | 42488 |  |  | Yes |  | 3.1 | 6828 | 96.6 | 70.7 | 7.3 | 0.92 | 3446 | 91
PXBXB7G7 | Hubbell Lighting | Columbia Lighting | MPL4-935ML-AC-EDU-FA | Indoor Luminaires | High-Bay | Low-Bay Luminaires for Commercial and Industrial Buildings | Standard | FALSE | [9 empty] | 42488 |  |  | Yes |  | 3.1 | 6811 | 96.3 | 70.7 | 7.3 | 0.92 | 3446 | 91
P1G5TPH9 | Hubbell Lighting | Columbia Lighting | MPL4-935ML-AD-EDU-FA | Indoor Luminaires | High-Bay | Low-Bay Luminaires for Commercial and Industrial Buildings | Standard | FALSE | [9 empty] | 42488 |  |  | Yes |  | 3.1 | 6794 | 95.7 | 71 | 7.3 | 0.92 | 3446 | 91
PAJUTGRM | Hubbell Lighting | Columbia Lighting | MPL8-935VL-W-EDU | Indoor Luminaires | High-Bay | High-Bay Luminaires for Commercial and Industrial Buildings | Standard | FALSE | [9 empty] | 42488 |  |  | Yes |  | 3.1 | 19659 | 102.9 | 191 | 5.9 | 0.978 | 3446 | 91
PPBHGTWQ | Hubbell Lighting | Columbia Lighting | MPL8-935VL-AC-EDU | Indoor Luminaires | High-Bay | High-Bay Luminaires for Commercial and Industrial Buildings | Standard | FALSE | [9 empty] | 42488 |  |  | Yes |  | 3.1 | 18813 | 98.5 | 191 | 5.9 | 0.978 | 3446 | 91
PU7TED8A | Hubbell Lighting | Columbia Lighting | MPL8-935VL-AD-EDU | Indoor Luminaires | High-Bay | High-Bay Luminaires for Commercial and Industrial Buildings | Standard | FALSE | [9 empty] | 42488 |  |  | Yes |  | 3.1 | 18496 | 96.7 | 191.2 | 5.9 | 0.978 | 3446 | 91
PE6EG4PR | Hubbell Lighting | Columbia Lighting | MPL8-935VL-FA-EDU | Indoor Luminaires | High-Bay | High-Bay Luminaires for Commercial and Industrial Buildings | Standard | FALSE | [9 empty] | 42488 |  |  | Yes |  | 3.1 | 18085 | 94.7 | 191 | 5.9 | 0.978 | 3446 | 91
P3FX4AND | Hubbell Lighting | Columbia Lighting | MPL8-935VL-AC-EDU-FA | Indoor Luminaires | High-Bay | High-Bay Luminaires for Commercial and Industrial Buildings | Standard | FALSE | [9 empty] | 42488 |  |  | Yes |  | 3.1 | 17982 | 94 | 191.4 | 5.9 | 0.978 | 3446 | 91
P1HWZGXE | Hubbell Lighting | Columbia Lighting | MPL8-935VL-AD-EDU-FA | Indoor Luminaires | High-Bay | High-Bay Luminaires for Commercial and Industrial Buildings | Standard | FALSE | [9 empty] | 42488 |  |  | Yes |  | 3.1 | 17757 | 92.7 | 191.6 | 5.9 | 0.978 | 3446 | 91
PFCK7BJT | Hubbell Lighting | Columbia Lighting | MPL4-935VL-W-EDU | Indoor Luminaires | High-Bay | Low-Bay Luminaires for Commercial and Industrial Buildings | Standard | FALSE | [9 empty] | 42488 |  |  | Yes |  | 3.1 | 9829 | 102.9 | 95.5 | 5.9 | 0.978 | 3446 | 91
P3HJDVB4 | Hubbell Lighting | Columbia Lighting | MPL4-935VL-AC-EDU | Indoor Luminaires | High-Bay | Low-Bay Luminaires for Commercial and Industrial Buildings | Standard | FALSE | [9 empty] | 42488 |  |  | Yes |  | 3.1 | 9406 | 98.5 | 95.5 | 5.9 | 0.978 | 3446 | 91
P792EWZK | Hubbell Lighting | Columbia Lighting | MPL4-935VL-AD-EDU | Indoor Luminaires | High-Bay | Low-Bay Luminaires for Commercial and Industrial Buildings | Standard | FALSE | [9 empty] | 42488 |  |  | Yes |  | 3.1 | 9248 | 96.7 | 95.6 | 5.9 | 0.978 | 3446 | 91
PC2X1N4B | Hubbell Lighting | Columbia Lighting | MPL4-935VL-FA-EDU | Indoor Luminaires | High-Bay | Low-Bay Luminaires for Commercial and Industrial Buildings | Standard | FALSE | [9 empty] | 42488 |  |  | Yes |  | 3.1 | 9043 | 94.7 | 95.5 | 5.9 | 0.978 | 3446 | 91
PYM35R42 | Hubbell Lighting | Columbia Lighting | MPL4-935VL-AC-EDU-FA | Indoor Luminaires | High-Bay | Low-Bay Luminaires for Commercial and Industrial Buildings | Standard | FALSE | [9 empty] | 42488 |  |  | Yes |  | 3.1 | 8991 | 94 | 95.7 | 5.9 | 0.978 | 3446 | 91
PVRBDTT2 | Hubbell Lighting | Columbia Lighting | MPL4-935VL-AD-EDU-FA | Indoor Luminaires | High-Bay | Low-Bay Luminaires for Commercial and Industrial Buildings | Standard | FALSE | [9 empty] | 42488 |  |  | Yes |  | 3.1 | 8878 | 92.7 | 95.8 | 5.9 | 0.978 | 3446 | 91
PATBGAX6 | Hubbell Lighting | Columbia Lighting | MPL8-935LW-W-EDU | Indoor Luminaires | High-Bay | High-Bay Luminaires for Commercial and Industrial Buildings | Standard | FALSE | [9 empty] | 42488 |  |  | Yes |  | 3.1 | 10816 | 109.5 | 98.8 | 5 | 0.998 | 3446 | 91
PKW8YY1W | Hubbell Lighting | Columbia Lighting | MPL8-935LW-AD-EDU | Indoor Luminaires | High-Bay | High-Bay Luminaires for Commercial and Industrial Buildings | Standard | FALSE | [9 empty] | 42488 |  |  | Yes |  | 3.1 | 10411 | 104.3 | 99.8 | 5 | 0.998 | 3446 | 91
PN59956P | Hubbell Lighting | Columbia Lighting | MPL8-935LW-AC-EDU | Indoor Luminaires | High-Bay | High-Bay Luminaires for Commercial and Industrial Buildings | Standard | FALSE | [9 empty] | 42488 |  |  | Yes |  | 3.1 | 10349 | 104.7 | 98.8 | 5 | 0.998 | 3446 | 91
P24H4G9R | Hubbell Lighting | Columbia Lighting | MPL8-935LW-FA-EDU | Indoor Luminaires | High-Bay | High-Bay Luminaires for Commercial and Industrial Buildings | Standard | FALSE | [9 empty] | 42488 |  |  | Yes |  | 3.1 | 9951 | 100.7 | 98.8 | 5 | 0.998 | 3446 | 91
P24FQDAN | Hubbell Lighting | Columbia Lighting | MPL8-935LW-AC-EDU-FA | Indoor Luminaires | High-Bay | High-Bay Luminaires for Commercial and Industrial Buildings | Standard | FALSE | [9 empty] | 42488 |  |  | Yes |  | 3.1 | 9924 | 100.4 | 98.8 | 5 | 0.998 | 3446 | 91
PC76CDSR | Hubbell Lighting | Columbia Lighting | MPL8-935LW-AD-EDU-FA | Indoor Luminaires | High-Bay | High-Bay Luminaires for Commercial and Industrial Buildings | Standard | FALSE | [9 empty] | 42488 |  |  | Yes |  | 3.1 | 9869 | 102 | 96.8 | 5 | 0.998 | 3446 | 91
P3KZRBDK | Hubbell Lighting | Columbia Lighting | MPL4-935LW-W-EDU | Indoor Luminaires | High-Bay | Low-Bay Luminaires for Commercial and Industrial Buildings | Standard | FALSE | [9 empty] | 42488 |  |  | Yes |  | 3.1 | 5408 | 109.5 | 49.4 | 5 | 0.998 | 3446 | 91
PJDPB991 | Hubbell Lighting | Columbia Lighting | MPL4-935LW-AD-EDU | Indoor Luminaires | High-Bay | Low-Bay Luminaires for Commercial and Industrial Buildings | Standard | FALSE | [9 empty] | 42488 |  |  | Yes |  | 3.1 | 5206 | 104.3 | 49.9 | 5 | 0.998 | 3446 | 91
PX8KY48R | Hubbell Lighting | Columbia Lighting | MPL4-935LW-AC-EDU | Indoor Luminaires | High-Bay | Low-Bay Luminaires for Commercial and Industrial Buildings | Standard | FALSE | [9 empty] | 42488 |  |  | Yes |  | 3.1 | 5175 | 104.7 | 49.4 | 5 | 0.998 | 3446 | 91
P2K4263B | Hubbell Lighting | Columbia Lighting | MPL4-935LW-FA-EDU | Indoor Luminaires | High-Bay | Low-Bay Luminaires for Commercial and Industrial Buildings | Standard | FALSE | [9 empty] | 42488 |  |  | Yes |  | 3.1 | 4975 | 100.7 | 49.4 | 5 | 0.998 | 3446 | 91
P3XS4EY8 | Hubbell Lighting | Columbia Lighting | MPL4-935LW-AC-EDU-FA | Indoor Luminaires | High-Bay | Low-Bay Luminaires for Commercial and Industrial Buildings | Standard | FALSE | [9 empty] | 42488 |  |  | Yes |  | 3.1 | 4962 | 100.4 | 49.4 | 5 | 0.998 | 3446 | 91
PF9SD9EN | Hubbell Lighting | Columbia Lighting | MPL4-935LW-AD-EDU-FA | Indoor Luminaires | High-Bay | Low-Bay Luminaires for Commercial and Industrial Buildings | Standard | FALSE | [9 empty] | 42488 |  |  | Yes |  | 3.1 | 4935 | 102 | 48.4 | 5 | 0.998 | 3446 | 91
PVE4NEH2 | Hubbell Lighting | Columbia Lighting | MPL8-930HL-W-EU | Indoor Luminaires | High-Bay | High-Bay Luminaires for Commercial and Industrial Buildings | Standard | FALSE | [9 empty] | 42488 |  |  | Yes |  | 3.1 | 17470 | 102 | 171.2 | 7.3 | 0.92 | 3034 | 91
PPEQSXGM | Hubbell Lighting | Columbia Lighting | MPL8-930HL-AC-EU | Indoor Luminaires | High-Bay | High-Bay Luminaires for Commercial and Industrial Buildings | Standard | FALSE | [9 empty] | 42488 |  |  | Yes |  | 3.1 | 16718 | 97.7 | 171.2 | 7.3 | 0.92 | 3034 | 91
PKMFTCTS | Hubbell Lighting | Columbia Lighting | MPL8-930HL-AD-EU | Indoor Luminaires | High-Bay | High-Bay Luminaires for Commercial and Industrial Buildings | Standard | FALSE | [9 empty] | 42488 |  |  | Yes |  | 3.1 | 16474 | 95.7 | 172.2 | 7.3 | 0.92 | 3034 | 91
P54R1AXJ | Hubbell Lighting | Columbia Lighting | MPL8-930HL-FA-EU | Indoor Luminaires | High-Bay | High-Bay Luminaires for Commercial and Industrial Buildings | Standard | FALSE | [9 empty] | 42488 |  |  | Yes |  | 3.1 | 16072 | 93.9 | 171.2 | 7.3 | 0.92 | 3034 | 91
PS5QWUFJ | Hubbell Lighting | Columbia Lighting | MPL8-930HL-AC-EU-FA | Indoor Luminaires | High-Bay | High-Bay Luminaires for Commercial and Industrial Buildings | Standard | FALSE | [9 empty] | 42488 |  |  | Yes |  | 3.1 | 16035 | 93.7 | 171.2 | 7.3 | 0.92 | 3034 | 91
PF5TD3X7 | Hubbell Lighting | Columbia Lighting | MPL8-930HL-AD-EU-FA | Indoor Luminaires | High-Bay | High-Bay Luminaires for Commercial and Industrial Buildings | Standard | FALSE | [9 empty] | 42488 |  |  | Yes |  | 3.1 | 15847 | 92 | 172.2 | 7.3 | 0.92 | 3034 | 91
PS8RMK7M | Hubbell Lighting | Columbia Lighting | MPL8-930ML-W-EU | Indoor Luminaires | High-Bay | High-Bay Luminaires for Commercial and Industrial Buildings | Standard | FALSE | [9 empty] | 42488 |  |  | Yes |  | 3.1 | 14588 | 103.2 | 141.4 | 7.3 | 0.92 | 3034 | 91
P9A9QTAT | Hubbell Lighting | Columbia Lighting | MPL8-930ML-AC-EU | Indoor Luminaires | High-Bay | High-Bay Luminaires for Commercial and Industrial Buildings | Standard | FALSE | [9 empty] | 42488 |  |  | Yes |  | 3.1 | 13959 | 98.7 | 141.4 | 7.3 | 0.92 | 3034 | 91
PJ6GZXTM | Hubbell Lighting | Columbia Lighting | MPL8-930ML-AD-EU | Indoor Luminaires | High-Bay | High-Bay Luminaires for Commercial and Industrial Buildings | Standard | FALSE | [9 empty] | 42488 |  |  | Yes |  | 3.1 | 13882 | 97.8 | 142 | 7.3 | 0.92 | 3034 | 91
P1BXN7M3 | Hubbell Lighting | Columbia Lighting | MPL8-930ML-FA-EU | Indoor Luminaires | High-Bay | High-Bay Luminaires for Commercial and Industrial Buildings | Standard | FALSE | [9 empty] | 42488 |  |  | Yes |  | 3.1 | 13421 | 94.9 | 141.4 | 7.3 | 0.92 | 3034 | 91
P3C5VS46 | Hubbell Lighting | Columbia Lighting | MPL8-930ML-AC-EU-FA | Indoor Luminaires | High-Bay | High-Bay Luminaires for Commercial and Industrial Buildings | Standard | FALSE | [9 empty] | 42488 |  |  | Yes |  | 3.1 | 13389 | 94.7 | 141.4 | 7.3 | 0.92 | 3034 | 91
P66GP7S3 | Hubbell Lighting | Columbia Lighting | MPL8-930ML-AD-EU-FA | Indoor Luminaires | High-Bay | High-Bay Luminaires for Commercial and Industrial Buildings | Standard | FALSE | [9 empty] | 42488 |  |  | Yes |  | 3.1 | 13354 | 94 | 142 | 7.3 | 0.92 | 3034 | 91
PPM8QGH4 | Hubbell Lighting | Columbia Lighting | MPL4-930HL-W-EU | Indoor Luminaires | High-Bay | Low-Bay Luminaires for Commercial and Industrial Buildings | Standard | FALSE | [9 empty] | 42488 |  |  | Yes |  | 3.1 | 8735 | 102 | 85.6 | 7.3 | 0.92 | 3034 | 91
P1KQCP71 | Hubbell Lighting | Columbia Lighting | MPL4-930HL-AC-EU | Indoor Luminaires | High-Bay | Low-Bay Luminaires for Commercial and Industrial Buildings | Standard | FALSE | [9 empty] | 42488 |  |  | Yes |  | 3.1 | 8359 | 97.7 | 85.6 | 7.3 | 0.92 | 3034 | 91
PD4JS8XJ | Hubbell Lighting | Columbia Lighting | MPL4-930HL-AD-EU | Indoor Luminaires | High-Bay | Low-Bay Luminaires for Commercial and Industrial Buildings | Standard | FALSE | [9 empty] | 42488 |  |  | Yes |  | 3.1 | 8237 | 95.7 | 86.1 | 7.3 | 0.92 | 3034 | 91
PUUSBT4B | Hubbell Lighting | Columbia Lighting | MPL4-930HL-FA-EU | Indoor Luminaires | High-Bay | Low-Bay Luminaires for Commercial and Industrial Buildings | Standard | FALSE | [9 empty] | 42488 |  |  | Yes |  | 3.1 | 8036 | 93.9 | 85.6 | 7.3 | 0.92 | 3034 | 91
PV2XX96Q | Hubbell Lighting | Columbia Lighting | MPL4-930HL-AC-EU-FA | Indoor Luminaires | High-Bay | Low-Bay Luminaires for Commercial and Industrial Buildings | Standard | FALSE | [9 empty] | 42488 |  |  | Yes |  | 3.1 | 8018 | 93.7 | 85.6 | 7.3 | 0.92 | 3034 | 91
P4S5DB39 | Hubbell Lighting | Columbia Lighting | MPL4-930HL-AD-EU-FA | Indoor Luminaires | High-Bay | Low-Bay Luminaires for Commercial and Industrial Buildings | Standard | FALSE | [9 empty] | 42488 |  |  | Yes |  | 3.1 | 7923 | 92 | 86.1 | 7.3 | 0.92 | 3034 | 91
PSDKG72Z | Hubbell Lighting | Columbia Lighting | MPL4-930ML-W-EU | Indoor Luminaires | High-Bay | Low-Bay Luminaires for Commercial and Industrial Buildings | Standard | FALSE | [9 empty] | 42488 |  |  | Yes |  | 3.1 | 7294 | 103.2 | 70.7 | 7.3 | 0.92 | 3034 | 91
P1YTY67W | Hubbell Lighting | Columbia Lighting | MPL4-930ML-AC-EU | Indoor Luminaires | High-Bay | Low-Bay Luminaires for Commercial and Industrial Buildings | Standard | FALSE | [9 empty] | 42488 |  |  | Yes |  | 3.1 | 6980 | 98.7 | 70.7 | 7.3 | 0.92 | 3034 | 91
P5CZBUZ5 | Hubbell Lighting | Columbia Lighting | MPL4-930ML-AD-EU | Indoor Luminaires | High-Bay | Low-Bay Luminaires for Commercial and Industrial Buildings | Standard | FALSE | [9 empty] | 42488 |  |  | Yes |  | 3.1 | 6941 | 97.8 | 71 | 7.3 | 0.92 | 3034 | 91
PZEF4TSV | Hubbell Lighting | Columbia Lighting | MPL4-930ML-FA-EU | Indoor Luminaires | High-Bay | Low-Bay Luminaires for Commercial and Industrial Buildings | Standard | FALSE | [9 empty] | 42488 |  |  | Yes |  | 3.1 | 6710 | 94.9 | 70.7 | 7.3 | 0.92 | 3034 | 91
PN6ZC1UA | Hubbell Lighting | Columbia Lighting | MPL4-930ML-AC-EU-FA | Indoor Luminaires | High-Bay | Low-Bay Luminaires for Commercial and Industrial Buildings | Standard | FALSE | [9 empty] | 42488 |  |  | Yes |  | 3.1 | 6694 | 94.7 | 70.7 | 7.3 | 0.92 | 3034 | 91
PHXF9EUY | Hubbell Lighting | Columbia Lighting | MPL4-930ML-AD-EU-FA | Indoor Luminaires | High-Bay | Low-Bay Luminaires for Commercial and Industrial Buildings | Standard | FALSE | [9 empty] | 42488 |  |  | Yes |  | 3.1 | 6677 | 94 | 71 | 7.3 | 0.92 | 3034 | 91
PMW5US64 | Hubbell Lighting | Columbia Lighting | MPL8-930VL-W-EU | Indoor Luminaires | High-Bay | High-Bay Luminaires for Commercial and Industrial Buildings | Standard | FALSE | [9 empty] | 42488 |  |  | Yes |  | 3.1 | 19320 | 101.2 | 191 | 5.9 | 0.978 | 3034 | 91
PK1VGUBK | Hubbell Lighting | Columbia Lighting | MPL8-930VL-AC-EU | Indoor Luminaires | High-Bay | High-Bay Luminaires for Commercial and Industrial Buildings | Standard | FALSE | [9 empty] | 42488 |  |  | Yes |  | 3.1 | 18487 | 96.8 | 191 | 5.9 | 0.978 | 3034 | 91
PUU7JY8S | Hubbell Lighting | Columbia Lighting | MPL8-930VL-AD-EU | Indoor Luminaires | High-Bay | High-Bay Luminaires for Commercial and Industrial Buildings | Standard | FALSE | [9 empty] | 42488 |  |  | Yes |  | 3.1 | 18177 | 95.1 | 191.2 | 5.9 | 0.978 | 3034 | 91
PRPZW3M4 | Hubbell Lighting | Columbia Lighting | MPL8-930VL-FA-EU | Indoor Luminaires | High-Bay | High-Bay Luminaires for Commercial and Industrial Buildings | Standard | FALSE | [9 empty] | 42488 |  |  | Yes |  | 3.1 | 17774 | 93.1 | 191 | 5.9 | 0.978 | 3034 | 91
P3T9QFVZ | Hubbell Lighting | Columbia Lighting | MPL8-930VL-AC-EU-FA | Indoor Luminaires | High-Bay | High-Bay Luminaires for Commercial and Industrial Buildings | Standard | FALSE | [9 empty] | 42488 |  |  | Yes |  | 3.1 | 17671 | 92.3 | 191.4 | 5.9 | 0.978 | 3034 | 91
P3TAMMB9 | Hubbell Lighting | Columbia Lighting | MPL8-930VL-AD-EU-FA | Indoor Luminaires | High-Bay | High-Bay Luminaires for Commercial and Industrial Buildings | Standard | FALSE | [9 empty] | 42488 |  |  | Yes |  | 3.1 | 17451 | 91.1 | 191.6 | 5.9 | 0.978 | 3034 | 91
PEXNC1AS | Hubbell Lighting | Columbia Lighting | MPL4-930VL-W-EU | Indoor Luminaires | High-Bay | Low-Bay Luminaires for Commercial and Industrial Buildings | Standard | FALSE | [9 empty] | 42488 |  |  | Yes |  | 3.1 | 9660 | 101.2 | 95.5 | 5.9 | 0.978 | 3034 | 91
PPFQWJY4 | Hubbell Lighting | Columbia Lighting | MPL4-930VL-AC-EU | Indoor Luminaires | High-Bay | Low-Bay Luminaires for Commercial and Industrial Buildings | Standard | FALSE | [9 empty] | 42488 |  |  | Yes |  | 3.1 | 9244 | 96.8 | 95.5 | 5.9 | 0.978 | 3034 | 91
PVPMQXM9 | Hubbell Lighting | Columbia Lighting | MPL4-930VL-AD-EU | Indoor Luminaires | High-Bay | Low-Bay Luminaires for Commercial and Industrial Buildings | Standard | FALSE | [9 empty] | 42488 |  |  | Yes |  | 3.1 | 9089 | 95.1 | 95.6 | 5.9 | 0.978 | 3034 | 91
PC236XZC | Hubbell Lighting | Columbia Lighting | MPL4-930VL-FA-EU | Indoor Luminaires | High-Bay | Low-Bay Luminaires for Commercial and Industrial Buildings | Standard | FALSE | [9 empty] | 42488 |  |  | Yes |  | 3.1 | 8887 | 93.1 | 95.5 | 5.9 | 0.978 | 3034 | 91
PWY4SBA9 | Hubbell Lighting | Columbia Lighting | MPL4-930VL-AC-EU-FA | Indoor Luminaires | High-Bay | Low-Bay Luminaires for Commercial and Industrial Buildings | Standard | FALSE | [9 empty] | 42488 |  |  | Yes |  | 3.1 | 8836 | 92.3 | 95.7 | 5.9 | 0.978 | 3034 | 91
P53JYPP7 | Hubbell Lighting | Columbia Lighting | MPL4-930VL-AD-EU-FA | Indoor Luminaires | High-Bay | Low-Bay Luminaires for Commercial and Industrial Buildings | Standard | FALSE | [9 empty] | 42488 |  |  | Yes |  | 3.1 | 8726 | 91.1 | 95.8 | 5.9 | 0.978 | 3034 | 91
PZUBENHA | Hubbell Lighting | Columbia Lighting | MPL8-930LW-W-EU | Indoor Luminaires | High-Bay | High-Bay Luminaires for Commercial and Industrial Buildings | Standard | FALSE | [9 empty] | 42488 |  |  | Yes |  | 3.1 | 10628 | 107.6 | 98.8 | 5 | 0.998 | 3034 | 91
PF3MEJCC | Hubbell Lighting | Columbia Lighting | MPL8-930LW-AD-EU | Indoor Luminaires | High-Bay | High-Bay Luminaires for Commercial and Industrial Buildings | Standard | FALSE | [9 empty] | 42488 |  |  | Yes |  | 3.1 | 10233 | 102.5 | 99.8 | 5 | 0.998 | 3034 | 91
PDHZ2ZVA | Hubbell Lighting | Columbia Lighting | MPL8-930LW-AC-EU | Indoor Luminaires | High-Bay | High-Bay Luminaires for Commercial and Industrial Buildings | Standard | FALSE | [9 empty] | 42488 |  |  | Yes |  | 3.1 | 10169 | 102.9 | 98.8 | 5 | 0.998 | 3034 | 91
PP6CA1WP | Hubbell Lighting | Columbia Lighting | MPL8-930LW-FA-EU | Indoor Luminaires | High-Bay | High-Bay Luminaires for Commercial and Industrial Buildings | Standard | FALSE | [9 empty] | 42488 |  |  | Yes |  | 3.1 | 9778 | 99 | 98.8 | 5 | 0.998 | 3034 | 91
PWECV55M | Hubbell Lighting | Columbia Lighting | MPL8-930LW-AC-EU-FA | Indoor Luminaires | High-Bay | High-Bay Luminaires for Commercial and Industrial Buildings | Standard | FALSE | [9 empty] | 42488 |  |  | Yes |  | 3.1 | 9754 | 98.7 | 98.8 | 5 | 0.998 | 3034 | 91
PGFGSRMG | Hubbell Lighting | Columbia Lighting | MPL8-930LW-AD-EU-FA | Indoor Luminaires | High-Bay | High-Bay Luminaires for Commercial and Industrial Buildings | Standard | FALSE | [9 empty] | 42488 |  |  | Yes |  | 3.1 | 9700 | 100.2 | 96.8 | 5 | 0.998 | 3034 | 91
PCQZFSTE | Hubbell Lighting | Columbia Lighting | MPL4-930LW-W-EU | Indoor Luminaires | High-Bay | Low-Bay Luminaires for Commercial and Industrial Buildings | Standard | FALSE | [9 empty] | 42488 |  |  | Yes |  | 3.1 | 5314 | 107.6 | 49.4 | 5 | 0.998 | 3034 | 91
PPB11Q7Y | Hubbell Lighting | Columbia Lighting | MPL4-930LW-AD-EU | Indoor Luminaires | High-Bay | Low-Bay Luminaires for Commercial and Industrial Buildings | Standard | FALSE | [9 empty] | 42488 |  |  | Yes |  | 3.1 | 5117 | 102.5 | 49.9 | 5 | 0.998 | 3034 | 91
PP6GPHPW | Hubbell Lighting | Columbia Lighting | MPL4-930LW-AC-EU | Indoor Luminaires | High-Bay | Low-Bay Luminaires for Commercial and Industrial Buildings | Standard | FALSE | [9 empty] | 42488 |  |  | Yes |  | 3.1 | 5085 | 102.9 | 49.4 | 5 | 0.998 | 3034 | 91
PVBR9S7W | Hubbell Lighting | Columbia Lighting | MPL4-930LW-FA-EU | Indoor Luminaires | High-Bay | Low-Bay Luminaires for Commercial and Industrial Buildings | Standard | FALSE | [9 empty] | 42488 |  |  | Yes |  | 3.1 | 4889 | 99 | 49.4 | 5 | 0.998 | 3034 | 91
PYY83MJP | Hubbell Lighting | Columbia Lighting | MPL4-930LW-AC-EU-FA | Indoor Luminaires | High-Bay | Low-Bay Luminaires for Commercial and Industrial Buildings | Standard | FALSE | [9 empty] | 42488 |  |  | Yes |  | 3.1 | 4877 | 98.7 | 49.4 | 5 | 0.998 | 3034 | 91
PQMEFFW1 | Hubbell Lighting | Columbia Lighting | MPL8-930LW-W-ED1U | Indoor Luminaires | High-Bay | High-Bay Luminaires for Commercial and Industrial Buildings | Standard | FALSE | [9 empty] | 42488 |  |  | Yes |  | 3.1 | 10628 | 107.6 | 98.8 | 7.3 | 0.92 | 3034 | 91
PMTJ35CF | Hubbell Lighting | Columbia Lighting | MPL8-930LW-AD-ED1U | Indoor Luminaires | High-Bay | High-Bay Luminaires for Commercial and Industrial Buildings | Standard | FALSE | [9 empty] | 42488 |  |  | Yes |  | 3.1 | 10233 | 102.5 | 99.8 | 7.3 | 0.92 | 3034 | 91
PB1UM7PV | Hubbell Lighting | Columbia Lighting | MPL4-930LW-W-ED1U | Indoor Luminaires | High-Bay | Low-Bay Luminaires for Commercial and Industrial Buildings | Standard | FALSE | [9 empty] | 42488 |  |  | Yes |  | 3.1 | 5314 | 107.6 | 49.4 | 7.3 | 0.92 | 3034 | 91
PWE4HA7S | Hubbell Lighting | Columbia Lighting | MPL4-930LW-AD-ED1U | Indoor Luminaires | High-Bay | Low-Bay Luminaires for Commercial and Industrial Buildings | Standard | FALSE | [9 empty] | 42488 |  |  | Yes |  | 3.1 | 5117 | 102.5 | 49.9 | 7.3 | 0.92 | 3034 | 91
P1NPPEJ7 | Hubbell Lighting | Columbia Lighting | MPL8-930LW-FA-ED1U | Indoor Luminaires | High-Bay | High-Bay Luminaires for Commercial and Industrial Buildings | Standard | FALSE | [9 empty] | 42488 |  |  | Yes |  | 3.1 | 9778 | 99 | 98.8 | 5.9 | 0.978 | 3034 | 91
PNZWWVHG | Hubbell Lighting | Columbia Lighting | MPL4-930LW-FA-ED1U | Indoor Luminaires | High-Bay | Low-Bay Luminaires for Commercial and Industrial Buildings | Standard | FALSE | [9 empty] | 42488 |  |  | Yes |  | 3.1 | 4889 | 99 | 49.4 | 5.9 | 0.978 | 3034 | 91
PAV5TQ62 | Hubbell Lighting | Columbia Lighting | MPL8-930LW-AC-ED1U | Indoor Luminaires | High-Bay | High-Bay Luminaires for Commercial and Industrial Buildings | Standard | FALSE | [9 empty] | 42488 |  |  | Yes |  | 3.1 | 10169 | 102.9 | 98.8 | 5 | 0.998 | 3034 | 91
P1M32V1J | Hubbell Lighting | Columbia Lighting | MPL8-930LW-AC-ED1U-FA | Indoor Luminaires | High-Bay | High-Bay Luminaires for Commercial and Industrial Buildings | Standard | FALSE | [9 empty] | 42488 |  |  | Yes |  | 3.1 | 9754 | 98.7 | 98.8 | 5 | 0.998 | 3034 | 91
PVE8KC4S | Hubbell Lighting | Columbia Lighting | MPL8-930LW-AD-ED1U-FA | Indoor Luminaires | High-Bay | High-Bay Luminaires for Commercial and Industrial Buildings | Standard | FALSE | [9 empty] | 42488 |  |  | Yes |  | 3.1 | 9700 | 100.2 | 96.8 | 5 | 0.998 | 3034 | 91
P2W8JN63 | Hubbell Lighting | Columbia Lighting | MPL4-930LW-AC-ED1U | Indoor Luminaires | High-Bay | Low-Bay Luminaires for Commercial and Industrial Buildings | Standard | FALSE | [9 empty] | 42488 |  |  | Yes |  | 3.1 | 5085 | 102.9 | 49.4 | 5 | 0.998 | 3034 | 91
PWRA1KS8 | Hubbell Lighting | Columbia Lighting | MPL4-930LW-AC-ED1U-FA | Indoor Luminaires | High-Bay | Low-Bay Luminaires for Commercial and Industrial Buildings | Standard | FALSE | [9 empty] | 42488 |  |  | Yes |  | 3.1 | 4877 | 98.7 | 49.4 | 5 | 0.998 | 3034 | 91
PDNPEPZP | Hubbell Lighting | Columbia Lighting | MPL4-930LW-AD-ED1U-FA | Indoor Luminaires | High-Bay | Low-Bay Luminaires for Commercial and Industrial Buildings | Standard | FALSE | [9 empty] | 42488 |  |  | Yes |  | 3.1 | 4850 | 98 | 49.5 | 5 | 0.998 | 3034 | 91
PPR7DMEF | Hubbell Lighting | Columbia Lighting | MPL8-930HL-W-EDU | Indoor Luminaires | High-Bay | High-Bay Luminaires for Commercial and Industrial Buildings | Standard | FALSE | [9 empty] | 42488 |  |  | Yes |  | 3.1 | 17470 | 102 | 171.2 | 7.3 | 0.92 | 3034 | 91
PQ7BXMR2 | Hubbell Lighting | Columbia Lighting | MPL8-930HL-AC-EDU | Indoor Luminaires | High-Bay | High-Bay Luminaires for Commercial and Industrial Buildings | Standard | FALSE | [9 empty] | 42488 |  |  | Yes |  | 3.1 | 16718 | 97.7 | 171.2 | 7.3 | 0.92 | 3034 | 91
PRJU4646 | Hubbell Lighting | Columbia Lighting | MPL8-930HL-AD-EDU | Indoor Luminaires | High-Bay | High-Bay Luminaires for Commercial and Industrial Buildings | Standard | FALSE | [9 empty] | 42488 |  |  | Yes |  | 3.1 | 16474 | 95.7 | 172.2 | 7.3 | 0.92 | 3034 | 91
PQKY9R5E | Hubbell Lighting | Columbia Lighting | MPL8-930HL-FA-EDU | Indoor Luminaires | High-Bay | High-Bay Luminaires for Commercial and Industrial Buildings | Standard | FALSE | [9 empty] | 42488 |  |  | Yes |  | 3.1 | 16072 | 93.9 | 171.2 | 7.3 | 0.92 | 3034 | 91
PRS67WNZ | Hubbell Lighting | Columbia Lighting | MPL8-930HL-AC-EDU-FA | Indoor Luminaires | High-Bay | High-Bay Luminaires for Commercial and Industrial Buildings | Standard | FALSE | [9 empty] | 42488 |  |  | Yes |  | 3.1 | 16035 | 93.7 | 171.2 | 7.3 | 0.92 | 3034 | 91
PH1266XY | Hubbell Lighting | Columbia Lighting | MPL8-930HL-AD-EDU-FA | Indoor Luminaires | High-Bay | High-Bay Luminaires for Commercial and Industrial Buildings | Standard | FALSE | [9 empty] | 42488 |  |  | Yes |  | 3.1 | 15847 | 92 | 172.2 | 7.3 | 0.92 | 3034 | 91
P1SNP3BV | Hubbell Lighting | Columbia Lighting | MPL8-930ML-W-EDU | Indoor Luminaires | High-Bay | High-Bay Luminaires for Commercial and Industrial Buildings | Standard | FALSE | [9 empty] | 42488 |  |  | Yes |  | 3.1 | 14588 | 103.2 | 141.4 | 7.3 | 0.92 | 3034 | 91
P5WJCZ3W | Hubbell Lighting | Columbia Lighting | MPL8-930ML-AC-EDU | Indoor Luminaires | High-Bay | High-Bay Luminaires for Commercial and Industrial Buildings | Standard | FALSE | [9 empty] | 42488 |  |  | Yes |  | 3.1 | 13959 | 98.7 | 141.4 | 7.3 | 0.92 | 3034 | 91
PRRFVHQB | Hubbell Lighting | Columbia Lighting | MPL8-930ML-AD-EDU | Indoor Luminaires | High-Bay | High-Bay Luminaires for Commercial and Industrial Buildings | Standard | FALSE | [9 empty] | 42488 |  |  | Yes |  | 3.1 | 13882 | 97.8 | 142 | 7.3 | 0.92 | 3034 | 91
P6NUA6ME | Hubbell Lighting | Columbia Lighting | MPL8-930ML-FA-EDU | Indoor Luminaires | High-Bay | High-Bay Luminaires for Commercial and Industrial Buildings | Standard | FALSE | [9 empty] | 42488 |  |  | Yes |  | 3.1 | 13421 | 94.9 | 141.4 | 7.3 | 0.92 | 3034 | 91
PU7ZBSWH | Hubbell Lighting | Columbia Lighting | MPL8-930ML-AC-EDU-FA | Indoor Luminaires | High-Bay | High-Bay Luminaires for Commercial and Industrial Buildings | Standard | FALSE | [9 empty] | 42488 |  |  | Yes |  | 3.1 | 13389 | 94.7 | 141.4 | 7.3 | 0.92 | 3034 | 91
PNAQ8FVS | Hubbell Lighting | Columbia Lighting | MPL8-930ML-AD-EDU-FA | Indoor Luminaires | High-Bay | High-Bay Luminaires for Commercial and Industrial Buildings | Standard | FALSE | [9 empty] | 42488 |  |  | Yes |  | 3.1 | 13354 | 94 | 142 | 7.3 | 0.92 | 3034 | 91
PZCZVVAD | Hubbell Lighting | Columbia Lighting | MPL4-930HL-W-EDU | Indoor Luminaires | High-Bay | Low-Bay Luminaires for Commercial and Industrial Buildings | Standard | FALSE | [9 empty] | 42488 |  |  | Yes |  | 3.1 | 8735 | 102 | 85.6 | 7.3 | 0.92 | 3034 | 91
PM6QWEY4 | Hubbell Lighting | Columbia Lighting | MPL4-930HL-AC-EDU | Indoor Luminaires | High-Bay | Low-Bay Luminaires for Commercial and Industrial Buildings | Standard | FALSE | [9 empty] | 42488 |  |  | Yes |  | 3.1 | 8359 | 97.7 | 85.6 | 7.3 | 0.92 | 3034 | 91
PD5CVCCX | Hubbell Lighting | Columbia Lighting | MPL4-930HL-AD-EDU | Indoor Luminaires | High-Bay | Low-Bay Luminaires for Commercial and Industrial Buildings | Standard | FALSE | [9 empty] | 42488 |  |  | Yes |  | 3.1 | 8237 | 95.7 | 86.1 | 7.3 | 0.92 | 3034 | 91
P2SEESR4 | Hubbell Lighting | Columbia Lighting | MPL4-930HL-FA-EDU | Indoor Luminaires | High-Bay | Low-Bay Luminaires for Commercial and Industrial Buildings | Standard | FALSE | [9 empty] | 42488 |  |  | Yes |  | 3.1 | 8036 | 93.9 | 85.6 | 7.3 | 0.92 | 3034 | 91
P8JQUVRR | Hubbell Lighting | Columbia Lighting | MPL4-930HL-AC-EDU-FA | Indoor Luminaires | High-Bay | Low-Bay Luminaires for Commercial and Industrial Buildings | Standard | FALSE | [9 empty] | 42488 |  |  | Yes |  | 3.1 | 8018 | 93.7 | 85.6 | 7.3 | 0.92 | 3034 | 91
PNM1SZPQ | Hubbell Lighting | Columbia Lighting | MPL4-930HL-AD-EDU-FA | Indoor Luminaires | High-Bay | Low-Bay Luminaires for Commercial and Industrial Buildings | Standard | FALSE | [9 empty] | 42488 |  |  | Yes |  | 3.1 | 7923 | 92 | 86.1 | 7.3 | 0.92 | 3034 | 91
PG5PVYA6 | Hubbell Lighting | Columbia Lighting | MPL4-930ML-W-EDU | Indoor Luminaires | High-Bay | Low-Bay Luminaires for Commercial and Industrial Buildings | Standard | FALSE | [9 empty] | 42488 |  |  | Yes |  | 3.1 | 7294 | 103.2 | 70.7 | 7.3 | 0.92 | 3034 | 91
PEDHE41M | Hubbell Lighting | Columbia Lighting | MPL4-930ML-AC-EDU | Indoor Luminaires | High-Bay | Low-Bay Luminaires for Commercial and Industrial Buildings | Standard | FALSE | [9 empty] | 42488 |  |  | Yes |  | 3.1 | 6980 | 98.7 | 70.7 | 7.3 | 0.92 | 3034 | 91
PQ6Q8D3G | Hubbell Lighting | Columbia Lighting | MPL4-930ML-AD-EDU | Indoor Luminaires | High-Bay | Low-Bay Luminaires for Commercial and Industrial Buildings | Standard | FALSE | [9 empty] | 42488 |  |  | Yes |  | 3.1 | 6941 | 97.8 | 71 | 7.3 | 0.92 | 3034 | 91
P4DV88NH | Hubbell Lighting | Columbia Lighting | MPL4-930ML-FA-EDU | Indoor Luminaires | High-Bay | Low-Bay Luminaires for Commercial and Industrial Buildings | Standard | FALSE | [9 empty] | 42488 |  |  | Yes |  | 3.1 | 6710 | 94.9 | 70.7 | 7.3 | 0.92 | 3034 | 91
P1DSSDPZ | Hubbell Lighting | Columbia Lighting | MPL4-930ML-AC-EDU-FA | Indoor Luminaires | High-Bay | Low-Bay Luminaires for Commercial and Industrial Buildings | Standard | FALSE | [9 empty] | 42488 |  |  | Yes |  | 3.1 | 6694 | 94.7 | 70.7 | 7.3 | 0.92 | 3034 | 91
PDWSEAQC | Hubbell Lighting | Columbia Lighting | MPL4-930ML-AD-EDU-FA | Indoor Luminaires | High-Bay | Low-Bay Luminaires for Commercial and Industrial Buildings | Standard | FALSE | [9 empty] | 42488 |  |  | Yes |  | 3.1 | 6677 | 94 | 71 | 7.3 | 0.92 | 3034 | 91
P7VKASZP | Hubbell Lighting | Columbia Lighting | MPL8-930VL-W-EDU | Indoor Luminaires | High-Bay | High-Bay Luminaires for Commercial and Industrial Buildings | Standard | FALSE | [9 empty] | 42488 |  |  | Yes |  | 3.1 | 19320 | 101.2 | 191 | 5.9 | 0.978 | 3034 | 91
P4DN48XR | Hubbell Lighting | Columbia Lighting | MPL8-930VL-AC-EDU | Indoor Luminaires | High-Bay | High-Bay Luminaires for Commercial and Industrial Buildings | Standard | FALSE | [9 empty] | 42488 |  |  | Yes |  | 3.1 | 18487 | 96.8 | 191 | 5.9 | 0.978 | 3034 | 91
PVKVHRK7 | Hubbell Lighting | Columbia Lighting | MPL8-930VL-AD-EDU | Indoor Luminaires | High-Bay | High-Bay Luminaires for Commercial and Industrial Buildings | Standard | FALSE | [9 empty] | 42488 |  |  | Yes |  | 3.1 | 18177 | 95.1 | 191.2 | 5.9 | 0.978 | 3034 | 91
PW9SCMA6 | Hubbell Lighting | Columbia Lighting | MPL8-930VL-FA-EDU | Indoor Luminaires | High-Bay | High-Bay Luminaires for Commercial and Industrial Buildings | Standard | FALSE | [9 empty] | 42488 |  |  | Yes |  | 3.1 | 17774 | 93.1 | 191 | 5.9 | 0.978 | 3034 | 91
P92RWS2X | Hubbell Lighting | Columbia Lighting | MPL8-930VL-AC-EDU-FA | Indoor Luminaires | High-Bay | High-Bay Luminaires for Commercial and Industrial Buildings | Standard | FALSE | [9 empty] | 42488 |  |  | Yes |  | 3.1 | 17671 | 92.3 | 191.4 | 5.9 | 0.978 | 3034 | 91
PP2W5E21 | Hubbell Lighting | Columbia Lighting | MPL8-930VL-AD-EDU-FA | Indoor Luminaires | High-Bay | High-Bay Luminaires for Commercial and Industrial Buildings | Standard | FALSE | [9 empty] | 42488 |  |  | Yes |  | 3.1 | 17451 | 91.1 | 191.6 | 5.9 | 0.978 | 3034 | 91
PXDG8JU6 | Hubbell Lighting | Columbia Lighting | MPL4-930VL-W-EDU | Indoor Luminaires | High-Bay | Low-Bay Luminaires for Commercial and Industrial Buildings | Standard | FALSE | [9 empty] | 42488 |  |  | Yes |  | 3.1 | 9660 | 101.2 | 95.5 | 5.9 | 0.978 | 3034 | 91
PVM6KBET | Hubbell Lighting | Columbia Lighting | MPL4-930VL-AC-EDU | Indoor Luminaires | High-Bay | Low-Bay Luminaires for Commercial and Industrial Buildings | Standard | FALSE | [9 empty] | 42488 |  |  | Yes |  | 3.1 | 9244 | 96.8 | 95.5 | 5.9 | 0.978 | 3034 | 91
P47EDS5C | Hubbell Lighting | Columbia Lighting | MPL4-930VL-AD-EDU | Indoor Luminaires | High-Bay | Low-Bay Luminaires for Commercial and Industrial Buildings | Standard | FALSE | [9 empty] | 42488 |  |  | Yes |  | 3.1 | 9089 | 95.1 | 95.6 | 5.9 | 0.978 | 3034 | 91
PEQHBVGB | Hubbell Lighting | Columbia Lighting | MPL4-930VL-FA-EDU | Indoor Luminaires | High-Bay | Low-Bay Luminaires for Commercial and Industrial Buildings | Standard | FALSE | [9 empty] | 42488 |  |  | Yes |  | 3.1 | 8887 | 93.1 | 95.5 | 5.9 | 0.978 | 3034 | 91
PV42GRA6 | Hubbell Lighting | Columbia Lighting | MPL4-930VL-AC-EDU-FA | Indoor Luminaires | High-Bay | Low-Bay Luminaires for Commercial and Industrial Buildings | Standard | FALSE | [9 empty] | 42488 |  |  | Yes |  | 3.1 | 8836 | 92.3 | 95.7 | 5.9 | 0.978 | 3034 | 91
P3WVV7P4 | Hubbell Lighting | Columbia Lighting | MPL4-930VL-AD-EDU-FA | Indoor Luminaires | High-Bay | Low-Bay Luminaires for Commercial and Industrial Buildings | Standard | FALSE | [9 empty] | 42488 |  |  | Yes |  | 3.1 | 8726 | 91.1 | 95.8 | 5.9 | 0.978 | 3034 | 91
PPYV7TJE | Hubbell Lighting | Columbia Lighting | MPL8-930LW-W-EDU | Indoor Luminaires | High-Bay | High-Bay Luminaires for Commercial and Industrial Buildings | Standard | FALSE | [9 empty] | 42488 |  |  | Yes |  | 3.1 | 10628 | 107.6 | 98.8 | 5 | 0.998 | 3034 | 91
PTGJ8C7H | Hubbell Lighting | Columbia Lighting | MPL8-930LW-AD-EDU | Indoor Luminaires | High-Bay | High-Bay Luminaires for Commercial and Industrial Buildings | Standard | FALSE | [9 empty] | 42488 |  |  | Yes |  | 3.1 | 10233 | 102.5 | 99.8 | 5 | 0.998 | 3034 | 91
PZNMU2H6 | Hubbell Lighting | Columbia Lighting | MPL8-930LW-AC-EDU | Indoor Luminaires | High-Bay | High-Bay Luminaires for Commercial and Industrial Buildings | Standard | FALSE | [9 empty] | 42488 |  |  | Yes |  | 3.1 | 10169 | 102.9 | 98.8 | 5 | 0.998 | 3034 | 91
PRV433SQ | Hubbell Lighting | Columbia Lighting | MPL8-930LW-FA-EDU | Indoor Luminaires | High-Bay | High-Bay Luminaires for Commercial and Industrial Buildings | Standard | FALSE | [9 empty] | 42488 |  |  | Yes |  | 3.1 | 9778 | 99 | 98.8 | 5 | 0.998 | 3034 | 91
PG4M1RKB | Hubbell Lighting | Columbia Lighting | MPL8-930LW-AC-EDU-FA | Indoor Luminaires | High-Bay | High-Bay Luminaires for Commercial and Industrial Buildings | Standard | FALSE | [9 empty] | 42488 |  |  | Yes |  | 3.1 | 9754 | 98.7 | 98.8 | 5 | 0.998 | 3034 | 91
PK21U973 | Hubbell Lighting | Columbia Lighting | MPL8-930LW-AD-EDU-FA | Indoor Luminaires | High-Bay | High-Bay Luminaires for Commercial and Industrial Buildings | Standard | FALSE | [9 empty] | 42488 |  |  | Yes |  | 3.1 | 9700 | 100.2 | 96.8 | 5 | 0.998 | 3034 | 91
PC5PZEVU | Hubbell Lighting | Columbia Lighting | MPL4-930LW-W-EDU | Indoor Luminaires | High-Bay | Low-Bay Luminaires for Commercial and Industrial Buildings | Standard | FALSE | [9 empty] | 42488 |  |  | Yes |  | 3.1 | 5314 | 107.6 | 49.4 | 5 | 0.998 | 3034 | 91
PZ4H9114 | Hubbell Lighting | Columbia Lighting | MPL4-930LW-AD-EDU | Indoor Luminaires | High-Bay | Low-Bay Luminaires for Commercial and Industrial Buildings | Standard | FALSE | [9 empty] | 42488 |  |  | Yes |  | 3.1 | 5117 | 102.5 | 49.9 | 5 | 0.998 | 3034 | 91
P2T68BZZ | Hubbell Lighting | Columbia Lighting | MPL4-930LW-AC-EDU | Indoor Luminaires | High-Bay | Low-Bay Luminaires for Commercial and Industrial Buildings | Standard | FALSE | [9 empty] | 42488 |  |  | Yes |  | 3.1 | 5085 | 102.9 | 49.4 | 5 | 0.998 | 3034 | 91
P2G2DX5B | Hubbell Lighting | Columbia Lighting | MPL4-930LW-FA-EDU | Indoor Luminaires | High-Bay | Low-Bay Luminaires for Commercial and Industrial Buildings | Standard | FALSE | [9 empty] | 42488 |  |  | Yes |  | 3.1 | 4889 | 99 | 49.4 | 5 | 0.998 | 3034 | 91
P7AKVT4M | Hubbell Lighting | Columbia Lighting | MPL4-930LW-AC-EDU-FA | Indoor Luminaires | High-Bay | Low-Bay Luminaires for Commercial and Industrial Buildings | Standard | FALSE | [9 empty] | 42488 |  |  | Yes |  | 3.1 | 4877 | 98.7 | 49.4 | 5 | 0.998 | 3034 | 91
PWHZMP15 | Hubbell Lighting | Columbia Lighting | MPL4-930LW-AD-EDU-FA | Indoor Luminaires | High-Bay | Low-Bay Luminaires for Commercial and Industrial Buildings | Standard | FALSE | [9 empty] | 42488 |  |  | Yes |  | 3.1 | 4850 | 98 | 49.5 | 5 | 0.998 | 3034 | 91
PFHFFXKQ | Hubbell Lighting | Columbia Lighting | MPL8-30HL-W-EU | Indoor Luminaires | High-Bay | High-Bay Luminaires for Commercial and Industrial Buildings | Standard | FALSE | [9 empty] | 42488 |  |  | Yes |  | 3.1 | 20683 | 120.8 | 171.2 | 7.3 | 0.92 | 3017 | 83
PFTT8T2D | Hubbell Lighting | Columbia Lighting | MPL8-30HL-AC-EU | Indoor Luminaires | High-Bay | High-Bay Luminaires for Commercial and Industrial Buildings | Standard | FALSE | [9 empty] | 42488 |  |  | Yes |  | 3.1 | 19766 | 115.5 | 171.2 | 7.3 | 0.92 | 3017 | 83
PVRRWZEM | Hubbell Lighting | Columbia Lighting | MPL8-30HL-FA-EU | Indoor Luminaires | High-Bay | High-Bay Luminaires for Commercial and Industrial Buildings | Standard | FALSE | [9 empty] | 42488 |  |  | Yes |  | 3.1 | 19556 | 113.7 | 172 | 7.3 | 0.92 | 3017 | 83
P7M9193G | Hubbell Lighting | Columbia Lighting | MPL8-30HL-AD-EU | Indoor Luminaires | High-Bay | High-Bay Luminaires for Commercial and Industrial Buildings | Standard | FALSE | [9 empty] | 42488 |  |  | Yes |  | 3.1 | 19478 | 113.1 | 172.2 | 7.3 | 0.92 | 3017 | 83
PWXPD714 | Hubbell Lighting | Columbia Lighting | MPL8-30HL-AC-EU-FA | Indoor Luminaires | High-Bay | High-Bay Luminaires for Commercial and Industrial Buildings | Standard | FALSE | [9 empty] | 42488 |  |  | Yes |  | 3.1 | 18446 | 107.7 | 171.2 | 7.3 | 0.92 | 3017 | 83
PBQ6FBVH | Hubbell Lighting | Columbia Lighting | MPL8-30HL-AD-EU-FA | Indoor Luminaires | High-Bay | High-Bay Luminaires for Commercial and Industrial Buildings | Standard | FALSE | [9 empty] | 42488 |  |  | Yes |  | 3.1 | 18153 | 105.4 | 172.2 | 7.3 | 0.92 | 3017 | 83
PJW5M4JU | Hubbell Lighting | Columbia Lighting | MPL8-30ML-W-EU | Indoor Luminaires | High-Bay | High-Bay Luminaires for Commercial and Industrial Buildings | Standard | FALSE | [9 empty] | 42488 |  |  | Yes |  | 3.1 | 17270 | 122.1 | 141.4 | 7.3 | 0.92 | 3017 | 83
PT8591A9 | Hubbell Lighting | Columbia Lighting | MPL8-30ML-FA-EU | Indoor Luminaires | High-Bay | High-Bay Luminaires for Commercial and Industrial Buildings | Standard | FALSE | [9 empty] | 42488 |  |  | Yes |  | 3.1 | 16512 | 116.3 | 142 | 7.3 | 0.92 | 3017 | 83
P5QP4BFR | Hubbell Lighting | Columbia Lighting | MPL8-30ML-AC-EU | Indoor Luminaires | High-Bay | High-Bay Luminaires for Commercial and Industrial Buildings | Standard | FALSE | [9 empty] | 42488 |  |  | Yes |  | 3.1 | 16504 | 116.7 | 141.4 | 7.3 | 0.92 | 3017 | 83
P4ZHX2S8 | Hubbell Lighting | Columbia Lighting | MPL8-30ML-AD-EU | Indoor Luminaires | High-Bay | High-Bay Luminaires for Commercial and Industrial Buildings | Standard | FALSE | [9 empty] | 42488 |  |  | Yes |  | 3.1 | 16414 | 115.6 | 142 | 7.3 | 0.92 | 3017 | 83
PVPPTRQP | Hubbell Lighting | Columbia Lighting | MPL8-30ML-AC-EU-FA | Indoor Luminaires | High-Bay | High-Bay Luminaires for Commercial and Industrial Buildings | Standard | FALSE | [9 empty] | 42488 |  |  | Yes |  | 3.1 | 15402 | 108.9 | 141.4 | 7.3 | 0.92 | 3017 | 83
PB4KGKXX | Hubbell Lighting | Columbia Lighting | MPL8-30ML-AD-EU-FA | Indoor Luminaires | High-Bay | High-Bay Luminaires for Commercial and Industrial Buildings | Standard | FALSE | [9 empty] | 42488 |  |  | Yes |  | 3.1 | 15298 | 107.7 | 142 | 7.3 | 0.92 | 3017 | 83
P4WQYEDS | Hubbell Lighting | Columbia Lighting | MPL4-30HL-W-EU | Indoor Luminaires | High-Bay | High-Bay Luminaires for Commercial and Industrial Buildings | Standard | FALSE | [9 empty] | 42488 |  |  | Yes |  | 3.1 | 10342 | 120.8 | 85.6 | 7.3 | 0.92 | 3017 | 83
PHB7BC8G | Hubbell Lighting | Columbia Lighting | MPL4-30HL-AC-EU | Indoor Luminaires | High-Bay | High-Bay Luminaires for Commercial and Industrial Buildings | Standard | FALSE | [9 empty] | 42488 |  |  | Yes |  | 3.1 | 9883 | 115.5 | 85.6 | 7.3 | 0.92 | 3017 | 83
PXAQW7N5 | Hubbell Lighting | Columbia Lighting | MPL4-30HL-FA-EU | Indoor Luminaires | High-Bay | High-Bay Luminaires for Commercial and Industrial Buildings | Standard | FALSE | [9 empty] | 42488 |  |  | Yes |  | 3.1 | 9778 | 113.7 | 86 | 7.3 | 0.92 | 3017 | 83
PNH9YRC5 | Hubbell Lighting | Columbia Lighting | MPL4-30HL-AD-EU | Indoor Luminaires | High-Bay | High-Bay Luminaires for Commercial and Industrial Buildings | Standard | FALSE | [9 empty] | 42488 |  |  | Yes |  | 3.1 | 9739 | 113.1 | 86.1 | 7.3 | 0.92 | 3017 | 83
PAUFN2SW | Hubbell Lighting | Columbia Lighting | MPL4-30HL-AC-EU-FA | Indoor Luminaires | High-Bay | Low-Bay Luminaires for Commercial and Industrial Buildings | Standard | FALSE | [9 empty] | 42488 |  |  | Yes |  | 3.1 | 9223 | 107.7 | 85.6 | 7.3 | 0.92 | 3017 | 83
PJ8THMHU | Hubbell Lighting | Columbia Lighting | MPL4-30HL-AD-EU-FA | Indoor Luminaires | High-Bay | Low-Bay Luminaires for Commercial and Industrial Buildings | Standard | FALSE | [9 empty] | 42488 |  |  | Yes |  | 3.1 | 9077 | 105.4 | 86.1 | 7.3 | 0.92 | 3017 | 83
P5BEZ9VY | Hubbell Lighting | Columbia Lighting | MPL4-30ML-W-EU | Indoor Luminaires | High-Bay | Low-Bay Luminaires for Commercial and Industrial Buildings | Standard | FALSE | [9 empty] | 42488 |  |  | Yes |  | 3.1 | 8635 | 122.1 | 70.7 | 7.3 | 0.92 | 3017 | 83
PB7B8UAY | Hubbell Lighting | Columbia Lighting | MPL4-30ML-FA-EU | Indoor Luminaires | High-Bay | Low-Bay Luminaires for Commercial and Industrial Buildings | Standard | FALSE | [9 empty] | 42488 |  |  | Yes |  | 3.1 | 8256 | 116.3 | 71 | 7.3 | 0.92 | 3017 | 83
PFMHKSZJ | Hubbell Lighting | Columbia Lighting | MPL4-30ML-AC-EU | Indoor Luminaires | High-Bay | Low-Bay Luminaires for Commercial and Industrial Buildings | Standard | FALSE | [9 empty] | 42488 |  |  | Yes |  | 3.1 | 8252 | 116.7 | 70.7 | 7.3 | 0.92 | 3017 | 83
P4Q3HZDE | Hubbell Lighting | Columbia Lighting | MPL4-30ML-AD-EU | Indoor Luminaires | High-Bay | Low-Bay Luminaires for Commercial and Industrial Buildings | Standard | FALSE | [9 empty] | 42488 |  |  | Yes |  | 3.1 | 8207 | 115.6 | 71 | 7.3 | 0.92 | 3017 | 83
PQ6WE6XA | Hubbell Lighting | Columbia Lighting | MPL4-30ML-AC-EU-FA | Indoor Luminaires | High-Bay | Low-Bay Luminaires for Commercial and Industrial Buildings | Standard | FALSE | [9 empty] | 42488 |  |  | Yes |  | 3.1 | 7701 | 108.9 | 70.7 | 7.3 | 0.92 | 3017 | 83
P6F997U3 | Hubbell Lighting | Columbia Lighting | MPL4-30ML-AD-EU-FA | Indoor Luminaires | High-Bay | Low-Bay Luminaires for Commercial and Industrial Buildings | Standard | FALSE | [9 empty] | 42488 |  |  | Yes |  | 3.1 | 7649 | 107.7 | 71 | 7.3 | 0.92 | 3017 | 83
PDRKEQT7 | Hubbell Lighting | Columbia Lighting | MPL8-30VL-W-EU | Indoor Luminaires | High-Bay | High-Bay Luminaires for Commercial and Industrial Buildings | Standard | FALSE | [9 empty] | 42488 |  |  | Yes |  | 3.1 | 22795 | 119.1 | 191.4 | 5.9 | 0.978 | 3017 | 83
PBP68TCK | Hubbell Lighting | Columbia Lighting | MPL8-30VL-AC-EU | Indoor Luminaires | High-Bay | High-Bay Luminaires for Commercial and Industrial Buildings | Standard | FALSE | [9 empty] | 42488 |  |  | Yes |  | 3.1 | 21784 | 113.8 | 191.4 | 5.9 | 0.978 | 3017 | 83
P28HEXR9 | Hubbell Lighting | Columbia Lighting | MPL8-30VL-AD-EU | Indoor Luminaires | High-Bay | High-Bay Luminaires for Commercial and Industrial Buildings | Standard | FALSE | [9 empty] | 42488 |  |  | Yes |  | 3.1 | 21450 | 112 | 191.6 | 5.9 | 0.978 | 3017 | 83
PQ3UHNFJ | Hubbell Lighting | Columbia Lighting | MPL8-30VL-FA-EU | Indoor Luminaires | High-Bay | High-Bay Luminaires for Commercial and Industrial Buildings | Standard | FALSE | [9 empty] | 42488 |  |  | Yes |  | 3.1 | 21064 | 110.9 | 190 | 5.9 | 0.978 | 3017 | 83
P5VJV98G | Hubbell Lighting | Columbia Lighting | MPL8-30VL-AC-EU-FA | Indoor Luminaires | High-Bay | High-Bay Luminaires for Commercial and Industrial Buildings | Standard | FALSE | [9 empty] | 42488 |  |  | Yes |  | 3.1 | 20329 | 106.2 | 191.4 | 5.9 | 0.978 | 3017 | 83
PUK8UW8V | Hubbell Lighting | Columbia Lighting | MPL8-30VL-AD-EU-FA | Indoor Luminaires | High-Bay | High-Bay Luminaires for Commercial and Industrial Buildings | Standard | FALSE | [9 empty] | 42488 |  |  | Yes |  | 3.1 | 19991 | 104.3 | 191.6 | 5.9 | 0.978 | 3017 | 83
PQ4DA1BV | Hubbell Lighting | Columbia Lighting | MPL4-30VL-W-EU | Indoor Luminaires | High-Bay | High-Bay Luminaires for Commercial and Industrial Buildings | Standard | FALSE | [9 empty] | 42488 |  |  | Yes |  | 3.1 | 11397 | 119.1 | 95.7 | 5.9 | 0.978 | 3017 | 83
PCD6R13E | Hubbell Lighting | Columbia Lighting | MPL4-30VL-AC-EU | Indoor Luminaires | High-Bay | High-Bay Luminaires for Commercial and Industrial Buildings | Standard | FALSE | [9 empty] | 42488 |  |  | Yes |  | 3.1 | 10892 | 113.8 | 95.7 | 5.9 | 0.978 | 3017 | 83
PZ428JZB | Hubbell Lighting | Columbia Lighting | MPL4-30VL-AD-EU | Indoor Luminaires | High-Bay | High-Bay Luminaires for Commercial and Industrial Buildings | Standard | FALSE | [9 empty] | 42488 |  |  | Yes |  | 3.1 | 10725 | 112 | 95.8 | 5.9 | 0.978 | 3017 | 83
PH2N1S6A | Hubbell Lighting | Columbia Lighting | MPL4-30VL-FA-EU | Indoor Luminaires | High-Bay | High-Bay Luminaires for Commercial and Industrial Buildings | Standard | FALSE | [9 empty] | 42488 |  |  | Yes |  | 3.1 | 10532 | 110.9 | 95 | 5.9 | 0.978 | 3017 | 83
PM8P662W | Hubbell Lighting | Columbia Lighting | MPL4-30VL-AC-EU-FA | Indoor Luminaires | High-Bay | High-Bay Luminaires for Commercial and Industrial Buildings | Standard | FALSE | [9 empty] | 42488 |  |  | Yes |  | 3.1 | 10164 | 106.2 | 95.7 | 5.9 | 0.978 | 3017 | 83
PHRSRBP2 | Hubbell Lighting | Columbia Lighting | MPL4-30VL-AD-EU-FA | Indoor Luminaires | High-Bay | High-Bay Luminaires for Commercial and Industrial Buildings | Standard | FALSE | [9 empty] | 42488 |  |  | Yes |  | 3.1 | 9996 | 104.3 | 95.8 | 5.9 | 0.978 | 3017 | 83
PJTBGKK1 | Hubbell Lighting | Columbia Lighting | MPL8-30LW-W-EU | Indoor Luminaires | High-Bay | High-Bay Luminaires for Commercial and Industrial Buildings | Premium | FALSE | [9 empty] | 42488 |  |  | Yes |  | 3.1 | 12582 | 127.3 | 98.8 | 5 | 0.998 | 3017 | 83
PB1UNAK6 | Hubbell Lighting | Columbia Lighting | MPL8-30LW-AC-EU | Indoor Luminaires | High-Bay | High-Bay Luminaires for Commercial and Industrial Buildings | Premium | FALSE | [9 empty] | 42488 |  |  | Yes |  | 3.1 | 12024 | 121.7 | 98.8 | 5 | 0.998 | 3017 | 83
PT1J4UHV | Hubbell Lighting | Columbia Lighting | MPL8-30LW-FA-EU | Indoor Luminaires | High-Bay | High-Bay Luminaires for Commercial and Industrial Buildings | Premium | FALSE | [9 empty] | 42488 |  |  | Yes |  | 3.1 | 11942 | 123.9 | 96.4 | 5 | 0.998 | 3017 | 83
PXQUE5RK | Hubbell Lighting | Columbia Lighting | MPL8-30LW-AD-EU | Indoor Luminaires | High-Bay | High-Bay Luminaires for Commercial and Industrial Buildings | Premium | FALSE | [9 empty] | 42488 |  |  | Yes |  | 3.1 | 11922 | 123.2 | 96.8 | 5 | 0.998 | 3017 | 83
PG1X66AY | Hubbell Lighting | Columbia Lighting | MPL8-30LW-AC-EU-FA | Indoor Luminaires | High-Bay | High-Bay Luminaires for Commercial and Industrial Buildings | Premium | FALSE | [9 empty] | 42488 |  |  | Yes |  | 3.1 | 11221 | 113.6 | 98.8 | 5 | 0.998 | 3017 | 83
P4RBJGP6 | Hubbell Lighting | Columbia Lighting | MPL8-30LW-AD-EU-FA | Indoor Luminaires | High-Bay | High-Bay Luminaires for Commercial and Industrial Buildings | Premium | FALSE | [9 empty] | 42488 |  |  | Yes |  | 3.1 | 11111 | 114.8 | 96.8 | 5 | 0.998 | 3017 | 83
PSY285AF | Hubbell Lighting | Columbia Lighting | MPL4-30LW-W-EU | Indoor Luminaires | High-Bay | Low-Bay Luminaires for Commercial and Industrial Buildings | Premium | FALSE | [9 empty] | 42488 |  |  | Yes |  | 3.1 | 6291 | 127.3 | 49.4 | 5 | 0.998 | 3017 | 83
PBPVYCCN | Hubbell Lighting | Columbia Lighting | MPL4-30LW-AC-EU | Indoor Luminaires | High-Bay | Low-Bay Luminaires for Commercial and Industrial Buildings | Premium | FALSE | [9 empty] | 42488 |  |  | Yes |  | 3.1 | 6012 | 121.7 | 49.4 | 5 | 0.998 | 3017 | 83
PPFF6YPX | Hubbell Lighting | Columbia Lighting | MPL4-30LW-FA-EU | Indoor Luminaires | High-Bay | Low-Bay Luminaires for Commercial and Industrial Buildings | Premium | FALSE | [9 empty] | 42488 |  |  | Yes |  | 3.1 | 5971 | 123.9 | 48.2 | 5 | 0.998 | 3017 | 83
PQZAYMAQ | Hubbell Lighting | Columbia Lighting | MPL4-30LW-AD-EU | Indoor Luminaires | High-Bay | Low-Bay Luminaires for Commercial and Industrial Buildings | Premium | FALSE | [9 empty] | 42488 |  |  | Yes |  | 3.1 | 5961 | 123.2 | 48.4 | 5 | 0.998 | 3017 | 83
PSRU55B8 | Hubbell Lighting | Columbia Lighting | MPL4-30LW-AC-EU-FA | Indoor Luminaires | High-Bay | Low-Bay Luminaires for Commercial and Industrial Buildings | Premium | FALSE | [9 empty] | 42488 |  |  | Yes |  | 3.1 | 5610 | 113.6 | 49.4 | 5 | 0.998 | 3017 | 83
PEBSSQR6 | Hubbell Lighting | Columbia Lighting | MPL4-30LW-AD-EU-FA | Indoor Luminaires | High-Bay | Low-Bay Luminaires for Commercial and Industrial Buildings | Premium | FALSE | [9 empty] | 42488 |  |  | Yes |  | 3.1 | 5556 | 114.8 | 48.4 | 5 | 0.998 | 3017 | 83
PEE1EG33 | Hubbell Lighting | Columbia Lighting | MPL8-30LW-W-ED1U | Indoor Luminaires | High-Bay | High-Bay Luminaires for Commercial and Industrial Buildings | Premium | FALSE | [9 empty] | 42488 |  |  | Yes |  | 3.1 | 12582 | 127.3 | 98.8 | 5 | 0.998 | 3017 | 83
PW4GTEZY | Hubbell Lighting | Columbia Lighting | MPL8-30LW-AC-ED1U | Indoor Luminaires | High-Bay | High-Bay Luminaires for Commercial and Industrial Buildings | Premium | FALSE | [9 empty] | 42488 |  |  | Yes |  | 3.1 | 12024 | 121.7 | 98.8 | 5 | 0.998 | 3017 | 83
P9GQX3DS | Hubbell Lighting | Columbia Lighting | MPL8-30LW-FA-ED1U | Indoor Luminaires | High-Bay | High-Bay Luminaires for Commercial and Industrial Buildings | Premium | FALSE | [9 empty] | 42488 |  |  | Yes |  | 3.1 | 11942 | 123.9 | 96.4 | 5 | 0.998 | 3017 | 83
P2AT8ASC | Hubbell Lighting | Columbia Lighting | MPL8-30LW-AD-ED1U | Indoor Luminaires | High-Bay | High-Bay Luminaires for Commercial and Industrial Buildings | Premium | FALSE | [9 empty] | 42488 |  |  | Yes |  | 3.1 | 11922 | 123.2 | 96.8 | 5 | 0.998 | 3017 | 83
PU9WYCZ4 | Hubbell Lighting | Columbia Lighting | MPL8-30LW-AC-ED1U-FA | Indoor Luminaires | High-Bay | High-Bay Luminaires for Commercial and Industrial Buildings | Premium | FALSE | [9 empty] | 42488 |  |  | Yes |  | 3.1 | 11221 | 113.6 | 98.8 | 5 | 0.998 | 3017 | 83
PXCQ5ATW | Hubbell Lighting | Columbia Lighting | MPL8-30LW-AD-ED1U-FA | Indoor Luminaires | High-Bay | High-Bay Luminaires for Commercial and Industrial Buildings | Premium | FALSE | [9 empty] | 42488 |  |  | Yes |  | 3.1 | 11111 | 114.8 | 96.8 | 5 | 0.998 | 3017 | 83
PNMHXTCV | Hubbell Lighting | Columbia Lighting | MPL4-30LW-W-ED1U | Indoor Luminaires | High-Bay | Low-Bay Luminaires for Commercial and Industrial Buildings | Premium | FALSE | [9 empty] | 42488 |  |  | Yes |  | 3.1 | 6291 | 127.3 | 49.4 | 5 | 0.998 | 3017 | 83
PSDCT84D | Hubbell Lighting | Columbia Lighting | MPL4-30LW-AC-ED1U | Indoor Luminaires | High-Bay | Low-Bay Luminaires for Commercial and Industrial Buildings | Premium | FALSE | [9 empty] | 42488 |  |  | Yes |  | 3.1 | 6012 | 121.7 | 49.4 | 5 | 0.998 | 3017 | 83
PBBBA6ZN | Hubbell Lighting | Columbia Lighting | MPL4-30LW-FA-ED1U | Indoor Luminaires | High-Bay | Low-Bay Luminaires for Commercial and Industrial Buildings | Premium | FALSE | [9 empty] | 42488 |  |  | Yes |  | 3.1 | 5971 | 123.9 | 48.2 | 5 | 0.998 | 3017 | 83
PJHADYJG | Hubbell Lighting | Columbia Lighting | MPL4-30LW-AD-ED1U | Indoor Luminaires | High-Bay | Low-Bay Luminaires for Commercial and Industrial Buildings | Premium | FALSE | [9 empty] | 42488 |  |  | Yes |  | 3.1 | 5961 | 123.2 | 48.4 | 5 | 0.998 | 3017 | 83
PZXUJDJB | Hubbell Lighting | Columbia Lighting | MPL4-30LW-AC-ED1U-FA | Indoor Luminaires | High-Bay | Low-Bay Luminaires for Commercial and Industrial Buildings | Premium | FALSE | [9 empty] | 42488 |  |  | Yes |  | 3.1 | 5610 | 113.6 | 49.4 | 5 | 0.998 | 3017 | 83
PQTPTQMD | Hubbell Lighting | Columbia Lighting | MPL4-30LW-AD-ED1U-FA | Indoor Luminaires | High-Bay | Low-Bay Luminaires for Commercial and Industrial Buildings | Premium | FALSE | [9 empty] | 42488 |  |  | Yes |  | 3.1 | 5556 | 114.8 | 48.4 | 5 | 0.998 | 3017 | 83
PVBEDZEN | Hubbell Lighting | Columbia Lighting | MPL8-30HL-W-EDU | Indoor Luminaires | High-Bay | High-Bay Luminaires for Commercial and Industrial Buildings | Standard | FALSE | [9 empty] | 42488 |  |  | Yes |  | 3.1 | 20683 | 120.8 | 171.2 | 7.3 | 0.92 | 3017 | 83
PM3HWQ1A | Hubbell Lighting | Columbia Lighting | MPL8-30HL-AC-EDU | Indoor Luminaires | High-Bay | High-Bay Luminaires for Commercial and Industrial Buildings | Standard | FALSE | [9 empty] | 42488 |  |  | Yes |  | 3.1 | 19766 | 115.5 | 171.2 | 7.3 | 0.92 | 3017 | 83
P87CDNQ9 | Hubbell Lighting | Columbia Lighting | MPL8-30HL-FA-EDU | Indoor Luminaires | High-Bay | High-Bay Luminaires for Commercial and Industrial Buildings | Standard | FALSE | [9 empty] | 42488 |  |  | Yes |  | 3.1 | 19556 | 113.7 | 172 | 7.3 | 0.92 | 3017 | 83
PKNGCV6U | Hubbell Lighting | Columbia Lighting | MPL8-30HL-AD-EDU | Indoor Luminaires | High-Bay | High-Bay Luminaires for Commercial and Industrial Buildings | Standard | FALSE | [9 empty] | 42488 |  |  | Yes |  | 3.1 | 19478 | 113.1 | 172.2 | 7.3 | 0.92 | 3017 | 83
P726RWMZ | Hubbell Lighting | Columbia Lighting | MPL8-30HL-AC-EDU-FA | Indoor Luminaires | High-Bay | High-Bay Luminaires for Commercial and Industrial Buildings | Standard | FALSE | [9 empty] | 42488 |  |  | Yes |  | 3.1 | 18446 | 107.7 | 171.2 | 7.3 | 0.92 | 3017 | 83
PZA2P2NV | Hubbell Lighting | Columbia Lighting | MPL8-30HL-AD-EDU-FA | Indoor Luminaires | High-Bay | High-Bay Luminaires for Commercial and Industrial Buildings | Standard | FALSE | [9 empty] | 42488 |  |  | Yes |  | 3.1 | 18153 | 105.4 | 172.2 | 7.3 | 0.92 | 3017 | 83
P2NEJRHT | Hubbell Lighting | Columbia Lighting | MPL8-30ML-W-EDU | Indoor Luminaires | High-Bay | High-Bay Luminaires for Commercial and Industrial Buildings | Standard | FALSE | [9 empty] | 42488 |  |  | Yes |  | 3.1 | 17270 | 122.1 | 141.4 | 7.3 | 0.92 | 3017 | 83
P2Q8N33K | Hubbell Lighting | Columbia Lighting | MPL8-30ML-FA-EDU | Indoor Luminaires | High-Bay | High-Bay Luminaires for Commercial and Industrial Buildings | Standard | FALSE | [9 empty] | 42488 |  |  | Yes |  | 3.1 | 16512 | 116.3 | 142 | 7.3 | 0.92 | 3017 | 83
PA4H1Y9C | Hubbell Lighting | Columbia Lighting | MPL8-30ML-AC-EDU | Indoor Luminaires | High-Bay | High-Bay Luminaires for Commercial and Industrial Buildings | Standard | FALSE | [9 empty] | 42488 |  |  | Yes |  | 3.1 | 16504 | 116.7 | 141.4 | 7.3 | 0.92 | 3017 | 83
PZNWE6FE | Hubbell Lighting | Columbia Lighting | MPL8-30ML-AD-EDU | Indoor Luminaires | High-Bay | High-Bay Luminaires for Commercial and Industrial Buildings | Standard | FALSE | [9 empty] | 42488 |  |  | Yes |  | 3.1 | 16414 | 115.6 | 142 | 7.3 | 0.92 | 3017 | 83
P7RG86EB | Hubbell Lighting | Columbia Lighting | MPL8-30ML-AC-EDU-FA | Indoor Luminaires | High-Bay | High-Bay Luminaires for Commercial and Industrial Buildings | Standard | FALSE | [9 empty] | 42488 |  |  | Yes |  | 3.1 | 15402 | 108.9 | 141.4 | 7.3 | 0.92 | 3017 | 83
PDYDDNN9 | Hubbell Lighting | Columbia Lighting | MPL8-30ML-AD-EDU-FA | Indoor Luminaires | High-Bay | High-Bay Luminaires for Commercial and Industrial Buildings | Standard | FALSE | [9 empty] | 42488 |  |  | Yes |  | 3.1 | 15298 | 107.7 | 142 | 7.3 | 0.92 | 3017 | 83
P9VXRCNW | Hubbell Lighting | Columbia Lighting | MPL4-30HL-W-EDU | Indoor Luminaires | High-Bay | High-Bay Luminaires for Commercial and Industrial Buildings | Standard | FALSE | [9 empty] | 42488 |  |  | Yes |  | 3.1 | 10342 | 120.8 | 85.6 | 7.3 | 0.92 | 3017 | 83
P9YXKX48 | Hubbell Lighting | Columbia Lighting | MPL4-30HL-AC-EDU | Indoor Luminaires | High-Bay | High-Bay Luminaires for Commercial and Industrial Buildings | Standard | FALSE | [9 empty] | 42488 |  |  | Yes |  | 3.1 | 9883 | 115.5 | 85.6 | 7.3 | 0.92 | 3017 | 83
PGEFDVV2 | Hubbell Lighting | Columbia Lighting | MPL4-30HL-FA-EDU | Indoor Luminaires | High-Bay | High-Bay Luminaires for Commercial and Industrial Buildings | Standard | FALSE | [9 empty] | 42488 |  |  | Yes |  | 3.1 | 9778 | 113.7 | 86 | 7.3 | 0.92 | 3017 | 83
PN4XN7M8 | Hubbell Lighting | Columbia Lighting | MPL4-30HL-AC-EDU-FA | Indoor Luminaires | High-Bay | Low-Bay Luminaires for Commercial and Industrial Buildings | Standard | FALSE | [9 empty] | 42488 |  |  | Yes |  | 3.1 | 9223 | 107.7 | 85.6 | 7.3 | 0.92 | 3017 | 83
PCYBJ1G2 | Hubbell Lighting | Columbia Lighting | MPL4-30HL-AD-EDU-FA | Indoor Luminaires | High-Bay | Low-Bay Luminaires for Commercial and Industrial Buildings | Standard | FALSE | [9 empty] | 42488 |  |  | Yes |  | 3.1 | 9077 | 105.4 | 86.1 | 7.3 | 0.92 | 3017 | 83
PTKQBY5J | Hubbell Lighting | Columbia Lighting | MPL4-30ML-W-EDU | Indoor Luminaires | High-Bay | Low-Bay Luminaires for Commercial and Industrial Buildings | Standard | FALSE | [9 empty] | 42488 |  |  | Yes |  | 3.1 | 8635 | 122.1 | 70.7 | 7.3 | 0.92 | 3017 | 83
PUXQWNY4 | Hubbell Lighting | Columbia Lighting | MPL4-30ML-FA-EDU | Indoor Luminaires | High-Bay | Low-Bay Luminaires for Commercial and Industrial Buildings | Standard | FALSE | [9 empty] | 42488 |  |  | Yes |  | 3.1 | 8256 | 116.3 | 71 | 7.3 | 0.92 | 3017 | 83
P5T956ZZ | Hubbell Lighting | Columbia Lighting | MPL4-30ML-AC-EDU | Indoor Luminaires | High-Bay | Low-Bay Luminaires for Commercial and Industrial Buildings | Standard | FALSE | [9 empty] | 42488 |  |  | Yes |  | 3.1 | 8252 | 116.7 | 70.7 | 7.3 | 0.92 | 3017 | 83
PCW1ZX7E | Hubbell Lighting | Columbia Lighting | MPL4-30ML-AD-EDU | Indoor Luminaires | High-Bay | Low-Bay Luminaires for Commercial and Industrial Buildings | Standard | FALSE | [9 empty] | 42488 |  |  | Yes |  | 3.1 | 8207 | 115.6 | 71 | 7.3 | 0.92 | 3017 | 83
PCYNDQVW | Hubbell Lighting | Columbia Lighting | MPL4-30ML-AC-EDU-FA | Indoor Luminaires | High-Bay | Low-Bay Luminaires for Commercial and Industrial Buildings | Standard | FALSE | [9 empty] | 42488 |  |  | Yes |  | 3.1 | 7701 | 108.9 | 70.7 | 7.3 | 0.92 | 3017 | 83
P76X4YRX | Hubbell Lighting | Columbia Lighting | MPL4-30ML-AD-EDU-FA | Indoor Luminaires | High-Bay | Low-Bay Luminaires for Commercial and Industrial Buildings | Standard | FALSE | [9 empty] | 42488 |  |  | Yes |  | 3.1 | 7649 | 107.7 | 71 | 7.3 | 0.92 | 3017 | 83
PZQCR57A | Hubbell Lighting | Columbia Lighting | MPL8-30VL-W-EDU | Indoor Luminaires | High-Bay | High-Bay Luminaires for Commercial and Industrial Buildings | Standard | FALSE | [9 empty] | 42488 |  |  | Yes |  | 3.1 | 22795 | 119.1 | 191.4 | 5.9 | 0.978 | 3017 | 83
PFG5N1AN | Hubbell Lighting | Columbia Lighting | MPL8-30VL-AC-EDU | Indoor Luminaires | High-Bay | High-Bay Luminaires for Commercial and Industrial Buildings | Standard | FALSE | [9 empty] | 42488 |  |  | Yes |  | 3.1 | 21784 | 113.8 | 191.4 | 5.9 | 0.978 | 3017 | 83
PCMB3TSC | Hubbell Lighting | Columbia Lighting | MPL8-30VL-AD-EDU | Indoor Luminaires | High-Bay | High-Bay Luminaires for Commercial and Industrial Buildings | Standard | FALSE | [9 empty] | 42488 |  |  | Yes |  | 3.1 | 21450 | 112 | 191.6 | 5.9 | 0.978 | 3017 | 83
PXE19YY7 | Hubbell Lighting | Columbia Lighting | MPL8-30VL-FA-EDU | Indoor Luminaires | High-Bay | High-Bay Luminaires for Commercial and Industrial Buildings | Standard | FALSE | [9 empty] | 42488 |  |  | Yes |  | 3.1 | 21064 | 110.9 | 190 | 5.9 | 0.978 | 3017 | 83
P4NYK6CQ | Hubbell Lighting | Columbia Lighting | MPL8-30VL-AC-EDU-FA | Indoor Luminaires | High-Bay | High-Bay Luminaires for Commercial and Industrial Buildings | Standard | FALSE | [9 empty] | 42488 |  |  | Yes |  | 3.1 | 20329 | 106.2 | 191.4 | 5.9 | 0.978 | 3017 | 83
PQQYKW66 | Hubbell Lighting | Columbia Lighting | MPL8-30VL-AD-EDU-FA | Indoor Luminaires | High-Bay | High-Bay Luminaires for Commercial and Industrial Buildings | Standard | FALSE | [9 empty] | 42488 |  |  | Yes |  | 3.1 | 19991 | 104.3 | 191.6 | 5.9 | 0.978 | 3017 | 83
PVF5YRX9 | Hubbell Lighting | Columbia Lighting | MPL4-30VL-W-EDU | Indoor Luminaires | High-Bay | High-Bay Luminaires for Commercial and Industrial Buildings | Standard | FALSE | [9 empty] | 42488 |  |  | Yes |  | 3.1 | 11397 | 119.1 | 95.7 | 5.9 | 0.978 | 3017 | 83
PFVC6VWW | Hubbell Lighting | Columbia Lighting | MPL4-30VL-AC-EDU | Indoor Luminaires | High-Bay | High-Bay Luminaires for Commercial and Industrial Buildings | Standard | FALSE | [9 empty] | 42488 |  |  | Yes |  | 3.1 | 10892 | 113.8 | 95.7 | 5.9 | 0.978 | 3017 | 83
P72XXVGC | Hubbell Lighting | Columbia Lighting | MPL4-30VL-AD-EDU | Indoor Luminaires | High-Bay | High-Bay Luminaires for Commercial and Industrial Buildings | Standard | FALSE | [9 empty] | 42488 |  |  | Yes |  | 3.1 | 10725 | 112 | 95.8 | 5.9 | 0.978 | 3017 | 83
PQH55VBD | Hubbell Lighting | Columbia Lighting | MPL4-30VL-FA-EDU | Indoor Luminaires | High-Bay | High-Bay Luminaires for Commercial and Industrial Buildings | Standard | FALSE | [9 empty] | 42488 |  |  | Yes |  | 3.1 | 10532 | 110.9 | 95 | 5.9 | 0.978 | 3017 | 83
PF5GAVHT | Hubbell Lighting | Columbia Lighting | MPL4-30VL-AC-EDU-FA | Indoor Luminaires | High-Bay | High-Bay Luminaires for Commercial and Industrial Buildings | Standard | FALSE | [9 empty] | 42488 |  |  | Yes |  | 3.1 | 10164 | 106.2 | 95.7 | 5.9 | 0.978 | 3017 | 83
PYCMDYT8 | Hubbell Lighting | Columbia Lighting | MPL4-30VL-AD-EDU-FA | Indoor Luminaires | High-Bay | High-Bay Luminaires for Commercial and Industrial Buildings | Standard | FALSE | [9 empty] | 42488 |  |  | Yes |  | 3.1 | 9996 | 104.3 | 95.8 | 5.9 | 0.978 | 3017 | 83
PQTDY3YA | Hubbell Lighting | Columbia Lighting | MPL8-30LW-W-EDU | Indoor Luminaires | High-Bay | High-Bay Luminaires for Commercial and Industrial Buildings | Premium | FALSE | [9 empty] | 42488 |  |  | Yes |  | 3.1 | 12582 | 127.3 | 98.8 | 5 | 0.998 | 3017 | 83
PUPXDKPP | Hubbell Lighting | Columbia Lighting | MPL8-30LW-AC-EDU | Indoor Luminaires | High-Bay | High-Bay Luminaires for Commercial and Industrial Buildings | Premium | FALSE | [9 empty] | 42488 |  |  | Yes |  | 3.1 | 12024 | 121.7 | 98.8 | 5 | 0.998 | 3017 | 83
PD4V3XEC | Hubbell Lighting | Columbia Lighting | MPL8-30LW-FA-EDU | Indoor Luminaires | High-Bay | High-Bay Luminaires for Commercial and Industrial Buildings | Premium | FALSE | [9 empty] | 42488 |  |  | Yes |  | 3.1 | 11942 | 123.9 | 96.4 | 5 | 0.998 | 3017 | 83
PV75V9N8 | Hubbell Lighting | Columbia Lighting | MPL8-30LW-AD-EDU | Indoor Luminaires | High-Bay | High-Bay Luminaires for Commercial and Industrial Buildings | Premium | FALSE | [9 empty] | 42488 |  |  | Yes |  | 3.1 | 11922 | 123.2 | 96.8 | 5 | 0.998 | 3017 | 83
PT8KUAX3 | Hubbell Lighting | Columbia Lighting | MPL8-30LW-AC-EDU-FA | Indoor Luminaires | High-Bay | High-Bay Luminaires for Commercial and Industrial Buildings | Premium | FALSE | [9 empty] | 42488 |  |  | Yes |  | 3.1 | 11221 | 113.6 | 98.8 | 5 | 0.998 | 3017 | 83
PEAVAM45 | Hubbell Lighting | Columbia Lighting | MPL8-30LW-AD-EDU-FA | Indoor Luminaires | High-Bay | High-Bay Luminaires for Commercial and Industrial Buildings | Premium | FALSE | [9 empty] | 42488 |  |  | Yes |  | 3.1 | 11111 | 114.8 | 96.8 | 5 | 0.998 | 3017 | 83
PQR332SR | Hubbell Lighting | Columbia Lighting | MPL4-30LW-W-EDU | Indoor Luminaires | High-Bay | Low-Bay Luminaires for Commercial and Industrial Buildings | Premium | FALSE | [9 empty] | 42488 |  |  | Yes |  | 3.1 | 6291 | 127.3 | 49.4 | 5 | 0.998 | 3017 | 83
P6QK9VB9 | Hubbell Lighting | Columbia Lighting | MPL4-30LW-AC-EDU | Indoor Luminaires | High-Bay | Low-Bay Luminaires for Commercial and Industrial Buildings | Premium | FALSE | [9 empty] | 42488 |  |  | Yes |  | 3.1 | 6012 | 121.7 | 49.4 | 5 | 0.998 | 3017 | 83
P8HW8BTZ | Hubbell Lighting | Columbia Lighting | MPL4-30LW-FA-EDU | Indoor Luminaires | High-Bay | Low-Bay Luminaires for Commercial and Industrial Buildings | Premium | FALSE | [9 empty] | 42488 |  |  | Yes |  | 3.1 | 5971 | 123.9 | 48.2 | 5 | 0.998 | 3017 | 83
PG3JEXT2 | Hubbell Lighting | Columbia Lighting | MPL4-30LW-AD-EDU | Indoor Luminaires | High-Bay | Low-Bay Luminaires for Commercial and Industrial Buildings | Premium | FALSE | [9 empty] | 42488 |  |  | Yes |  | 3.1 | 5961 | 123.2 | 48.4 | 5 | 0.998 | 3017 | 83
PN5SAXRP | Hubbell Lighting | Columbia Lighting | MPL4-30LW-AC-EDU-FA | Indoor Luminaires | High-Bay | Low-Bay Luminaires for Commercial and Industrial Buildings | Premium | FALSE | [9 empty] | 42488 |  |  | Yes |  | 3.1 | 5610 | 113.6 | 49.4 | 5 | 0.998 | 3017 | 83
P39TVHJR | Hubbell Lighting | Columbia Lighting | MPL4-30LW-AD-EDU-FA | Indoor Luminaires | High-Bay | Low-Bay Luminaires for Commercial and Industrial Buildings | Premium | FALSE | [9 empty] | 42488 |  |  | Yes |  | 3.1 | 5556 | 114.8 | 48.4 | 5 | 0.998 | 3017 | 83
PEGVGABH | Hubbell Lighting | Columbia Lighting | MPL8-40HL-W-EU | Indoor Luminaires | High-Bay | High-Bay Luminaires for Commercial and Industrial Buildings | Standard | FALSE | [9 empty] | 42488 |  |  | Yes |  | 3.1 | 21771 | 127.2 | 171.2 | 7.3 | 0.92 | 2889 | 83
PR5TPE6J | Hubbell Lighting | Columbia Lighting | MPL8-40HL-AC-EU | Indoor Luminaires | High-Bay | High-Bay Luminaires for Commercial and Industrial Buildings | Standard | FALSE | [9 empty] | 42488 |  |  | Yes |  | 3.1 | 20806 | 121.5 | 171.2 | 7.3 | 0.92 | 2889 | 83
PB1Z37RU | Hubbell Lighting | Columbia Lighting | MPL8-40HL-FA-EU | Indoor Luminaires | High-Bay | High-Bay Luminaires for Commercial and Industrial Buildings | Standard | FALSE | [9 empty] | 42488 |  |  | Yes |  | 3.1 | 20585 | 119.7 | 172 | 7.3 | 0.92 | 2889 | 83
P2GUPYNY | Hubbell Lighting | Columbia Lighting | MPL8-40HL-AD-EU | Indoor Luminaires | High-Bay | High-Bay Luminaires for Commercial and Industrial Buildings | Standard | FALSE | [9 empty] | 42488 |  |  | Yes |  | 3.1 | 20503 | 119.1 | 172.2 | 7.3 | 0.92 | 2889 | 83
PSRH5WW2 | Hubbell Lighting | Columbia Lighting | MPL8-40HL-AC-EU-FA | Indoor Luminaires | High-Bay | High-Bay Luminaires for Commercial and Industrial Buildings | Standard | FALSE | [9 empty] | 42488 |  |  | Yes |  | 3.1 | 19416 | 113.4 | 171.2 | 7.3 | 0.92 | 2889 | 83
PSQX1QNX | Hubbell Lighting | Columbia Lighting | MPL8-40HL-AD-EU-FA | Indoor Luminaires | High-Bay | High-Bay Luminaires for Commercial and Industrial Buildings | Standard | FALSE | [9 empty] | 42488 |  |  | Yes |  | 3.1 | 19108 | 111 | 172.2 | 7.3 | 0.92 | 2889 | 83
PSNK1FFD | Hubbell Lighting | Columbia Lighting | MPL8-40ML-W-EU | Indoor Luminaires | High-Bay | High-Bay Luminaires for Commercial and Industrial Buildings | Standard | FALSE | [9 empty] | 42488 |  |  | Yes |  | 3.1 | 18178 | 128.6 | 141.4 | 7.3 | 0.92 | 2889 | 83
P26QBP4M | Hubbell Lighting | Columbia Lighting | MPL8-40ML-FA-EU | Indoor Luminaires | High-Bay | High-Bay Luminaires for Commercial and Industrial Buildings | Standard | FALSE | [9 empty] | 42488 |  |  | Yes |  | 3.1 | 17381 | 122.4 | 142 | 7.3 | 0.92 | 2889 | 83
P3QYT5XN | Hubbell Lighting | Columbia Lighting | MPL8-40ML-AC-EU | Indoor Luminaires | High-Bay | High-Bay Luminaires for Commercial and Industrial Buildings | Standard | FALSE | [9 empty] | 42488 |  |  | Yes |  | 3.1 | 17372 | 122.9 | 141.4 | 7.3 | 0.92 | 2889 | 83
P4GSW7RT | Hubbell Lighting | Columbia Lighting | MPL8-40ML-AD-EU | Indoor Luminaires | High-Bay | High-Bay Luminaires for Commercial and Industrial Buildings | Standard | FALSE | [9 empty] | 42488 |  |  | Yes |  | 3.1 | 17277 | 121.7 | 142 | 7.3 | 0.92 | 2889 | 83
PDN4MV5X | Hubbell Lighting | Columbia Lighting | MPL8-40ML-AC-EU-FA | Indoor Luminaires | High-Bay | High-Bay Luminaires for Commercial and Industrial Buildings | Standard | FALSE | [9 empty] | 42488 |  |  | Yes |  | 3.1 | 16212 | 114.7 | 141.4 | 7.3 | 0.92 | 2889 | 83
P1MAZP1H | Hubbell Lighting | Columbia Lighting | MPL8-40ML-AD-EU-FA | Indoor Luminaires | High-Bay | High-Bay Luminaires for Commercial and Industrial Buildings | Standard | FALSE | [9 empty] | 42488 |  |  | Yes |  | 3.1 | 16103 | 113.4 | 142 | 7.3 | 0.92 | 2889 | 83
PS9ESN1T | Hubbell Lighting | Columbia Lighting | MPL4-40HL-W-EU | Indoor Luminaires | High-Bay | High-Bay Luminaires for Commercial and Industrial Buildings | Standard | FALSE | [9 empty] | 42488 |  |  | Yes |  | 3.1 | 10886 | 127.2 | 85.6 | 7.3 | 0.92 | 2889 | 83
P2WP2T7D | Hubbell Lighting | Columbia Lighting | MPL4-40HL-AC-EU | Indoor Luminaires | High-Bay | High-Bay Luminaires for Commercial and Industrial Buildings | Standard | FALSE | [9 empty] | 42488 |  |  | Yes |  | 3.1 | 10403 | 121.5 | 85.6 | 7.3 | 0.92 | 2889 | 83
P4VR61NT | Hubbell Lighting | Columbia Lighting | MPL4-40HL-FA-EU | Indoor Luminaires | High-Bay | High-Bay Luminaires for Commercial and Industrial Buildings | Standard | FALSE | [9 empty] | 42488 |  |  | Yes |  | 3.1 | 10292 | 119.7 | 86 | 7.3 | 0.92 | 2889 | 83
PCY9JHG4 | Hubbell Lighting | Columbia Lighting | MPL4-40HL-AD-EU | Indoor Luminaires | High-Bay | High-Bay Luminaires for Commercial and Industrial Buildings | Standard | FALSE | [9 empty] | 42488 |  |  | Yes |  | 3.1 | 10251 | 119.1 | 86.1 | 7.3 | 0.92 | 2889 | 83
PDBWTC4P | Hubbell Lighting | Columbia Lighting | MPL4-40HL-AC-EU-FA | Indoor Luminaires | High-Bay | Low-Bay Luminaires for Commercial and Industrial Buildings | Standard | FALSE | [9 empty] | 42488 |  |  | Yes |  | 3.1 | 9708 | 113.4 | 85.6 | 7.3 | 0.92 | 2889 | 83
P8ZEZNUR | Hubbell Lighting | Columbia Lighting | MPL4-40HL-AD-EU-FA | Indoor Luminaires | High-Bay | Low-Bay Luminaires for Commercial and Industrial Buildings | Standard | FALSE | [9 empty] | 42488 |  |  | Yes |  | 3.1 | 9554 | 111 | 86.1 | 7.3 | 0.92 | 2889 | 83
PUNWA9PN | Hubbell Lighting | Columbia Lighting | MPL4-40ML-W-EU | Indoor Luminaires | High-Bay | Low-Bay Luminaires for Commercial and Industrial Buildings | Standard | FALSE | [9 empty] | 42488 |  |  | Yes |  | 3.1 | 9089 | 128.6 | 70.7 | 7.3 | 0.92 | 2889 | 83
PD27ZSB1 | Hubbell Lighting | Columbia Lighting | MPL4-40ML-FA-EU | Indoor Luminaires | High-Bay | Low-Bay Luminaires for Commercial and Industrial Buildings | Standard | FALSE | [9 empty] | 42488 |  |  | Yes |  | 3.1 | 8690 | 122.4 | 71 | 7.3 | 0.92 | 2889 | 83
P11FNKM7 | Hubbell Lighting | Columbia Lighting | MPL4-40ML-AC-EU | Indoor Luminaires | High-Bay | Low-Bay Luminaires for Commercial and Industrial Buildings | Standard | FALSE | [9 empty] | 42488 |  |  | Yes |  | 3.1 | 8686 | 122.9 | 70.7 | 7.3 | 0.92 | 2889 | 83
P4MJUTV8 | Hubbell Lighting | Columbia Lighting | MPL4-40ML-AD-EU | Indoor Luminaires | High-Bay | Low-Bay Luminaires for Commercial and Industrial Buildings | Standard | FALSE | [9 empty] | 42488 |  |  | Yes |  | 3.1 | 8639 | 121.7 | 71 | 7.3 | 0.92 | 2889 | 83
PP4RFGCT | Hubbell Lighting | Columbia Lighting | MPL4-40ML-AC-EU-FA | Indoor Luminaires | High-Bay | Low-Bay Luminaires for Commercial and Industrial Buildings | Standard | FALSE | [9 empty] | 42488 |  |  | Yes |  | 3.1 | 8106 | 114.7 | 70.7 | 7.3 | 0.92 | 2889 | 83
PSQR34RK | Hubbell Lighting | Columbia Lighting | MPL4-40ML-AD-EU-FA | Indoor Luminaires | High-Bay | Low-Bay Luminaires for Commercial and Industrial Buildings | Standard | FALSE | [9 empty] | 42488 |  |  | Yes |  | 3.1 | 8052 | 113.4 | 71 | 7.3 | 0.92 | 2889 | 83
PBUYHHB1 | Hubbell Lighting | Columbia Lighting | MPL8-40VL-W-EU | Indoor Luminaires | High-Bay | High-Bay Luminaires for Commercial and Industrial Buildings | Standard | FALSE | [9 empty] | 42488 |  |  | Yes |  | 3.1 | 23994 | 125.4 | 191.4 | 5.9 | 0.978 | 2889 | 83
PE36RSN2 | Hubbell Lighting | Columbia Lighting | MPL8-40VL-AC-EU | Indoor Luminaires | High-Bay | High-Bay Luminaires for Commercial and Industrial Buildings | Standard | FALSE | [9 empty] | 42488 |  |  | Yes |  | 3.1 | 22930 | 119.8 | 191.4 | 5.9 | 0.978 | 2889 | 83
PFG4QWKD | Hubbell Lighting | Columbia Lighting | MPL8-40VL-AD-EU | Indoor Luminaires | High-Bay | High-Bay Luminaires for Commercial and Industrial Buildings | Standard | FALSE | [9 empty] | 42488 |  |  | Yes |  | 3.1 | 22578 | 117.8 | 191.6 | 5.9 | 0.978 | 2889 | 83
PCX41QED | Hubbell Lighting | Columbia Lighting | MPL8-40VL-FA-EU | Indoor Luminaires | High-Bay | High-Bay Luminaires for Commercial and Industrial Buildings | Standard | FALSE | [9 empty] | 42488 |  |  | Yes |  | 3.1 | 22172 | 116.7 | 190 | 5.9 | 0.978 | 2889 | 83
PSEU33QS | Hubbell Lighting | Columbia Lighting | MPL8-40VL-AC-EU-FA | Indoor Luminaires | High-Bay | High-Bay Luminaires for Commercial and Industrial Buildings | Standard | FALSE | [9 empty] | 42488 |  |  | Yes |  | 3.1 | 21398 | 111.8 | 191.4 | 5.9 | 0.978 | 2889 | 83
PPQ69YAE | Hubbell Lighting | Columbia Lighting | MPL8-40VL-AD-EU-FA | Indoor Luminaires | High-Bay | High-Bay Luminaires for Commercial and Industrial Buildings | Standard | FALSE | [9 empty] | 42488 |  |  | Yes |  | 3.1 | 21043 | 109.8 | 191.6 | 5.9 | 0.978 | 2889 | 83
P6Y3NW27 | Hubbell Lighting | Columbia Lighting | MPL4-40VL-W-EU | Indoor Luminaires | High-Bay | High-Bay Luminaires for Commercial and Industrial Buildings | Standard | FALSE | [9 empty] | 42488 |  |  | Yes |  | 3.1 | 11997 | 125.4 | 95.7 | 5.9 | 0.978 | 2889 | 83
PHY3JPTK | Hubbell Lighting | Columbia Lighting | MPL4-40VL-AC-EU | Indoor Luminaires | High-Bay | High-Bay Luminaires for Commercial and Industrial Buildings | Standard | FALSE | [9 empty] | 42488 |  |  | Yes |  | 3.1 | 11465 | 119.8 | 95.7 | 5.9 | 0.978 | 2889 | 83
PB9KGFER | Hubbell Lighting | Columbia Lighting | MPL4-40VL-AD-EU | Indoor Luminaires | High-Bay | High-Bay Luminaires for Commercial and Industrial Buildings | Standard | FALSE | [9 empty] | 42488 |  |  | Yes |  | 3.1 | 11289 | 117.8 | 95.8 | 5.9 | 0.978 | 2889 | 83
PPMUHKSB | Hubbell Lighting | Columbia Lighting | MPL4-40VL-FA-EU | Indoor Luminaires | High-Bay | High-Bay Luminaires for Commercial and Industrial Buildings | Standard | FALSE | [9 empty] | 42488 |  |  | Yes |  | 3.1 | 11086 | 116.7 | 95 | 5.9 | 0.978 | 2889 | 83
PRJ56B6R | Hubbell Lighting | Columbia Lighting | MPL4-40VL-AC-EU-FA | Indoor Luminaires | High-Bay | High-Bay Luminaires for Commercial and Industrial Buildings | Standard | FALSE | [9 empty] | 42488 |  |  | Yes |  | 3.1 | 10699 | 111.8 | 95.7 | 5.9 | 0.978 | 2889 | 83
P8ARMHDR | Hubbell Lighting | Columbia Lighting | MPL4-40VL-AD-EU-FA | Indoor Luminaires | High-Bay | High-Bay Luminaires for Commercial and Industrial Buildings | Standard | FALSE | [9 empty] | 42488 |  |  | Yes |  | 3.1 | 10521 | 109.8 | 95.8 | 5.9 | 0.978 | 2889 | 83
PUEYUC73 | Hubbell Lighting | Columbia Lighting | MPL8-40LW-W-EU | Indoor Luminaires | High-Bay | High-Bay Luminaires for Commercial and Industrial Buildings | Premium | FALSE | [9 empty] | 42488 |  |  | Yes |  | 3.1 | 13243 | 134 | 98.8 | 5 | 0.998 | 2889 | 83
PFVAFPQ3 | Hubbell Lighting | Columbia Lighting | MPL8-40LW-AC-EU | Indoor Luminaires | High-Bay | High-Bay Luminaires for Commercial and Industrial Buildings | Premium | FALSE | [9 empty] | 42488 |  |  | Yes |  | 3.1 | 12656 | 128.1 | 98.8 | 5 | 0.998 | 2889 | 83
PEUZQGM2 | Hubbell Lighting | Columbia Lighting | MPL8-40LW-FA-EU | Indoor Luminaires | High-Bay | High-Bay Luminaires for Commercial and Industrial Buildings | Premium | FALSE | [9 empty] | 42488 |  |  | Yes |  | 3.1 | 12570 | 130.4 | 96.4 | 5 | 0.998 | 2889 | 83
PHRBXH4X | Hubbell Lighting | Columbia Lighting | MPL8-40LW-AD-EU | Indoor Luminaires | High-Bay | High-Bay Luminaires for Commercial and Industrial Buildings | Premium | FALSE | [9 empty] | 42488 |  |  | Yes |  | 3.1 | 12549 | 129.6 | 96.8 | 5 | 0.998 | 2889 | 83
P7Z7TWSH | Hubbell Lighting | Columbia Lighting | MPL8-40LW-AC-EU-FA | Indoor Luminaires | High-Bay | High-Bay Luminaires for Commercial and Industrial Buildings | Premium | FALSE | [9 empty] | 42488 |  |  | Yes |  | 3.1 | 11811 | 119.5 | 98.8 | 5 | 0.998 | 2889 | 83
P6BJJPXR | Hubbell Lighting | Columbia Lighting | MPL8-40LW-AD-EU-FA | Indoor Luminaires | High-Bay | High-Bay Luminaires for Commercial and Industrial Buildings | Premium | FALSE | [9 empty] | 42488 |  |  | Yes |  | 3.1 | 11697 | 120.8 | 96.8 | 5 | 0.998 | 2889 | 83
PSQ5D24M | Hubbell Lighting | Columbia Lighting | MPL4-40LW-W-EU | Indoor Luminaires | High-Bay | Low-Bay Luminaires for Commercial and Industrial Buildings | Premium | FALSE | [9 empty] | 42488 |  |  | Yes |  | 3.1 | 6622 | 134 | 49.4 | 5 | 0.998 | 2889 | 83
PN41JU85 | Hubbell Lighting | Columbia Lighting | MPL4-40LW-AC-EU | Indoor Luminaires | High-Bay | Low-Bay Luminaires for Commercial and Industrial Buildings | Premium | FALSE | [9 empty] | 42488 |  |  | Yes |  | 3.1 | 6328 | 128.1 | 49.4 | 5 | 0.998 | 2889 | 83
P1DM4ZY4 | Hubbell Lighting | Columbia Lighting | MPL4-40LW-FA-EU | Indoor Luminaires | High-Bay | Low-Bay Luminaires for Commercial and Industrial Buildings | Premium | FALSE | [9 empty] | 42488 |  |  | Yes |  | 3.1 | 6285 | 130.4 | 48.2 | 5 | 0.998 | 2889 | 83
PYUEVRK6 | Hubbell Lighting | Columbia Lighting | MPL4-40LW-AD-EU | Indoor Luminaires | High-Bay | Low-Bay Luminaires for Commercial and Industrial Buildings | Premium | FALSE | [9 empty] | 42488 |  |  | Yes |  | 3.1 | 6275 | 129.6 | 48.4 | 5 | 0.998 | 2889 | 83
PP51CRRZ | Hubbell Lighting | Columbia Lighting | MPL4-40LW-AC-EU-FA | Indoor Luminaires | High-Bay | Low-Bay Luminaires for Commercial and Industrial Buildings | Premium | FALSE | [9 empty] | 42488 |  |  | Yes |  | 3.1 | 5905 | 119.5 | 49.4 | 5 | 0.998 | 2889 | 83
PC6UUM9F | Hubbell Lighting | Columbia Lighting | MPL4-40LW-AD-EU-FA | Indoor Luminaires | High-Bay | Low-Bay Luminaires for Commercial and Industrial Buildings | Premium | FALSE | [9 empty] | 42488 |  |  | Yes |  | 3.1 | 5848 | 120.8 | 48.4 | 5 | 0.998 | 2889 | 83
P4HPDC2A | Hubbell Lighting | Columbia Lighting | MPL8-40LW-W-ED1U | Indoor Luminaires | High-Bay | High-Bay Luminaires for Commercial and Industrial Buildings | Premium | FALSE | [9 empty] | 42488 |  |  | Yes |  | 3.1 | 13243 | 134 | 98.8 | 5 | 0.998 | 2889 | 83
PECA4TUM | Hubbell Lighting | Columbia Lighting | MPL8-40LW-AC-ED1U | Indoor Luminaires | High-Bay | High-Bay Luminaires for Commercial and Industrial Buildings | Premium | FALSE | [9 empty] | 42488 |  |  | Yes |  | 3.1 | 12656 | 128.1 | 98.8 | 5 | 0.998 | 2889 | 83
P2C5M8UR | Hubbell Lighting | Columbia Lighting | MPL8-40LW-FA-ED1U | Indoor Luminaires | High-Bay | High-Bay Luminaires for Commercial and Industrial Buildings | Premium | FALSE | [9 empty] | 42488 |  |  | Yes |  | 3.1 | 12570 | 130.4 | 96.4 | 5 | 0.998 | 2889 | 83
P9U7VNR9 | Hubbell Lighting | Columbia Lighting | MPL8-40LW-AD-ED1U | Indoor Luminaires | High-Bay | High-Bay Luminaires for Commercial and Industrial Buildings | Premium | FALSE | [9 empty] | 42488 |  |  | Yes |  | 3.1 | 12549 | 129.6 | 96.8 | 5 | 0.998 | 2889 | 83
PKN1N1MN | Hubbell Lighting | Columbia Lighting | MPL8-40LW-AC-ED1U-FA | Indoor Luminaires | High-Bay | High-Bay Luminaires for Commercial and Industrial Buildings | Premium | FALSE | [9 empty] | 42488 |  |  | Yes |  | 3.1 | 11811 | 119.5 | 98.8 | 5 | 0.998 | 2889 | 83
P1VD1JZU | Hubbell Lighting | Columbia Lighting | MPL8-40LW-AD-ED1U-FA | Indoor Luminaires | High-Bay | High-Bay Luminaires for Commercial and Industrial Buildings | Premium | FALSE | [9 empty] | 42488 |  |  | Yes |  | 3.1 | 11697 | 120.8 | 96.8 | 5 | 0.998 | 2889 | 83
PUXCBD8G | Hubbell Lighting | Columbia Lighting | MPL4-40LW-W-ED1U | Indoor Luminaires | High-Bay | Low-Bay Luminaires for Commercial and Industrial Buildings | Premium | FALSE | [9 empty] | 42488 |  |  | Yes |  | 3.1 | 6622 | 134 | 49.4 | 5 | 0.998 | 2889 | 83
PDJF86GB | Hubbell Lighting | Columbia Lighting | MPL4-40LW-AC-ED1U | Indoor Luminaires | High-Bay | Low-Bay Luminaires for Commercial and Industrial Buildings | Premium | FALSE | [9 empty] | 42488 |  |  | Yes |  | 3.1 | 6328 | 128.1 | 49.4 | 5 | 0.998 | 2889 | 83
P19YQJPF | Hubbell Lighting | Columbia Lighting | MPL4-40LW-FA-ED1U | Indoor Luminaires | High-Bay | Low-Bay Luminaires for Commercial and Industrial Buildings | Premium | FALSE | [9 empty] | 42488 |  |  | Yes |  | 3.1 | 6285 | 130.4 | 48.2 | 5 | 0.998 | 2889 | 83
P2M7SGY3 | Hubbell Lighting | Columbia Lighting | MPL4-40LW-AD-ED1U | Indoor Luminaires | High-Bay | Low-Bay Luminaires for Commercial and Industrial Buildings | Premium | FALSE | [9 empty] | 42488 |  |  | Yes |  | 3.1 | 6275 | 129.6 | 48.4 | 5 | 0.998 | 2889 | 83
PJ2EJZVY | Hubbell Lighting | Columbia Lighting | MPL4-40LW-AC-ED1U-FA | Indoor Luminaires | High-Bay | Low-Bay Luminaires for Commercial and Industrial Buildings | Premium | FALSE | [9 empty] | 42488 |  |  | Yes |  | 3.1 | 5905 | 119.5 | 49.4 | 5 | 0.998 | 2889 | 83
PHUMYRS2 | Hubbell Lighting | Columbia Lighting | MPL4-40LW-AD-ED1U-FA | Indoor Luminaires | High-Bay | Low-Bay Luminaires for Commercial and Industrial Buildings | Premium | FALSE | [9 empty] | 42488 |  |  | Yes |  | 3.1 | 5848 | 120.8 | 48.4 | 5 | 0.998 | 2889 | 83
P1UJAWXB | Hubbell Lighting | Columbia Lighting | MPL8-40HL-W-EDU | Indoor Luminaires | High-Bay | High-Bay Luminaires for Commercial and Industrial Buildings | Standard | FALSE | [9 empty] | 42488 |  |  | Yes |  | 3.1 | 21771 | 127.2 | 171.2 | 7.3 | 0.92 | 2889 | 83
PHYKPPNU | Hubbell Lighting | Columbia Lighting | MPL8-40HL-AC-EDU | Indoor Luminaires | High-Bay | High-Bay Luminaires for Commercial and Industrial Buildings | Standard | FALSE | [9 empty] | 42488 |  |  | Yes |  | 3.1 | 20806 | 121.5 | 171.2 | 7.3 | 0.92 | 2889 | 83
P5QY2XQ7 | Hubbell Lighting | Columbia Lighting | MPL8-40HL-FA-EDU | Indoor Luminaires | High-Bay | High-Bay Luminaires for Commercial and Industrial Buildings | Standard | FALSE | [9 empty] | 42488 |  |  | Yes |  | 3.1 | 20585 | 119.7 | 172 | 7.3 | 0.92 | 2889 | 83
PMUQCJ82 | Hubbell Lighting | Columbia Lighting | MPL8-40HL-AD-EDU | Indoor Luminaires | High-Bay | High-Bay Luminaires for Commercial and Industrial Buildings | Standard | FALSE | [9 empty] | 42488 |  |  | Yes |  | 3.1 | 20503 | 119.1 | 172.2 | 7.3 | 0.92 | 2889 | 83
PZ1VJNQH | Hubbell Lighting | Columbia Lighting | MPL8-40HL-AC-EDU-FA | Indoor Luminaires | High-Bay | High-Bay Luminaires for Commercial and Industrial Buildings | Standard | FALSE | [9 empty] | 42488 |  |  | Yes |  | 3.1 | 19416 | 113.4 | 171.2 | 7.3 | 0.92 | 2889 | 83
P8JXMRPR | Hubbell Lighting | Columbia Lighting | MPL8-40HL-AD-EDU-FA | Indoor Luminaires | High-Bay | High-Bay Luminaires for Commercial and Industrial Buildings | Standard | FALSE | [9 empty] | 42488 |  |  | Yes |  | 3.1 | 19108 | 111 | 172.2 | 7.3 | 0.92 | 2889 | 83
PDWV63UP | Hubbell Lighting | Columbia Lighting | MPL8-40ML-W-EDU | Indoor Luminaires | High-Bay | High-Bay Luminaires for Commercial and Industrial Buildings | Standard | FALSE | [9 empty] | 42488 |  |  | Yes |  | 3.1 | 18178 | 128.6 | 141.4 | 7.3 | 0.92 | 2889 | 83
PFMWHS8W | Hubbell Lighting | Columbia Lighting | MPL8-40ML-FA-EDU | Indoor Luminaires | High-Bay | High-Bay Luminaires for Commercial and Industrial Buildings | Standard | FALSE | [9 empty] | 42488 |  |  | Yes |  | 3.1 | 17381 | 122.4 | 142 | 7.3 | 0.92 | 2889 | 83
PJ3B7SJ6 | Hubbell Lighting | Columbia Lighting | MPL8-40ML-AC-EDU | Indoor Luminaires | High-Bay | High-Bay Luminaires for Commercial and Industrial Buildings | Standard | FALSE | [9 empty] | 42488 |  |  | Yes |  | 3.1 | 17372 | 122.9 | 141.4 | 7.3 | 0.92 | 2889 | 83
P66C4JBJ | Hubbell Lighting | Columbia Lighting | MPL8-40ML-AD-EDU | Indoor Luminaires | High-Bay | High-Bay Luminaires for Commercial and Industrial Buildings | Standard | FALSE | [9 empty] | 42488 |  |  | Yes |  | 3.1 | 17277 | 121.7 | 142 | 7.3 | 0.92 | 2889 | 83
P2XGTPZH | Hubbell Lighting | Columbia Lighting | MPL8-40ML-AC-EDU-FA | Indoor Luminaires | High-Bay | High-Bay Luminaires for Commercial and Industrial Buildings | Standard | FALSE | [9 empty] | 42488 |  |  | Yes |  | 3.1 | 16212 | 114.7 | 141.4 | 7.3 | 0.92 | 2889 | 83
PGMM8DSP | Hubbell Lighting | Columbia Lighting | MPL8-40ML-AD-EDU-FA | Indoor Luminaires | High-Bay | High-Bay Luminaires for Commercial and Industrial Buildings | Standard | FALSE | [9 empty] | 42488 |  |  | Yes |  | 3.1 | 16103 | 113.4 | 142 | 7.3 | 0.92 | 2889 | 83
PZ9JSSCV | Hubbell Lighting | Columbia Lighting | MPL4-40HL-W-EDU | Indoor Luminaires | High-Bay | High-Bay Luminaires for Commercial and Industrial Buildings | Standard | FALSE | [9 empty] | 42488 |  |  | Yes |  | 3.1 | 10886 | 127.2 | 85.6 | 7.3 | 0.92 | 2889 | 83
PDESQJBN | Hubbell Lighting | Columbia Lighting | MPL4-40HL-AC-EDU | Indoor Luminaires | High-Bay | High-Bay Luminaires for Commercial and Industrial Buildings | Standard | FALSE | [9 empty] | 42488 |  |  | Yes |  | 3.1 | 10403 | 121.5 | 85.6 | 7.3 | 0.92 | 2889 | 83
PAFCPGSJ | Hubbell Lighting | Columbia Lighting | MPL4-40HL-FA-EDU | Indoor Luminaires | High-Bay | High-Bay Luminaires for Commercial and Industrial Buildings | Standard | FALSE | [9 empty] | 42488 |  |  | Yes |  | 3.1 | 10292 | 119.7 | 86 | 7.3 | 0.92 | 2889 | 83
PJQEA9F4 | Hubbell Lighting | Columbia Lighting | MPL4-40HL-AD-EDU | Indoor Luminaires | High-Bay | High-Bay Luminaires for Commercial and Industrial Buildings | Standard | FALSE | [9 empty] | 42488 |  |  | Yes |  | 3.1 | 10251 | 119.1 | 86.1 | 7.3 | 0.92 | 2889 | 83
P7KVWAH2 | Hubbell Lighting | Columbia Lighting | MPL4-40HL-AC-EDU-FA | Indoor Luminaires | High-Bay | Low-Bay Luminaires for Commercial and Industrial Buildings | Standard | FALSE | [9 empty] | 42488 |  |  | Yes |  | 3.1 | 9708 | 113.4 | 85.6 | 7.3 | 0.92 | 2889 | 83
P4YUSS6E | Hubbell Lighting | Columbia Lighting | MPL4-40HL-AD-EDU-FA | Indoor Luminaires | High-Bay | Low-Bay Luminaires for Commercial and Industrial Buildings | Standard | FALSE | [9 empty] | 42488 |  |  | Yes |  | 3.1 | 9554 | 111 | 86.1 | 7.3 | 0.92 | 2889 | 83
PZHAADXZ | Hubbell Lighting | Columbia Lighting | MPL4-40ML-W-EDU | Indoor Luminaires | High-Bay | Low-Bay Luminaires for Commercial and Industrial Buildings | Standard | FALSE | [9 empty] | 42488 |  |  | Yes |  | 3.1 | 9089 | 128.6 | 70.7 | 7.3 | 0.92 | 2889 | 83
PSFR1VJ5 | Hubbell Lighting | Columbia Lighting | MPL4-40ML-FA-EDU | Indoor Luminaires | High-Bay | Low-Bay Luminaires for Commercial and Industrial Buildings | Standard | FALSE | [9 empty] | 42488 |  |  | Yes |  | 3.1 | 8690 | 122.4 | 71 | 7.3 | 0.92 | 2889 | 83
P2FCCXMA | Hubbell Lighting | Columbia Lighting | MPL4-40ML-AC-EDU | Indoor Luminaires | High-Bay | Low-Bay Luminaires for Commercial and Industrial Buildings | Standard | FALSE | [9 empty] | 42488 |  |  | Yes |  | 3.1 | 8686 | 122.9 | 70.7 | 7.3 | 0.92 | 2889 | 83
PN9F5972 | Hubbell Lighting | Columbia Lighting | MPL4-40ML-AD-EDU | Indoor Luminaires | High-Bay | Low-Bay Luminaires for Commercial and Industrial Buildings | Standard | FALSE | [9 empty] | 42488 |  |  | Yes |  | 3.1 | 8639 | 121.7 | 71 | 7.3 | 0.92 | 2889 | 83
PAU6QYJV | Hubbell Lighting | Columbia Lighting | MPL4-40ML-AC-EDU-FA | Indoor Luminaires | High-Bay | Low-Bay Luminaires for Commercial and Industrial Buildings | Standard | FALSE | [9 empty] | 42488 |  |  | Yes |  | 3.1 | 8106 | 114.7 | 70.7 | 7.3 | 0.92 | 2889 | 83
PQXUPU2M | Hubbell Lighting | Columbia Lighting | MPL4-40ML-AD-EDU-FA | Indoor Luminaires | High-Bay | Low-Bay Luminaires for Commercial and Industrial Buildings | Standard | FALSE | [9 empty] | 42488 |  |  | Yes |  | 3.1 | 8052 | 113.4 | 71 | 7.3 | 0.92 | 2889 | 83
PNY7KZTR | Hubbell Lighting | Columbia Lighting | MPL8-40VL-W-EDU | Indoor Luminaires | High-Bay | High-Bay Luminaires for Commercial and Industrial Buildings | Standard | FALSE | [9 empty] | 42488 |  |  | Yes |  | 3.1 | 23994 | 125.4 | 191.4 | 5.9 | 0.978 | 2889 | 83
PXDKWBUF | Hubbell Lighting | Columbia Lighting | MPL8-40VL-AC-EDU | Indoor Luminaires | High-Bay | High-Bay Luminaires for Commercial and Industrial Buildings | Standard | FALSE | [9 empty] | 42488 |  |  | Yes |  | 3.1 | 22930 | 119.8 | 191.4 | 5.9 | 0.978 | 2889 | 83
P9GXNT2H | Hubbell Lighting | Columbia Lighting | MPL8-40VL-AD-EDU | Indoor Luminaires | High-Bay | High-Bay Luminaires for Commercial and Industrial Buildings | Standard | FALSE | [9 empty] | 42488 |  |  | Yes |  | 3.1 | 22578 | 117.8 | 191.6 | 5.9 | 0.978 | 2889 | 83
PNVZCFD1 | Hubbell Lighting | Columbia Lighting | MPL8-40VL-FA-EDU | Indoor Luminaires | High-Bay | High-Bay Luminaires for Commercial and Industrial Buildings | Standard | FALSE | [9 empty] | 42488 |  |  | Yes |  | 3.1 | 22172 | 116.7 | 190 | 5.9 | 0.978 | 2889 | 83
PWNJ6J8S | Hubbell Lighting | Columbia Lighting | MPL8-40VL-AC-EDU-FA | Indoor Luminaires | High-Bay | High-Bay Luminaires for Commercial and Industrial Buildings | Standard | FALSE | [9 empty] | 42488 |  |  | Yes |  | 3.1 | 21398 | 111.8 | 191.4 | 5.9 | 0.978 | 2889 | 83
PR59WRUE | Hubbell Lighting | Columbia Lighting | MPL8-40VL-AD-EDU-FA | Indoor Luminaires | High-Bay | High-Bay Luminaires for Commercial and Industrial Buildings | Standard | FALSE | [9 empty] | 42488 |  |  | Yes |  | 3.1 | 21043 | 109.8 | 191.6 | 5.9 | 0.978 | 2889 | 83
P1C25ZR5 | Hubbell Lighting | Columbia Lighting | MPL4-40VL-W-EDU | Indoor Luminaires | High-Bay | High-Bay Luminaires for Commercial and Industrial Buildings | Standard | FALSE | [9 empty] | 42488 |  |  | Yes |  | 3.1 | 11997 | 125.4 | 95.7 | 5.9 | 0.978 | 2889 | 83
P6EKW5G1 | Hubbell Lighting | Columbia Lighting | MPL4-40VL-AC-EDU | Indoor Luminaires | High-Bay | High-Bay Luminaires for Commercial and Industrial Buildings | Standard | FALSE | [9 empty] | 42488 |  |  | Yes |  | 3.1 | 11465 | 119.8 | 95.7 | 5.9 | 0.978 | 2889 | 83
PHWD4WVG | Hubbell Lighting | Columbia Lighting | MPL4-40VL-AD-EDU | Indoor Luminaires | High-Bay | High-Bay Luminaires for Commercial and Industrial Buildings | Standard | FALSE | [9 empty] | 42488 |  |  | Yes |  | 3.1 | 11289 | 117.8 | 95.8 | 5.9 | 0.978 | 2889 | 83
PRAP24R8 | Hubbell Lighting | Columbia Lighting | MPL4-40VL-FA-EDU | Indoor Luminaires | High-Bay | High-Bay Luminaires for Commercial and Industrial Buildings | Standard | FALSE | [9 empty] | 42488 |  |  | Yes |  | 3.1 | 11086 | 116.7 | 95 | 5.9 | 0.978 | 2889 | 83
PBVA3Z4N | Hubbell Lighting | Columbia Lighting | MPL4-40VL-AC-EDU-FA | Indoor Luminaires | High-Bay | High-Bay Luminaires for Commercial and Industrial Buildings | Standard | FALSE | [9 empty] | 42488 |  |  | Yes |  | 3.1 | 10699 | 111.8 | 95.7 | 5.9 | 0.978 | 2889 | 83
P5C223RG | Hubbell Lighting | Columbia Lighting | MPL4-40VL-AD-EDU-FA | Indoor Luminaires | High-Bay | High-Bay Luminaires for Commercial and Industrial Buildings | Standard | FALSE | [9 empty] | 42488 |  |  | Yes |  | 3.1 | 10521 | 109.8 | 95.8 | 5.9 | 0.978 | 2889 | 83
PYSKCSND | Hubbell Lighting | Columbia Lighting | MPL8-40LW-W-EDU | Indoor Luminaires | High-Bay | High-Bay Luminaires for Commercial and Industrial Buildings | Premium | FALSE | [9 empty] | 42488 |  |  | Yes |  | 3.1 | 13243 | 134 | 98.8 | 5 | 0.998 | 2889 | 83
PKM8A4R6 | Hubbell Lighting | Columbia Lighting | MPL8-40LW-AC-EDU | Indoor Luminaires | High-Bay | High-Bay Luminaires for Commercial and Industrial Buildings | Premium | FALSE | [9 empty] | 42488 |  |  | Yes |  | 3.1 | 12656 | 128.1 | 98.8 | 5 | 0.998 | 2889 | 83
P1DNX6HC | Hubbell Lighting | Columbia Lighting | MPL8-40LW-FA-EDU | Indoor Luminaires | High-Bay | High-Bay Luminaires for Commercial and Industrial Buildings | Premium | FALSE | [9 empty] | 42488 |  |  | Yes |  | 3.1 | 12570 | 130.4 | 96.4 | 5 | 0.998 | 2889 | 83
PMUG3WZS | Hubbell Lighting | Columbia Lighting | MPL8-40LW-AD-EDU | Indoor Luminaires | High-Bay | High-Bay Luminaires for Commercial and Industrial Buildings | Premium | FALSE | [9 empty] | 42488 |  |  | Yes |  | 3.1 | 12549 | 129.6 | 96.8 | 5 | 0.998 | 2889 | 83
PVRYFWVH | Hubbell Lighting | Columbia Lighting | MPL8-40LW-AC-EDU-FA | Indoor Luminaires | High-Bay | High-Bay Luminaires for Commercial and Industrial Buildings | Premium | FALSE | [9 empty] | 42488 |  |  | Yes |  | 3.1 | 11811 | 119.5 | 98.8 | 5 | 0.998 | 2889 | 83
P3GQDK7F | Hubbell Lighting | Columbia Lighting | MPL8-40LW-AD-EDU-FA | Indoor Luminaires | High-Bay | High-Bay Luminaires for Commercial and Industrial Buildings | Premium | FALSE | [9 empty] | 42488 |  |  | Yes |  | 3.1 | 11697 | 120.8 | 96.8 | 5 | 0.998 | 2889 | 83
PJ7BF2UP | Hubbell Lighting | Columbia Lighting | MPL4-40LW-W-EDU | Indoor Luminaires | High-Bay | Low-Bay Luminaires for Commercial and Industrial Buildings | Premium | FALSE | [9 empty] | 42488 |  |  | Yes |  | 3.1 | 6622 | 134 | 49.4 | 5 | 0.998 | 2889 | 83
P6QTW9BX | Hubbell Lighting | Columbia Lighting | MPL4-40LW-AC-EDU | Indoor Luminaires | High-Bay | Low-Bay Luminaires for Commercial and Industrial Buildings | Premium | FALSE | [9 empty] | 42488 |  |  | Yes |  | 3.1 | 6328 | 128.1 | 49.4 | 5 | 0.998 | 2889 | 83
P7A799HK | Hubbell Lighting | Columbia Lighting | MPL4-40LW-FA-EDU | Indoor Luminaires | High-Bay | Low-Bay Luminaires for Commercial and Industrial Buildings | Premium | FALSE | [9 empty] | 42488 |  |  | Yes |  | 3.1 | 6285 | 130.4 | 48.2 | 5 | 0.998 | 2889 | 83
PJA5SBA9 | Hubbell Lighting | Columbia Lighting | MPL4-40LW-AD-EDU | Indoor Luminaires | High-Bay | Low-Bay Luminaires for Commercial and Industrial Buildings | Premium | FALSE | [9 empty] | 42488 |  |  | Yes |  | 3.1 | 6275 | 129.6 | 48.4 | 5 | 0.998 | 2889 | 83
PGJ68WT3 | Hubbell Lighting | Columbia Lighting | MPL4-40LW-AC-EDU-FA | Indoor Luminaires | High-Bay | Low-Bay Luminaires for Commercial and Industrial Buildings | Premium | FALSE | [9 empty] | 42488 |  |  | Yes |  | 3.1 | 5905 | 119.5 | 49.4 | 5 | 0.998 | 2889 | 83
PVEJZZV5 | Hubbell Lighting | Columbia Lighting | MPL4-40LW-AD-EDU-FA | Indoor Luminaires | High-Bay | Low-Bay Luminaires for Commercial and Industrial Buildings | Premium | FALSE | [9 empty] | 42488 |  |  | Yes |  | 3.1 | 5848 | 120.8 | 48.4 | 5 | 0.998 | 2889 | 83
PT6SSWJN | Digital Lumens | Digital Lumens | CLE-F1-ST-A-850 | Indoor Luminaires | High-Bay | High-Bay Luminaires for Commercial and Industrial Buildings | Standard | FALSE | [9 empty] | 42488 |  |  | Yes |  | 3.1 | 20810 | 141 | 147 | 6.61 | 0.97 | 5139 | 83
P16HH5U3 | Digital Lumens | CLE | CLE-D1-ST-D-850 | Indoor Luminaires | High-Bay | High-Bay Luminaires for Commercial and Industrial Buildings | Standard | FALSE | [9 empty] | 42488 |  |  | Yes | Updated on 9/22/2016 | 3.1 | 17640 | 153.92 | 114.6 | 10.67 | 0.95 | 5116 | 82.84
PBPU2PCT | Digital Lumens | Digital Lumens | CLE-D1-ST-A-850 | Indoor Luminaires | High-Bay | High-Bay Luminaires for Commercial and Industrial Buildings | Standard | FALSE | [9 empty] | 42488 |  |  | Yes |  | 3.1 | 16260 | 143 | 114 | 9.27 | 0.95 | 5112 | 83
PNRH2WM1 | Digital Lumens | CLE | CLE-F1-ST-D-850 | Indoor Luminaires | High-Bay | High-Bay Luminaires for Commercial and Industrial Buildings | Standard | FALSE | [9 empty] | 42488 |  |  | Yes | Updated on 9/22/2016 | 3.1 | 23460 | 155.49 | 150.87 | 8.02 | 0.97 | 5105 | 82.12
PYV12UVQ | Digital Lumens | CLE | CLE-B1-ST-D-850 | Indoor Luminaires | High-Bay | High-Bay Luminaires for Commercial and Industrial Buildings | Standard | FALSE | [9 empty] | 42488 |  |  | Yes | Updated on 9/22/2016 | 3.1 | 11890 | 152.84 | 77.79 | 10.63 | 0.94 | 5084 | 82.22
PVYKP26W | Nemalux LED Lighting | Nemalux | MR6-CW-2F-xx-yy-[ACHV]-zz | Indoor Luminaires | High-Bay | Low-Bay Luminaires for Commercial and Industrial Buildings | Standard | TRUE | 5518 | 96 | 57.48 | 4.83 | 0.998 | 4838 | 73.2 | 5 | 100000 | 42487 |  |  | No |  | 3.1 | 5518 | 96 | 57.48 | 4.83 | 0.998 | 5000 | 70
P6VTY2XB | Nemalux LED Lighting | Nemalux | MR6-WW-2F-xx-yy-[ACHV]-zz | Indoor Luminaires | High-Bay | Low-Bay Luminaires for Commercial and Industrial Buildings | Standard | TRUE | 4675 | 84.3 | 55.47 | 9.42 | 0.982 | 3456 | 82.8 | 5 | 100000 | 42487 |  |  | No |  | 3.1 | 4679 | 84 | 55.64 | 8.03 | 0.975 | 3456 | 82.7
P9X6WXXU | Nemalux LED Lighting | Nemalux | MR12-WW-2F-xx-yy-[ACHV]-zz | Indoor Luminaires | High-Bay | High-Bay Luminaires for Commercial and Industrial Buildings | Standard | TRUE | 9350 | 84.3 | 111.28 | 8.03 | 0.975 | 3456 | 82.7 | 5 | 50000 | 42487 |  |  | No |  | 4 | 9358 | 84 | 111.28 | 8.03 | 0.975 | 3500 | 80
P7R27NKK | SLP Lighting | CT4s OSRAM | CT4s-LED-SMM-4-CC-OSRAM-L-840-U | Indoor Luminaires | High-Bay | High-Bay Luminaires for Commercial and Industrial Buildings | Standard | TRUE | 11220 | 107.4 | 104.5 | 9.15 | 0.968 | 4036 | 83.5 | 5 | 50000 | 42487 |  |  | No |  | 3.1 | 10990 | 105.2 | 104.5 | 9.15 | 0.968 | 4036 | 83.5
PGTKKKD3 | Zopoise Technology(Zhuzhou)Co. Ltd. | Zopoise | ZPS-GC311-200W.F06-40 | Indoor Luminaires | High-Bay | High-Bay Luminaires for Commercial and Industrial Buildings | Standard | TRUE | 19743 | 102.3 | 192.9 | 15.5 | 0.954 | 4137 | 85.9 | 5 | 50000 | 42487 |  |  | No |  | 3.1 | 20000 | 105 | 200 | 20 | 0.9 | 4000 | 80
PBS4G2AE | Zopoise Technology(Zhuzhou)Co. Ltd. | Zopoise | ZPS-GC311-100W.F06-40 | Indoor Luminaires | High-Bay | High-Bay Luminaires for Commercial and Industrial Buildings | Standard | TRUE | 10853 | 111.4 | 97.4 | 15.5 | 0.948 | 4117 | 85.8 | 5 | 50000 | 42487 |  |  | No |  | 3.1 | 10000 | 105 | 100 | 20 | 0.9 | 4000 | 80
P3R9AVFU | Zopoise Technology(Zhuzhou)Co. Ltd. | Zopoise | ZPS-GC311-100W.F04-40 | Indoor Luminaires | High-Bay | High-Bay Luminaires for Commercial and Industrial Buildings | Standard | TRUE | 11068 | 112.6 | 98.3 | 10.6 | 0.946 | 4125 | 85.9 | 5 | 50000 | 42487 |  |  | No |  | 3.1 | 10000 | 105 | 100 | 20 | 0.9 | 4000 | 80
P6SZVWFZ | SLP Lighting | CT4s Fortimo | CT4s-LED-SMM-4-CC-FORTIMO-L-840-U | Indoor Luminaires | High-Bay | High-Bay Luminaires for Commercial and Industrial Buildings | Standard | TRUE | 12400 | 117.1 | 105.9 | 19.6 | 0.942 | 3984 | 83.5 | 5 | 50000 | 42487 |  |  | No |  | 3.1 | 12150 | 114.7 | 106 | 13 | 0.942 | 3984 | 83.5
PR33NVYD | Infinilux Corporation | Infinilux RHMPXX30 (5000K)-AL HighBay Series | RHMPXX30 (5000K)-AL | Indoor Luminaires | High-Bay | High-Bay Luminaires for Commercial and Industrial Buildings | Premium | TRUE | 18954.52 | 116 | 163.13 | 11 | 0.94 | 4754 | 84 | 5 |  | 42487 |  |  | No |  | 3.1 | 18954 | 116 | 163 | 7 | 0.99 | 5000 | 84
PJRDKF9H | SimplyLEDs | HBY | HBY-090W-30K | Indoor Luminaires | High-Bay | High-Bay Luminaires for Commercial and Industrial Buildings | Standard | TRUE | 9260 | 105.4 | 87.81 | 18.57 | 0.938 | 3055 | 81.2 | 5 | 50000 | 42487 |  |  | No |  | 3.1 | 9260 | 105.4 | 87.86 | 11.35 | 0.987 | 3055 | 81.2
PRW88J3Y | Zopoise Technology(Zhuzhou)Co. Ltd. | Zopoise | ZPS-GC311-200W.F04-40 | Indoor Luminaires | High-Bay | High-Bay Luminaires for Commercial and Industrial Buildings | Standard | TRUE | 19138 | 102 | 187.5 | 15 | 0.921 | 4131 | 85.9 | 5 | 50000 | 42487 |  |  | No |  | 3.1 | 20000 | 105 | 200 | 20 | 0.9 | 4000 | 80
PEVFAZT4 | Infinilux Corporation | Infinilux RHMPXX20 (5000K)-AL HighBay Series | RHMPXX20 (5000K)-AL | Indoor Luminaires | High-Bay | High-Bay Luminaires for Commercial and Industrial Buildings | Premium | TRUE | 12370.33 | 112 | 110.69 | 12 | 0.9 | 4770 | 83 | 5 |  | 42487 |  |  | No |  | 3.1 | 12370 | 112 | 110.69 | 8 | 0.99 | 5000 | 83
P9MDMCUR | Nemalux LED Lighting | Nemalux | MR12-CW-WF-xx-yy-[ACHV]-zz | Indoor Luminaires | High-Bay | High-Bay Luminaires for Commercial and Industrial Buildings | Standard | FALSE | [9 empty] | 42487 |  |  | No |  | 3.1 | 11304 | 111 | 101.52 | 5.28 | 0.998 | 5000 | 70
PSFVBR6S | Nemalux LED Lighting | Nemalux | MR6-CW-WF-xx-yy-[ACHV]-zz | Indoor Luminaires | High-Bay | Low-Bay Luminaires for Commercial and Industrial Buildings | Standard | FALSE | [9 empty] | 42487 |  |  | No |  | 3.1 | 5652 | 111 | 50.76 | 5.28 | 0.998 | 5000 | 70
PWC39U34 | Nemalux LED Lighting | Nemalux | MR12-CW-SF-xx-yy-[ACHV]-zz | Indoor Luminaires | High-Bay | High-Bay Luminaires for Commercial and Industrial Buildings | Standard | FALSE | [9 empty] | 42487 |  |  | No |  | 3.1 | 12530 | 111 | 113.38 | 5.12 | 0.998 | 5000 | 70
PV4J3WXZ | Nemalux LED Lighting | Nemalux | MR12-CW-OF-xx-yy-[ACHV]-zz | Indoor Luminaires | High-Bay | High-Bay Luminaires for Commercial and Industrial Buildings | Standard | FALSE | [9 empty] | 42487 |  |  | No |  | 3.1 | 12180 | 107 | 113.42 | 5.12 | 0.998 | 5000 | 70
P1RQ1RVT | Nemalux LED Lighting | Nemalux | MR6-CW-SF-xx-yy-[ACHV]-zz | Indoor Luminaires | High-Bay | Low-Bay Luminaires for Commercial and Industrial Buildings | Standard | FALSE | [9 empty] | 42487 |  |  | No |  | 3.1 | 6265 | 111 | 56.69 | 5.12 | 0.998 | 5000 | 70
PFPG8AF9 | Nemalux LED Lighting | Nemalux | MR6-CW-OF-xx-yy-[ACHV]-zz | Indoor Luminaires | High-Bay | Low-Bay Luminaires for Commercial and Industrial Buildings | Standard | FALSE | [9 empty] | 42487 |  |  | No |  | 3.1 | 6090 | 107 | 56.71 | 5.12 | 0.998 | 5000 | 70
P562XSMN | Nemalux LED Lighting | Nemalux | MR12-CW-2F-xx-yy-[ACHV]-zz | Indoor Luminaires | High-Bay | High-Bay Luminaires for Commercial and Industrial Buildings | Standard | FALSE | [9 empty] | 42487 |  |  | No |  | 3.1 | 11036 | 96 | 114.96 | 4.83 | 0.998 | 5000 | 70
PS2MC966 | Nemalux LED Lighting | Nemalux | MR12-WW-WF-xx-yy-[ACHV]-zz | Indoor Luminaires | High-Bay | High-Bay Luminaires for Commercial and Industrial Buildings | Standard | FALSE | [9 empty] | 42487 |  |  | No |  | 3.1 | 10586 | 106 | 100.04 | 8.03 | 0.973 | 3500 | 80
PXNMU3NJ | Nemalux LED Lighting | Nemalux | MR12-WW-OF-xx-yy-[ACHV]-zz | Indoor Luminaires | High-Bay | High-Bay Luminaires for Commercial and Industrial Buildings | Standard | FALSE | [9 empty] | 42487 |  |  | No |  | 3.1 | 10474 | 92 | 113.38 | 5.12 | 0.998 | 3500 | 80
PZAFBSXJ | Nemalux LED Lighting | Nemalux | MR6-WW-OF-xx-yy-[ACHV]-zz | Indoor Luminaires | High-Bay | Low-Bay Luminaires for Commercial and Industrial Buildings | Standard | FALSE | [9 empty] | 42487 |  |  | No |  | 3.1 | 5237 | 92 | 56.69 | 5.12 | 0.998 | 3500 | 80
PR572BDV | Nemalux LED Lighting | Nemalux | MR12-WW-SF-xx-yy-[ACHV]-zz | Indoor Luminaires | High-Bay | High-Bay Luminaires for Commercial and Industrial Buildings | Standard | FALSE | [9 empty] | 42487 |  |  | No |  | 3.1 | 10776 | 94 | 114.96 | 4.83 | 0.998 | 3500 | 80
PRZ3B7W2 | Nemalux LED Lighting | Nemalux | MR6-WW-SF-xx-yy-[ACHV]-zz | Indoor Luminaires | High-Bay | Low-Bay Luminaires for Commercial and Industrial Buildings | Standard | FALSE | [9 empty] | 42487 |  |  | No |  | 3.1 | 5388 | 94 | 57.48 | 4.83 | 0.998 | 3500 | 80
PK6MUKND | Nemalux LED Lighting | Nemalux | MR6-WW-WF-xx-yy-[ACHV]-zz | Indoor Luminaires | High-Bay | Low-Bay Luminaires for Commercial and Industrial Buildings | Standard | FALSE | [9 empty] | 42487 |  |  | No |  | 3.1 | 5293 | 106 | 50.02 | 8.03 | 0.973 | 3388 | 81.4
PMMNJXPN | Zopoise Technology(Zhuzhou)Co. Ltd. | Zopoise | ZPS-GC311-200W.F04-50 | Indoor Luminaires | High-Bay | High-Bay Luminaires for Commercial and Industrial Buildings | Standard | FALSE | [9 empty] | 42487 |  |  | No |  | 3.1 | 20000 | 105 | 200 | 20 | 0.9 | 5000 | 80
P1ZC9ECR | Zopoise Technology(Zhuzhou)Co. Ltd. | Zopoise | ZPS-GC311-200W.F06-50 | Indoor Luminaires | High-Bay | High-Bay Luminaires for Commercial and Industrial Buildings | Standard | FALSE | [9 empty] | 42487 |  |  | No |  | 3.1 | 20000 | 105 | 200 | 20 | 0.9 | 5000 | 80
PNUUJX4J | Zopoise Technology(Zhuzhou)Co. Ltd. | Zopoise | ZPS-GC311-100W.F06-50 | Indoor Luminaires | High-Bay | High-Bay Luminaires for Commercial and Industrial Buildings | Standard | FALSE | [9 empty] | 42487 |  |  | No |  | 3.1 | 10000 | 105 | 100 | 20 | 0.9 | 5000 | 80
P2SRY4Q4 | Zopoise Technology(Zhuzhou)Co. Ltd. | Zopoise | ZPS-GC311-100W.F04-50 | Indoor Luminaires | High-Bay | High-Bay Luminaires for Commercial and Industrial Buildings | Standard | FALSE | [9 empty] | 42487 |  |  | No |  | 3.1 | 10000 | 105 | 100 | 20 | 0.9 | 5000 | 80
P6NR9NNA | Legion Lighting Company Inc. | Bay-Lume | 145-100A-LL3-50-TLG-120-BL | Indoor Luminaires | High-Bay | Low-Bay Luminaires for Commercial and Industrial Buildings | Standard | TRUE | 8599 | 88.6 | 97.07 | 13.44 | 0.991 | 5133 | 84.2 | 5 |  | 42486 |  |  | No |  | 3.1 | 8453 | 87 | 97.2 | 13.48 | 0.991 | 5079 | 84.73
PTY87RSG | Horner Lighting Group | Horner Lighting Group | ETG-CHB100-WL840 [120 Degree Only] | Indoor Luminaires | High-Bay | High-Bay Luminaires for Commercial and Industrial Buildings | Premium | TRUE | 13428 | 136.26 | 98.55 | 10.72 | 0.9688 | 3933 | 82 | 5 | 50000 | 42486 |  |  | No |  | 3.1 | 13428 | 136.26 | 98.55 | 10.72 | 0.97 | 4000 | 82
P5XC7RAC | Hubbell Lighting | Hubbell Industrial Lighting | UTB-5K-WW16-MO-X-ND-YY-CDL; (X=U 1 2 3 4); (YY=GR) | Indoor Luminaires | High-Bay | High-Bay Luminaires for Commercial and Industrial Buildings | Standard | TRUE | 15870 | 94 | 168.72 | 17 | 0.95 | 5148 | 84 | 5 |  | 42486 |  |  | No |  | 3.1 | 15631 | 93 | 168.67 | 17 | 0.95 | 5000 | 80
PQ131ZUU | Hubbell Lighting | Hubbell Industrial Lighting | UTB-4K-WW16-MO-X-ND-YY-CDL; (X=U 1 2 3 4); (YY=GR) | Indoor Luminaires | High-Bay | High-Bay Luminaires for Commercial and Industrial Buildings | Standard | TRUE | 15536.85 | 92 | 168.67 | 17 | 0.95 | 3827 | 83 | 5 |  | 42486 |  |  | No |  | 3.1 | 15536.85 | 92 | 168.67 | 17 | 0.95 | 4000 | 80
PQHXRZ1E | Hubbell Lighting | Hubbell Industrial Lighting | UTB-4K-AL16-MO-X-CD-YY-CDL; (X=U 1 2 3 4); (YY=GR) | Indoor Luminaires | High-Bay | High-Bay Luminaires for Commercial and Industrial Buildings | Standard | TRUE | 13394.8 | 80 | 168.02 | 17 | 0.95 | 3827 | 83 | 5 |  | 42486 |  |  | No |  | 3.1 | 13394.8 | 80 | 168.02 | 8 | 0.95 | 4000 | 80
PFRG7RK2 | WUXI ELLIPZ LIGHTING TECHNOLOGY CO LTD | Ellipz Lighting | 7800AC45SR-H | Indoor Luminaires | High-Bay | Low-Bay Luminaires for Commercial and Industrial Buildings | Standard | TRUE | 5959 | 90.9 | 65.5 | 13.6 | 0.945 | 4391 | 93 | 5 | 50000 | 42486 |  |  | No |  | 3.1 | 5950 | 90 | 66 | 14 | 0.9 | 4500 | 93
PXJ5JWES | WUXI ELLIPZ LIGHTING TECHNOLOGY CO LTD | Ellipz Lighting | 7800AC45SF-H | Indoor Luminaires | High-Bay | Low-Bay Luminaires for Commercial and Industrial Buildings | Standard | TRUE | 5801 | 88.8 | 65.4 | 13.6 | 0.94 | 4301 | 93 | 5 | 50000 | 42486 |  |  | No |  | 3.1 | 5700 | 88 | 66 | 14 | 0.9 | 4500 | 93
PMN462V9 | WUXI ELLIPZ LIGHTING TECHNOLOGY CO LTD | Ellipz Lighting | 7800AC45SP-H | Indoor Luminaires | High-Bay | Low-Bay Luminaires for Commercial and Industrial Buildings | Standard | TRUE | 6566 | 101.4 | 64.7 | 12.5 | 0.94 | 4323 | 93 | 5 | 50000 | 42486 |  |  | No |  | 3.1 | 6500 | 101 | 65 | 13 | 0.9 | 4500 | 93
PARCKA7M | Horner Lighting Group | Horner Lighting Group | ETG-CHB150-WL840 [120 Degree Only] | Indoor Luminaires | High-Bay | High-Bay Luminaires for Commercial and Industrial Buildings | Premium | TRUE | 20130 | 136.75 | 147.2 | 14.21 | 0.9363 | 3924 | 82.1 | 5 | 50000 | 42486 |  |  | No |  | 3.1 | 20130 | 136.75 | 147.2 | 14.21 | 0.9363 | 4000 | 82.1
PV7H7T3Y | WUXI ELLIPZ LIGHTING TECHNOLOGY CO LTD | Ellipz Lighting | 7700AC45SR-H | Indoor Luminaires | High-Bay | High-Bay Aisle Luminaires | Standard | TRUE | 11250 | 88.3 | 127.4 | 15.7 | 0.918 | 4498 | 92 | 5 | 50000 | 42486 |  |  | No |  | 3.1 | 11400 | 90 | 130 | 16 | 0.9 | 4500 | 92
PD83DQZP | WUXI ELLIPZ LIGHTING TECHNOLOGY CO LTD | Ellipz Lighting | 7700AC45SR-H | Indoor Luminaires | High-Bay | High-Bay Luminaires for Commercial and Industrial Buildings | Standard | TRUE | 11250 | 88.3 | 127.4 | 15.7 | 0.918 | 4498 | 92 | 5 | 50000 | 42486 |  |  | No |  | 3.1 | 11400 | 90 | 130 | 16 | 0.9 | 4500 | 92
PT95UVPW | Noribachi | Noribachi | HBS.N-126-[optional upgrades]-[mounting] | Indoor Luminaires | High-Bay | High-Bay Luminaires for Commercial and Industrial Buildings | Standard | TRUE | 22168 | 114 | 194.4 | 19.23 | 0.916 | 4941 | 75.2 | 5 | 100000 | 42486 |  |  | Yes |  | 3.1 | 22168 | 114 | 194.4 | 16.03 | 0.982 | 4941 | 75.2
PZE6VGA6 | Noribachi | Noribachi | HBS.N-063-[optional upgrades]-[mounting] | Indoor Luminaires | High-Bay | High-Bay Luminaires for Commercial and Industrial Buildings | Standard | TRUE | 11849 | 121.1 | 97.86 | 20.83 | 0.912 | 4926 | 73.2 | 5 | 100000 | 42486 |  |  | Yes |  | 3.1 | 11878 | 121.4 | 97.86 | 16.88 | 0.98 | 4926 | 73.2
PTQF5BN1 | Noribachi | Noribachi | HBS.N-042-[optional upgrades]-[mounting] | Indoor Luminaires | High-Bay | Low-Bay Luminaires for Commercial and Industrial Buildings | Premium | TRUE | 7406 | 109.1 | 67.9 | 20.62 | 0.896 | 5486 | 74.3 | 5 | 100000 | 42486 |  |  | Yes |  | 3.1 | 7518 | 110.4 | 68.11 | 15.77 | 0.975 | 5486 | 74.3
P6AN5VT4 | WUXI ELLIPZ LIGHTING TECHNOLOGY CO LTD | Ellipz Lighting | 7800AC57SR-H | Indoor Luminaires | High-Bay | Low-Bay Luminaires for Commercial and Industrial Buildings | Standard | FALSE | [9 empty] | 42486 |  |  | No |  | 3.1 | 5950 | 90 | 66 | 14 | 0.9 | 5700 | 93
PBVF66Z8 | WUXI ELLIPZ LIGHTING TECHNOLOGY CO LTD | Ellipz Lighting | 7800AC57SF-H | Indoor Luminaires | High-Bay | Low-Bay Luminaires for Commercial and Industrial Buildings | Standard | FALSE | [9 empty] | 42486 |  |  | No |  | 3.1 | 5700 | 88 | 66 | 14 | 0.9 | 5700 | 93
PXNY7XG9 | WUXI ELLIPZ LIGHTING TECHNOLOGY CO LTD | Ellipz Lighting | 7800AC57SP-H | Indoor Luminaires | High-Bay | Low-Bay Luminaires for Commercial and Industrial Buildings | Standard | FALSE | [9 empty] | 42486 |  |  | No |  | 3.1 | 6500 | 101 | 65 | 13 | 0.9 | 5700 | 93
P4EF9Y3A | WUXI ELLIPZ LIGHTING TECHNOLOGY CO LTD | Ellipz Lighting | 7700AC57SR-H | Indoor Luminaires | High-Bay | High-Bay Aisle Luminaires | Standard | FALSE | [9 empty] | 42486 |  |  | No |  | 3.1 | 11400 | 90 | 130 | 16 | 0.9 | 5700 | 92
P3GUEWAF | WUXI ELLIPZ LIGHTING TECHNOLOGY CO LTD | Ellipz Lighting | 7700AC57SR-H | Indoor Luminaires | High-Bay | High-Bay Luminaires for Commercial and Industrial Buildings | Standard | FALSE | [9 empty] | 42486 |  |  | No |  | 3.1 | 11400 | 90 | 130 | 16 | 0.9 | 5700 | 92
PUAC2DBM | WUXI ELLIPZ LIGHTING TECHNOLOGY CO LTD | Ellipz Lighting | 7800AC50SR-H | Indoor Luminaires | High-Bay | Low-Bay Luminaires for Commercial and Industrial Buildings | Standard | FALSE | [9 empty] | 42486 |  |  | No |  | 3.1 | 5950 | 90 | 66 | 14 | 0.9 | 5000 | 93
P6Y4Z5PT | WUXI ELLIPZ LIGHTING TECHNOLOGY CO LTD | Ellipz Lighting | 7800AC50SF-H | Indoor Luminaires | High-Bay | Low-Bay Luminaires for Commercial and Industrial Buildings | Standard | FALSE | [9 empty] | 42486 |  |  | No |  | 3.1 | 5700 | 88 | 66 | 14 | 0.9 | 5000 | 93
PCPF8GF8 | WUXI ELLIPZ LIGHTING TECHNOLOGY CO LTD | Ellipz Lighting | 7800AC50SP-H | Indoor Luminaires | High-Bay | Low-Bay Luminaires for Commercial and Industrial Buildings | Standard | FALSE | [9 empty] | 42486 |  |  | No |  | 3.1 | 6500 | 101 | 65 | 13 | 0.9 | 5000 | 93
P65J6243 | WUXI ELLIPZ LIGHTING TECHNOLOGY CO LTD | Ellipz Lighting | 7700AC50SR-H | Indoor Luminaires | High-Bay | High-Bay Aisle Luminaires | Standard | FALSE | [9 empty] | 42486 |  |  | No |  | 3.1 | 11400 | 90 | 130 | 16 | 0.9 | 5000 | 92
P5FW1YVP | WUXI ELLIPZ LIGHTING TECHNOLOGY CO LTD | Ellipz Lighting | 7700AC50SR-H | Indoor Luminaires | High-Bay | High-Bay Luminaires for Commercial and Industrial Buildings | Standard | FALSE | [9 empty] | 42486 |  |  | No |  | 3.1 | 11400 | 90 | 130 | 16 | 0.9 | 5000 | 92
PE8T6T8R | Noribachi | Noribachi | HBS.N-105-[optional upgrades]-[mounting] | Indoor Luminaires | High-Bay | High-Bay Luminaires for Commercial and Industrial Buildings | Standard | FALSE | [9 empty] | 42486 |  |  | Yes |  | 3.1 | 18738 | 116.46 | 162.22 | 21 | 0.9 | 4936 | 70
PZDH42UR | Noribachi | Noribachi | HBS.N-084-[optional upgrades]-[mounting] | Indoor Luminaires | High-Bay | High-Bay Luminaires for Commercial and Industrial Buildings | Standard | FALSE | [9 empty] | 42486 |  |  | Yes |  | 3.1 | 15308 | 118.92 | 130.04 | 20 | 0.9 | 4931 | 70
PFNFKU5F | Hubbell Lighting | Hubbell Industrial Lighting | UTB-5K-AL16-HO-X-ND-YY-N; (X=U 1 2 3 4); (YY=GR) | Indoor Luminaires | High-Bay | High-Bay Luminaires for Commercial and Industrial Buildings | Standard | FALSE | [9 empty] | 42486 |  |  | No |  | 3.1 | 23452 | 92 | 255.64 | 8 | 0.95 | 5000 | 82
P6V4V3B5 | Hubbell Lighting | Hubbell Industrial Lighting | UTB-5K-AL16-HO-X-ND-YY-N; (X=F 5); (YY=GR) | Indoor Luminaires | High-Bay | High-Bay Luminaires for Commercial and Industrial Buildings | Standard | FALSE | [9 empty] | 42486 |  |  | No |  | 3.1 | 23452 | 92 | 255.64 | 8 | 0.95 | 5000 | 82
PXN1GBBE | Hubbell Lighting | Hubbell Industrial Lighting | UTB-5K-AL16-HO-X-ND-YY-DLR; (X=F 5); (YY=GR) | Indoor Luminaires | High-Bay | High-Bay Luminaires for Commercial and Industrial Buildings | Standard | FALSE | [9 empty] | 42486 |  |  | No |  | 3.1 | 20839 | 82 | 254.1 | 8 | 0.95 | 5000 | 82
P6UR1Y6X | Hubbell Lighting | Hubbell Industrial Lighting | UTB-5K-AL16-HO-X-ND-YY-DLR; (X=U 1 2 3 4); (YY=GR) | Indoor Luminaires | High-Bay | High-Bay Luminaires for Commercial and Industrial Buildings | Standard | FALSE | [9 empty] | 42486 |  |  | No |  | 3.1 | 20839 | 82 | 254.1 | 8 | 0.95 | 5000 | 82
PFY4EQ2A | Hubbell Lighting | Hubbell Industrial Lighting | UTB-5K-WA16-MO-X-ND-YY-N; (X=U 1 2 3 4); (YY=GR) | Indoor Luminaires | High-Bay | High-Bay Luminaires for Commercial and Industrial Buildings | Standard | FALSE | [9 empty] | 42486 |  |  | No |  | 3.1 | 18397 | 109 | 168.9 | 17 | 0.95 | 5000 | 80
P941Z1BN | Hubbell Lighting | Hubbell Industrial Lighting | UTB-5K-WA16-MO-X-ND-YY-N; (X=F 5); (YY=GR) | Indoor Luminaires | High-Bay | High-Bay Luminaires for Commercial and Industrial Buildings | Standard | FALSE | [9 empty] | 42486 |  |  | No |  | 3.1 | 18397 | 109 | 168.9 | 17 | 0.95 | 5000 | 80
P8FYPG6S | Hubbell Lighting | Hubbell Industrial Lighting | UTB-5K-OP16-MO-X-ND-YY-N; (X=F 5); (YY=GR) | Indoor Luminaires | High-Bay | High-Bay Luminaires for Commercial and Industrial Buildings | Standard | FALSE | [9 empty] | 42486 |  |  | No |  | 3.1 | 18180 | 108 | 168.68 | 17 | 0.95 | 5000 | 80
P5RZJG4H | Hubbell Lighting | Hubbell Industrial Lighting | UTB-5K-OP16-MO-X-ND-YY-N; (X=U 1 2 3 4); (YY=GR) | Indoor Luminaires | High-Bay | High-Bay Luminaires for Commercial and Industrial Buildings | Standard | FALSE | [9 empty] | 42486 |  |  | No |  | 3.1 | 18180 | 108 | 168.68 | 17 | 0.95 | 5000 | 80
PY7PHAXD | Hubbell Lighting | Hubbell Industrial Lighting | UTB-5K-SB16-MO-X-ND-YY-N; (X=F 5); (YY=GR) | Indoor Luminaires | High-Bay | High-Bay Luminaires for Commercial and Industrial Buildings | Standard | FALSE | [9 empty] | 42486 |  |  | No |  | 3.1 | 18165 | 108 | 168.86 | 17 | 0.95 | 5000 | 80
P3TJUKBS | Hubbell Lighting | Hubbell Industrial Lighting | UTB-5K-SB16-MO-X-ND-YY-N; (X=U 1 2 3 4); (YY=GR) | Indoor Luminaires | High-Bay | High-Bay Luminaires for Commercial and Industrial Buildings | Standard | FALSE | [9 empty] | 42486 |  |  | No |  | 3.1 | 18165 | 108 | 168.86 | 17 | 0.95 | 5000 | 80
PYRY9JX4 | Hubbell Lighting | Hubbell Industrial Lighting | UTB-5K-OP16-MO-X-ND-YY-P95; (X=F 5); (YY=GR) | Indoor Luminaires | High-Bay | High-Bay Luminaires for Commercial and Industrial Buildings | Standard | FALSE | [9 empty] | 42486 |  |  | No |  | 3.1 | 17243 | 102 | 168.64 | 17 | 0.95 | 5000 | 80
P13GWGQN | Hubbell Lighting | Hubbell Industrial Lighting | UTB-5K-OP16-MO-X-ND-YY-P95; (X=U 1 2 3 4); (YY=GR) | Indoor Luminaires | High-Bay | High-Bay Luminaires for Commercial and Industrial Buildings | Standard | FALSE | [9 empty] | 42486 |  |  | No |  | 3.1 | 17243 | 102 | 168.64 | 17 | 0.95 | 5000 | 80
PRE9649G | Hubbell Lighting | Hubbell Industrial Lighting | UTB-5K-OP16-MO-X-ND-YY-DLR; (X=F 5); (YY=GR) | Indoor Luminaires | High-Bay | High-Bay Luminaires for Commercial and Industrial Buildings | Standard | FALSE | [9 empty] | 42486 |  |  | No |  | 3.1 | 17199 | 102 | 168.67 | 17 | 0.95 | 5000 | 80
P3Z34YT6 | Hubbell Lighting | Hubbell Industrial Lighting | UTB-5K-OP16-MO-X-ND-YY-DLR; (X=U 1 2 3 4); (YY=GR) | Indoor Luminaires | High-Bay | High-Bay Luminaires for Commercial and Industrial Buildings | Standard | FALSE | [9 empty] | 42486 |  |  | No |  | 3.1 | 17199 | 102 | 168.67 | 17 | 0.95 | 5000 | 80
PNN5RJ1E | Hubbell Lighting | Hubbell Industrial Lighting | UTB-5K-OP16-MO-X-ND-YY-CDL; (X=F 5); (YY=GR) | Indoor Luminaires | High-Bay | High-Bay Luminaires for Commercial and Industrial Buildings | Standard | FALSE | [9 empty] | 42486 |  |  | No |  | 3.1 | 17184 | 102 | 168.75 | 17 | 0.95 | 5000 | 80
P248UG64 | Hubbell Lighting | Hubbell Industrial Lighting | UTB-5K-OP16-MO-X-ND-YY-CDL; (X=U 1 2 3 4); (YY=GR) | Indoor Luminaires | High-Bay | High-Bay Luminaires for Commercial and Industrial Buildings | Standard | FALSE | [9 empty] | 42486 |  |  | No |  | 3.1 | 17184 | 102 | 168.75 | 17 | 0.95 | 5000 | 80
PQTEPXGJ | Hubbell Lighting | Hubbell Industrial Lighting | UTB-5K-WA16-MO-X-ND-YY-P95; (X=U 1 2 3 4); (YY=GR) | Indoor Luminaires | High-Bay | High-Bay Luminaires for Commercial and Industrial Buildings | Standard | FALSE | [9 empty] | 42486 |  |  | No |  | 3.1 | 17092 | 101 | 168.7 | 17 | 0.95 | 5000 | 80
P6ATX1GB | Hubbell Lighting | Hubbell Industrial Lighting | UTB-5K-WA16-MO-X-ND-YY-P95; (X=F 5); (YY=GR) | Indoor Luminaires | High-Bay | High-Bay Luminaires for Commercial and Industrial Buildings | Standard | FALSE | [9 empty] | 42486 |  |  | No |  | 3.1 | 17092 | 101 | 168.7 | 17 | 0.95 | 5000 | 80
PYKTZU9V | Hubbell Lighting | Hubbell Industrial Lighting | UTB-5K-WW16-MO-X-ND-YY-N; (X=U 1 2 3 4); (YY=GR) | Indoor Luminaires | High-Bay | High-Bay Luminaires for Commercial and Industrial Buildings | Standard | FALSE | [9 empty] | 42486 |  |  | No |  | 3.1 | 17089 | 101 | 168.77 | 17 | 0.95 | 5000 | 80
PNKAKZBZ | Hubbell Lighting | Hubbell Industrial Lighting | UTB-5K-WW16-MO-X-ND-YY-N; (X=F 5); (YY=GR) | Indoor Luminaires | High-Bay | High-Bay Luminaires for Commercial and Industrial Buildings | Standard | FALSE | [9 empty] | 42486 |  |  | No |  | 3.1 | 17089 | 101 | 168.77 | 17 | 0.95 | 5000 | 80
P88BXMGN | Hubbell Lighting | Hubbell Industrial Lighting | UTB-5K-WA16-MO-X-ND-YY-DLR; (X=U 1 2 3 4); (YY=GR) | Indoor Luminaires | High-Bay | High-Bay Luminaires for Commercial and Industrial Buildings | Standard | FALSE | [9 empty] | 42486 |  |  | No |  | 3.1 | 17055 | 101 | 168.71 | 17 | 0.95 | 5000 | 80
P5W3VT5K | Hubbell Lighting | Hubbell Industrial Lighting | UTB-5K-WA16-MO-X-ND-YY-DLR; (X=F 5); (YY=GR) | Indoor Luminaires | High-Bay | High-Bay Luminaires for Commercial and Industrial Buildings | Standard | FALSE | [9 empty] | 42486 |  |  | No |  | 3.1 | 17055 | 101 | 168.71 | 17 | 0.95 | 5000 | 80
PRX44A5X | Hubbell Lighting | Hubbell Industrial Lighting | UTB-5K-SB16-MO-X-ND-YY-P95; (X=F 5); (YY=GR) | Indoor Luminaires | High-Bay | High-Bay Luminaires for Commercial and Industrial Buildings | Standard | FALSE | [9 empty] | 42486 |  |  | No |  | 3.1 | 17041 | 101 | 168.62 | 17 | 0.95 | 5000 | 80
PGU5NJKP | Hubbell Lighting | Hubbell Industrial Lighting | UTB-5K-SB16-MO-X-ND-YY-P95; (X=U 1 2 3 4); (YY=GR) | Indoor Luminaires | High-Bay | High-Bay Luminaires for Commercial and Industrial Buildings | Standard | FALSE | [9 empty] | 42486 |  |  | No |  | 3.1 | 17041 | 101 | 168.62 | 17 | 0.95 | 5000 | 80
PPSQYQMM | Hubbell Lighting | Hubbell Industrial Lighting | UTB-5K-WA16-MO-X-ND-YY-CDL; (X=U 1 2 3 4); (YY=GR) | Indoor Luminaires | High-Bay | High-Bay Luminaires for Commercial and Industrial Buildings | Standard | FALSE | [9 empty] | 42486 |  |  | No |  | 3.1 | 16999 | 101 | 168.74 | 17 | 0.95 | 5000 | 80
P1M12FQK | Hubbell Lighting | Hubbell Industrial Lighting | UTB-5K-WA16-MO-X-ND-YY-CDL; (X=F 5); (YY=GR) | Indoor Luminaires | High-Bay | High-Bay Luminaires for Commercial and Industrial Buildings | Standard | FALSE | [9 empty] | 42486 |  |  | No |  | 3.1 | 16999 | 101 | 168.74 | 17 | 0.95 | 5000 | 80
PWHNWCHN | Hubbell Lighting | Hubbell Industrial Lighting | UTB-5K-SB16-MO-X-ND-YY-DLR; (X=F 5); (YY=GR) | Indoor Luminaires | High-Bay | High-Bay Luminaires for Commercial and Industrial Buildings | Standard | FALSE | [9 empty] | 42486 |  |  | No |  | 3.1 | 16926 | 100 | 168.57 | 17 | 0.95 | 5000 | 80
PC8NFAVA | Hubbell Lighting | Hubbell Industrial Lighting | UTB-5K-SB16-MO-X-ND-YY-DLR; (X=U 1 2 3 4); (YY=GR) | Indoor Luminaires | High-Bay | High-Bay Luminaires for Commercial and Industrial Buildings | Standard | FALSE | [9 empty] | 42486 |  |  | No |  | 3.1 | 16926 | 100 | 168.57 | 17 | 0.95 | 5000 | 80
PZ3CEXD9 | Hubbell Lighting | Hubbell Industrial Lighting | UTB-5K-SB16-MO-X-ND-YY-CDL; (X=F 5); (YY=GR) | Indoor Luminaires | High-Bay | High-Bay Luminaires for Commercial and Industrial Buildings | Standard | FALSE | [9 empty] | 42486 |  |  | No |  | 3.1 | 16893 | 100 | 168.59 | 17 | 0.95 | 5000 | 80
PR9GVXQH | Hubbell Lighting | Hubbell Industrial Lighting | UTB-5K-SB16-MO-X-ND-YY-CDL; (X=U 1 2 3 4); (YY=GR) | Indoor Luminaires | High-Bay | High-Bay Luminaires for Commercial and Industrial Buildings | Standard | FALSE | [9 empty] | 42486 |  |  | No |  | 3.1 | 16893 | 100 | 168.59 | 17 | 0.95 | 5000 | 80
PXAMWFXZ | Hubbell Lighting | Hubbell Industrial Lighting | UTB-5K-WW16-MO-X-ND-YY-DLR; (X=U 1 2 3 4); (YY=GR) | Indoor Luminaires | High-Bay | High-Bay Luminaires for Commercial and Industrial Buildings | Standard | FALSE | [9 empty] | 42486 |  |  | No |  | 3.1 | 15870 | 94 | 168.72 | 17 | 0.95 | 5000 | 80
PGFDZ6PX | Hubbell Lighting | Hubbell Industrial Lighting | UTB-5K-WW16-MO-X-ND-YY-DLR; (X=F 5); (YY=GR) | Indoor Luminaires | High-Bay | High-Bay Luminaires for Commercial and Industrial Buildings | Standard | FALSE | [9 empty] | 42486 |  |  | No |  | 3.1 | 15870 | 94 | 168.72 | 17 | 0.95 | 5000 | 80
PFQXS397 | Hubbell Lighting | Hubbell Industrial Lighting | UTB-5K-WW16-MO-X-ND-YY-P95; (X=U 1 2 3 4); (YY=GR) | Indoor Luminaires | High-Bay | High-Bay Luminaires for Commercial and Industrial Buildings | Standard | FALSE | [9 empty] | 42486 |  |  | No |  | 3.1 | 15853 | 94 | 168.65 | 17 | 0.95 | 5000 | 80
PBS9QAYU | Hubbell Lighting | Hubbell Industrial Lighting | UTB-5K-WW16-MO-X-ND-YY-P95; (X=F 5); (YY=GR) | Indoor Luminaires | High-Bay | High-Bay Luminaires for Commercial and Industrial Buildings | Standard | FALSE | [9 empty] | 42486 |  |  | No |  | 3.1 | 15853 | 94 | 168.65 | 17 | 0.95 | 5000 | 80
PBGCWRZW | Hubbell Lighting | Hubbell Industrial Lighting | UTB-5K-WW16-MO-X-ND-YY-CDL; (X=F 5); (YY=GR) | Indoor Luminaires | High-Bay | High-Bay Luminaires for Commercial and Industrial Buildings | Standard | FALSE | [9 empty] | 42486 |  |  | No |  | 3.1 | 15631 | 93 | 168.67 | 17 | 0.95 | 5000 | 80
PEYJG5SD | Hubbell Lighting | Hubbell Industrial Lighting | UTB-5K-AL16-HO-X-ND-YY-CDL; (X=U 1 2 3 4); (YY=GR) | Indoor Luminaires | High-Bay | High-Bay Luminaires for Commercial and Industrial Buildings | Standard | FALSE | [9 empty] | 42486 |  |  | No |  | 3.1 | 20570 | 81 | 253.75 | 8 | 0.95 | 5000 | 80
P9GRAR25 | Hubbell Lighting | Hubbell Industrial Lighting | UTB-5K-AL16-HO-X-ND-YY-CDL; (X=F 5); (YY=GR) | Indoor Luminaires | High-Bay | High-Bay Luminaires for Commercial and Industrial Buildings | Standard | FALSE | [9 empty] | 42486 |  |  | No |  | 3.1 | 20570 | 81 | 253.75 | 8 | 0.95 | 5000 | 80
PRWZY7RV | Hubbell Lighting | Hubbell Industrial Lighting | UTB-5K-AL16-HO-X-ND-YY-P95; (X=U 1 2 3 4); (YY=GR) | Indoor Luminaires | High-Bay | High-Bay Luminaires for Commercial and Industrial Buildings | Standard | FALSE | [9 empty] | 42486 |  |  | No |  | 3.1 | 20473 | 81 | 254.06 | 8 | 0.95 | 5000 | 80
PA57XQDC | Hubbell Lighting | Hubbell Industrial Lighting | UTB-5K-AL16-HO-X-ND-YY-P95; (X=F 5); (YY=GR) | Indoor Luminaires | High-Bay | High-Bay Luminaires for Commercial and Industrial Buildings | Standard | FALSE | [9 empty] | 42486 |  |  | No |  | 3.1 | 20473 | 81 | 254.06 | 8 | 0.95 | 5000 | 80
PCX58HS8 | Hubbell Lighting | Hubbell Industrial Lighting | UTB-5K-WA16-MO-X-CD-YY-N; (X=U 1 2 3 4); (YY=GR) | Indoor Luminaires | High-Bay | High-Bay Luminaires for Commercial and Industrial Buildings | Standard | FALSE | [9 empty] | 42486 |  |  | No |  | 3.1 | 18397 | 109 | 168.9 | 17 | 0.95 | 5000 | 80
PA5TCVB6 | Hubbell Lighting | Hubbell Industrial Lighting | UTB-5K-WA16-MO-X-CD-YY-N; (X=F 5); (YY=GR) | Indoor Luminaires | High-Bay | High-Bay Luminaires for Commercial and Industrial Buildings | Standard | FALSE | [9 empty] | 42486 |  |  | No |  | 3.1 | 18397 | 109 | 168.9 | 17 | 0.95 | 5000 | 80
PXM619M1 | Hubbell Lighting | Hubbell Industrial Lighting | UTB-5K-OP16-MO-X-CD-YY-N; (X=U 1 2 3 4); (YY=GR) | Indoor Luminaires | High-Bay | High-Bay Luminaires for Commercial and Industrial Buildings | Standard | FALSE | [9 empty] | 42486 |  |  | No |  | 3.1 | 18180 | 108 | 168.68 | 17 | 0.95 | 5000 | 80
PQP6WZXS | Hubbell Lighting | Hubbell Industrial Lighting | UTB-5K-OP16-MO-X-CD-YY-N; (X=F 5); (YY=GR) | Indoor Luminaires | High-Bay | High-Bay Luminaires for Commercial and Industrial Buildings | Standard | FALSE | [9 empty] | 42486 |  |  | No |  | 3.1 | 18180 | 108 | 168.68 | 17 | 0.95 | 5000 | 80
PQAWTRRQ | Hubbell Lighting | Hubbell Industrial Lighting | UTB-5K-SB16-MO-X-CD-YY-N; (X=U 1 2 3 4); (YY=GR) | Indoor Luminaires | High-Bay | High-Bay Luminaires for Commercial and Industrial Buildings | Standard | FALSE | [9 empty] | 42486 |  |  | No |  | 3.1 | 18165 | 108 | 168.86 | 17 | 0.95 | 5000 | 80
P7BCEE7B | Hubbell Lighting | Hubbell Industrial Lighting | UTB-5K-SB16-MO-X-CD-YY-N; (X=F 5); (YY=GR) | Indoor Luminaires | High-Bay | High-Bay Luminaires for Commercial and Industrial Buildings | Standard | FALSE | [9 empty] | 42486 |  |  | No |  | 3.1 | 18165 | 108 | 168.86 | 17 | 0.95 | 5000 | 80
PZNHE66B | Hubbell Lighting | Hubbell Industrial Lighting | UTB-5K-OP16-MO-X-CD-YY-P95; (X=F 5); (YY=GR) | Indoor Luminaires | High-Bay | High-Bay Luminaires for Commercial and Industrial Buildings | Standard | FALSE | [9 empty] | 42486 |  |  | No |  | 3.1 | 17243 | 102 | 168.64 | 17 | 0.95 | 5000 | 80
PJC2QZQK | Hubbell Lighting | Hubbell Industrial Lighting | UTB-5K-OP16-MO-X-CD-YY-P95; (X=U 1 2 3 4); (YY=GR) | Indoor Luminaires | High-Bay | High-Bay Luminaires for Commercial and Industrial Buildings | Standard | FALSE | [9 empty] | 42486 |  |  | No |  | 3.1 | 17243 | 102 | 168.64 | 17 | 0.95 | 5000 | 80
PKA267Z6 | Hubbell Lighting | Hubbell Industrial Lighting | UTB-5K-OP16-MO-X-CD-YY-DLR; (X=U 1 2 3 4); (YY=GR) | Indoor Luminaires | High-Bay | High-Bay Luminaires for Commercial and Industrial Buildings | Standard | FALSE | [9 empty] | 42486 |  |  | No |  | 3.1 | 17199 | 102 | 168.67 | 17 | 0.95 | 5000 | 80
P55GUVP7 | Hubbell Lighting | Hubbell Industrial Lighting | UTB-5K-OP16-MO-X-CD-YY-DLR; (X=F 5); (YY=GR) | Indoor Luminaires | High-Bay | High-Bay Luminaires for Commercial and Industrial Buildings | Standard | FALSE | [9 empty] | 42486 |  |  | No |  | 3.1 | 17199 | 102 | 168.67 | 17 | 0.95 | 5000 | 80
PZBWKH1K | Hubbell Lighting | Hubbell Industrial Lighting | UTB-5K-OP16-MO-X-CD-YY-CDL; (X=U 1 2 3 4); (YY=GR) | Indoor Luminaires | High-Bay | High-Bay Luminaires for Commercial and Industrial Buildings | Standard | FALSE | [9 empty] | 42486 |  |  | No |  | 3.1 | 17184 | 102 | 168.75 | 17 | 0.95 | 5000 | 80
PC79RHHB | Hubbell Lighting | Hubbell Industrial Lighting | UTB-5K-OP16-MO-X-CD-YY-CDL; (X=F 5); (YY=GR) | Indoor Luminaires | High-Bay | High-Bay Luminaires for Commercial and Industrial Buildings | Standard | FALSE | [9 empty] | 42486 |  |  | No |  | 3.1 | 17184 | 102 | 168.75 | 17 | 0.95 | 5000 | 80
PMBH3K4J | Hubbell Lighting | Hubbell Industrial Lighting | UTB-5K-WA16-MO-X-CD-YY-P95; (X=F 5); (YY=GR) | Indoor Luminaires | High-Bay | High-Bay Luminaires for Commercial and Industrial Buildings | Standard | FALSE | [9 empty] | 42486 |  |  | No |  | 3.1 | 17092 | 101 | 168.7 | 17 | 0.95 | 5000 | 80
P1KUXJTG | Hubbell Lighting | Hubbell Industrial Lighting | UTB-5K-WA16-MO-X-CD-YY-P95; (X=U 1 2 3 4); (YY=GR) | Indoor Luminaires | High-Bay | High-Bay Luminaires for Commercial and Industrial Buildings | Standard | FALSE | [9 empty] | 42486 |  |  | No |  | 3.1 | 17092 | 101 | 168.7 | 17 | 0.95 | 5000 | 80
PWXF7YYS | Hubbell Lighting | Hubbell Industrial Lighting | UTB-5K-WW16-MO-X-CD-YY-N; (X=U 1 2 3 4); (YY=GR) | Indoor Luminaires | High-Bay | High-Bay Luminaires for Commercial and Industrial Buildings | Standard | FALSE | [9 empty] | 42486 |  |  | No |  | 3.1 | 17089 | 101 | 168.77 | 17 | 0.95 | 5000 | 80
PD8T67EU | Hubbell Lighting | Hubbell Industrial Lighting | UTB-5K-WW16-MO-X-CD-YY-N; (X=F 5); (YY=GR) | Indoor Luminaires | High-Bay | High-Bay Luminaires for Commercial and Industrial Buildings | Standard | FALSE | [9 empty] | 42486 |  |  | No |  | 3.1 | 17089 | 101 | 168.77 | 17 | 0.95 | 5000 | 80
PRBTC4M1 | Hubbell Lighting | Hubbell Industrial Lighting | UTB-5K-WA16-MO-X-CD-YY-DLR; (X=F 5); (YY=GR) | Indoor Luminaires | High-Bay | High-Bay Luminaires for Commercial and Industrial Buildings | Standard | FALSE | [9 empty] | 42486 |  |  | No |  | 3.1 | 17055 | 101 | 168.71 | 17 | 0.95 | 5000 | 80
PD4AX9YB | Hubbell Lighting | Hubbell Industrial Lighting | UTB-5K-WA16-MO-X-CD-YY-DLR; (X=U 1 2 3 4); (YY=GR) | Indoor Luminaires | High-Bay | High-Bay Luminaires for Commercial and Industrial Buildings | Standard | FALSE | [9 empty] | 42486 |  |  | No |  | 3.1 | 17055 | 101 | 168.71 | 17 | 0.95 | 5000 | 80
PQY6T6JN | Hubbell Lighting | Hubbell Industrial Lighting | UTB-5K-SB16-MO-X-CD-YY-P95; (X=U 1 2 3 4); (YY=GR) | Indoor Luminaires | High-Bay | High-Bay Luminaires for Commercial and Industrial Buildings | Standard | FALSE | [9 empty] | 42486 |  |  | No |  | 3.1 | 17041 | 101 | 168.62 | 17 | 0.95 | 5000 | 80
P1PJXZRC | Hubbell Lighting | Hubbell Industrial Lighting | UTB-5K-SB16-MO-X-CD-YY-P95; (X=F 5); (YY=GR) | Indoor Luminaires | High-Bay | High-Bay Luminaires for Commercial and Industrial Buildings | Standard | FALSE | [9 empty] | 42486 |  |  | No |  | 3.1 | 17041 | 101 | 168.62 | 17 | 0.95 | 5000 | 80
PT1UUYD1 | Hubbell Lighting | Hubbell Industrial Lighting | UTB-5K-WA16-MO-X-CD-YY-CDL; (X=U 1 2 3 4); (YY=GR) | Indoor Luminaires | High-Bay | High-Bay Luminaires for Commercial and Industrial Buildings | Standard | FALSE | [9 empty] | 42486 |  |  | No |  | 3.1 | 16999 | 101 | 168.74 | 17 | 0.95 | 5000 | 80
PGRE8A5P | Hubbell Lighting | Hubbell Industrial Lighting | UTB-5K-WA16-MO-X-CD-YY-CDL; (X=F 5); (YY=GR) | Indoor Luminaires | High-Bay | High-Bay Luminaires for Commercial and Industrial Buildings | Standard | FALSE | [9 empty] | 42486 |  |  | No |  | 3.1 | 16999 | 101 | 168.74 | 17 | 0.95 | 5000 | 80
PRY7PVVG | Hubbell Lighting | Hubbell Industrial Lighting | UTB-5K-SB16-MO-X-CD-YY-DLR; (X=U 1 2 3 4); (YY=GR) | Indoor Luminaires | High-Bay | High-Bay Luminaires for Commercial and Industrial Buildings | Standard | FALSE | [9 empty] | 42486 |  |  | No |  | 3.1 | 16926 | 100 | 168.57 | 17 | 0.95 | 5000 | 80
PF7XXHAY | Hubbell Lighting | Hubbell Industrial Lighting | UTB-5K-SB16-MO-X-CD-YY-DLR; (X=F 5); (YY=GR) | Indoor Luminaires | High-Bay | High-Bay Luminaires for Commercial and Industrial Buildings | Standard | FALSE | [9 empty] | 42486 |  |  | No |  | 3.1 | 16926 | 100 | 168.57 | 17 | 0.95 | 5000 | 80
PGXYHTHQ | Hubbell Lighting | Hubbell Industrial Lighting | UTB-5K-SB16-MO-X-CD-YY-CDL; (X=U 1 2 3 4); (YY=GR) | Indoor Luminaires | High-Bay | High-Bay Luminaires for Commercial and Industrial Buildings | Standard | FALSE | [9 empty] | 42486 |  |  | No |  | 3.1 | 16893 | 100 | 168.59 | 17 | 0.95 | 5000 | 80
P8Q41RV8 | Hubbell Lighting | Hubbell Industrial Lighting | UTB-5K-SB16-MO-X-CD-YY-CDL; (X=F 5); (YY=GR) | Indoor Luminaires | High-Bay | High-Bay Luminaires for Commercial and Industrial Buildings | Standard | FALSE | [9 empty] | 42486 |  |  | No |  | 3.1 | 16893 | 100 | 168.59 | 17 | 0.95 | 5000 | 80
PX44EUSN | Hubbell Lighting | Hubbell Industrial Lighting | UTB-5K-WW16-MO-X-CD-YY-DLR; (X=F 5); (YY=GR) | Indoor Luminaires | High-Bay | High-Bay Luminaires for Commercial and Industrial Buildings | Standard | FALSE | [9 empty] | 42486 |  |  | No |  | 3.1 | 15870 | 94 | 168.72 | 17 | 0.95 | 5000 | 80
P5S1BTTW | Hubbell Lighting | Hubbell Industrial Lighting | UTB-5K-WW16-MO-X-CD-YY-DLR; (X=U 1 2 3 4); (YY=GR) | Indoor Luminaires | High-Bay | High-Bay Luminaires for Commercial and Industrial Buildings | Standard | FALSE | [9 empty] | 42486 |  |  | No |  | 3.1 | 15870 | 94 | 168.72 | 17 | 0.95 | 5000 | 80
PHHEMEHB | Hubbell Lighting | Hubbell Industrial Lighting | UTB-5K-WW16-MO-X-CD-YY-P95; (X=F 5); (YY=GR) | Indoor Luminaires | High-Bay | High-Bay Luminaires for Commercial and Industrial Buildings | Standard | FALSE | [9 empty] | 42486 |  |  | No |  | 3.1 | 15853 | 94 | 168.65 | 17 | 0.95 | 5000 | 80
P5QZHY3H | Hubbell Lighting | Hubbell Industrial Lighting | UTB-5K-WW16-MO-X-CD-YY-P95; (X=U 1 2 3 4); (YY=GR) | Indoor Luminaires | High-Bay | High-Bay Luminaires for Commercial and Industrial Buildings | Standard | FALSE | [9 empty] | 42486 |  |  | No |  | 3.1 | 15853 | 94 | 168.65 | 17 | 0.95 | 5000 | 80
PZBS43AW | Hubbell Lighting | Hubbell Industrial Lighting | UTB-5K-WW16-MO-X-CD-YY-CDL; (X=U 1 2 3 4); (YY=GR) | Indoor Luminaires | High-Bay | High-Bay Luminaires for Commercial and Industrial Buildings | Standard | FALSE | [9 empty] | 42486 |  |  | No |  | 3.1 | 15631 | 93 | 168.67 | 17 | 0.95 | 5000 | 80
P49ANF69 | Hubbell Lighting | Hubbell Industrial Lighting | UTB-5K-WW16-MO-X-CD-YY-CDL; (X=F 5); (YY=GR) | Indoor Luminaires | High-Bay | High-Bay Luminaires for Commercial and Industrial Buildings | Standard | FALSE | [9 empty] | 42486 |  |  | No |  | 3.1 | 15631 | 93 | 168.67 | 17 | 0.95 | 5000 | 80
PDC2NMAG | Hubbell Lighting | Hubbell Industrial Lighting | UTB-5K-AL16-MO-X-CD-YY-N; (X=F 5); (YY=GR) | Indoor Luminaires | High-Bay | High-Bay Luminaires for Commercial and Industrial Buildings | Standard | FALSE | [9 empty] | 42486 |  |  | No |  | 3.1 | 15446 | 91 | 168.97 | 8 | 0.95 | 5000 | 80
P9D3CDGH | Hubbell Lighting | Hubbell Industrial Lighting | UTB-5K-AL16-MO-X-CD-YY-N; (X=U 1 2 3 4); (YY=GR) | Indoor Luminaires | High-Bay | High-Bay Luminaires for Commercial and Industrial Buildings | Standard | FALSE | [9 empty] | 42486 |  |  | No |  | 3.1 | 15446 | 91 | 168.97 | 8 | 0.95 | 5000 | 80
PRHRC7KE | Hubbell Lighting | Hubbell Industrial Lighting | UTB-5K-AL16-MO-X-CD-YY-DLR; (X=U 1 2 3 4); (YY=GR) | Indoor Luminaires | High-Bay | High-Bay Luminaires for Commercial and Industrial Buildings | Standard | FALSE | [9 empty] | 42486 |  |  | No |  | 3.1 | 13694 | 81 | 168.06 | 8 | 0.95 | 5000 | 80
PDTFB6R7 | Hubbell Lighting | Hubbell Industrial Lighting | UTB-5K-AL16-MO-X-CD-YY-DLR; (X=F 5); (YY=GR) | Indoor Luminaires | High-Bay | High-Bay Luminaires for Commercial and Industrial Buildings | Standard | FALSE | [9 empty] | 42486 |  |  | No |  | 3.1 | 13694 | 81 | 168.06 | 8 | 0.95 | 5000 | 80
PQ21BWDM | Hubbell Lighting | Hubbell Industrial Lighting | UTB-5K-AL16-MO-X-CD-YY-CDL; (X=U 1 2 3 4); (YY=GR) | Indoor Luminaires | High-Bay | High-Bay Luminaires for Commercial and Industrial Buildings | Standard | FALSE | [9 empty] | 42486 |  |  | No |  | 3.1 | 13500 | 80 | 168.02 | 8 | 0.95 | 5000 | 80
PNEYDJKG | Hubbell Lighting | Hubbell Industrial Lighting | UTB-5K-AL16-MO-X-CD-YY-CDL; (X=F 5); (YY=GR) | Indoor Luminaires | High-Bay | High-Bay Luminaires for Commercial and Industrial Buildings | Standard | FALSE | [9 empty] | 42486 |  |  | No |  | 3.1 | 13500 | 80 | 168.02 | 8 | 0.95 | 5000 | 80
PBPEF38R | Hubbell Lighting | Hubbell Industrial Lighting | UTB-5K-AL16-MO-X-CD-YY-P95; (X=F 5); (YY=GR) | Indoor Luminaires | High-Bay | High-Bay Luminaires for Commercial and Industrial Buildings | Standard | FALSE | [9 empty] | 42486 |  |  | No |  | 3.1 | 13486 | 80 | 168.02 | 8 | 0.95 | 5000 | 80
P31PUXGU | Hubbell Lighting | Hubbell Industrial Lighting | UTB-5K-AL16-MO-X-CD-YY-P95; (X=U 1 2 3 4); (YY=GR) | Indoor Luminaires | High-Bay | High-Bay Luminaires for Commercial and Industrial Buildings | Standard | FALSE | [9 empty] | 42486 |  |  | No |  | 3.1 | 13486 | 80 | 168.02 | 8 | 0.95 | 5000 | 80
PUYZJAD2 | Hubbell Lighting | Hubbell Industrial Lighting | UTB-4K-OP16-MO-X-ND-YY-P95; (X=F 5); (YY=GR) | Indoor Luminaires | High-Bay | High-Bay Luminaires for Commercial and Industrial Buildings | Standard | FALSE | [9 empty] | 42486 |  |  | No |  | 3.1 | 17110.3 | 101 | 168.64 | 17 | 0.95 | 4000 | 80
P45Y9WVX | Hubbell Lighting | Hubbell Industrial Lighting | UTB-4K-OP16-MO-X-ND-YY-P95; (X=U 1 2 3 4); (YY=GR) | Indoor Luminaires | High-Bay | High-Bay Luminaires for Commercial and Industrial Buildings | Standard | FALSE | [9 empty] | 42486 |  |  | No |  | 3.1 | 17110.3 | 101 | 168.64 | 17 | 0.95 | 4000 | 80
PK3Z1NNU | Hubbell Lighting | Hubbell Industrial Lighting | UTB-4K-OP16-MO-X-ND-YY-DLR; (X=U 1 2 3 4); (YY=GR) | Indoor Luminaires | High-Bay | High-Bay Luminaires for Commercial and Industrial Buildings | Standard | FALSE | [9 empty] | 42486 |  |  | No |  | 3.1 | 17094.24 | 101 | 168.67 | 17 | 0.95 | 4000 | 80
P3N2GHZE | Hubbell Lighting | Hubbell Industrial Lighting | UTB-4K-OP16-MO-X-ND-YY-DLR; (X=F 5); (YY=GR) | Indoor Luminaires | High-Bay | High-Bay Luminaires for Commercial and Industrial Buildings | Standard | FALSE | [9 empty] | 42486 |  |  | No |  | 3.1 | 17094.24 | 101 | 168.67 | 17 | 0.95 | 4000 | 80
PSQF5G7Q | Hubbell Lighting | Hubbell Industrial Lighting | UTB-4K-OP16-MO-X-ND-YY-CDL; (X=F 5); (YY=GR) | Indoor Luminaires | High-Bay | High-Bay Luminaires for Commercial and Industrial Buildings | Standard | FALSE | [9 empty] | 42486 |  |  | No |  | 3.1 | 17089.04 | 101 | 168.75 | 17 | 0.95 | 4000 | 80
P42HW6ER | Hubbell Lighting | Hubbell Industrial Lighting | UTB-4K-OP16-MO-X-ND-YY-CDL; (X=U 1 2 3 4); (YY=GR) | Indoor Luminaires | High-Bay | High-Bay Luminaires for Commercial and Industrial Buildings | Standard | FALSE | [9 empty] | 42486 |  |  | No |  | 3.1 | 17089.04 | 101 | 168.75 | 17 | 0.95 | 4000 | 80
PDXY4YEQ | Hubbell Lighting | Hubbell Industrial Lighting | UTB-4K-WA16-MO-X-ND-YY-DLR; (X=U 1 2 3 4); (YY=GR) | Indoor Luminaires | High-Bay | High-Bay Luminaires for Commercial and Industrial Buildings | Standard | FALSE | [9 empty] | 42486 |  |  | No |  | 3.1 | 16950.13 | 100 | 168.71 | 17 | 0.95 | 4000 | 80
P1US92CZ | Hubbell Lighting | Hubbell Industrial Lighting | UTB-4K-WA16-MO-X-ND-YY-DLR; (X=F 5); (YY=GR) | Indoor Luminaires | High-Bay | High-Bay Luminaires for Commercial and Industrial Buildings | Standard | FALSE | [9 empty] | 42486 |  |  | No |  | 3.1 | 16950.13 | 100 | 168.71 | 17 | 0.95 | 4000 | 80
PY5E8EZW | Hubbell Lighting | Hubbell Industrial Lighting | UTB-4K-WA16-MO-X-ND-YY-P95; (X=F 5); (YY=GR) | Indoor Luminaires | High-Bay | High-Bay Luminaires for Commercial and Industrial Buildings | Standard | FALSE | [9 empty] | 42486 |  |  | No |  | 3.1 | 16948.38 | 100 | 168.7 | 17 | 0.95 | 4000 | 80
PRW6TNV7 | Hubbell Lighting | Hubbell Industrial Lighting | UTB-4K-WA16-MO-X-ND-YY-P95; (X=U 1 2 3 4); (YY=GR) | Indoor Luminaires | High-Bay | High-Bay Luminaires for Commercial and Industrial Buildings | Standard | FALSE | [9 empty] | 42486 |  |  | No |  | 3.1 | 16948.38 | 100 | 168.7 | 17 | 0.95 | 4000 | 80
PXFY79NB | Hubbell Lighting | Hubbell Industrial Lighting | UTB-4K-SB16-MO-X-ND-YY-P95; (X=U 1 2 3 4); (YY=GR) | Indoor Luminaires | High-Bay | High-Bay Luminaires for Commercial and Industrial Buildings | Standard | FALSE | [9 empty] | 42486 |  |  | No |  | 3.1 | 16906.6 | 100 | 168.62 | 17 | 0.95 | 4000 | 80
P6VU2VH8 | Hubbell Lighting | Hubbell Industrial Lighting | UTB-4K-SB16-MO-X-ND-YY-P95; (X=F 5); (YY=GR) | Indoor Luminaires | High-Bay | High-Bay Luminaires for Commercial and Industrial Buildings | Standard | FALSE | [9 empty] | 42486 |  |  | No |  | 3.1 | 16906.6 | 100 | 168.62 | 17 | 0.95 | 4000 | 80
PWS4VZ2V | Hubbell Lighting | Hubbell Industrial Lighting | UTB-4K-WA16-MO-X-ND-YY-CDL; (X=F 5); (YY=GR) | Indoor Luminaires | High-Bay | High-Bay Luminaires for Commercial and Industrial Buildings | Standard | FALSE | [9 empty] | 42486 |  |  | No |  | 3.1 | 16898.17 | 100 | 168.74 | 17 | 0.95 | 4000 | 80
PV9H3S2J | Hubbell Lighting | Hubbell Industrial Lighting | UTB-4K-WA16-MO-X-ND-YY-CDL; (X=U 1 2 3 4); (YY=GR) | Indoor Luminaires | High-Bay | High-Bay Luminaires for Commercial and Industrial Buildings | Standard | FALSE | [9 empty] | 42486 |  |  | No |  | 3.1 | 16898.17 | 100 | 168.74 | 17 | 0.95 | 4000 | 80
PPXA133N | Hubbell Lighting | Hubbell Industrial Lighting | UTB-4K-SB16-MO-X-ND-YY-DLR; (X=F 5); (YY=GR) | Indoor Luminaires | High-Bay | High-Bay Luminaires for Commercial and Industrial Buildings | Standard | FALSE | [9 empty] | 42486 |  |  | No |  | 3.1 | 16826.57 | 100 | 168.57 | 17 | 0.95 | 4000 | 80
PJA5BMH5 | Hubbell Lighting | Hubbell Industrial Lighting | UTB-4K-SB16-MO-X-ND-YY-DLR; (X=U 1 2 3 4); (YY=GR) | Indoor Luminaires | High-Bay | High-Bay Luminaires for Commercial and Industrial Buildings | Standard | FALSE | [9 empty] | 42486 |  |  | No |  | 3.1 | 16826.57 | 100 | 168.57 | 17 | 0.95 | 4000 | 80
PFS39QZT | Hubbell Lighting | Hubbell Industrial Lighting | UTB-4K-SB16-MO-X-ND-YY-CDL; (X=U 1 2 3 4); (YY=GR) | Indoor Luminaires | High-Bay | High-Bay Luminaires for Commercial and Industrial Buildings | Standard | FALSE | [9 empty] | 42486 |  |  | No |  | 3.1 | 16800.31 | 100 | 168.59 | 17 | 0.95 | 4000 | 80
PEM4H91S | Hubbell Lighting | Hubbell Industrial Lighting | UTB-4K-SB16-MO-X-ND-YY-CDL; (X=F 5); (YY=GR) | Indoor Luminaires | High-Bay | High-Bay Luminaires for Commercial and Industrial Buildings | Standard | FALSE | [9 empty] | 42486 |  |  | No |  | 3.1 | 16800.31 | 100 | 168.59 | 17 | 0.95 | 4000 | 80
PHRERVF5 | Hubbell Lighting | Hubbell Industrial Lighting | UTB-4K-WW16-MO-X-ND-YY-P95; (X=F 5); (YY=GR) | Indoor Luminaires | High-Bay | High-Bay Luminaires for Commercial and Industrial Buildings | Standard | FALSE | [9 empty] | 42486 |  |  | No |  | 3.1 | 15716.51 | 93 | 168.65 | 17 | 0.95 | 4000 | 80
PEB7Y4NU | Hubbell Lighting | Hubbell Industrial Lighting | UTB-4K-WW16-MO-X-ND-YY-P95; (X=U 1 2 3 4); (YY=GR) | Indoor Luminaires | High-Bay | High-Bay Luminaires for Commercial and Industrial Buildings | Standard | FALSE | [9 empty] | 42486 |  |  | No |  | 3.1 | 15716.51 | 93 | 168.65 | 17 | 0.95 | 4000 | 80
P2Q197NG | Hubbell Lighting | Hubbell Industrial Lighting | UTB-4K-WW16-MO-X-ND-YY-CDL; (X=F 5); (YY=GR) | Indoor Luminaires | High-Bay | High-Bay Luminaires for Commercial and Industrial Buildings | Standard | FALSE | [9 empty] | 42486 |  |  | No |  | 3.1 | 15536.85 | 92 | 168.67 | 17 | 0.95 | 4000 | 80
PMSJ8FE4 | Hubbell Lighting | Hubbell Industrial Lighting | UTB-4K-AL16-HO-X-ND-YY-P95; (X=F 5); (YY=GR) | Indoor Luminaires | High-Bay | High-Bay Luminaires for Commercial and Industrial Buildings | Standard | FALSE | [9 empty] | 42486 |  |  | No |  | 3.1 | 20550.83 | 81 | 254.06 | 8 | 0.95 | 4000 | 80
PE38RGJQ | Hubbell Lighting | Hubbell Industrial Lighting | UTB-4K-AL16-HO-X-ND-YY-P95; (X=U 1 2 3 4); (YY=GR) | Indoor Luminaires | High-Bay | High-Bay Luminaires for Commercial and Industrial Buildings | Standard | FALSE | [9 empty] | 42486 |  |  | No |  | 3.1 | 20550.83 | 81 | 254.06 | 8 | 0.95 | 4000 | 80
PJNN2UM8 | Hubbell Lighting | Hubbell Industrial Lighting | UTB-4K-AL16-HO-X-ND-YY-CDL; (X=F 5); (YY=GR) | Indoor Luminaires | High-Bay | High-Bay Luminaires for Commercial and Industrial Buildings | Standard | FALSE | [9 empty] | 42486 |  |  | No |  | 3.1 | 20411.15 | 80 | 253.75 | 8 | 0.95 | 4000 | 80
PFP2XMPD | Hubbell Lighting | Hubbell Industrial Lighting | UTB-4K-AL16-HO-X-ND-YY-CDL; (X=U 1 2 3 4); (YY=GR) | Indoor Luminaires | High-Bay | High-Bay Luminaires for Commercial and Industrial Buildings | Standard | FALSE | [9 empty] | 42486 |  |  | No |  | 3.1 | 20411.15 | 80 | 253.75 | 8 | 0.95 | 4000 | 80
PZVWW32M | Hubbell Lighting | Hubbell Industrial Lighting | UTB-4K-OP16-MO-X-CD-YY-P95; (X=U 1 2 3 4); (YY=GR) | Indoor Luminaires | High-Bay | High-Bay Luminaires for Commercial and Industrial Buildings | Standard | FALSE | [9 empty] | 42486 |  |  | No |  | 3.1 | 17110.3 | 101 | 168.64 | 17 | 0.95 | 4000 | 80
PWKPMAMN | Hubbell Lighting | Hubbell Industrial Lighting | UTB-4K-OP16-MO-X-CD-YY-P95; (X=F 5); (YY=GR) | Indoor Luminaires | High-Bay | High-Bay Luminaires for Commercial and Industrial Buildings | Standard | FALSE | [9 empty] | 42486 |  |  | No |  | 3.1 | 17110.3 | 101 | 168.64 | 17 | 0.95 | 4000 | 80
PQ8MCHAU | Hubbell Lighting | Hubbell Industrial Lighting | UTB-4K-OP16-MO-X-CD-YY-DLR; (X=U 1 2 3 4); (YY=GR) | Indoor Luminaires | High-Bay | High-Bay Luminaires for Commercial and Industrial Buildings | Standard | FALSE | [9 empty] | 42486 |  |  | No |  | 3.1 | 17094.24 | 101 | 168.67 | 17 | 0.95 | 4000 | 80
P32VEMNT | Hubbell Lighting | Hubbell Industrial Lighting | UTB-4K-OP16-MO-X-CD-YY-DLR; (X=F 5); (YY=GR) | Indoor Luminaires | High-Bay | High-Bay Luminaires for Commercial and Industrial Buildings | Standard | FALSE | [9 empty] | 42486 |  |  | No |  | 3.1 | 17094.24 | 101 | 168.67 | 17 | 0.95 | 4000 | 80
PBJMZ5AX | Hubbell Lighting | Hubbell Industrial Lighting | UTB-4K-OP16-MO-X-CD-YY-CDL; (X=U 1 2 3 4); (YY=GR) | Indoor Luminaires | High-Bay | High-Bay Luminaires for Commercial and Industrial Buildings | Standard | FALSE | [9 empty] | 42486 |  |  | No |  | 3.1 | 17089.04 | 101 | 168.75 | 17 | 0.95 | 4000 | 80
P34MCFT3 | Hubbell Lighting | Hubbell Industrial Lighting | UTB-4K-OP16-MO-X-CD-YY-CDL; (X=F 5); (YY=GR) | Indoor Luminaires | High-Bay | High-Bay Luminaires for Commercial and Industrial Buildings | Standard | FALSE | [9 empty] | 42486 |  |  | No |  | 3.1 | 17089.04 | 101 | 168.75 | 17 | 0.95 | 4000 | 80
P984Z5TA | Hubbell Lighting | Hubbell Industrial Lighting | UTB-4K-WA16-MO-X-CD-YY-DLR; (X=U 1 2 3 4); (YY=GR) | Indoor Luminaires | High-Bay | High-Bay Luminaires for Commercial and Industrial Buildings | Standard | FALSE | [9 empty] | 42486 |  |  | No |  | 3.1 | 16950.13 | 100 | 168.71 | 17 | 0.95 | 4000 | 80
P438E2KH | Hubbell Lighting | Hubbell Industrial Lighting | UTB-4K-WA16-MO-X-CD-YY-DLR; (X=F 5); (YY=GR) | Indoor Luminaires | High-Bay | High-Bay Luminaires for Commercial and Industrial Buildings | Standard | FALSE | [9 empty] | 42486 |  |  | No |  | 3.1 | 16950 | 100 | 168.71 | 17 | 0.95 | 4000 | 80
PQMF7YG6 | Hubbell Lighting | Hubbell Industrial Lighting | UTB-4K-WA16-MO-X-CD-YY-P95; (X=U 1 2 3 4); (YY=GR) | Indoor Luminaires | High-Bay | High-Bay Luminaires for Commercial and Industrial Buildings | Standard | FALSE | [9 empty] | 42486 |  |  | No |  | 3.1 | 16948.38 | 100 | 168.7 | 17 | 0.95 | 4000 | 80
P26FWD8M | Hubbell Lighting | Hubbell Industrial Lighting | UTB-4K-WA16-MO-X-CD-YY-P95; (X=F 5); (YY=GR) | Indoor Luminaires | High-Bay | High-Bay Luminaires for Commercial and Industrial Buildings | Standard | FALSE | [9 empty] | 42486 |  |  | No |  | 3.1 | 16948 | 100 | 168.7 | 17 | 0.95 | 4000 | 80
PR5REXTD | Hubbell Lighting | Hubbell Industrial Lighting | UTB-4K-SB16-MO-X-CD-YY-P95; (X=U 1 2 3 4); (YY=GR) | Indoor Luminaires | High-Bay | High-Bay Luminaires for Commercial and Industrial Buildings | Standard | FALSE | [9 empty] | 42486 |  |  | No |  | 3.1 | 16906.6 | 100 | 168.62 | 17 | 0.95 | 4000 | 80
PDKR9N3A | Hubbell Lighting | Hubbell Industrial Lighting | UTB-4K-SB16-MO-X-CD-YY-P95; (X=F 5); (YY=GR) | Indoor Luminaires | High-Bay | High-Bay Luminaires for Commercial and Industrial Buildings | Standard | FALSE | [9 empty] | 42486 |  |  | No |  | 3.1 | 16906.6 | 100 | 168.62 | 17 | 0.95 | 4000 | 80
PZ9YN7XN | Hubbell Lighting | Hubbell Industrial Lighting | UTB-4K-WA16-MO-X-CD-YY-CDL; (X=U 1 2 3 4); (YY=GR) | Indoor Luminaires | High-Bay | High-Bay Luminaires for Commercial and Industrial Buildings | Standard | FALSE | [9 empty] | 42486 |  |  | No |  | 3.1 | 16898.17 | 100 | 168.74 | 17 | 0.95 | 4000 | 80
PMVTCM9R | Hubbell Lighting | Hubbell Industrial Lighting | UTB-4K-WA16-MO-X-CD-YY-CDL; (X=F 5); (YY=GR) | Indoor Luminaires | High-Bay | High-Bay Luminaires for Commercial and Industrial Buildings | Standard | FALSE | [9 empty] | 42486 |  |  | No |  | 3.1 | 16898 | 100 | 168.74 | 17 | 0.95 | 4000 | 80
PHNNG8DY | Hubbell Lighting | Hubbell Industrial Lighting | UTB-4K-SB16-MO-X-CD-YY-DLR; (X=F 5); (YY=GR) | Indoor Luminaires | High-Bay | High-Bay Luminaires for Commercial and Industrial Buildings | Standard | FALSE | [9 empty] | 42486 |  |  | No |  | 3.1 | 16826.57 | 100 | 168.57 | 17 | 0.95 | 4000 | 80
P3ZEVA3Z | Hubbell Lighting | Hubbell Industrial Lighting | UTB-4K-SB16-MO-X-CD-YY-DLR; (X=U 1 2 3 4); (YY=GR) | Indoor Luminaires | High-Bay | High-Bay Luminaires for Commercial and Industrial Buildings | Standard | FALSE | [9 empty] | 42486 |  |  | No |  | 3.1 | 16826.57 | 100 | 168.57 | 17 | 0.95 | 4000 | 80
PWQXTY8Z | Hubbell Lighting | Hubbell Industrial Lighting | UTB-4K-SB16-MO-X-CD-YY-CDL; (X=U 1 2 3 4); (YY=GR) | Indoor Luminaires | High-Bay | High-Bay Luminaires for Commercial and Industrial Buildings | Standard | FALSE | [9 empty] | 42486 |  |  | No |  | 3.1 | 16800.31 | 100 | 168.59 | 17 | 0.95 | 4000 | 80
P2F6TBZN | Hubbell Lighting | Hubbell Industrial Lighting | UTB-4K-SB16-MO-X-CD-YY-CDL; (X=F 5); (YY=GR) | Indoor Luminaires | High-Bay | High-Bay Luminaires for Commercial and Industrial Buildings | Standard | FALSE | [9 empty] | 42486 |  |  | No |  | 3.1 | 16800.31 | 100 | 168.59 | 17 | 0.95 | 4000 | 80
P7M6JRK6 | Hubbell Lighting | Hubbell Industrial Lighting | UTB-4K-WW16-MO-X-CD-YY-P95; (X=F 5); (YY=GR) | Indoor Luminaires | High-Bay | High-Bay Luminaires for Commercial and Industrial Buildings | Standard | FALSE | [9 empty] | 42486 |  |  | No |  | 3.1 | 15716.51 | 93 | 168.65 | 17 | 0.95 | 4000 | 80
P1X5MHR2 | Hubbell Lighting | Hubbell Industrial Lighting | UTB-4K-WW16-MO-X-CD-YY-P95; (X=U 1 2 3 4); (YY=GR) | Indoor Luminaires | High-Bay | High-Bay Luminaires for Commercial and Industrial Buildings | Standard | FALSE | [9 empty] | 42486 |  |  | No |  | 3.1 | 15716.51 | 93 | 168.65 | 17 | 0.95 | 4000 | 80
PSG96D3J | Hubbell Lighting | Hubbell Industrial Lighting | UTB-4K-WW16-MO-X-CD-YY-CDL; (X=F 5); (YY=GR) | Indoor Luminaires | High-Bay | High-Bay Luminaires for Commercial and Industrial Buildings | Standard | FALSE | [9 empty] | 42486 |  |  | No |  | 3.1 | 15536.85 | 92 | 168.67 | 17 | 0.95 | 4000 | 80
PFZHENDF | Hubbell Lighting | Hubbell Industrial Lighting | UTB-4K-WW16-MO-X-CD-YY-CDL; (X=U 1 2 3 4); (YY=GR) | Indoor Luminaires | High-Bay | High-Bay Luminaires for Commercial and Industrial Buildings | Standard | FALSE | [9 empty] | 42486 |  |  | No |  | 3.1 | 15536.85 | 92 | 168.67 | 17 | 0.95 | 4000 | 80
PKR71HRT | Hubbell Lighting | Hubbell Industrial Lighting | UTB-4K-AL16-MO-X-CD-YY-CDL; (X=F 5); (YY=GR) | Indoor Luminaires | High-Bay | High-Bay Luminaires for Commercial and Industrial Buildings | Standard | FALSE | [9 empty] | 42486 |  |  | No |  | 3.1 | 13394.8 | 80 | 168.02 | 8 | 0.95 | 4000 | 80
PCHCPETX | Hubbell Lighting | Hubbell Industrial Lighting | UTB-4K-AL16-HO-X-ND-YY-DLR; (X=F 5); (YY=GR) | Indoor Luminaires | High-Bay | High-Bay Luminaires for Commercial and Industrial Buildings | Standard | FALSE | [9 empty] | 42486 |  |  | No |  | 3.1 | 20661.26 | 81 | 254.1 | 8 | 0.95 | 3886 | 82
P1RPBT11 | Hubbell Lighting | Hubbell Industrial Lighting | UTB-4K-AL16-HO-X-ND-YY-DLR; (X=U 1 2 3 4); (YY=GR) | Indoor Luminaires | High-Bay | High-Bay Luminaires for Commercial and Industrial Buildings | Standard | FALSE | [9 empty] | 42486 |  |  | No |  | 3.1 | 20661.26 | 81 | 254.1 | 8 | 0.95 | 3886 | 82
PMU93Q8S | Hubbell Lighting | Hubbell Industrial Lighting | UTB-4K-AL16-MO-X-CD-YY-DLR; (X=U 1 2 3 4); (YY=GR) | Indoor Luminaires | High-Bay | High-Bay Luminaires for Commercial and Industrial Buildings | Standard | FALSE | [9 empty] | 42486 |  |  | No |  | 3.1 | 13576.09 | 81 | 168.06 | 8 | 0.95 | 3874 | 83
P846ZYDA | Hubbell Lighting | Hubbell Industrial Lighting | UTB-4K-AL16-MO-X-CD-YY-DLR; (X=F 5); (YY=GR) | Indoor Luminaires | High-Bay | High-Bay Luminaires for Commercial and Industrial Buildings | Standard | FALSE | [9 empty] | 42486 |  |  | No |  | 3.1 | 13576.09 | 81 | 168.06 | 8 | 0.95 | 3874 | 83
PSVM81E5 | Hubbell Lighting | Hubbell Industrial Lighting | UTB-4K-WW16-MO-X-ND-YY-DLR; (X=F 5); (YY=GR) | Indoor Luminaires | High-Bay | High-Bay Luminaires for Commercial and Industrial Buildings | Standard | FALSE | [9 empty] | 42486 |  |  | No |  | 3.1 | 15770 | 93 | 168.72 | 17 | 0.95 | 3857 | 83
PFUU74WW | Hubbell Lighting | Hubbell Industrial Lighting | UTB-4K-WW16-MO-X-ND-YY-DLR; (X=U 1 2 3 4); (YY=GR) | Indoor Luminaires | High-Bay | High-Bay Luminaires for Commercial and Industrial Buildings | Standard | FALSE | [9 empty] | 42486 |  |  | No |  | 3.1 | 15770 | 93 | 168.72 | 17 | 0.95 | 3857 | 83
PFD3T4RH | Hubbell Lighting | Hubbell Industrial Lighting | UTB-4K-WW16-MO-X-CD-YY-DLR; (X=F 5); (YY=GR) | Indoor Luminaires | High-Bay | High-Bay Luminaires for Commercial and Industrial Buildings | Standard | FALSE | [9 empty] | 42486 |  |  | No |  | 3.1 | 15770 | 93 | 168.72 | 17 | 0.95 | 3857 | 83
P3GW4S7C | Hubbell Lighting | Hubbell Industrial Lighting | UTB-4K-WW16-MO-X-CD-YY-DLR; (X=U 1 2 3 4); (YY=GR) | Indoor Luminaires | High-Bay | High-Bay Luminaires for Commercial and Industrial Buildings | Standard | FALSE | [9 empty] | 42486 |  |  | No |  | 3.1 | 15770 | 93 | 168.72 | 17 | 0.95 | 3857 | 83
PC1Q515H | Hubbell Lighting | Hubbell Industrial Lighting | UTB-4K-WW16-MO-X-ND-YY-N; (X=U 1 2 3 4); (YY=GR) | Indoor Luminaires | High-Bay | High-Bay Luminaires for Commercial and Industrial Buildings | Standard | FALSE | [9 empty] | 42486 |  |  | No |  | 3.1 | 16942.24 | 100 | 168.77 | 17 | 0.95 | 3855 | 83
P6RDJ2M4 | Hubbell Lighting | Hubbell Industrial Lighting | UTB-4K-WW16-MO-X-ND-YY-N; (X=F 5); (YY=GR) | Indoor Luminaires | High-Bay | High-Bay Luminaires for Commercial and Industrial Buildings | Standard | FALSE | [9 empty] | 42486 |  |  | No |  | 3.1 | 16942.24 | 100 | 168.77 | 17 | 0.95 | 3855 | 83
PEDMCR5X | Hubbell Lighting | Hubbell Industrial Lighting | UTB-4K-WW16-MO-X-CD-YY-N; (X=U 1 2 3 4); (YY=GR) | Indoor Luminaires | High-Bay | High-Bay Luminaires for Commercial and Industrial Buildings | Standard | FALSE | [9 empty] | 42486 |  |  | No |  | 3.1 | 16942.24 | 100 | 168.77 | 17 | 0.95 | 3855 | 83
P1EXCAAC | Hubbell Lighting | Hubbell Industrial Lighting | UTB-4K-WW16-MO-X-CD-YY-N; (X=F 5); (YY=GR) | Indoor Luminaires | High-Bay | High-Bay Luminaires for Commercial and Industrial Buildings | Standard | FALSE | [9 empty] | 42486 |  |  | No |  | 3.1 | 16942.24 | 100 | 168.77 | 17 | 0.95 | 3855 | 83
PNKMS6FF | Hubbell Lighting | Hubbell Industrial Lighting | UTB-4K-AL16-HO-X-ND-YY-N; (X=F 5); (YY=GR) | Indoor Luminaires | High-Bay | High-Bay Luminaires for Commercial and Industrial Buildings | Standard | FALSE | [9 empty] | 42486 |  |  | No |  | 3.1 | 23188.97 | 91 | 255.64 | 8 | 0.95 | 3854 | 82
P9XWDRYZ | Hubbell Lighting | Hubbell Industrial Lighting | UTB-4K-AL16-HO-X-ND-YY-N; (X=U 1 2 3 4); (YY=GR) | Indoor Luminaires | High-Bay | High-Bay Luminaires for Commercial and Industrial Buildings | Standard | FALSE | [9 empty] | 42486 |  |  | No |  | 3.1 | 23188.97 | 91 | 255.64 | 8 | 0.95 | 3854 | 82
PTHXD2C1 | Hubbell Lighting | Hubbell Industrial Lighting | UTB-4K-AL16-MO-X-CD-YY-N; (X=U 1 2 3 4); (YY=GR) | Indoor Luminaires | High-Bay | High-Bay Luminaires for Commercial and Industrial Buildings | Standard | FALSE | [9 empty] | 42486 |  |  | No |  | 3.1 | 15274.37 | 90 | 168.97 | 8 | 0.95 | 3851 | 82
P6VN7V2R | Hubbell Lighting | Hubbell Industrial Lighting | UTB-4K-AL16-MO-X-CD-YY-N; (X=F 5); (YY=GR) | Indoor Luminaires | High-Bay | High-Bay Luminaires for Commercial and Industrial Buildings | Standard | FALSE | [9 empty] | 42486 |  |  | No |  | 3.1 | 15274.37 | 90 | 168.97 | 8 | 0.95 | 3851 | 82
P36Y72TV | Hubbell Lighting | Hubbell Industrial Lighting | UTB-4K-WA16-MO-X-ND-YY-N; (X=F 5); (YY=GR) | Indoor Luminaires | High-Bay | High-Bay Luminaires for Commercial and Industrial Buildings | Standard | FALSE | [9 empty] | 42486 |  |  | No |  | 3.1 | 18243 | 108 | 168.9 | 17 | 0.95 | 3833 | 83
PP75N9RR | Hubbell Lighting | Hubbell Industrial Lighting | UTB-4K-WA16-MO-X-ND-YY-N; (X=U 1 2 3 4); (YY=GR) | Indoor Luminaires | High-Bay | High-Bay Luminaires for Commercial and Industrial Buildings | Standard | FALSE | [9 empty] | 42486 |  |  | No |  | 3.1 | 18242.51 | 108 | 168.9 | 17 | 0.95 | 3833 | 83
PMZ499YP | Hubbell Lighting | Hubbell Industrial Lighting | UTB-4K-WA16-MO-X-CD-YY-N; (X=F 5); (YY=GR) | Indoor Luminaires | High-Bay | High-Bay Luminaires for Commercial and Industrial Buildings | Standard | FALSE | [9 empty] | 42486 |  |  | No |  | 3.1 | 18243 | 108 | 168.9 | 17 | 0.95 | 3833 | 83
P9BJ7GPF | Hubbell Lighting | Hubbell Industrial Lighting | UTB-4K-WA16-MO-X-CD-YY-N; (X=U 1 2 3 4); (YY=GR) | Indoor Luminaires | High-Bay | High-Bay Luminaires for Commercial and Industrial Buildings | Standard | FALSE | [9 empty] | 42486 |  |  | No |  | 3.1 | 18242.51 | 108 | 168.9 | 17 | 0.95 | 3833 | 83
PZKTB2KN | Hubbell Lighting | Hubbell Industrial Lighting | UTB-4K-SB16-MO-X-ND-YY-N; (X=F 5); (YY=GR) | Indoor Luminaires | High-Bay | High-Bay Luminaires for Commercial and Industrial Buildings | Standard | FALSE | [9 empty] | 42486 |  |  | No |  | 3.1 | 18014.97 | 107 | 168.86 | 17 | 0.95 | 3828 | 83
PJJPFYNS | Hubbell Lighting | Hubbell Industrial Lighting | UTB-4K-SB16-MO-X-ND-YY-N; (X=U 1 2 3 4); (YY=GR) | Indoor Luminaires | High-Bay | High-Bay Luminaires for Commercial and Industrial Buildings | Standard | FALSE | [9 empty] | 42486 |  |  | No |  | 3.1 | 18014.97 | 107 | 168.86 | 17 | 0.95 | 3828 | 83
PRQ7Y66J | Hubbell Lighting | Hubbell Industrial Lighting | UTB-4K-SB16-MO-X-CD-YY-N; (X=F 5); (YY=GR) | Indoor Luminaires | High-Bay | High-Bay Luminaires for Commercial and Industrial Buildings | Standard | FALSE | [9 empty] | 42486 |  |  | No |  | 3.1 | 18014.97 | 107 | 168.86 | 17 | 0.95 | 3828 | 83
P3Q4AV2U | Hubbell Lighting | Hubbell Industrial Lighting | UTB-4K-SB16-MO-X-CD-YY-N; (X=U 1 2 3 4); (YY=GR) | Indoor Luminaires | High-Bay | High-Bay Luminaires for Commercial and Industrial Buildings | Standard | FALSE | [9 empty] | 42486 |  |  | No |  | 3.1 | 18014.97 | 107 | 168.86 | 17 | 0.95 | 3828 | 83
PZ5PCEUU | Hubbell Lighting | Hubbell Industrial Lighting | UTB-4K-OP16-MO-X-ND-YY-N; (X=U 1 2 3 4); (YY=GR) | Indoor Luminaires | High-Bay | High-Bay Luminaires for Commercial and Industrial Buildings | Standard | FALSE | [9 empty] | 42486 |  |  | No |  | 3.1 | 18023.91 | 107 | 168.68 | 17 | 0.95 | 3827 | 83
P41CNV5S | Hubbell Lighting | Hubbell Industrial Lighting | UTB-4K-OP16-MO-X-ND-YY-N; (X=F 5); (YY=GR) | Indoor Luminaires | High-Bay | High-Bay Luminaires for Commercial and Industrial Buildings | Standard | FALSE | [9 empty] | 42486 |  |  | No |  | 3.1 | 18023.91 | 107 | 168.68 | 17 | 0.95 | 3827 | 83
PENBG8U5 | Hubbell Lighting | Hubbell Industrial Lighting | UTB-4K-OP16-MO-X-CD-YY-N; (X=U 1 2 3 4); (YY=GR) | Indoor Luminaires | High-Bay | High-Bay Luminaires for Commercial and Industrial Buildings | Standard | FALSE | [9 empty] | 42486 |  |  | No |  | 3.1 | 18023.91 | 107 | 168.68 | 17 | 0.95 | 3827 | 83
PAKFH7VY | Hubbell Lighting | Hubbell Industrial Lighting | UTB-4K-OP16-MO-X-CD-YY-N; (X=F 5); (YY=GR) | Indoor Luminaires | High-Bay | High-Bay Luminaires for Commercial and Industrial Buildings | Standard | FALSE | [9 empty] | 42486 |  |  | No |  | 3.1 | 18023.91 | 107 | 168.68 | 17 | 0.95 | 3827 | 83
PQENSNMN | Horner Lighting Group | Horner Lighting Group | ETG-CHB150-WL857 [120 Degree Only] | Indoor Luminaires | High-Bay | High-Bay Luminaires for Commercial and Industrial Buildings | Premium | FALSE | [9 empty] | 42486 | Dimmable | Continuous Below 10 | No |  | 3.1 | 20669 | 140.13 | 147.5 | 14.71 | 0.9359 | 5700 | 83.9
P7VPP5EQ | Horner Lighting Group | Horner Lighting Group | ETG-CHB100-WL857 [120 Degree Only] | Indoor Luminaires | High-Bay | High-Bay Luminaires for Commercial and Industrial Buildings | Premium | FALSE | [9 empty] | 42486 | Dimmable | Continuous Below 10 | No |  | 3.1 | 14049 | 141.87 | 99.03 | 10.8 | 0.97 | 5700 | 83.9
P5S7QRQZ | Horner Lighting Group | Horner Lighting Group | ETG-CHB150 [120 Degree Only] | Indoor Luminaires | High-Bay | High-Bay Luminaires for Commercial and Industrial Buildings | Premium | FALSE | [9 empty] | 42486 | Dimmable | Continuous Below 10 | No |  | 3.1 | 20521 | 138.56 | 148.1 | 14.5 | 0.934 | 5000 | 84
P8JS3GEF | Horner Lighting Group | Horner Lighting Group | ETG-CHB100 [120 Degree Only] | Indoor Luminaires | High-Bay | High-Bay Luminaires for Commercial and Industrial Buildings | Premium | FALSE | [9 empty] | 42486 | Dimmable | Continuous Below 10 | No |  | 3.1 | 13825 | 138.51 | 99.81 | 10.63 | 0.96 | 5000 | 84
P3AAG91F | Project Lighting LLC | DSS | HBLED110(4000K) | Indoor Luminaires | High-Bay | High-Bay Luminaires for Commercial and Industrial Buildings | Premium | TRUE | 12990.16 | 124.15 | 104.63 | 7.6 | 0.977 | 3980 | 83.6 | 5 | 90000 | 42485 |  |  | No |  | 3.1 | 14300 | 130 | 110 | 20 | 0.9 | 4000 | 80
PW6DCXWA | Project Lighting LLC | DSS | HBLED220(4000K) | Indoor Luminaires | High-Bay | High-Bay Luminaires for Commercial and Industrial Buildings | Premium | TRUE | 26036.27 | 124.76 | 208.69 | 8 | 0.976 | 4010 | 83.7 | 5 | 90000 | 42485 |  |  | No |  | 3.1 | 28600 | 130 | 220 | 20 | 0.9 | 4000 | 80
P4E3UGYR | Project Lighting LLC | DSS | HBLED165(4000K) | Indoor Luminaires | High-Bay | High-Bay Luminaires for Commercial and Industrial Buildings | Premium | TRUE | 19446.51 | 124.87 | 155.74 | 7.69 | 0.975 | 4006 | 83.6 | 5 | 90000 | 42485 |  |  | No |  | 3.1 | 21450 | 130 | 165 | 20 | 0.9 | 4000 | 80
P6MHYHW7 | Lumax Lighting | Lumax Lighting | HBCLED122L5K25-9FA | Indoor Luminaires | High-Bay | High-Bay Luminaires for Commercial and Industrial Buildings | Standard | TRUE | 12216 | 122.3 | 99.85 | 6.2 | 0.969 | 5159 | 82.8 | 5 | 50000 | 42485 |  |  | No |  | 3 | 12216 | 122.3 | 99.85 | 7.64 | 0.9667 | 5159 | 82.8
P58TZBE7 | Shenzhen Hipower Optoelectronic Co. Ltd | LED VISION | SPC150-HL7-DW-120 | Indoor Luminaires | High-Bay | High-Bay Luminaires for Commercial and Industrial Buildings | Standard | TRUE | 12351 | 86.25 | 143.2 | 10.1 | 0.956 | 4813 | 75.2 | 5 | 50000 | 42485 |  |  | NotYetVerified |  | 3.1 | 11300 | 78 | 145 | 20 | 0.956 | 5000 | 70
P1RPCFZQ | Shenzhen Hipower Optoelectronic Co. Ltd | LED VISION | SPC150-HL7-DW-90 | Indoor Luminaires | High-Bay | High-Bay Luminaires for Commercial and Industrial Buildings | Standard | TRUE | 12004 | 83.89 | 143.1 | 10.06 | 0.956 | 4813 | 75 | 5 | 50000 | 42485 |  |  | NotYetVerified |  | 3.1 | 11300 | 78 | 145 | 20 | 0.956 | 5000 | 70
P1NWEG8B | Lamp Shining Manufacturing Co.Ltd | Lamp Shining | LSLBL-500W903030(3000K) | Indoor Luminaires | High-Bay | High-Bay Luminaires for Commercial and Industrial Buildings | Standard | TRUE | 57564.64 | 117.72 | 489 | 8.41 | 0.951 | 3131 | 73.1 | 5 | 50000 | 42485 |  |  | No |  | 3.1 | 57000 | 114 | 500 | 7 | 0.95 | 3000 | 70
PUNDP9GM | Lumecon LLC | Lumecon | LFS-LB-55-[JPS]-NW-1-G-[XOC1OC2WC] | Indoor Luminaires | High-Bay | Low-Bay Luminaires for Commercial and Industrial Buildings | Premium | TRUE | 6662.3 | 121.84 | 54.68 | 16.43 | 0.9506 | 3984 | 73.36 | 10 | 50000 | 42485 |  |  | Yes |  | 3.1 | 6677 | 124.61 | 53.58 | 16.43 | 0.9506 | 3984 | 73.36
PNVF9YFH | Shenzhen Hipower Optoelectronic Co. Ltd | LED VISION | SPC200-HL7-DW-120 | Indoor Luminaires | High-Bay | High-Bay Luminaires for Commercial and Industrial Buildings | Standard | TRUE | 16996 | 85.07 | 199.8 | 5.91 | 0.9478 | 4863 | 75.4 | 5 | 50000 | 42485 |  |  | NotYetVerified |  | 3.1 | 15700 | 79 | 200 | 20 | 0.9478 | 5000 | 70
PNRPTR1Z | Shenzhen Hipower Optoelectronic Co. Ltd | LED VISION | SPC200-HL7-DW-90 | Indoor Luminaires | High-Bay | High-Bay Luminaires for Commercial and Industrial Buildings | Standard | TRUE | 16486 | 82.51 | 199.8 | 5.29 | 0.9478 | 4867 | 75.2 | 5 | 50000 | 42485 |  |  | NotYetVerified |  | 3.1 | 15700 | 79 | 200 | 20 | 0.9478 | 5000 | 70
P6Y1QNPU | Shenzhen Hipower Optoelectronic Co. Ltd | LED VISION | SPC200-HL7-DW-60 | Indoor Luminaires | High-Bay | High-Bay Luminaires for Commercial and Industrial Buildings | Standard | TRUE | 15733 | 78.71 | 199.9 | 5.28 | 0.9477 | 4872 | 75.3 | 5 | 50000 | 42485 |  |  | NotYetVerified |  | 3.1 | 15700 | 79 | 200 | 20 | 0.9477 | 5000 | 70
PUWQM4FW | Lamp Shining Manufacturing Co.Ltd | Lamp Shining | LSLBL-120W1203030(3000K) [Qualified Pointing Straight Down] | Indoor Luminaires | High-Bay | High-Bay Luminaires for Commercial and Industrial Buildings | Standard | TRUE | 13902.34 | 118.14 | 117.68 | 11.64 | 0.938 | 3071 | 71.3 | 5 | 50000 | 42485 |  |  | No |  | 3.1 | 13500 | 112.5 | 120 | 7 | 0.95 | 3000 | 70
PS1XW3H8 | ThinkLite LLC | ThinkLite | TLKIT-9-XL | Indoor Retrofit Kit | High-Bay | Retrofit Kits for High-Bay Luminaires for Commercial and Industrial Buildings | Standard | TRUE | 20908.94 | 107.73 | 194.09 | 8.64 | 0.923 | 3167 | 83.9 | 8 | 70000 | 42485 |  |  | No | ?X? is a fixed letter | 3.1 | 20908.94 | 110.76 | 200 | 10 | 0.92 | 3000 | 83
PNSF6QBB | WUXI ELLIPZ LIGHTING TECHNOLOGY CO LTD | Ellipz Lighting | 7700AC45SP-H | Indoor Luminaires | High-Bay | High-Bay Luminaires for Commercial and Industrial Buildings | Standard | TRUE | 11886 | 93.5 | 127.2 | 12.2 | 0.92 | 4433 | 93 | 5 | 50000 | 42485 |  |  | No |  | 3.1 | 12200 | 96 | 130 | 13 | 0.9 | 4500 | 93
PPF6RHQD | Lamp Shining Manufacturing Co.Ltd | Lamp Shining | LSLBL-400W903030(3000K) [Qualified Pointing Straight Down] | Indoor Luminaires | High-Bay | High-Bay Luminaires for Commercial and Industrial Buildings | Standard | TRUE | 45405.44 | 111.21 | 408.3 | 10.02 | 0.918 | 3106 | 71.9 | 5 | 50000 | 42485 |  |  | No |  | 3.1 | 45500 | 113.75 | 400 | 7 | 0.95 | 3000 | 70
P424NXKS | WUXI ELLIPZ LIGHTING TECHNOLOGY CO LTD | Ellipz Lighting | 7700AC45SF-H | Indoor Luminaires | High-Bay | High-Bay Luminaires for Commercial and Industrial Buildings | Standard | TRUE | 9856 | 78 | 126.4 | 16.7 | 0.905 | 4450 | 93 | 5 | 50000 | 42485 |  |  | No |  | 3.1 | 9800 | 78 | 130 | 17 | 0.9 | 4500 | 93
P9F9P5NA | WUXI ELLIPZ LIGHTING TECHNOLOGY CO LTD | Ellipz Lighting | 7700AC57SF-H | Indoor Luminaires | High-Bay | High-Bay Luminaires for Commercial and Industrial Buildings | Standard | FALSE | [9 empty] | 42485 |  |  | No |  | 3.1 | 9800 | 78 | 130 | 17 | 0.9 | 5700 | 93
PQZ6KEZB | WUXI ELLIPZ LIGHTING TECHNOLOGY CO LTD | Ellipz Lighting | 7700AC57SP-H | Indoor Luminaires | High-Bay | High-Bay Luminaires for Commercial and Industrial Buildings | Standard | FALSE | [9 empty] | 42485 |  |  | No |  | 3.1 | 12200 | 96 | 130 | 13 | 0.9 | 5700 | 93
PJWPB89T | WUXI ELLIPZ LIGHTING TECHNOLOGY CO LTD | Ellipz Lighting | 7700AC50SF-H | Indoor Luminaires | High-Bay | High-Bay Luminaires for Commercial and Industrial Buildings | Standard | FALSE | [9 empty] | 42485 |  |  | No |  | 3.1 | 9800 | 78 | 130 | 17 | 0.9 | 5000 | 93
PQ8B9Q9R | WUXI ELLIPZ LIGHTING TECHNOLOGY CO LTD | Ellipz Lighting | 7700AC50SP-H | Indoor Luminaires | High-Bay | High-Bay Luminaires for Commercial and Industrial Buildings | Standard | FALSE | [9 empty] | 42485 |  |  | No |  | 3.1 | 12200 | 96 | 130 | 13 | 0.9 | 5000 | 93
PHCUBV5C | Project Lighting LLC | DSS | HBLED220(5000K) | Indoor Luminaires | High-Bay | High-Bay Luminaires for Commercial and Industrial Buildings | Premium | FALSE | [9 empty] | 42485 |  |  | No |  | 3.1 | 29370 | 133.5 | 220 | 20 | 0.9 | 5000 | 80
PKV131WB | Project Lighting LLC | DSS | HBLED165(5000K) | Indoor Luminaires | High-Bay | High-Bay Luminaires for Commercial and Industrial Buildings | Premium | FALSE | [9 empty] | 42485 |  |  | No |  | 3.1 | 22020 | 133.5 | 165 | 20 | 0.9 | 5000 | 80
P8ZM17HM | Project Lighting LLC | DSS | HBLED110(5000K) | Indoor Luminaires | High-Bay | High-Bay Luminaires for Commercial and Industrial Buildings | Premium | FALSE | [9 empty] | 42485 |  |  | No |  | 3.1 | 14680 | 133.5 | 110 | 20 | 0.9 | 5000 | 80
PR4WNN4R | ThinkLite LLC | ThinkLite | TLKIT-9-X | Indoor Retrofit Kit | High-Bay | Retrofit Kits for High-Bay Luminaires for Commercial and Industrial Buildings | Standard | FALSE | [9 empty] | 42485 |  |  | No | ?X? is a fixed letter | 3.1 | 27000 | 135 | 200 | 10 | 0.92 | 5700 | 83
PSMBEG79 | ThinkLite LLC | ThinkLite | TLKIT-9-XX | Indoor Retrofit Kit | High-Bay | Retrofit Kits for High-Bay Luminaires for Commercial and Industrial Buildings | Standard | FALSE | [9 empty] | 42485 |  |  | No |  | 3.1 | 26000 | 130 | 200 | 10 | 0.92 | 5000 | 83
PVB1SN7N | ThinkLite LLC | ThinkLite | TLKIT-9-6L | Indoor Retrofit Kit | High-Bay | Retrofit Kits for High-Bay Luminaires for Commercial and Industrial Buildings | Standard | FALSE | [9 empty] | 42485 |  |  | No |  | 3.1 | 25000 | 125 | 200 | 10 | 0.92 | 4500 | 83
P9CRHG9U | ThinkLite LLC | ThinkLite | TLKIT-9-8L | Indoor Retrofit Kit | High-Bay | Retrofit Kits for High-Bay Luminaires for Commercial and Industrial Buildings | Standard | FALSE | [9 empty] | 42485 |  |  | No |  | 3.1 | 24000 | 120 | 200 | 10 | 0.92 | 4000 | 83
PDY1RFJX | ThinkLite LLC | ThinkLite | TLKIT-9 | Indoor Retrofit Kit | High-Bay | Retrofit Kits for High-Bay Luminaires for Commercial and Industrial Buildings | Standard | FALSE | [9 empty] | 42485 |  |  | No |  | 3.1 | 23000 | 115 | 200 | 10 | 0.92 | 3500 | 83
PURFXVXQ | Shenzhen Hipower Optoelectronic Co. Ltd | LED VISION | SPC200-HL7-CW-60 | Indoor Luminaires | High-Bay | High-Bay Luminaires for Commercial and Industrial Buildings | Standard | FALSE | [9 empty] | 42485 |  |  | NotYetVerified |  | 3.1 | 17000 | 85 | 200 | 20 | 0.9955 | 5700 | 70
PSD21A6T | Shenzhen Hipower Optoelectronic Co. Ltd | LED VISION | SPC200-HL7-CW-120 | Indoor Luminaires | High-Bay | High-Bay Luminaires for Commercial and Industrial Buildings | Standard | FALSE | [9 empty] | 42485 |  |  | NotYetVerified |  | 3.1 | 17000 | 85 | 200 | 20 | 0.9955 | 5700 | 70
PK91MYUN | Shenzhen Hipower Optoelectronic Co. Ltd | LED VISION | SPC200-HL7-CW-90 | Indoor Luminaires | High-Bay | High-Bay Luminaires for Commercial and Industrial Buildings | Standard | FALSE | [9 empty] | 42485 |  |  | NotYetVerified |  | 3.1 | 17000 | 85 | 200 | 20 | 0.9955 | 5700 | 70
P9882K5F | Shenzhen Hipower Optoelectronic Co. Ltd | LED VISION | SPC150-HL7-CW-90 | Indoor Luminaires | High-Bay | High-Bay Luminaires for Commercial and Industrial Buildings | Standard | FALSE | [9 empty] | 42485 |  |  | NotYetVerified |  | 3.1 | 12200 | 84 | 145 | 20 | 0.9952 | 5700 | 70
P66GBPEM | Shenzhen Hipower Optoelectronic Co. Ltd | LED VISION | SPC150-HL7-CW-120 | Indoor Luminaires | High-Bay | High-Bay Luminaires for Commercial and Industrial Buildings | Standard | FALSE | [9 empty] | 42485 |  |  | NotYetVerified |  | 3.1 | 12200 | 84 | 145 | 20 | 0.9951 | 5700 | 70
PHZXSVGW | Shenzhen Hipower Optoelectronic Co. Ltd | LED VISION | SPC200-HL7-CW-D-90 | Indoor Luminaires | High-Bay | High-Bay Luminaires for Commercial and Industrial Buildings | Standard | FALSE | [9 empty] | 42485 |  |  | NotYetVerified |  | 3.1 | 17000 | 85 | 200 | 20 | 0.9955 | 5700 | 70
PDKC8E41 | Shenzhen Hipower Optoelectronic Co. Ltd | LED VISION | SPC200-HL7-CW-D-120 | Indoor Luminaires | High-Bay | High-Bay Luminaires for Commercial and Industrial Buildings | Standard | FALSE | [9 empty] | 42485 |  |  | NotYetVerified |  | 3.1 | 17000 | 85 | 200 | 20 | 0.9955 | 5700 | 70
P4GT1A9D | Shenzhen Hipower Optoelectronic Co. Ltd | LED VISION | SPC200-HL7-CW-D-60 | Indoor Luminaires | High-Bay | High-Bay Luminaires for Commercial and Industrial Buildings | Standard | FALSE | [9 empty] | 42485 |  |  | NotYetVerified |  | 3.1 | 17000 | 85 | 200 | 20 | 0.9955 | 5700 | 70
PC6UP9VN | Shenzhen Hipower Optoelectronic Co. Ltd | LED VISION | SPC150-HL7-CW-D-90 | Indoor Luminaires | High-Bay | High-Bay Luminaires for Commercial and Industrial Buildings | Standard | FALSE | [9 empty] | 42485 |  |  | NotYetVerified |  | 3.1 | 12200 | 84 | 145 | 20 | 0.9952 | 5700 | 70
P1WGC1Z3 | Shenzhen Hipower Optoelectronic Co. Ltd | LED VISION | SPC150-HL7-CW-D-120 | Indoor Luminaires | High-Bay | High-Bay Luminaires for Commercial and Industrial Buildings | Standard | FALSE | [9 empty] | 42485 |  |  | NotYetVerified |  | 3.1 | 12200 | 84 | 145 | 20 | 0.9951 | 5700 | 70
PZEDM4BP | Shenzhen Hipower Optoelectronic Co. Ltd | LED VISION | SPC200-HL7-DW-D-90 | Indoor Luminaires | High-Bay | High-Bay Luminaires for Commercial and Industrial Buildings | Standard | FALSE | [9 empty] | 42485 |  |  | NotYetVerified |  | 3.1 | 15700 | 79 | 200 | 20 | 0.9478 | 5000 | 70
PBVT7QN4 | Shenzhen Hipower Optoelectronic Co. Ltd | LED VISION | SPC200-HL7-DW-D-120 | Indoor Luminaires | High-Bay | High-Bay Luminaires for Commercial and Industrial Buildings | Standard | FALSE | [9 empty] | 42485 |  |  | NotYetVerified |  | 3.1 | 15700 | 79 | 200 | 20 | 0.9478 | 5000 | 70
P1VGJSKC | Shenzhen Hipower Optoelectronic Co. Ltd | LED VISION | SPC200-HL7-DW-D-60 | Indoor Luminaires | High-Bay | High-Bay Luminaires for Commercial and Industrial Buildings | Standard | FALSE | [9 empty] | 42485 |  |  | NotYetVerified |  | 3.1 | 15700 | 79 | 200 | 20 | 0.9477 | 5000 | 70
PUWB5XFM | Shenzhen Hipower Optoelectronic Co. Ltd | LED VISION | SPC150-HL7-DW-D-90 | Indoor Luminaires | High-Bay | High-Bay Luminaires for Commercial and Industrial Buildings | Standard | FALSE | [9 empty] | 42485 |  |  | NotYetVerified |  | 3.1 | 11300 | 78 | 145 | 20 | 0.956 | 5000 | 70
PT9JZKDW | Shenzhen Hipower Optoelectronic Co. Ltd | LED VISION | SPC150-HL7-DW-D-120 | Indoor Luminaires | High-Bay | High-Bay Luminaires for Commercial and Industrial Buildings | Standard | FALSE | [9 empty] | 42485 |  |  | NotYetVerified |  | 3.1 | 11300 | 78 | 145 | 20 | 0.956 | 5000 | 70
PM8TVVK5 | Lumax Lighting | Lumax Lighting | HBCLED244L5K47-9FA | Indoor Luminaires | High-Bay | High-Bay Luminaires for Commercial and Industrial Buildings | Standard | FALSE | [9 empty] | 42485 |  |  | No |  | 3 | 24417 | 125.6 | 194.4 | 7.47 | 0.967 | 5159 | 82.8
PMP1F77Z | Lamp Shining Manufacturing Co.Ltd | Lamp Shining | LSLBL-500W903030(5700K) | Indoor Luminaires | High-Bay | High-Bay Luminaires for Commercial and Industrial Buildings | Standard | FALSE | [9 empty] | 42485 | Not Dimmable | Not Dimmable | No |  | 3.1 | 62000 | 124 | 500 | 7 | 0.95 | 5700 | 70
P2NRA7DV | Lamp Shining Manufacturing Co.Ltd | Lamp Shining | LSLBL-400W903030(5700K) [Qualified Pointing Straight Down] | Indoor Luminaires | High-Bay | High-Bay Luminaires for Commercial and Industrial Buildings | Standard | FALSE | [9 empty] | 42485 | Not Dimmable | Not Dimmable | No |  | 3.1 | 49000 | 122.5 | 400 | 7 | 0.95 | 5700 | 70
PSY1NVKA | Lamp Shining Manufacturing Co.Ltd | Lamp Shining | LSLBL-120W1203030(5700K) [Qualified Pointing Straight Down] | Indoor Luminaires | High-Bay | High-Bay Luminaires for Commercial and Industrial Buildings | Standard | FALSE | [9 empty] | 42485 | Not Dimmable | Not Dimmable | No |  | 3.1 | 15900 | 132.5 | 120 | 7 | 0.95 | 5700 | 70
PJMHQCC9 | Lamp Shining Manufacturing Co.Ltd | Lamp Shining | LSLBL-500W903030(5000K) | Indoor Luminaires | High-Bay | High-Bay Luminaires for Commercial and Industrial Buildings | Standard | FALSE | [9 empty] | 42485 | Not Dimmable | Not Dimmable | No |  | 3.1 | 60700 | 121.4 | 500 | 7 | 0.95 | 5000 | 70
P2K2UR7A | Lamp Shining Manufacturing Co.Ltd | Lamp Shining | LSLBL-400W903030(5000K) [Qualified Pointing Straight Down] | Indoor Luminaires | High-Bay | High-Bay Luminaires for Commercial and Industrial Buildings | Standard | FALSE | [9 empty] | 42485 | Not Dimmable | Not Dimmable | No |  | 3.1 | 48000 | 120 | 400 | 7 | 0.95 | 5000 | 70
P8DFYPTE | Lamp Shining Manufacturing Co.Ltd | Lamp Shining | LSLBL-120W1203030(5000K) [Qualified Pointing Straight Down] | Indoor Luminaires | High-Bay | High-Bay Luminaires for Commercial and Industrial Buildings | Standard | FALSE | [9 empty] | 42485 | Not Dimmable | Not Dimmable | No |  | 3.1 | 14920 | 124.33 | 120 | 7 | 0.95 | 5000 | 70
PXNGNCKF | Lamp Shining Manufacturing Co.Ltd | Lamp Shining | LSLBL-500W903030(4500K) | Indoor Luminaires | High-Bay | High-Bay Luminaires for Commercial and Industrial Buildings | Standard | FALSE | [9 empty] | 42485 | Not Dimmable | Not Dimmable | No |  | 3.1 | 59000 | 118 | 500 | 7 | 0.95 | 4500 | 70
PYCCCG16 | Lamp Shining Manufacturing Co.Ltd | Lamp Shining | LSLBL-400W903030(4500K) [Qualified Pointing Straight Down] | Indoor Luminaires | High-Bay | High-Bay Luminaires for Commercial and Industrial Buildings | Standard | FALSE | [9 empty] | 42485 | Not Dimmable | Not Dimmable | No |  | 3.1 | 47000 | 117.5 | 400 | 7 | 0.95 | 4500 | 70
PD3NBYGN | Lamp Shining Manufacturing Co.Ltd | Lamp Shining | LSLBL-120W1203030(4500K) [Qualified Pointing Straight Down] | Indoor Luminaires | High-Bay | High-Bay Luminaires for Commercial and Industrial Buildings | Standard | FALSE | [9 empty] | 42485 | Not Dimmable | Not Dimmable | No |  | 3.1 | 14150 | 117.92 | 120 | 7 | 0.95 | 4500 | 70
PW5REHBW | Lamp Shining Manufacturing Co.Ltd | Lamp Shining | LSLBL-500W903030(4000K) | Indoor Luminaires | High-Bay | High-Bay Luminaires for Commercial and Industrial Buildings | Standard | FALSE | [9 empty] | 42485 | Not Dimmable | Not Dimmable | No |  | 3.1 | 59000 | 118 | 500 | 7 | 0.95 | 4000 | 70
PSKVFWTC | Lamp Shining Manufacturing Co.Ltd | Lamp Shining | LSLBL-400W903030(4000K) [Qualified Pointing Straight Down] | Indoor Luminaires | High-Bay | High-Bay Luminaires for Commercial and Industrial Buildings | Standard | FALSE | [9 empty] | 42485 | Not Dimmable | Not Dimmable | No |  | 3.1 | 47000 | 117.5 | 400 | 7 | 0.95 | 4000 | 70
PWYKNC7Z | Lamp Shining Manufacturing Co.Ltd | Lamp Shining | LSLBL-120W1203030(4000K) [Qualified Pointing Straight Down] | Indoor Luminaires | High-Bay | High-Bay Luminaires for Commercial and Industrial Buildings | Standard | FALSE | [9 empty] | 42485 | Not Dimmable | Not Dimmable | No |  | 3.1 | 14150 | 117.92 | 120 | 7 | 0.95 | 4000 | 70
PTD34QA5 | Lamp Shining Manufacturing Co.Ltd | Lamp Shining | LSLBL-500W903030(3500K) | Indoor Luminaires | High-Bay | High-Bay Luminaires for Commercial and Industrial Buildings | Standard | FALSE | [9 empty] | 42485 | Not Dimmable | Not Dimmable | No |  | 3.1 | 57000 | 114 | 500 | 7 | 0.95 | 3500 | 70
PD7Q54A8 | Lamp Shining Manufacturing Co.Ltd | Lamp Shining | LSLBL-400W903030(3500K) [Qualified Pointing Straight Down] | Indoor Luminaires | High-Bay | High-Bay Luminaires for Commercial and Industrial Buildings | Standard | FALSE | [9 empty] | 42485 | Not Dimmable | Not Dimmable | No |  | 3.1 | 45500 | 113.75 | 400 | 7 | 0.95 | 3500 | 70
P2MKA2P1 | Lamp Shining Manufacturing Co.Ltd | Lamp Shining | LSLBL-120W1203030(3500K) [Qualified Pointing Straight Down] | Indoor Luminaires | High-Bay | High-Bay Luminaires for Commercial and Industrial Buildings | Standard | FALSE | [9 empty] | 42485 | Not Dimmable | Not Dimmable | No |  | 3.1 | 13500 | 112.5 | 120 | 7 | 0.95 | 3500 | 70
PSUJD6N8 | Above Lights | Above Lights | ABL-UNV-HBFFXD | Indoor Luminaires | High-Bay | High-Bay Luminaires for Commercial and Industrial Buildings | Standard | TRUE | 18520 | 116.7 | 158.7 | 8.8 | 0.972 | 4121 | 84.25 | 5 | 50000 | 42482 |  |  | No |  | 3.1 | 18520 | 116.7 | 158.7 | 20 | 0.9 | 4000 | 84
PY42M95Z | Above Lights | Above Lights | ABL-UNV-HBFHXD | Indoor Luminaires | High-Bay | High-Bay Luminaires for Commercial and Industrial Buildings | Standard | TRUE | 25161 | 117.1 | 214.9 | 9.2 | 0.969 | 4197 | 84 | 5 | 50000 | 42482 |  |  | No |  | 3.1 | 25161 | 117.1 | 214.9 | 20 | 0.9 | 4000 | 84
PR33QC76 | Above Lights | Above Lights | ABL-UNV-HBFDXD | Indoor Luminaires | High-Bay | High-Bay Luminaires for Commercial and Industrial Buildings | Standard | TRUE | 12282 | 115.2 | 106.6 | 15.2 | 0.963 | 4092 | 84 | 5 | 50000 | 42482 |  |  | No |  | 3.1 | 12282 | 115.2 | 106.6 | 20 | 0.9 | 4000 | 84
PNJDC8KT | Save Energy Lighting Ltd. | Giga LED | SE-GL-160-850-[U3]-C-x-y | Indoor Luminaires | High-Bay | High-Bay Luminaires for Commercial and Industrial Buildings | Standard | TRUE | 19495 | 123.4 | 157.96 | 8.44 | 0.9555 | 5072 | 82.8 | 5 | 50000 | 42482 |  |  | Yes |  | 3.1 | 19495 | 123.4 | 157.96 | 8.44 | 0.9555 | 5072 | 82.8
P411XMRK | Lamp Shining Manufacturing Co.Ltd | Lamp Shining | LSLBL-100W1203030-A(3000K) | Indoor Luminaires | High-Bay | High-Bay Luminaires for Commercial and Industrial Buildings | Standard | TRUE | 11077.79 | 111.49 | 99.36 | 13.69 | 0.936 | 3070 | 71.2 | 5 | 50000 | 42482 |  |  | No |  | 3.1 | 11000 | 110 | 100 | 7 | 0.95 | 3000 | 70
PEKCU95Y | GLOBAL TECH LED | Atlas High Bay | GTL-HB-ATLAS-5498-HO-SV-BL-75D | Indoor Luminaires | High-Bay | High-Bay Luminaires for Commercial and Industrial Buildings | Standard | TRUE | 10450 | 79.5 | 131.5 | 14.5 | 0.93 | 3977 | 84.1 | 5 | 50000 | 42482 |  |  | No |  | 3.1 | 10270 | 78 | 130.7 | 16.2 | 0.93 | 4000 | 84.1
PYC7BYBG | Musco Sports Lighting LLC | Musco | 96LED | Indoor Luminaires | High-Bay | Specialty: Indoor Flood | Standard | TRUE | 38854 | 98.6 | 393.9 | 17.6 | 0.912 | 5466 | 73 | 10 | 50000 | 42482 |  |  | No |  | 3.1 | 38600 | 99 | 394 | 17.6 | 0.912 | 5700 | 73
PR36V8U6 | GLOBAL TECH LED | Atlas High Bay | GTL-HB-ATLAS-5498-HO-SV-GR-25D | Indoor Luminaires | High-Bay | High-Bay Luminaires for Commercial and Industrial Buildings | Standard | FALSE | [9 empty] | 42482 |  |  | No |  | 3.1 | 12634 | 95.7 | 131.9 | 16.2 | 0.93 | 5000 | 74.7
PGUZZP86 | GLOBAL TECH LED | Atlas High Bay | GTL-HB-ATLAS-5498-HO-SV-GR-NL | Indoor Luminaires | High-Bay | High-Bay Luminaires for Commercial and Industrial Buildings | Standard | FALSE | [9 empty] | 42482 |  |  | No |  | 3.1 | 12599 | 95.5 | 131.9 | 16.2 | 0.93 | 5000 | 74.7
PP5W624U | GLOBAL TECH LED | Atlas High Bay | GTL-HB-ATLAS-5498-HO-SV-GR-50D | Indoor Luminaires | High-Bay | High-Bay Luminaires for Commercial and Industrial Buildings | Standard | FALSE | [9 empty] | 42482 |  |  | No |  | 3.1 | 12575 | 95.3 | 131.9 | 16.2 | 0.93 | 5000 | 74.7
P3XCDC6N | GLOBAL TECH LED | Atlas High Bay | GTL-HB-ATLAS-5498-HO-SV-GR-75D | Indoor Luminaires | High-Bay | High-Bay Luminaires for Commercial and Industrial Buildings | Standard | FALSE | [9 empty] | 42482 |  |  | No |  | 3.1 | 12230 | 92.7 | 131.9 | 16.2 | 0.93 | 5000 | 74.7
P4BZMPCC | GLOBAL TECH LED | Atlas High Bay | GTL-HB-ATLAS-5498-HO-SV-BL-25D | Indoor Luminaires | High-Bay | High-Bay Luminaires for Commercial and Industrial Buildings | Standard | FALSE | [9 empty] | 42482 |  |  | No |  | 3.1 | 10610 | 81.3 | 130.5 | 16.2 | 0.93 | 4000 | 84.1
P4NMFP4U | GLOBAL TECH LED | Atlas High Bay | GTL-HB-ATLAS-5498-HO-SV-BL-NL | Indoor Luminaires | High-Bay | High-Bay Luminaires for Commercial and Industrial Buildings | Standard | FALSE | [9 empty] | 42482 |  |  | No |  | 3.1 | 10580 | 81.1 | 130.4 | 16.2 | 0.93 | 4000 | 84.1
PDXBFYJA | GLOBAL TECH LED | Atlas High Bay | GTL-HB-ATLAS-5498-HO-SV-BL-50D | Indoor Luminaires | High-Bay | High-Bay Luminaires for Commercial and Industrial Buildings | Standard | FALSE | [9 empty] | 42482 |  |  | No |  | 3.1 | 10560 | 80.2 | 131.7 | 16.2 | 0.93 | 4000 | 84.1
PJUMGV8N | Above Lights | Above Lights | ABL-UNV-HBFHXF | Indoor Luminaires | High-Bay | High-Bay Luminaires for Commercial and Industrial Buildings | Standard | FALSE | [9 empty] | 42482 | Dimmable | Continuous Below 10 | No |  | 3.1 | 25161 | 117.1 | 214.9 | 20 | 0.9 | 5000 | 84
PEK9VGM2 | Above Lights | Above Lights | ABL-UNV-HBFFXF | Indoor Luminaires | High-Bay | High-Bay Luminaires for Commercial and Industrial Buildings | Standard | FALSE | [9 empty] | 42482 | Dimmable | Continuous Below 10 | No |  | 3.1 | 18520 | 116.7 | 158.7 | 20 | 0.9 | 5000 | 84
P6GT6M3B | Above Lights | Above Lights | ABL-UNV-HBFDXF | Indoor Luminaires | High-Bay | High-Bay Luminaires for Commercial and Industrial Buildings | Standard | FALSE | [9 empty] | 42482 | Dimmable | Continuous Below 10 | No |  | 3.1 | 12282 | 115.2 | 106.6 | 20 | 0.9 | 5000 | 84
PGRQJCY8 | Above Lights | Above Lights | ABL-UNV-HBFHXE | Indoor Luminaires | High-Bay | High-Bay Luminaires for Commercial and Industrial Buildings | Standard | FALSE | [9 empty] | 42482 | Dimmable | Continuous Below 10 | No |  | 3.1 | 25161 | 117.1 | 214.9 | 20 | 0.9 | 4500 | 84
P54WGECB | Above Lights | Above Lights | ABL-UNV-HBFFXE | Indoor Luminaires | High-Bay | High-Bay Luminaires for Commercial and Industrial Buildings | Standard | FALSE | [9 empty] | 42482 | Dimmable | Continuous Below 10 | No |  | 3.1 | 18520 | 116.7 | 158.7 | 20 | 0.9 | 4500 | 84
PH4VTH8F | Above Lights | Above Lights | ABL-UNV-HBFDXE | Indoor Luminaires | High-Bay | High-Bay Luminaires for Commercial and Industrial Buildings | Standard | FALSE | [9 empty] | 42482 | Dimmable | Continuous Below 10 | No |  | 3.1 | 12282 | 115.2 | 106.6 | 20 | 0.9 | 4500 | 84
PRDZKNDV | Lamp Shining Manufacturing Co.Ltd | Lamp Shining | LSLBL-100W1203030-A(5700K) | Indoor Luminaires | High-Bay | High-Bay Luminaires for Commercial and Industrial Buildings | Standard | FALSE | [9 empty] | 42482 | Not Dimmable | Not Dimmable | No |  | 3.1 | 12300 | 123 | 100 | 7 | 0.95 | 5700 | 70
PRFP861P | Lamp Shining Manufacturing Co.Ltd | Lamp Shining | LSLBL-100W1203030-A(5000K) | Indoor Luminaires | High-Bay | High-Bay Luminaires for Commercial and Industrial Buildings | Standard | FALSE | [9 empty] | 42482 | Not Dimmable | Not Dimmable | No |  | 3.1 | 11890 | 118.9 | 100 | 7 | 0.95 | 5000 | 70
PEUAMXY5 | Lamp Shining Manufacturing Co.Ltd | Lamp Shining | LSLBL-100W1203030-A(4500K) | Indoor Luminaires | High-Bay | High-Bay Luminaires for Commercial and Industrial Buildings | Standard | FALSE | [9 empty] | 42482 | Not Dimmable | Not Dimmable | No |  | 3.1 | 11330 | 113.3 | 100 | 7 | 0.95 | 4500 | 70
PGNT133S | Lamp Shining Manufacturing Co.Ltd | Lamp Shining | LSLBL-100W1203030-A(4000K) | Indoor Luminaires | High-Bay | High-Bay Luminaires for Commercial and Industrial Buildings | Standard | FALSE | [9 empty] | 42482 | Not Dimmable | Not Dimmable | No |  | 3.1 | 11330 | 113.3 | 100 | 7 | 0.95 | 4000 | 70
PFCRQ25D | Lamp Shining Manufacturing Co.Ltd | Lamp Shining | LSLBL-100W1203030-A(3500K) | Indoor Luminaires | High-Bay | High-Bay Luminaires for Commercial and Industrial Buildings | Standard | FALSE | [9 empty] | 42482 | Not Dimmable | Not Dimmable | No |  | 3.1 | 11000 | 110 | 100 | 7 | 0.95 | 3500 | 70
PM5J9CXJ | Eaton (formerly Cooper Lighting) | Portfolio | LD8A801D010TE-ER8A80827-8LW1LI | Indoor Luminaires | High-Bay | Low-Bay Luminaires for Commercial and Industrial Buildings | Standard | TRUE | 7877.17 | 83.92 | 93.86 | 11.6 | 0.993 | 2591 | 81.8 | 5 | 50000 | 42481 |  |  | No |  | 3.1
PPXP5VQD | Shanghai Hongbao Lighting Co. Ltd. | HONGBAO | LEDHB-8/PH/DM/300/AL/40 | Indoor Luminaires | High-Bay | High-Bay Luminaires for Commercial and Industrial Buildings | Standard | TRUE | 35918.9 | 110.9 | 323.74 | 9.13 | 0.985 | 3976 | 81.9 | 5 | 50000 | 42481 |  |  | No |  | 3.1 | 36000 | 110 | 300 | 20 | 0.99 | 4000 | 80
PZFU4DVR | Eaton (formerly Cooper Lighting) | Portfolio | LSR8A50D010TE-ER8A50835-8LW0LI | Indoor Luminaires | High-Bay | Low-Bay Luminaires for Commercial and Industrial Buildings | Standard | TRUE | 5459.94 | 98.01 | 55.7 | 8.95 | 0.985 | 3385 | 83.1 | 5 | 50000 | 42481 |  |  | No |  | 3.1
P1P329U9 | Visioneering Corp | Visioneering | LHBD48-LED850K120LXXX-P77L05 [Options include B39 K0 VXX] | Indoor Luminaires | High-Bay | High-Bay Luminaires for Commercial and Industrial Buildings | Standard | TRUE | 9469 | 105.3 | 89.93 | 8.24 | 0.9839 | 5261 | 83.78 | 5 | 50000 | 42481 |  |  | Yes |  | 3.1 | 9500 | 105.6 | 90 | 11 | 0.98 | 5000 | 80
P7SS6HHW | Shanghai Hongbao Lighting Co. Ltd. | HONGBAO | LEDHB-4/PH/DM/160/AL/40 | Indoor Luminaires | High-Bay | High-Bay Luminaires for Commercial and Industrial Buildings | Standard | TRUE | 16190.5 | 108.8 | 148.81 | 9.4 | 0.982 | 3966 | 82 | 5 | 50000 | 42481 |  |  | No |  | 3.1 | 16000 | 110 | 160 | 20 | 0.99 | 4000 | 80
PMTPE3J6 | Visioneering Corp | Visioneering | LHBD48-LED835K080LXXX-P77L05 [Options include B39 K0 VXX] | Indoor Luminaires | High-Bay | Low-Bay Luminaires for Commercial and Industrial Buildings | Standard | TRUE | 6387 | 95.2 | 67.1 | 11.09 | 0.9789 | 3579 | 85.78 | 5 | 50000 | 42481 |  |  | Yes |  | 3.1 | 6400 | 94.8 | 67.5 | 11 | 0.98 | 3500 | 80
PGFYCDGD | GE Lighting Solutions | Albeo | ABH4(01234)2H48DXXXXXW | Indoor Luminaires | High-Bay | High-Bay Luminaires for Commercial and Industrial Buildings | Premium | TRUE | 14177.5 | 108.5 | 130.7 | 11.6 | 0.963 | 4013 | 82.2 | 5 | 100000 | 42481 |  |  | Yes |  | 3.1 | 14340.469 | 110.3 | 130 | 20 | 0.9 | 4000 | 80
PQ7EP9JF | GE Lighting Solutions | Albeo | ABH4(01234)2T48DXXXXXW | Indoor Luminaires | High-Bay | High-Bay Luminaires for Commercial and Industrial Buildings | Premium | TRUE | 10564.7 | 117.5 | 89.9 | 11.6 | 0.963 | 3998 | 82.4 | 5 | 100000 | 42481 |  |  | Yes |  | 3.1 | 10703.693 | 118.9 | 90 | 20 | 0.9 | 4000 | 80
PK87TTER | GE Lighting Solutions | Albeo | ABH4(01234)1T48DXXXXXW | Indoor Luminaires | High-Bay | Low-Bay Luminaires for Commercial and Industrial Buildings | Premium | TRUE | 5279.2 | 117 | 45.1 | 11.6 | 0.963 | 3991 | 82.3 | 5 | 100000 | 42481 |  |  | Yes |  | 3.1 | 5372.51 | 119.4 | 45 | 20 | 0.9 | 4000 | 80
P2NCC134 | Shenzhen Betop Electronics CoLtd | Bitco | BT-HL200W-350L(4000K) | Indoor Luminaires | High-Bay | High-Bay Luminaires for Commercial and Industrial Buildings | Premium | TRUE | 27303 | 136.31 | 200.3 | 18.31 | 0.9159 | 3932 | 82.1 | 5 | 50000 | 42481 |  |  | No | Product updated on 12/20/2016 | 4.1 | 27303 | 136.31 | 200.3 | 18.31 | 0.92 | 4000 | 82.1
PHY87BNY | Shenzhen Betop Electronics CoLtd | Bitco | BT-HL240W-420L(4000K) | Indoor Luminaires | High-Bay | High-Bay Luminaires for Commercial and Industrial Buildings | Premium | TRUE | 32690 | 136.38 | 239.7 | 15.88 | 0.9362 | 3913 | 82.1 | 5 | 50000 | 42481 |  |  | No | Product Updated on 12/22/2016 | 3.1 | 32690 | 136.38 | 239.7 | 15.88 | 0.94 | 4000 | 82.1
PU4RRVJF | GE Lighting Solutions | Albeo | ABH4(5D)2H58FXXXXXW | Indoor Luminaires | High-Bay | High-Bay Luminaires for Commercial and Industrial Buildings | Premium | TRUE | 15872.6 | 114.9 | 138.2 | 19.39 | 0.9157 | 4903 | 83.4 | 5 | 100000 | 42481 |  |  | Yes |  | 3.1 | 15493.983 | 112.3 | 138 | 20 | 0.9 | 5000 | 80
PZEPUBGK | GE Lighting Solutions | Albeo | ABH4(5D)3V48DXXXXXW | Indoor Luminaires | High-Bay | High-Bay Luminaires for Commercial and Industrial Buildings | Standard | TRUE | 22916.3 | 99.9 | 229.3 | 19.39 | 0.9157 | 4015 | 82.2 | 5 | 100000 | 42481 |  |  | Yes |  | 3.1 | 23101.793 | 101.8 | 227 | 20 | 0.9 | 4000 | 80
PW6C1DJS | Visioneering Corp | Visioneering | LHBD96-LED850K240LXXX-[Options include B39 K0 VXX] | Indoor Luminaires | High-Bay | High-Bay Luminaires for Commercial and Industrial Buildings | Standard | FALSE | [9 empty] | 42481 |  |  | Yes |  | 3.1 | 23140 | 128.6 | 180 | 11 | 0.98 | 5000 | 80
P3MZ9JVG | Visioneering Corp | Visioneering | LHBD96-LED850K240LXXX-P77 [Options include B39 K0 VXX] | Indoor Luminaires | High-Bay | High-Bay Luminaires for Commercial and Industrial Buildings | Standard | FALSE | [9 empty] | 42481 |  |  | Yes |  | 3.1 | 21140 | 117.4 | 180 | 11 | 0.98 | 5000 | 80
PGBFRFUN | Visioneering Corp | Visioneering | LHBD96-LED850K240LXXX-L05 [Options include B39 K0 VXX] | Indoor Luminaires | High-Bay | High-Bay Luminaires for Commercial and Industrial Buildings | Standard | FALSE | [9 empty] | 42481 |  |  | Yes |  | 3.1 | 20720 | 115.1 | 180 | 11 | 0.98 | 5000 | 80
PG2TKFKV | Visioneering Corp | Visioneering | LHBD96-LED850K240LXXX-P77L05 [Options include B39 K0 VXX] | Indoor Luminaires | High-Bay | High-Bay Luminaires for Commercial and Industrial Buildings | Standard | FALSE | [9 empty] | 42481 |  |  | Yes |  | 3.1 | 19000 | 105.6 | 180 | 11 | 0.98 | 5000 | 80
PJ6EEH28 | Visioneering Corp | Visioneering | LHBD96-LED850K160LXXX-[Options include B39 K0 VXX] | Indoor Luminaires | High-Bay | High-Bay Luminaires for Commercial and Industrial Buildings | Standard | FALSE | [9 empty] | 42481 |  |  | Yes |  | 3.1 | 16580 | 122.8 | 135 | 11 | 0.98 | 5000 | 80
PQ6FA4MF | Visioneering Corp | Visioneering | LHBD96-LED850K160LXXX-P77 [Options include B39 K0 VXX] | Indoor Luminaires | High-Bay | High-Bay Luminaires for Commercial and Industrial Buildings | Standard | FALSE | [9 empty] | 42481 |  |  | Yes |  | 3.1 | 15440 | 114.4 | 135 | 11 | 0.98 | 5000 | 80
PWGXYGYB | Visioneering Corp | Visioneering | LHBD96-LED850K160LXXX-L05 [Options include B39 K0 VXX] | Indoor Luminaires | High-Bay | High-Bay Luminaires for Commercial and Industrial Buildings | Standard | FALSE | [9 empty] | 42481 |  |  | Yes |  | 3.1 | 15427.5 | 114.3 | 135 | 11 | 0.98 | 5000 | 80
P691F1DC | Visioneering Corp | Visioneering | LHBD96-LED850K160LXXX-P77L05 [Options include B39 K0 VXX] | Indoor Luminaires | High-Bay | High-Bay Luminaires for Commercial and Industrial Buildings | Standard | FALSE | [9 empty] | 42481 |  |  | Yes |  | 3.1 | 13860 | 102.7 | 135 | 11 | 0.98 | 5000 | 80
PXX289KQ | Visioneering Corp | Visioneering | LHBD48-LED850K120LXXX-[Options include B39 K0 VXX] | Indoor Luminaires | High-Bay | High-Bay Luminaires for Commercial and Industrial Buildings | Standard | FALSE | [9 empty] | 42481 |  |  | Yes |  | 3.1 | 11570 | 128.6 | 90 | 11 | 0.98 | 5000 | 80
PWWEUV7Q | Visioneering Corp | Visioneering | LHBD48-LED850K120LXXX-P77 [Options include B39 K0 VXX] | Indoor Luminaires | High-Bay | High-Bay Luminaires for Commercial and Industrial Buildings | Standard | FALSE | [9 empty] | 42481 |  |  | Yes |  | 3.1 | 10570 | 117.4 | 90 | 11 | 0.98 | 5000 | 80
P7YU39BA | Visioneering Corp | Visioneering | LHBD48-LED850K120LXXX-L05 [Options include B39 K0 VXX] | Indoor Luminaires | High-Bay | High-Bay Luminaires for Commercial and Industrial Buildings | Standard | FALSE | [9 empty] | 42481 |  |  | Yes |  | 3.1 | 10360 | 115.1 | 90 | 11 | 0.98 | 5000 | 80
PSFUC3GK | Visioneering Corp | Visioneering | LHBD48-LED850K080LXXX-[Options include B39 K0 VXX] | Indoor Luminaires | High-Bay | Low-Bay Luminaires for Commercial and Industrial Buildings | Standard | FALSE | [9 empty] | 42481 |  |  | Yes |  | 3.1 | 8290 | 122.8 | 67.5 | 11 | 0.98 | 5000 | 80
PWZCUG99 | Visioneering Corp | Visioneering | LHBD48-LED850K080LXXX-P77 [Options include B39 K0 VXX] | Indoor Luminaires | High-Bay | Low-Bay Luminaires for Commercial and Industrial Buildings | Standard | FALSE | [9 empty] | 42481 |  |  | Yes |  | 3.1 | 7720 | 114.4 | 67.5 | 11 | 0.98 | 5000 | 80
P36W5GFY | Visioneering Corp | Visioneering | LHBD48-LED850K080LXXX-L05 [Options include B39 K0 VXX] | Indoor Luminaires | High-Bay | Low-Bay Luminaires for Commercial and Industrial Buildings | Standard | FALSE | [9 empty] | 42481 |  |  | Yes |  | 3.1 | 7713.75 | 114.3 | 67.5 | 11 | 0.98 | 5000 | 80
PRWV7ZJS | Visioneering Corp | Visioneering | LHBD48-LED850K080LXXX-P77L05 [Options include B39 K0 VXX] | Indoor Luminaires | High-Bay | Low-Bay Luminaires for Commercial and Industrial Buildings | Standard | FALSE | [9 empty] | 42481 |  |  | Yes |  | 3.1 | 6930 | 102.7 | 67.5 | 11 | 0.98 | 5000 | 80
PGDU1BE2 | Visioneering Corp | Visioneering | LHBD96-LED840K240LXXX-[Options include B39 K0 VXX] | Indoor Luminaires | High-Bay | High-Bay Luminaires for Commercial and Industrial Buildings | Standard | FALSE | [9 empty] | 42481 |  |  | Yes |  | 3.1 | 22800 | 126.7 | 180 | 11 | 0.98 | 4000 | 80
PK2S4FWD | Visioneering Corp | Visioneering | LHBD96-LED840K240LXXX-P77 [Options include B39 K0 VXX] | Indoor Luminaires | High-Bay | High-Bay Luminaires for Commercial and Industrial Buildings | Standard | FALSE | [9 empty] | 42481 |  |  | Yes |  | 3.1 | 20820 | 115.7 | 180 | 11 | 0.98 | 4000 | 80
PUTK66U6 | Visioneering Corp | Visioneering | LHBD96-LED840K240LXXX-L05 [Options include B39 K0 VXX] | Indoor Luminaires | High-Bay | High-Bay Luminaires for Commercial and Industrial Buildings | Standard | FALSE | [9 empty] | 42481 |  |  | Yes |  | 3.1 | 20400 | 113.3 | 180 | 11 | 0.98 | 4000 | 80
PD77CSRV | Visioneering Corp | Visioneering | LHBD96-LED840K240LXXX-P77L05 [Options include B39 K0 VXX] | Indoor Luminaires | High-Bay | High-Bay Luminaires for Commercial and Industrial Buildings | Standard | FALSE | [9 empty] | 42481 |  |  | Yes |  | 3.1 | 18720 | 104 | 180 | 11 | 0.98 | 4000 | 80
PTSKP3SF | Visioneering Corp | Visioneering | LHBD96-LED840K160LXXX-[Options include B39 K0 VXX] | Indoor Luminaires | High-Bay | High-Bay Luminaires for Commercial and Industrial Buildings | Standard | FALSE | [9 empty] | 42481 |  |  | Yes |  | 3.1 | 16320 | 120.9 | 135 | 11 | 0.98 | 4000 | 80
PPGYZRMK | Visioneering Corp | Visioneering | LHBD96-LED840K160LXXX-P77 [Options include B39 K0 VXX] | Indoor Luminaires | High-Bay | High-Bay Luminaires for Commercial and Industrial Buildings | Standard | FALSE | [9 empty] | 42481 |  |  | Yes |  | 3.1 | 15200 | 112.6 | 135 | 11 | 0.98 | 4000 | 80
PKSCXFNY | Visioneering Corp | Visioneering | LHBD96-LED840K160LXXX-L05 [Options include B39 K0 VXX] | Indoor Luminaires | High-Bay | High-Bay Luminaires for Commercial and Industrial Buildings | Standard | FALSE | [9 empty] | 42481 |  |  | Yes |  | 3.1 | 15000 | 111.1 | 135 | 11 | 0.98 | 4000 | 80
P9SN2YG8 | Visioneering Corp | Visioneering | LHBD96-LED840K160LXXX-P77L05 [Options include B39 K0 VXX] | Indoor Luminaires | High-Bay | High-Bay Luminaires for Commercial and Industrial Buildings | Standard | FALSE | [9 empty] | 42481 |  |  | Yes |  | 3.1 | 13650 | 101.1 | 135 | 11 | 0.98 | 4000 | 80
PUJ2B8R5 | Visioneering Corp | Visioneering | LHBD48-LED840K120LXXX-[Options include B39 K0 VXX] | Indoor Luminaires | High-Bay | High-Bay Luminaires for Commercial and Industrial Buildings | Standard | FALSE | [9 empty] | 42481 |  |  | Yes |  | 3.1 | 11400 | 126.7 | 90 | 11 | 0.98 | 4000 | 80
P4H28UHR | Visioneering Corp | Visioneering | LHBD48-LED840K120LXXX-P77 [Options include B39 K0 VXX] | Indoor Luminaires | High-Bay | High-Bay Luminaires for Commercial and Industrial Buildings | Standard | FALSE | [9 empty] | 42481 |  |  | Yes |  | 3.1 | 10410 | 115.7 | 90 | 11 | 0.98 | 4000 | 80
PRMB2A7G | Visioneering Corp | Visioneering | LHBD48-LED840K120LXXX-L05 [Options include B39 K0 VXX] | Indoor Luminaires | High-Bay | High-Bay Luminaires for Commercial and Industrial Buildings | Standard | FALSE | [9 empty] | 42481 |  |  | Yes |  | 3.1 | 10200 | 113.3 | 90 | 11 | 0.98 | 4000 | 80
P4A75QRQ | Visioneering Corp | Visioneering | LHBD48-LED840K120LXXX-P77L05 [Options include B39 K0 VXX] | Indoor Luminaires | High-Bay | Low-Bay Luminaires for Commercial and Industrial Buildings | Standard | FALSE | [9 empty] | 42481 |  |  | Yes |  | 3.1 | 9360 | 104 | 90 | 11 | 0.98 | 4000 | 80
P4QXU5TW | Visioneering Corp | Visioneering | LHBD48-LED840K080LXXX-[Options include B39 K0 VXX] | Indoor Luminaires | High-Bay | Low-Bay Luminaires for Commercial and Industrial Buildings | Standard | FALSE | [9 empty] | 42481 |  |  | Yes |  | 3.1 | 8160 | 120.9 | 67.5 | 11 | 0.98 | 4000 | 80
PAB1ETWZ | Visioneering Corp | Visioneering | LHBD48-LED840K080LXXX-P77 [Options include B39 K0 VXX] | Indoor Luminaires | High-Bay | Low-Bay Luminaires for Commercial and Industrial Buildings | Standard | FALSE | [9 empty] | 42481 |  |  | Yes |  | 3.1 | 7600 | 112.6 | 67.5 | 11 | 0.98 | 4000 | 80
PPJH5UHA | Visioneering Corp | Visioneering | LHBD48-LED840K080LXXX-L05 [Options include B39 K0 VXX] | Indoor Luminaires | High-Bay | Low-Bay Luminaires for Commercial and Industrial Buildings | Standard | FALSE | [9 empty] | 42481 |  |  | Yes |  | 3.1 | 7500 | 111.1 | 67.5 | 11 | 0.98 | 4000 | 80
PSXZ6E32 | Visioneering Corp | Visioneering | LHBD48-LED840K080LXXX-P77L05 [Options include B39 K0 VXX] | Indoor Luminaires | High-Bay | Low-Bay Luminaires for Commercial and Industrial Buildings | Standard | FALSE | [9 empty] | 42481 |  |  | Yes |  | 3.1 | 6825 | 101.1 | 67.5 | 11 | 0.98 | 4000 | 80
P8RYREYT | Visioneering Corp | Visioneering | LHBD96-LED835K240LXXX-[Options include B39 K0 VXX] | Indoor Luminaires | High-Bay | High-Bay Luminaires for Commercial and Industrial Buildings | Standard | FALSE | [9 empty] | 42481 |  |  | Yes |  | 3.1 | 21440 | 119.1 | 180 | 11 | 0.98 | 3500 | 80
PPAD873W | Visioneering Corp | Visioneering | LHBD96-LED835K240LXXX-P77 [Options include B39 K0 VXX] | Indoor Luminaires | High-Bay | High-Bay Luminaires for Commercial and Industrial Buildings | Standard | FALSE | [9 empty] | 42481 |  |  | Yes |  | 3.1 | 19580 | 108.8 | 180 | 11 | 0.98 | 3500 | 80
P7TPFB4Y | Visioneering Corp | Visioneering | LHBD96-LED835K240LXXX-L05 [Options include B39 K0 VXX] | Indoor Luminaires | High-Bay | High-Bay Luminaires for Commercial and Industrial Buildings | Standard | FALSE | [9 empty] | 42481 |  |  | Yes |  | 3.1 | 19200 | 106.7 | 180 | 11 | 0.98 | 3500 | 80
P5S21HBC | Visioneering Corp | Visioneering | LHBD96-LED835K240LXXX-P77L05 [Options include B39 K0 VXX] | Indoor Luminaires | High-Bay | High-Bay Luminaires for Commercial and Industrial Buildings | Standard | FALSE | [9 empty] | 42481 |  |  | Yes |  | 3.1 | 17600 | 97.8 | 180 | 11 | 0.98 | 3500 | 80
P6PB3YME | Visioneering Corp | Visioneering | LHBD96-LED835K160LXXX-[Options include B39 K0 VXX] | Indoor Luminaires | High-Bay | High-Bay Luminaires for Commercial and Industrial Buildings | Standard | FALSE | [9 empty] | 42481 |  |  | Yes |  | 3.1 | 15300 | 113.3 | 135 | 11 | 0.98 | 3500 | 80
PP19G7KK | Visioneering Corp | Visioneering | LHBD96-LED835K160LXXX-P77 [Options include B39 K0 VXX] | Indoor Luminaires | High-Bay | High-Bay Luminaires for Commercial and Industrial Buildings | Standard | FALSE | [9 empty] | 42481 |  |  | Yes |  | 3.1 | 14260 | 105.6 | 135 | 11 | 0.98 | 3500 | 80
PF7SUW9G | Visioneering Corp | Visioneering | LHBD96-LED835K160LXXX-L05 [Options include B39 K0 VXX] | Indoor Luminaires | High-Bay | High-Bay Luminaires for Commercial and Industrial Buildings | Standard | FALSE | [9 empty] | 42481 |  |  | Yes |  | 3.1 | 14080 | 104.3 | 135 | 11 | 0.98 | 3500 | 80
PGU1K5Q4 | Visioneering Corp | Visioneering | LHBD96-LED835K160LXXX-P77L05 [Options include B39 K0 VXX] | Indoor Luminaires | High-Bay | High-Bay Luminaires for Commercial and Industrial Buildings | Standard | FALSE | [9 empty] | 42481 |  |  | Yes |  | 3.1 | 12800 | 94.8 | 135 | 11 | 0.98 | 3500 | 80
PSW6DUHH | Visioneering Corp | Visioneering | LHBD48-LED835K120LXXX-[Options include B39 K0 VXX] | Indoor Luminaires | High-Bay | High-Bay Luminaires for Commercial and Industrial Buildings | Standard | FALSE | [9 empty] | 42481 |  |  | Yes |  | 3.1 | 10720 | 119.1 | 90 | 11 | 0.98 | 3500 | 80
PNUCRBPQ | Visioneering Corp | Visioneering | LHBD48-LED835K120LXXX-P77 [Options include B39 K0 VXX] | Indoor Luminaires | High-Bay | High-Bay Luminaires for Commercial and Industrial Buildings | Standard | FALSE | [9 empty] | 42481 |  |  | Yes |  | 3.1 | 9790 | 108.8 | 90 | 11 | 0.98 | 3500 | 80
PSZ4XE17 | Visioneering Corp | Visioneering | LHBD48-LED835K120LXXX-L05 [Options include B39 K0 VXX] | Indoor Luminaires | High-Bay | Low-Bay Luminaires for Commercial and Industrial Buildings | Standard | FALSE | [9 empty] | 42481 |  |  | Yes |  | 3.1 | 9600 | 106.7 | 90 | 11 | 0.98 | 3500 | 80
PW3YSQMX | Visioneering Corp | Visioneering | LHBD48-LED835K120LXXX-P77L05 [Options include B39 K0 VXX] | Indoor Luminaires | High-Bay | Low-Bay Luminaires for Commercial and Industrial Buildings | Standard | FALSE | [9 empty] | 42481 |  |  | Yes |  | 3.1 | 8800 | 97.8 | 90 | 11 | 0.98 | 3500 | 80
PRXAK49C | Visioneering Corp | Visioneering | LHBD48-LED835K080LXXX-[Options include B39 K0 VXX] | Indoor Luminaires | High-Bay | Low-Bay Luminaires for Commercial and Industrial Buildings | Standard | FALSE | [9 empty] | 42481 |  |  | Yes |  | 3.1 | 7650 | 113.3 | 67.5 | 11 | 0.98 | 3500 | 80
PS1QXRNJ | Visioneering Corp | Visioneering | LHBD48-LED835K080LXXX-P77 [Options include B39 K0 VXX] | Indoor Luminaires | High-Bay | Low-Bay Luminaires for Commercial and Industrial Buildings | Standard | FALSE | [9 empty] | 42481 |  |  | Yes |  | 3.1 | 7130 | 105.6 | 67.5 | 11 | 0.98 | 3500 | 80
P5MDTER4 | Visioneering Corp | Visioneering | LHBD48-LED835K080LXXX-L05 [Options include B39 K0 VXX] | Indoor Luminaires | High-Bay | Low-Bay Luminaires for Commercial and Industrial Buildings | Standard | FALSE | [9 empty] | 42481 |  |  | Yes |  | 3.1 | 7040 | 104.3 | 67.5 | 11 | 0.98 | 3500 | 80
P5ABKXSN | Shanghai Hongbao Lighting Co. Ltd. | HONGBAO | LEDHB-8/PH/DM/300/AL/50 | Indoor Luminaires | High-Bay | High-Bay Luminaires for Commercial and Industrial Buildings | Standard | FALSE | [9 empty] | 42481 |  |  | No |  | 3.1 | 36000 | 110 | 300 | 20 | 0.99 | 5000 | 80
PKU5U6N3 | Shanghai Hongbao Lighting Co. Ltd. | HONGBAO | LEDHB-4/PH/DM/160/AL/50 | Indoor Luminaires | High-Bay | High-Bay Luminaires for Commercial and Industrial Buildings | Standard | FALSE | [9 empty] | 42481 |  |  | No |  | 3.1 | 16000 | 110 | 160 | 20 | 0.99 | 5000 | 80
PSQU7URU | Orion Energy Systems Inc | Orion | LEDE86G3IA3OND100 | Indoor Luminaires | High-Bay | High-Bay Luminaires for Commercial and Industrial Buildings | Standard | FALSE | [9 empty] | 42481 |  |  | No |  | 3 | 15399.2 | 89.65 | 171.77 | 9.8 | 0.96 | 5232 | 76.28
P9DC1K46 | Orion Energy Systems Inc | Orion | LEDE86G3ND100480 | Indoor Luminaires | High-Bay | High-Bay Luminaires for Commercial and Industrial Buildings | Standard | FALSE | [9 empty] | 42481 |  |  | No |  | 3 | 15399.2 | 89.65 | 171.77 | 9.8 | 0.96 | 5232 | 76.28
PTAS8DND | Orion Energy Systems Inc | Orion | LEDE86G3IA3OND100480 | Indoor Luminaires | High-Bay | High-Bay Luminaires for Commercial and Industrial Buildings | Standard | FALSE | [9 empty] | 42481 |  |  | No |  | 3 | 14700.5 | 86.23 | 170.48 | 12.5 | 0.96 | 5215 | 76.29
P1JYC29P | Orion Energy Systems Inc | Orion | LEDE86G3IA4OND100480 | Indoor Luminaires | High-Bay | High-Bay Luminaires for Commercial and Industrial Buildings | Standard | FALSE | [9 empty] | 42481 |  |  | No |  | 3 | 14700.5 | 86.23 | 170.48 | 12.5 | 0.96 | 5215 | 76.29
PX7NPSYM | Orion Energy Systems Inc | Orion | LEDE86G3ND100 | Indoor Luminaires | High-Bay | High-Bay Luminaires for Commercial and Industrial Buildings | Standard | FALSE | [9 empty] | 42481 |  |  | No |  | 3 | 15199.2 | 89.36 | 170.09 | 12.5 | 0.96 | 5185 | 76.17
P7SHGBPY | Orion Energy Systems Inc | Orion | LEDE86G3IA4OND100 | Indoor Luminaires | High-Bay | High-Bay Luminaires for Commercial and Industrial Buildings | Standard | FALSE | [9 empty] | 42481 |  |  | No |  | 3 | 15150.6 | 88.45 | 171.29 | 9.7 | 0.96 | 5183 | 76.05
P94WB5CF | Orion Energy Systems Inc | Orion | LEDE86A3ND100480 | Indoor Luminaires | High-Bay | High-Bay Luminaires for Commercial and Industrial Buildings | Standard | FALSE | [9 empty] | 42481 |  |  | No |  | 3 | 15350.7 | 90.06 | 170.45 | 10.9 | 0.96 | 5107 | 75.5
P5SE9QFC | Orion Energy Systems Inc | Orion | LEDE86A4ND100480 | Indoor Luminaires | High-Bay | High-Bay Luminaires for Commercial and Industrial Buildings | Standard | FALSE | [9 empty] | 42481 |  |  | No |  | 3 | 15350.7 | 90.06 | 170.45 | 10.9 | 0.96 | 5107 | 75.5
PX19CZMU | Orion Energy Systems Inc | Orion | LEDE86A3ND100 | Indoor Luminaires | High-Bay | High-Bay Luminaires for Commercial and Industrial Buildings | Standard | FALSE | [9 empty] | 42481 |  |  | No |  | 3 | 15080.4 | 88.87 | 169.69 | 12.5 | 0.96 | 5032 | 75.28
PV6E4YA3 | Orion Energy Systems Inc | Orion | LEDE86A4ND100 | Indoor Luminaires | High-Bay | High-Bay Luminaires for Commercial and Industrial Buildings | Standard | FALSE | [9 empty] | 42481 |  |  | No |  | 3 | 15080.4 | 88.87 | 169.69 | 12.5 | 0.96 | 5032 | 75.28
PSK9TJ95 | GE Lighting Solutions | Albeo | ABH4(5D)6V581XXXXXW | Indoor Luminaires | High-Bay | High-Bay Luminaires for Commercial and Industrial Buildings | Premium | FALSE | [9 empty] | 42481 |  |  | Yes |  | 3.1 | 52825.5 | 117.1 | 451 | 20 | 0.9 | 5000 | 80
P4N6G22V | GE Lighting Solutions | Albeo | ABH4(01234)6V581XXXXXW | Indoor Luminaires | High-Bay | High-Bay Luminaires for Commercial and Industrial Buildings | Premium | FALSE | [9 empty] | 42481 |  |  | Yes |  | 3.1 | 52825.5 | 122.9 | 430 | 20 | 0.9 | 5000 | 80
PHC8XFWZ | GE Lighting Solutions | Albeo | ABH4(5D)6V584XXXXXW | Indoor Luminaires | High-Bay | High-Bay Luminaires for Commercial and Industrial Buildings | Premium | FALSE | [9 empty] | 42481 |  |  | Yes |  | 3.1 | 52350.07 | 116.1 | 451 | 20 | 0.9 | 5000 | 80
P9PMJTKC | GE Lighting Solutions | Albeo | ABH4(01234)6V584XXXXXW | Indoor Luminaires | High-Bay | High-Bay Luminaires for Commercial and Industrial Buildings | Premium | FALSE | [9 empty] | 42481 |  |  | Yes |  | 3.1 | 52350.07 | 121.7 | 430 | 20 | 0.9 | 5000 | 80
P4C1D7NF | GE Lighting Solutions | Albeo | ABH4(01234)6V582XXXXXW | Indoor Luminaires | High-Bay | High-Bay Luminaires for Commercial and Industrial Buildings | Premium | FALSE | [9 empty] | 42481 |  |  | Yes |  | 3.1 | 51980.293 | 120.9 | 430 | 20 | 0.9 | 5000 | 80
P3G4EG76 | GE Lighting Solutions | Albeo | ABH4(5D)6V582XXXXXW | Indoor Luminaires | High-Bay | High-Bay Luminaires for Commercial and Industrial Buildings | Premium | FALSE | [9 empty] | 42481 |  |  | Yes |  | 3.1 | 51980.293 | 115.3 | 451 | 20 | 0.9 | 5000 | 80
PJM6TDQG | GE Lighting Solutions | Albeo | ABH4(01234)6V588XXXXXW | Indoor Luminaires | High-Bay | High-Bay Luminaires for Commercial and Industrial Buildings | Premium | FALSE | [9 empty] | 42481 |  |  | Yes |  | 3.1 | 51768.99 | 120.4 | 430 | 20 | 0.9 | 5000 | 80
P29B4F6B | GE Lighting Solutions | Albeo | ABH4(5D)6V588XXXXXW | Indoor Luminaires | High-Bay | High-Bay Luminaires for Commercial and Industrial Buildings | Premium | FALSE | [9 empty] | 42481 |  |  | Yes |  | 3.1 | 51768.99 | 114.8 | 451 | 20 | 0.9 | 5000 | 80
P9FUPDW9 | GE Lighting Solutions | Albeo | ABH4(01234)6V583XXXXXW | Indoor Luminaires | High-Bay | High-Bay Luminaires for Commercial and Industrial Buildings | Premium | FALSE | [9 empty] | 42481 |  |  | Yes |  | 3.1 | 51716.164 | 120.3 | 430 | 20 | 0.9 | 5000 | 80
P1JE98G8 | GE Lighting Solutions | Albeo | ABH4(5D)6V583XXXXXW | Indoor Luminaires | High-Bay | High-Bay Luminaires for Commercial and Industrial Buildings | Premium | FALSE | [9 empty] | 42481 |  |  | Yes |  | 3.1 | 51716.164 | 114.7 | 451 | 20 | 0.9 | 5000 | 80
PWG6B2WG | GE Lighting Solutions | Albeo | ABH4(5D)6V58FXXXXXW | Indoor Luminaires | High-Bay | High-Bay Luminaires for Commercial and Industrial Buildings | Premium | FALSE | [9 empty] | 42481 |  |  | Yes |  | 3.1 | 49920.098 | 110.7 | 451 | 20 | 0.9 | 5000 | 80
PT94QJ96 | GE Lighting Solutions | Albeo | ABH4(01234)6V58FXXXXXW | Indoor Luminaires | High-Bay | High-Bay Luminaires for Commercial and Industrial Buildings | Premium | FALSE | [9 empty] | 42481 |  |  | Yes |  | 3.1 | 49920.098 | 116.1 | 430 | 20 | 0.9 | 5000 | 80
P8T9PAKC | GE Lighting Solutions | Albeo | ABH4(01234)6H581XXXXXW | Indoor Luminaires | High-Bay | High-Bay Luminaires for Commercial and Industrial Buildings | Premium | FALSE | [9 empty] | 42481 |  |  | Yes |  | 3.1 | 49234.5 | 125.6 | 392 | 20 | 0.9 | 5000 | 80
P586DCRK | GE Lighting Solutions | Albeo | ABH4(5D)6H581XXXXXW | Indoor Luminaires | High-Bay | High-Bay Luminaires for Commercial and Industrial Buildings | Premium | FALSE | [9 empty] | 42481 |  |  | Yes |  | 3.1 | 49234.5 | 119.2 | 413 | 20 | 0.9 | 5000 | 80
PUEQUDWV | GE Lighting Solutions | Albeo | ABH4(5D)6H584XXXXXW | Indoor Luminaires | High-Bay | High-Bay Luminaires for Commercial and Industrial Buildings | Premium | FALSE | [9 empty] | 42481 |  |  | Yes |  | 3.1 | 48791.39 | 118.1 | 413 | 20 | 0.9 | 5000 | 80
PNEDZHDM | GE Lighting Solutions | Albeo | ABH4(01234)6H584XXXXXW | Indoor Luminaires | High-Bay | High-Bay Luminaires for Commercial and Industrial Buildings | Premium | FALSE | [9 empty] | 42481 |  |  | Yes |  | 3.1 | 48791.39 | 124.5 | 392 | 20 | 0.9 | 5000 | 80
PWV6BC7D | GE Lighting Solutions | Albeo | ABH4(5D)6H582XXXXXW | Indoor Luminaires | High-Bay | High-Bay Luminaires for Commercial and Industrial Buildings | Premium | FALSE | [9 empty] | 42481 |  |  | Yes |  | 3.1 | 48446.746 | 117.3 | 413 | 20 | 0.9 | 5000 | 80
PFPW69ZW | GE Lighting Solutions | Albeo | ABH4(01234)6H582XXXXXW | Indoor Luminaires | High-Bay | High-Bay Luminaires for Commercial and Industrial Buildings | Premium | FALSE | [9 empty] | 42481 |  |  | Yes |  | 3.1 | 48446.746 | 123.6 | 392 | 20 | 0.9 | 5000 | 80
PUAPUFBM | GE Lighting Solutions | Albeo | ABH4(01234)6H588XXXXXW | Indoor Luminaires | High-Bay | High-Bay Luminaires for Commercial and Industrial Buildings | Premium | FALSE | [9 empty] | 42481 |  |  | Yes |  | 3.1 | 48249.81 | 123.1 | 392 | 20 | 0.9 | 5000 | 80
P75KSDZW | GE Lighting Solutions | Albeo | ABH4(5D)6H588XXXXXW | Indoor Luminaires | High-Bay | High-Bay Luminaires for Commercial and Industrial Buildings | Premium | FALSE | [9 empty] | 42481 |  |  | Yes |  | 3.1 | 48249.81 | 116.8 | 413 | 20 | 0.9 | 5000 | 80
PQFPS3FQ | GE Lighting Solutions | Albeo | ABH4(5D)6H583XXXXXW | Indoor Luminaires | High-Bay | High-Bay Luminaires for Commercial and Industrial Buildings | Premium | FALSE | [9 empty] | 42481 |  |  | Yes |  | 3.1 | 48200.574 | 116.7 | 413 | 20 | 0.9 | 5000 | 80
PGBAY7EC | GE Lighting Solutions | Albeo | ABH4(01234)6H583XXXXXW | Indoor Luminaires | High-Bay | High-Bay Luminaires for Commercial and Industrial Buildings | Premium | FALSE | [9 empty] | 42481 |  |  | Yes |  | 3.1 | 48200.574 | 123 | 392 | 20 | 0.9 | 5000 | 80
PJ3TDFF8 | GE Lighting Solutions | Albeo | ABH4(01234)6V58DXXXXXW | Indoor Luminaires | High-Bay | High-Bay Luminaires for Commercial and Industrial Buildings | Standard | FALSE | [9 empty] | 42481 |  |  | Yes |  | 3.1 | 46697.742 | 108.6 | 430 | 20 | 0.9 | 5000 | 80
P4PHXJ29 | GE Lighting Solutions | Albeo | ABH4(5D)6V58DXXXXXW | Indoor Luminaires | High-Bay | High-Bay Luminaires for Commercial and Industrial Buildings | Standard | FALSE | [9 empty] | 42481 |  |  | Yes |  | 3.1 | 46697.742 | 103.5 | 451 | 20 | 0.9 | 5000 | 80
PZQATMEK | GE Lighting Solutions | Albeo | ABH4(01234)6H58FXXXXXW | Indoor Luminaires | High-Bay | High-Bay Luminaires for Commercial and Industrial Buildings | Premium | FALSE | [9 empty] | 42481 |  |  | Yes |  | 3.1 | 46526.6 | 118.7 | 392 | 20 | 0.9 | 5000 | 80
PE8BNGW1 | GE Lighting Solutions | Albeo | ABH4(5D)6H58FXXXXXW | Indoor Luminaires | High-Bay | High-Bay Luminaires for Commercial and Industrial Buildings | Premium | FALSE | [9 empty] | 42481 |  |  | Yes |  | 3.1 | 46526.6 | 112.7 | 413 | 20 | 0.9 | 5000 | 80
PWWR74TV | GE Lighting Solutions | Albeo | ABH4(5D)6H58DXXXXXW | Indoor Luminaires | High-Bay | High-Bay Luminaires for Commercial and Industrial Buildings | Standard | FALSE | [9 empty] | 42481 |  |  | Yes |  | 3.1 | 43523.297 | 105.4 | 413 | 20 | 0.9 | 5000 | 80
P76YDX6W | GE Lighting Solutions | Albeo | ABH4(01234)6H58DXXXXXW | Indoor Luminaires | High-Bay | High-Bay Luminaires for Commercial and Industrial Buildings | Premium | FALSE | [9 empty] | 42481 |  |  | Yes |  | 3.1 | 43523.297 | 111 | 392 | 20 | 0.9 | 5000 | 80
PVCY2QCY | GE Lighting Solutions | Albeo | ABH4(01234)6T581XXXXXW | Indoor Luminaires | High-Bay | High-Bay Luminaires for Commercial and Industrial Buildings | Premium | FALSE | [9 empty] | 42481 |  |  | Yes |  | 3.1 | 36666 | 136.3 | 269 | 20 | 0.9 | 5000 | 80
PDHY2GKX | GE Lighting Solutions | Albeo | ABH4(5D)6T581XXXXXW | Indoor Luminaires | High-Bay | High-Bay Luminaires for Commercial and Industrial Buildings | Premium | FALSE | [9 empty] | 42481 |  |  | Yes |  | 3.1 | 36666 | 126.4 | 290 | 20 | 0.9 | 5000 | 80
PQR2CNNM | GE Lighting Solutions | Albeo | ABH4(5D)6T584XXXXXW | Indoor Luminaires | High-Bay | High-Bay Luminaires for Commercial and Industrial Buildings | Premium | FALSE | [9 empty] | 42481 |  |  | Yes |  | 3.1 | 36336.008 | 125.3 | 290 | 20 | 0.9 | 5000 | 80
PQH687FY | GE Lighting Solutions | Albeo | ABH4(01234)6T584XXXXXW | Indoor Luminaires | High-Bay | High-Bay Luminaires for Commercial and Industrial Buildings | Premium | FALSE | [9 empty] | 42481 |  |  | Yes |  | 3.1 | 36336.008 | 135.1 | 269 | 20 | 0.9 | 5000 | 80
PY3QVCZ8 | GE Lighting Solutions | Albeo | ABH4(01234)6T582XXXXXW | Indoor Luminaires | High-Bay | High-Bay Luminaires for Commercial and Industrial Buildings | Premium | FALSE | [9 empty] | 42481 |  |  | Yes |  | 3.1 | 36079.344 | 134.1 | 269 | 20 | 0.9 | 5000 | 80
PBVX6C8M | GE Lighting Solutions | Albeo | ABH4(5D)6T582XXXXXW | Indoor Luminaires | High-Bay | High-Bay Luminaires for Commercial and Industrial Buildings | Premium | FALSE | [9 empty] | 42481 |  |  | Yes |  | 3.1 | 36079.344 | 124.4 | 290 | 20 | 0.9 | 5000 | 80
PQRCT33H | GE Lighting Solutions | Albeo | ABH4(01234)6T588XXXXXW | Indoor Luminaires | High-Bay | High-Bay Luminaires for Commercial and Industrial Buildings | Premium | FALSE | [9 empty] | 42481 |  |  | Yes |  | 3.1 | 35932.68 | 133.6 | 269 | 20 | 0.9 | 5000 | 80
PGGNVK3G | GE Lighting Solutions | Albeo | ABH4(5D)6T588XXXXXW | Indoor Luminaires | High-Bay | High-Bay Luminaires for Commercial and Industrial Buildings | Premium | FALSE | [9 empty] | 42481 |  |  | Yes |  | 3.1 | 35932.68 | 123.9 | 290 | 20 | 0.9 | 5000 | 80
PWMMMUF5 | GE Lighting Solutions | Albeo | ABH4(01234)6T583XXXXXW | Indoor Luminaires | High-Bay | High-Bay Luminaires for Commercial and Industrial Buildings | Premium | FALSE | [9 empty] | 42481 |  |  | Yes |  | 3.1 | 35896.016 | 133.4 | 269 | 20 | 0.9 | 5000 | 80
PETSEBE2 | GE Lighting Solutions | Albeo | ABH4(5D)6T583XXXXXW | Indoor Luminaires | High-Bay | High-Bay Luminaires for Commercial and Industrial Buildings | Premium | FALSE | [9 empty] | 42481 |  |  | Yes |  | 3.1 | 35896.016 | 123.8 | 290 | 20 | 0.9 | 5000 | 80
PYV4M7V9 | GE Lighting Solutions | Albeo | ABH4(01234)4V581XXXXXW | Indoor Luminaires | High-Bay | High-Bay Luminaires for Commercial and Industrial Buildings | Premium | FALSE | [9 empty] | 42481 |  |  | Yes |  | 3.1 | 35201.25 | 122.7 | 287 | 20 | 0.9 | 5000 | 80
PTF8VZDK | GE Lighting Solutions | Albeo | ABH4(5D)4V581XXXXXW | Indoor Luminaires | High-Bay | High-Bay Luminaires for Commercial and Industrial Buildings | Premium | FALSE | [9 empty] | 42481 |  |  | Yes |  | 3.1 | 35201.25 | 117.3 | 300 | 20 | 0.9 | 5000 | 80
P7HK9FPT | GE Lighting Solutions | Albeo | ABH4(5D)4V584XXXXXW | Indoor Luminaires | High-Bay | High-Bay Luminaires for Commercial and Industrial Buildings | Premium | FALSE | [9 empty] | 42481 |  |  | Yes |  | 3.1 | 34884.438 | 116.3 | 300 | 20 | 0.9 | 5000 | 80
P4D9ARYA | GE Lighting Solutions | Albeo | ABH4(01234)4V584XXXXXW | Indoor Luminaires | High-Bay | High-Bay Luminaires for Commercial and Industrial Buildings | Premium | FALSE | [9 empty] | 42481 |  |  | Yes |  | 3.1 | 34884.438 | 121.5 | 287 | 20 | 0.9 | 5000 | 80
PF6PM2YX | GE Lighting Solutions | Albeo | ABH4(5D)6T58FXXXXXW | Indoor Luminaires | High-Bay | High-Bay Luminaires for Commercial and Industrial Buildings | Premium | FALSE | [9 empty] | 42481 |  |  | Yes |  | 3.1 | 34649.37 | 119.5 | 290 | 20 | 0.9 | 5000 | 80
P12XB1QN | GE Lighting Solutions | Albeo | ABH4(01234)6T58FXXXXXW | Indoor Luminaires | High-Bay | High-Bay Luminaires for Commercial and Industrial Buildings | Premium | FALSE | [9 empty] | 42481 |  |  | Yes |  | 3.1 | 34649.37 | 128.8 | 269 | 20 | 0.9 | 5000 | 80
PNG8EGVW | GE Lighting Solutions | Albeo | ABH4(01234)4V582XXXXXW | Indoor Luminaires | High-Bay | High-Bay Luminaires for Commercial and Industrial Buildings | Premium | FALSE | [9 empty] | 42481 |  |  | Yes |  | 3.1 | 34638.03 | 120.7 | 287 | 20 | 0.9 | 5000 | 80
PMRM2AXV | GE Lighting Solutions | Albeo | ABH4(5D)4V582XXXXXW | Indoor Luminaires | High-Bay | High-Bay Luminaires for Commercial and Industrial Buildings | Premium | FALSE | [9 empty] | 42481 |  |  | Yes |  | 3.1 | 34638.03 | 115.5 | 300 | 20 | 0.9 | 5000 | 80
PTPKS7ZW | GE Lighting Solutions | Albeo | ABH4(01234)4V588XXXXXW | Indoor Luminaires | High-Bay | High-Bay Luminaires for Commercial and Industrial Buildings | Premium | FALSE | [9 empty] | 42481 |  |  | Yes |  | 3.1 | 34497.227 | 120.2 | 287 | 20 | 0.9 | 5000 | 80
P9BUJSXJ | GE Lighting Solutions | Albeo | ABH4(5D)4V588XXXXXW | Indoor Luminaires | High-Bay | High-Bay Luminaires for Commercial and Industrial Buildings | Premium | FALSE | [9 empty] | 42481 |  |  | Yes |  | 3.1 | 34497.227 | 115 | 300 | 20 | 0.9 | 5000 | 80
PYUG2Q12 | GE Lighting Solutions | Albeo | ABH4(5D)4V583XXXXXW | Indoor Luminaires | High-Bay | High-Bay Luminaires for Commercial and Industrial Buildings | Premium | FALSE | [9 empty] | 42481 |  |  | Yes |  | 3.1 | 34462.023 | 114.9 | 300 | 20 | 0.9 | 5000 | 80
PGSU437D | GE Lighting Solutions | Albeo | ABH4(01234)4V583XXXXXW | Indoor Luminaires | High-Bay | High-Bay Luminaires for Commercial and Industrial Buildings | Premium | FALSE | [9 empty] | 42481 |  |  | Yes |  | 3.1 | 34462.023 | 120.1 | 287 | 20 | 0.9 | 5000 | 80
PZDW995P | GE Lighting Solutions | Albeo | ABH4(5D)4V58FXXXXXW | Indoor Luminaires | High-Bay | High-Bay Luminaires for Commercial and Industrial Buildings | Premium | FALSE | [9 empty] | 42481 |  |  | Yes |  | 3.1 | 33265.18 | 110.9 | 300 | 20 | 0.9 | 5000 | 80
P6V2UK85 | GE Lighting Solutions | Albeo | ABH4(01234)4V58FXXXXXW | Indoor Luminaires | High-Bay | High-Bay Luminaires for Commercial and Industrial Buildings | Premium | FALSE | [9 empty] | 42481 |  |  | Yes |  | 3.1 | 33265.18 | 115.9 | 287 | 20 | 0.9 | 5000 | 80
PRR3J3W4 | GE Lighting Solutions | Albeo | ABH4(5D)4H581XXXXXW | Indoor Luminaires | High-Bay | High-Bay Luminaires for Commercial and Industrial Buildings | Premium | FALSE | [9 empty] | 42481 |  |  | Yes |  | 3.1 | 32791.5 | 119.2 | 275 | 20 | 0.9 | 5000 | 80
PG2VU23C | GE Lighting Solutions | Albeo | ABH4(01234)4H581XXXXXW | Indoor Luminaires | High-Bay | High-Bay Luminaires for Commercial and Industrial Buildings | Premium | FALSE | [9 empty] | 42481 |  |  | Yes |  | 3.1 | 32791.5 | 125.6 | 261 | 20 | 0.9 | 5000 | 80
PR6WEHMM | GE Lighting Solutions | Albeo | ABH4(01234)4H584XXXXXW | Indoor Luminaires | High-Bay | High-Bay Luminaires for Commercial and Industrial Buildings | Premium | FALSE | [9 empty] | 42481 |  |  | Yes |  | 3.1 | 32496.377 | 124.5 | 261 | 20 | 0.9 | 5000 | 80
PQVVY1QG | GE Lighting Solutions | Albeo | ABH4(5D)4H584XXXXXW | Indoor Luminaires | High-Bay | High-Bay Luminaires for Commercial and Industrial Buildings | Premium | FALSE | [9 empty] | 42481 |  |  | Yes |  | 3.1 | 32496.377 | 118.2 | 275 | 20 | 0.9 | 5000 | 80
PTSX8R8C | GE Lighting Solutions | Albeo | ABH4(01234)6T58DXXXXXW | Indoor Luminaires | High-Bay | High-Bay Luminaires for Commercial and Industrial Buildings | Premium | FALSE | [9 empty] | 42481 |  |  | Yes |  | 3.1 | 32412.744 | 120.5 | 269 | 20 | 0.9 | 5000 | 80
PMGY93TE | GE Lighting Solutions | Albeo | ABH4(5D)6T58DXXXXXW | Indoor Luminaires | High-Bay | High-Bay Luminaires for Commercial and Industrial Buildings | Premium | FALSE | [9 empty] | 42481 |  |  | Yes |  | 3.1 | 32412.744 | 111.8 | 290 | 20 | 0.9 | 5000 | 80
PH77ASRD | GE Lighting Solutions | Albeo | ABH4(5D)4H582XXXXXW | Indoor Luminaires | High-Bay | High-Bay Luminaires for Commercial and Industrial Buildings | Premium | FALSE | [9 empty] | 42481 |  |  | Yes |  | 3.1 | 32266.836 | 117.3 | 275 | 20 | 0.9 | 5000 | 80
PBB1A7QQ | GE Lighting Solutions | Albeo | ABH4(01234)4H582XXXXXW | Indoor Luminaires | High-Bay | High-Bay Luminaires for Commercial and Industrial Buildings | Premium | FALSE | [9 empty] | 42481 |  |  | Yes |  | 3.1 | 32266.836 | 123.6 | 261 | 20 | 0.9 | 5000 | 80
PQ56SEZE | GE Lighting Solutions | Albeo | ABH4(01234)4H588XXXXXW | Indoor Luminaires | High-Bay | High-Bay Luminaires for Commercial and Industrial Buildings | Premium | FALSE | [9 empty] | 42481 |  |  | Yes |  | 3.1 | 32135.67 | 123.1 | 261 | 20 | 0.9 | 5000 | 80
P5W213HU | GE Lighting Solutions | Albeo | ABH4(5D)4H588XXXXXW | Indoor Luminaires | High-Bay | High-Bay Luminaires for Commercial and Industrial Buildings | Premium | FALSE | [9 empty] | 42481 |  |  | Yes |  | 3.1 | 32135.67 | 116.9 | 275 | 20 | 0.9 | 5000 | 80
PXGE35MM | GE Lighting Solutions | Albeo | ABH4(5D)4H583XXXXXW | Indoor Luminaires | High-Bay | High-Bay Luminaires for Commercial and Industrial Buildings | Premium | FALSE | [9 empty] | 42481 |  |  | Yes |  | 3.1 | 32102.879 | 116.7 | 275 | 20 | 0.9 | 5000 | 80
PP42J7TV | GE Lighting Solutions | Albeo | ABH4(01234)4H583XXXXXW | Indoor Luminaires | High-Bay | High-Bay Luminaires for Commercial and Industrial Buildings | Premium | FALSE | [9 empty] | 42481 |  |  | Yes |  | 3.1 | 32102.879 | 123 | 261 | 20 | 0.9 | 5000 | 80
PJDQDR5R | GE Lighting Solutions | Albeo | ABH4(01234)4V58DXXXXXW | Indoor Luminaires | High-Bay | High-Bay Luminaires for Commercial and Industrial Buildings | Standard | FALSE | [9 empty] | 42481 |  |  | Yes |  | 3.1 | 31117.904 | 108.4 | 287 | 20 | 0.9 | 5000 | 80
PCH893SH | GE Lighting Solutions | Albeo | ABH4(5D)4V58DXXXXXW | Indoor Luminaires | High-Bay | High-Bay Luminaires for Commercial and Industrial Buildings | Standard | FALSE | [9 empty] | 42481 |  |  | Yes |  | 3.1 | 31117.904 | 103.7 | 300 | 20 | 0.9 | 5000 | 80
PNPAZ3KG | GE Lighting Solutions | Albeo | ABH4(5D)4H58FXXXXXW | Indoor Luminaires | High-Bay | High-Bay Luminaires for Commercial and Industrial Buildings | Premium | FALSE | [9 empty] | 42481 |  |  | Yes |  | 3.1 | 30987.967 | 112.7 | 275 | 20 | 0.9 | 5000 | 80
PBNM71QD | GE Lighting Solutions | Albeo | ABH4(01234)4H58FXXXXXW | Indoor Luminaires | High-Bay | High-Bay Luminaires for Commercial and Industrial Buildings | Premium | FALSE | [9 empty] | 42481 |  |  | Yes |  | 3.1 | 30987.967 | 118.7 | 261 | 20 | 0.9 | 5000 | 80
PSRXUEYN | GE Lighting Solutions | Albeo | ABH4(01234)4H58DXXXXXW | Indoor Luminaires | High-Bay | High-Bay Luminaires for Commercial and Industrial Buildings | Premium | FALSE | [9 empty] | 42481 |  |  | Yes |  | 3.1 | 28987.686 | 111.1 | 261 | 20 | 0.9 | 5000 | 80
PE3AEP7K | GE Lighting Solutions | Albeo | ABH4(5D)4H58DXXXXXW | Indoor Luminaires | High-Bay | High-Bay Luminaires for Commercial and Industrial Buildings | Standard | FALSE | [9 empty] | 42481 |  |  | Yes |  | 3.1 | 28987.686 | 105.4 | 275 | 20 | 0.9 | 5000 | 80
PNCS2ZJC | GE Lighting Solutions | Albeo | ABH4(5D)3V581XXXXXW | Indoor Luminaires | High-Bay | High-Bay Luminaires for Commercial and Industrial Buildings | Premium | FALSE | [9 empty] | 42481 |  |  | Yes |  | 3.1 | 26412.75 | 116.4 | 227 | 20 | 0.9 | 5000 | 80
P6BH6EST | GE Lighting Solutions | Albeo | ABH4(01234)3V581XXXXXW | Indoor Luminaires | High-Bay | High-Bay Luminaires for Commercial and Industrial Buildings | Premium | FALSE | [9 empty] | 42481 |  |  | Yes |  | 3.1 | 26412.75 | 122.9 | 215 | 20 | 0.9 | 5000 | 80
PEW3V5ZR | GE Lighting Solutions | Albeo | ABH4(5D)3V584XXXXXW | Indoor Luminaires | High-Bay | High-Bay Luminaires for Commercial and Industrial Buildings | Premium | FALSE | [9 empty] | 42481 |  |  | Yes |  | 3.1 | 26175.035 | 115.3 | 227 | 20 | 0.9 | 5000 | 80
P1ASVNMB | GE Lighting Solutions | Albeo | ABH4(01234)3V584XXXXXW | Indoor Luminaires | High-Bay | High-Bay Luminaires for Commercial and Industrial Buildings | Premium | FALSE | [9 empty] | 42481 |  |  | Yes |  | 3.1 | 26175.035 | 121.7 | 215 | 20 | 0.9 | 5000 | 80
PUU7M3GC | GE Lighting Solutions | Albeo | ABH4(5D)3V582XXXXXW | Indoor Luminaires | High-Bay | High-Bay Luminaires for Commercial and Industrial Buildings | Premium | FALSE | [9 empty] | 42481 |  |  | Yes |  | 3.1 | 25990.146 | 114.5 | 227 | 20 | 0.9 | 5000 | 80
PAXJKRY3 | GE Lighting Solutions | Albeo | ABH4(01234)3V582XXXXXW | Indoor Luminaires | High-Bay | High-Bay Luminaires for Commercial and Industrial Buildings | Premium | FALSE | [9 empty] | 42481 |  |  | Yes |  | 3.1 | 25990.146 | 120.9 | 215 | 20 | 0.9 | 5000 | 80
PMFMQR91 | GE Lighting Solutions | Albeo | ABH4(5D)3V588XXXXXW | Indoor Luminaires | High-Bay | High-Bay Luminaires for Commercial and Industrial Buildings | Premium | FALSE | [9 empty] | 42481 |  |  | Yes |  | 3.1 | 25884.494 | 114 | 227 | 20 | 0.9 | 5000 | 80
PC2WM96V | GE Lighting Solutions | Albeo | ABH4(01234)3V588XXXXXW | Indoor Luminaires | High-Bay | High-Bay Luminaires for Commercial and Industrial Buildings | Premium | FALSE | [9 empty] | 42481 |  |  | Yes |  | 3.1 | 25884.494 | 120.4 | 215 | 20 | 0.9 | 5000 | 80
PVH7F2JR | GE Lighting Solutions | Albeo | ABH4(5D)3V583XXXXXW | Indoor Luminaires | High-Bay | High-Bay Luminaires for Commercial and Industrial Buildings | Premium | FALSE | [9 empty] | 42481 |  |  | Yes |  | 3.1 | 25858.082 | 113.9 | 227 | 20 | 0.9 | 5000 | 80
PH8N2UAP | GE Lighting Solutions | Albeo | ABH4(01234)3V583XXXXXW | Indoor Luminaires | High-Bay | High-Bay Luminaires for Commercial and Industrial Buildings | Premium | FALSE | [9 empty] | 42481 |  |  | Yes |  | 3.1 | 25858.082 | 120.3 | 215 | 20 | 0.9 | 5000 | 80
PWRGJAG3 | GE Lighting Solutions | Albeo | ABH4(5D)3V58FXXXXXW | Indoor Luminaires | High-Bay | High-Bay Luminaires for Commercial and Industrial Buildings | Standard | FALSE | [9 empty] | 42481 |  |  | Yes |  | 3.1 | 24960.049 | 110 | 227 | 20 | 0.9 | 5000 | 80
PQBB5VKS | GE Lighting Solutions | Albeo | ABH4(01234)3V58FXXXXXW | Indoor Luminaires | High-Bay | High-Bay Luminaires for Commercial and Industrial Buildings | Premium | FALSE | [9 empty] | 42481 |  |  | Yes |  | 3.1 | 24960.049 | 116.1 | 215 | 20 | 0.9 | 5000 | 80
PRR1ZUY9 | GE Lighting Solutions | Albeo | ABH4(5D)3H581XXXXXW | Indoor Luminaires | High-Bay | High-Bay Luminaires for Commercial and Industrial Buildings | Premium | FALSE | [9 empty] | 42481 |  |  | Yes |  | 3.1 | 24617.25 | 118.4 | 208 | 20 | 0.9 | 5000 | 80
P5B48DWF | GE Lighting Solutions | Albeo | ABH4(01234)3H581XXXXXW | Indoor Luminaires | High-Bay | High-Bay Luminaires for Commercial and Industrial Buildings | Premium | FALSE | [9 empty] | 42481 |  |  | Yes |  | 3.1 | 24617.25 | 125.6 | 196 | 20 | 0.9 | 5000 | 80
PWQNT649 | GE Lighting Solutions | Albeo | ABH4(01234)4T581XXXXXW | Indoor Luminaires | High-Bay | High-Bay Luminaires for Commercial and Industrial Buildings | Premium | FALSE | [9 empty] | 42481 |  |  | Yes |  | 3.1 | 24475.5 | 136 | 180 | 20 | 0.9 | 5000 | 80
PHURTNWQ | GE Lighting Solutions | Albeo | ABH4(5D)4T581XXXXXW | Indoor Luminaires | High-Bay | High-Bay Luminaires for Commercial and Industrial Buildings | Premium | FALSE | [9 empty] | 42481 |  |  | Yes |  | 3.1 | 24475.5 | 126.8 | 193 | 20 | 0.9 | 5000 | 80
PQM4MTST | GE Lighting Solutions | Albeo | ABH4(5D)3H584XXXXXW | Indoor Luminaires | High-Bay | High-Bay Luminaires for Commercial and Industrial Buildings | Premium | FALSE | [9 empty] | 42481 |  |  | Yes |  | 3.1 | 24395.695 | 117.3 | 208 | 20 | 0.9 | 5000 | 80
PBSBWJCJ | GE Lighting Solutions | Albeo | ABH4(01234)3H584XXXXXW | Indoor Luminaires | High-Bay | High-Bay Luminaires for Commercial and Industrial Buildings | Premium | FALSE | [9 empty] | 42481 |  |  | Yes |  | 3.1 | 24395.695 | 124.5 | 196 | 20 | 0.9 | 5000 | 80
P1GNDY5W | GE Lighting Solutions | Albeo | ABH4(5D)4T584XXXXXW | Indoor Luminaires | High-Bay | High-Bay Luminaires for Commercial and Industrial Buildings | Premium | FALSE | [9 empty] | 42481 |  |  | Yes |  | 3.1 | 24255.22 | 125.7 | 193 | 20 | 0.9 | 5000 | 80
P15E1763 | GE Lighting Solutions | Albeo | ABH4(01234)4T584XXXXXW | Indoor Luminaires | High-Bay | High-Bay Luminaires for Commercial and Industrial Buildings | Premium | FALSE | [9 empty] | 42481 |  |  | Yes |  | 3.1 | 24255.22 | 134.8 | 180 | 20 | 0.9 | 5000 | 80
PZTSDFSU | GE Lighting Solutions | Albeo | ABH4(01234)3H582XXXXXW | Indoor Luminaires | High-Bay | High-Bay Luminaires for Commercial and Industrial Buildings | Premium | FALSE | [9 empty] | 42481 |  |  | Yes |  | 3.1 | 24223.373 | 123.6 | 196 | 20 | 0.9 | 5000 | 80
PNZWQNVC | GE Lighting Solutions | Albeo | ABH4(5D)3H582XXXXXW | Indoor Luminaires | High-Bay | High-Bay Luminaires for Commercial and Industrial Buildings | Premium | FALSE | [9 empty] | 42481 |  |  | Yes |  | 3.1 | 24223.373 | 116.5 | 208 | 20 | 0.9 | 5000 | 80
PX9WSJZK | GE Lighting Solutions | Albeo | ABH4(01234)3H588XXXXXW | Indoor Luminaires | High-Bay | High-Bay Luminaires for Commercial and Industrial Buildings | Premium | FALSE | [9 empty] | 42481 |  |  | Yes |  | 3.1 | 24124.904 | 123.1 | 196 | 20 | 0.9 | 5000 | 80
P8DSAUXB | GE Lighting Solutions | Albeo | ABH4(5D)3H588XXXXXW | Indoor Luminaires | High-Bay | High-Bay Luminaires for Commercial and Industrial Buildings | Premium | FALSE | [9 empty] | 42481 |  |  | Yes |  | 3.1 | 24124.904 | 116 | 208 | 20 | 0.9 | 5000 | 80
PJESTREW | GE Lighting Solutions | Albeo | ABH4(5D)3H583XXXXXW | Indoor Luminaires | High-Bay | High-Bay Luminaires for Commercial and Industrial Buildings | Premium | FALSE | [9 empty] | 42481 |  |  | Yes |  | 3.1 | 24100.287 | 115.9 | 208 | 20 | 0.9 | 5000 | 80
PHF81R9Q | GE Lighting Solutions | Albeo | ABH4(01234)3H583XXXXXW | Indoor Luminaires | High-Bay | High-Bay Luminaires for Commercial and Industrial Buildings | Premium | FALSE | [9 empty] | 42481 |  |  | Yes |  | 3.1 | 24100.287 | 123 | 196 | 20 | 0.9 | 5000 | 80
PHG7WPC2 | GE Lighting Solutions | Albeo | ABH4(5D)4T582XXXXXW | Indoor Luminaires | High-Bay | High-Bay Luminaires for Commercial and Industrial Buildings | Premium | FALSE | [9 empty] | 42481 |  |  | Yes |  | 3.1 | 24083.893 | 124.8 | 193 | 20 | 0.9 | 5000 | 80
PF9EKPYN | GE Lighting Solutions | Albeo | ABH4(01234)4T582XXXXXW | Indoor Luminaires | High-Bay | High-Bay Luminaires for Commercial and Industrial Buildings | Premium | FALSE | [9 empty] | 42481 |  |  | Yes |  | 3.1 | 24083.893 | 133.8 | 180 | 20 | 0.9 | 5000 | 80
PP5HM1VQ | GE Lighting Solutions | Albeo | ABH4(5D)4T588XXXXXW | Indoor Luminaires | High-Bay | High-Bay Luminaires for Commercial and Industrial Buildings | Premium | FALSE | [9 empty] | 42481 |  |  | Yes |  | 3.1 | 23985.99 | 124.3 | 193 | 20 | 0.9 | 5000 | 80
P6VMSFEJ | GE Lighting Solutions | Albeo | ABH4(01234)4T588XXXXXW | Indoor Luminaires | High-Bay | High-Bay Luminaires for Commercial and Industrial Buildings | Premium | FALSE | [9 empty] | 42481 |  |  | Yes |  | 3.1 | 23985.99 | 133.3 | 180 | 20 | 0.9 | 5000 | 80
P8WED66C | GE Lighting Solutions | Albeo | ABH4(01234)4T583XXXXXW | Indoor Luminaires | High-Bay | High-Bay Luminaires for Commercial and Industrial Buildings | Premium | FALSE | [9 empty] | 42481 |  |  | Yes |  | 3.1 | 23961.514 | 133.1 | 180 | 20 | 0.9 | 5000 | 80
P3CDU86H | GE Lighting Solutions | Albeo | ABH4(5D)4T583XXXXXW | Indoor Luminaires | High-Bay | High-Bay Luminaires for Commercial and Industrial Buildings | Premium | FALSE | [9 empty] | 42481 |  |  | Yes |  | 3.1 | 23961.514 | 124.2 | 193 | 20 | 0.9 | 5000 | 80
PQ7C6RU9 | GE Lighting Solutions | Albeo | ABH4(01234)3V58DXXXXXW | Indoor Luminaires | High-Bay | High-Bay Luminaires for Commercial and Industrial Buildings | Standard | FALSE | [9 empty] | 42481 |  |  | Yes |  | 3.1 | 23348.871 | 108.6 | 215 | 20 | 0.9 | 5000 | 80
PGD5EHHF | GE Lighting Solutions | Albeo | ABH4(5D)3V58DXXXXXW | Indoor Luminaires | High-Bay | High-Bay Luminaires for Commercial and Industrial Buildings | Standard | FALSE | [9 empty] | 42481 |  |  | Yes |  | 3.1 | 23348.871 | 102.9 | 227 | 20 | 0.9 | 5000 | 80
PAJN9GVA | GE Lighting Solutions | Albeo | ABH4(5D)3H58FXXXXXW | Indoor Luminaires | High-Bay | High-Bay Luminaires for Commercial and Industrial Buildings | Premium | FALSE | [9 empty] | 42481 |  |  | Yes |  | 3.1 | 23263.3 | 111.8 | 208 | 20 | 0.9 | 5000 | 80
P6WETDM4 | GE Lighting Solutions | Albeo | ABH4(01234)3H58FXXXXXW | Indoor Luminaires | High-Bay | High-Bay Luminaires for Commercial and Industrial Buildings | Premium | FALSE | [9 empty] | 42481 |  |  | Yes |  | 3.1 | 23263.3 | 118.7 | 196 | 20 | 0.9 | 5000 | 80
PXDY762S | GE Lighting Solutions | Albeo | ABH4(01234)4T58FXXXXXW | Indoor Luminaires | High-Bay | High-Bay Luminaires for Commercial and Industrial Buildings | Premium | FALSE | [9 empty] | 42481 |  |  | Yes |  | 3.1 | 23129.348 | 128.5 | 180 | 20 | 0.9 | 5000 | 80
PB6V4KEB | GE Lighting Solutions | Albeo | ABH4(5D)4T58FXXXXXW | Indoor Luminaires | High-Bay | High-Bay Luminaires for Commercial and Industrial Buildings | Premium | FALSE | [9 empty] | 42481 |  |  | Yes |  | 3.1 | 23129.348 | 119.8 | 193 | 20 | 0.9 | 5000 | 80
PAU8NCM5 | GE Lighting Solutions | Albeo | ABH4(01234)3H58DXXXXXW | Indoor Luminaires | High-Bay | High-Bay Luminaires for Commercial and Industrial Buildings | Premium | FALSE | [9 empty] | 42481 |  |  | Yes |  | 3.1 | 21761.648 | 111 | 196 | 20 | 0.9 | 5000 | 80
P6XM5AVK | GE Lighting Solutions | Albeo | ABH4(5D)3H58DXXXXXW | Indoor Luminaires | High-Bay | High-Bay Luminaires for Commercial and Industrial Buildings | Standard | FALSE | [9 empty] | 42481 |  |  | Yes |  | 3.1 | 21761.648 | 104.6 | 208 | 20 | 0.9 | 5000 | 80
PU8XGFMQ | GE Lighting Solutions | Albeo | ABH4(01234)4T58DXXXXXW | Indoor Luminaires | High-Bay | High-Bay Luminaires for Commercial and Industrial Buildings | Premium | FALSE | [9 empty] | 42481 |  |  | Yes |  | 3.1 | 21636.342 | 120.2 | 180 | 20 | 0.9 | 5000 | 80
PH6Q6ZEK | GE Lighting Solutions | Albeo | ABH4(5D)4T58DXXXXXW | Indoor Luminaires | High-Bay | High-Bay Luminaires for Commercial and Industrial Buildings | Premium | FALSE | [9 empty] | 42481 |  |  | Yes |  | 3.1 | 21636.342 | 112.1 | 193 | 20 | 0.9 | 5000 | 80
PY75XJ5E | GE Lighting Solutions | Albeo | ABH4(01234)3T581XXXXXW | Indoor Luminaires | High-Bay | High-Bay Luminaires for Commercial and Industrial Buildings | Premium | FALSE | [9 empty] | 42481 |  |  | Yes |  | 3.1 | 18333 | 135.8 | 135 | 20 | 0.9 | 5000 | 80
PQE1K6AX | GE Lighting Solutions | Albeo | ABH4(5D)3T581XXXXXW | Indoor Luminaires | High-Bay | High-Bay Luminaires for Commercial and Industrial Buildings | Premium | FALSE | [9 empty] | 42481 |  |  | Yes |  | 3.1 | 18333 | 124.7 | 147 | 20 | 0.9 | 5000 | 80
PJHNDYTW | GE Lighting Solutions | Albeo | ABH4(5D)3T584XXXXXW | Indoor Luminaires | High-Bay | High-Bay Luminaires for Commercial and Industrial Buildings | Premium | FALSE | [9 empty] | 42481 |  |  | Yes |  | 3.1 | 18168.004 | 123.6 | 147 | 20 | 0.9 | 5000 | 80
P15SZ9BN | GE Lighting Solutions | Albeo | ABH4(01234)3T584XXXXXW | Indoor Luminaires | High-Bay | High-Bay Luminaires for Commercial and Industrial Buildings | Premium | FALSE | [9 empty] | 42481 |  |  | Yes |  | 3.1 | 18168.004 | 134.6 | 135 | 20 | 0.9 | 5000 | 80
PRNJV1DM | GE Lighting Solutions | Albeo | ABH4(5D)3T582XXXXXW | Indoor Luminaires | High-Bay | High-Bay Luminaires for Commercial and Industrial Buildings | Premium | FALSE | [9 empty] | 42481 |  |  | Yes |  | 3.1 | 18039.672 | 122.7 | 147 | 20 | 0.9 | 5000 | 80
PQPJKDZZ | GE Lighting Solutions | Albeo | ABH4(01234)3T582XXXXXW | Indoor Luminaires | High-Bay | High-Bay Luminaires for Commercial and Industrial Buildings | Premium | FALSE | [9 empty] | 42481 |  |  | Yes |  | 3.1 | 18039.672 | 133.6 | 135 | 20 | 0.9 | 5000 | 80
P84D3ZHU | GE Lighting Solutions | Albeo | ABH4(5D)3T588XXXXXW | Indoor Luminaires | High-Bay | High-Bay Luminaires for Commercial and Industrial Buildings | Premium | FALSE | [9 empty] | 42481 |  |  | Yes |  | 3.1 | 17966.34 | 122.2 | 147 | 20 | 0.9 | 5000 | 80
P2652XR2 | GE Lighting Solutions | Albeo | ABH4(01234)3T588XXXXXW | Indoor Luminaires | High-Bay | High-Bay Luminaires for Commercial and Industrial Buildings | Premium | FALSE | [9 empty] | 42481 |  |  | Yes |  | 3.1 | 17966.34 | 133.1 | 135 | 20 | 0.9 | 5000 | 80
P8MSHNNC | GE Lighting Solutions | Albeo | ABH4(5D)3T583XXXXXW | Indoor Luminaires | High-Bay | High-Bay Luminaires for Commercial and Industrial Buildings | Premium | FALSE | [9 empty] | 42481 |  |  | Yes |  | 3.1 | 17948.008 | 122.1 | 147 | 20 | 0.9 | 5000 | 80
P36FTJUR | GE Lighting Solutions | Albeo | ABH4(01234)3T583XXXXXW | Indoor Luminaires | High-Bay | High-Bay Luminaires for Commercial and Industrial Buildings | Premium | FALSE | [9 empty] | 42481 |  |  | Yes |  | 3.1 | 17948.008 | 132.9 | 135 | 20 | 0.9 | 5000 | 80
PZ1MEWQC | GE Lighting Solutions | Albeo | ABH4(01234)2V581XXXXXW | Indoor Luminaires | High-Bay | High-Bay Luminaires for Commercial and Industrial Buildings | Premium | FALSE | [9 empty] | 42481 |  |  | Yes |  | 3.1 | 17624.25 | 123.2 | 143 | 20 | 0.9 | 5000 | 80
PSUBKQFU | GE Lighting Solutions | Albeo | ABH4(5D)2V581XXXXXW | Indoor Luminaires | High-Bay | High-Bay Luminaires for Commercial and Industrial Buildings | Premium | FALSE | [9 empty] | 42481 |  |  | Yes |  | 3.1 | 17624.25 | 117.5 | 150 | 20 | 0.9 | 5000 | 80
P7SWFGFH | GE Lighting Solutions | Albeo | ABH4(5D)2V584XXXXXW | Indoor Luminaires | High-Bay | High-Bay Luminaires for Commercial and Industrial Buildings | Premium | FALSE | [9 empty] | 42481 |  |  | Yes |  | 3.1 | 17465.63 | 116.4 | 150 | 20 | 0.9 | 5000 | 80
P7BXZR96 | GE Lighting Solutions | Albeo | ABH4(01234)2V584XXXXXW | Indoor Luminaires | High-Bay | High-Bay Luminaires for Commercial and Industrial Buildings | Premium | FALSE | [9 empty] | 42481 |  |  | Yes |  | 3.1 | 17465.63 | 122.1 | 143 | 20 | 0.9 | 5000 | 80
PSJPPMWY | GE Lighting Solutions | Albeo | ABH4(5D)2V582XXXXXW | Indoor Luminaires | High-Bay | High-Bay Luminaires for Commercial and Industrial Buildings | Premium | FALSE | [9 empty] | 42481 |  |  | Yes |  | 3.1 | 17342.262 | 115.6 | 150 | 20 | 0.9 | 5000 | 80
P7HFDDHC | GE Lighting Solutions | Albeo | ABH4(01234)2V582XXXXXW | Indoor Luminaires | High-Bay | High-Bay Luminaires for Commercial and Industrial Buildings | Premium | FALSE | [9 empty] | 42481 |  |  | Yes |  | 3.1 | 17342.262 | 121.3 | 143 | 20 | 0.9 | 5000 | 80
PR91QJ5F | GE Lighting Solutions | Albeo | ABH4(01234)3T58FXXXXXW | Indoor Luminaires | High-Bay | High-Bay Luminaires for Commercial and Industrial Buildings | Premium | FALSE | [9 empty] | 42481 |  |  | Yes |  | 3.1 | 17324.686 | 128.3 | 135 | 20 | 0.9 | 5000 | 80
PGNRXGXM | GE Lighting Solutions | Albeo | ABH4(5D)3T58FXXXXXW | Indoor Luminaires | High-Bay | High-Bay Luminaires for Commercial and Industrial Buildings | Premium | FALSE | [9 empty] | 42481 |  |  | Yes |  | 3.1 | 17324.686 | 117.9 | 147 | 20 | 0.9 | 5000 | 80
PFK7XZWX | GE Lighting Solutions | Albeo | ABH4(01234)2V588XXXXXW | Indoor Luminaires | High-Bay | High-Bay Luminaires for Commercial and Industrial Buildings | Premium | FALSE | [9 empty] | 42481 |  |  | Yes |  | 3.1 | 17271.766 | 120.8 | 143 | 20 | 0.9 | 5000 | 80
P94V8B31 | GE Lighting Solutions | Albeo | ABH4(5D)2V588XXXXXW | Indoor Luminaires | High-Bay | High-Bay Luminaires for Commercial and Industrial Buildings | Premium | FALSE | [9 empty] | 42481 |  |  | Yes |  | 3.1 | 17271.766 | 115.1 | 150 | 20 | 0.9 | 5000 | 80
PG1TDG3B | GE Lighting Solutions | Albeo | ABH4(01234)2V583XXXXXW | Indoor Luminaires | High-Bay | High-Bay Luminaires for Commercial and Industrial Buildings | Premium | FALSE | [9 empty] | 42481 |  |  | Yes |  | 3.1 | 17254.14 | 120.7 | 143 | 20 | 0.9 | 5000 | 80
PC6VKMY8 | GE Lighting Solutions | Albeo | ABH4(5D)2V583XXXXXW | Indoor Luminaires | High-Bay | High-Bay Luminaires for Commercial and Industrial Buildings | Premium | FALSE | [9 empty] | 42481 |  |  | Yes |  | 3.1 | 17254.14 | 115 | 150 | 20 | 0.9 | 5000 | 80
PCUGVV5D | GE Lighting Solutions | Albeo | ABH4(01234)2V58FXXXXXW | Indoor Luminaires | High-Bay | High-Bay Luminaires for Commercial and Industrial Buildings | Premium | FALSE | [9 empty] | 42481 |  |  | Yes |  | 3.1 | 16654.916 | 116.5 | 143 | 20 | 0.9 | 5000 | 80
P1G7E5EA | GE Lighting Solutions | Albeo | ABH4(5D)2V58FXXXXXW | Indoor Luminaires | High-Bay | High-Bay Luminaires for Commercial and Industrial Buildings | Premium | FALSE | [9 empty] | 42481 |  |  | Yes |  | 3.1 | 16654.916 | 111 | 150 | 20 | 0.9 | 5000 | 80
PZRKBSZK | GE Lighting Solutions | Albeo | ABH4(01234)2H581XXXXXW | Indoor Luminaires | High-Bay | High-Bay Luminaires for Commercial and Industrial Buildings | Premium | FALSE | [9 empty] | 42481 |  |  | Yes |  | 3.1 | 16395.75 | 126.1 | 130 | 20 | 0.9 | 5000 | 80
PJSUETH7 | GE Lighting Solutions | Albeo | ABH4(5D)2H581XXXXXW | Indoor Luminaires | High-Bay | High-Bay Luminaires for Commercial and Industrial Buildings | Premium | FALSE | [9 empty] | 42481 |  |  | Yes |  | 3.1 | 16395.75 | 118.8 | 138 | 20 | 0.9 | 5000 | 80
P8YXNPGQ | GE Lighting Solutions | Albeo | ABH4(5D)2H584XXXXXW | Indoor Luminaires | High-Bay | High-Bay Luminaires for Commercial and Industrial Buildings | Premium | FALSE | [9 empty] | 42481 |  |  | Yes |  | 3.1 | 16248.188 | 117.7 | 138 | 20 | 0.9 | 5000 | 80
P45ABCGA | GE Lighting Solutions | Albeo | ABH4(01234)2H584XXXXXW | Indoor Luminaires | High-Bay | High-Bay Luminaires for Commercial and Industrial Buildings | Premium | FALSE | [9 empty] | 42481 |  |  | Yes |  | 3.1 | 16248.188 | 125 | 130 | 20 | 0.9 | 5000 | 80
PHTBNP5P | GE Lighting Solutions | Albeo | ABH4(01234)3T58DXXXXXW | Indoor Luminaires | High-Bay | High-Bay Luminaires for Commercial and Industrial Buildings | Premium | FALSE | [9 empty] | 42481 |  |  | Yes |  | 3.1 | 16206.372 | 120 | 135 | 20 | 0.9 | 5000 | 80
P3VX7QD1 | GE Lighting Solutions | Albeo | ABH4(5D)3T58DXXXXXW | Indoor Luminaires | High-Bay | High-Bay Luminaires for Commercial and Industrial Buildings | Standard | FALSE | [9 empty] | 42481 |  |  | Yes |  | 3.1 | 16206.372 | 110.2 | 147 | 20 | 0.9 | 5000 | 80
PBGYEPS7 | GE Lighting Solutions | Albeo | ABH4(5D)2H582XXXXXW | Indoor Luminaires | High-Bay | High-Bay Luminaires for Commercial and Industrial Buildings | Premium | FALSE | [9 empty] | 42481 |  |  | Yes |  | 3.1 | 16133.418 | 116.9 | 138 | 20 | 0.9 | 5000 | 80
P981EWMS | GE Lighting Solutions | Albeo | ABH4(01234)2H582XXXXXW | Indoor Luminaires | High-Bay | High-Bay Luminaires for Commercial and Industrial Buildings | Premium | FALSE | [9 empty] | 42481 |  |  | Yes |  | 3.1 | 16133.418 | 124.1 | 130 | 20 | 0.9 | 5000 | 80
P8TJ7P6Z | GE Lighting Solutions | Albeo | ABH4(01234)2H588XXXXXW | Indoor Luminaires | High-Bay | High-Bay Luminaires for Commercial and Industrial Buildings | Premium | FALSE | [9 empty] | 42481 |  |  | Yes |  | 3.1 | 16067.835 | 123.6 | 130 | 20 | 0.9 | 5000 | 80
P52RHKGE | GE Lighting Solutions | Albeo | ABH4(5D)2H588XXXXXW | Indoor Luminaires | High-Bay | High-Bay Luminaires for Commercial and Industrial Buildings | Premium | FALSE | [9 empty] | 42481 |  |  | Yes |  | 3.1 | 16067.835 | 116.4 | 138 | 20 | 0.9 | 5000 | 80
PUSC9EJY | GE Lighting Solutions | Albeo | ABH4(5D)2H583XXXXXW | Indoor Luminaires | High-Bay | High-Bay Luminaires for Commercial and Industrial Buildings | Premium | FALSE | [9 empty] | 42481 |  |  | Yes |  | 3.1 | 16051.439 | 116.3 | 138 | 20 | 0.9 | 5000 | 80
PUAMY53V | GE Lighting Solutions | Albeo | ABH4(01234)2H583XXXXXW | Indoor Luminaires | High-Bay | High-Bay Luminaires for Commercial and Industrial Buildings | Premium | FALSE | [9 empty] | 42481 |  |  | Yes |  | 3.1 | 16051.439 | 123.5 | 130 | 20 | 0.9 | 5000 | 80
PBPHM5R6 | GE Lighting Solutions | Albeo | ABH4(01234)2V58DXXXXXW | Indoor Luminaires | High-Bay | High-Bay Luminaires for Commercial and Industrial Buildings | Standard | FALSE | [9 empty] | 42481 |  |  | Yes |  | 3.1 | 15579.837 | 108.9 | 143 | 20 | 0.9 | 5000 | 80
P2YZEWJ3 | GE Lighting Solutions | Albeo | ABH4(5D)2V58DXXXXXW | Indoor Luminaires | High-Bay | High-Bay Luminaires for Commercial and Industrial Buildings | Standard | FALSE | [9 empty] | 42481 |  |  | Yes |  | 3.1 | 15579.837 | 103.9 | 150 | 20 | 0.9 | 5000 | 80
PG88S6WJ | GE Lighting Solutions | Albeo | ABH4(01234)2H58FXXXXXW | Indoor Luminaires | High-Bay | High-Bay Luminaires for Commercial and Industrial Buildings | Premium | FALSE | [9 empty] | 42481 |  |  | Yes |  | 3.1 | 15493.983 | 119.2 | 130 | 20 | 0.9 | 5000 | 80
PF52831G | GE Lighting Solutions | Albeo | ABH4(01234)2H58DXXXXXW | Indoor Luminaires | High-Bay | High-Bay Luminaires for Commercial and Industrial Buildings | Premium | FALSE | [9 empty] | 42481 |  |  | Yes |  | 3.1 | 14493.843 | 111.5 | 130 | 20 | 0.9 | 5000 | 80
P51V2DYW | GE Lighting Solutions | Albeo | ABH4(5D)2H58DXXXXXW | Indoor Luminaires | High-Bay | High-Bay Luminaires for Commercial and Industrial Buildings | Standard | FALSE | [9 empty] | 42481 |  |  | Yes |  | 3.1 | 14493.843 | 105 | 138 | 20 | 0.9 | 5000 | 80
PHZ2NURX | GE Lighting Solutions | Albeo | ABH4(5D)2T581XXXXXW | Indoor Luminaires | High-Bay | High-Bay Luminaires for Commercial and Industrial Buildings | Premium | FALSE | [9 empty] | 42481 |  |  | Yes |  | 3.1 | 12237.75 | 126.2 | 97 | 20 | 0.9 | 5000 | 80
PA3BPAN9 | GE Lighting Solutions | Albeo | ABH4(01234)2T581XXXXXW | Indoor Luminaires | High-Bay | High-Bay Luminaires for Commercial and Industrial Buildings | Premium | FALSE | [9 empty] | 42481 |  |  | Yes |  | 3.1 | 12237.75 | 136 | 90 | 20 | 0.9 | 5000 | 80
PFQZ3BG9 | GE Lighting Solutions | Albeo | ABH4(01234)2T584XXXXXW | Indoor Luminaires | High-Bay | High-Bay Luminaires for Commercial and Industrial Buildings | Premium | FALSE | [9 empty] | 42481 |  |  | Yes |  | 3.1 | 12127.61 | 134.8 | 90 | 20 | 0.9 | 5000 | 80
P91W9Z6E | GE Lighting Solutions | Albeo | ABH4(5D)2T584XXXXXW | Indoor Luminaires | High-Bay | High-Bay Luminaires for Commercial and Industrial Buildings | Premium | FALSE | [9 empty] | 42481 |  |  | Yes |  | 3.1 | 12127.61 | 125 | 97 | 20 | 0.9 | 5000 | 80
PY1BSHXP | GE Lighting Solutions | Albeo | ABH4(5D)2T582XXXXXW | Indoor Luminaires | High-Bay | High-Bay Luminaires for Commercial and Industrial Buildings | Premium | FALSE | [9 empty] | 42481 |  |  | Yes |  | 3.1 | 12041.946 | 124.1 | 97 | 20 | 0.9 | 5000 | 80
PVCK39RK | GE Lighting Solutions | Albeo | ABH4(01234)2T582XXXXXW | Indoor Luminaires | High-Bay | High-Bay Luminaires for Commercial and Industrial Buildings | Premium | FALSE | [9 empty] | 42481 |  |  | Yes |  | 3.1 | 12041.946 | 133.8 | 90 | 20 | 0.9 | 5000 | 80
PVJTH2QV | GE Lighting Solutions | Albeo | ABH4(01234)2T588XXXXXW | Indoor Luminaires | High-Bay | High-Bay Luminaires for Commercial and Industrial Buildings | Premium | FALSE | [9 empty] | 42481 |  |  | Yes |  | 3.1 | 11992.995 | 133.3 | 90 | 20 | 0.9 | 5000 | 80
P87951T3 | GE Lighting Solutions | Albeo | ABH4(5D)2T588XXXXXW | Indoor Luminaires | High-Bay | High-Bay Luminaires for Commercial and Industrial Buildings | Premium | FALSE | [9 empty] | 42481 |  |  | Yes |  | 3.1 | 11992.995 | 123.6 | 97 | 20 | 0.9 | 5000 | 80
PMH3D43D | GE Lighting Solutions | Albeo | ABH4(5D)2T583XXXXXW | Indoor Luminaires | High-Bay | High-Bay Luminaires for Commercial and Industrial Buildings | Premium | FALSE | [9 empty] | 42481 |  |  | Yes |  | 3.1 | 11980.757 | 123.5 | 97 | 20 | 0.9 | 5000 | 80
P4PYHVBZ | GE Lighting Solutions | Albeo | ABH4(01234)2T583XXXXXW | Indoor Luminaires | High-Bay | High-Bay Luminaires for Commercial and Industrial Buildings | Premium | FALSE | [9 empty] | 42481 |  |  | Yes |  | 3.1 | 11980.757 | 133.1 | 90 | 20 | 0.9 | 5000 | 80
P7NNQ7SN | GE Lighting Solutions | Albeo | ABH4(5D)2T58FXXXXXW | Indoor Luminaires | High-Bay | High-Bay Luminaires for Commercial and Industrial Buildings | Premium | FALSE | [9 empty] | 42481 |  |  | Yes |  | 3.1 | 11564.674 | 119.2 | 97 | 20 | 0.9 | 5000 | 80
P44WA45F | GE Lighting Solutions | Albeo | ABH4(01234)2T58FXXXXXW | Indoor Luminaires | High-Bay | High-Bay Luminaires for Commercial and Industrial Buildings | Premium | FALSE | [9 empty] | 42481 |  |  | Yes |  | 3.1 | 11564.674 | 128.5 | 90 | 20 | 0.9 | 5000 | 80
PTZHCQM7 | GE Lighting Solutions | Albeo | ABH4(5D)2T58DXXXXXW | Indoor Luminaires | High-Bay | High-Bay Luminaires for Commercial and Industrial Buildings | Premium | FALSE | [9 empty] | 42481 |  |  | Yes |  | 3.1 | 10818.171 | 111.5 | 97 | 20 | 0.9 | 5000 | 80
P9XU6SS5 | GE Lighting Solutions | Albeo | ABH4(01234)2T58DXXXXXW | Indoor Luminaires | High-Bay | High-Bay Luminaires for Commercial and Industrial Buildings | Premium | FALSE | [9 empty] | 42481 |  |  | Yes |  | 3.1 | 10818.171 | 120.2 | 90 | 20 | 0.9 | 5000 | 80
PAP9PWP2 | GE Lighting Solutions | Albeo | ABH4(01234)1V581XXXXXW | Indoor Luminaires | High-Bay | Low-Bay Luminaires for Commercial and Industrial Buildings | Premium | FALSE | [9 empty] | 42481 |  |  | Yes |  | 3.1 | 8788.5 | 122.1 | 72 | 20 | 0.9 | 5000 | 80
PYAAV61P | GE Lighting Solutions | Albeo | ABH4(01234)1V584XXXXXW | Indoor Luminaires | High-Bay | Low-Bay Luminaires for Commercial and Industrial Buildings | Premium | FALSE | [9 empty] | 42481 |  |  | Yes |  | 3.1 | 8709.403 | 121 | 72 | 20 | 0.9 | 5000 | 80
P568C1ME | GE Lighting Solutions | Albeo | ABH4(01234)1V582XXXXXW | Indoor Luminaires | High-Bay | Low-Bay Luminaires for Commercial and Industrial Buildings | Premium | FALSE | [9 empty] | 42481 |  |  | Yes |  | 3.1 | 8647.884 | 120.1 | 72 | 20 | 0.9 | 5000 | 80
PWTVFDQG | GE Lighting Solutions | Albeo | ABH4(01234)1V588XXXXXW | Indoor Luminaires | High-Bay | Low-Bay Luminaires for Commercial and Industrial Buildings | Premium | FALSE | [9 empty] | 42481 |  |  | Yes |  | 3.1 | 8612.73 | 119.6 | 72 | 20 | 0.9 | 5000 | 80
PY5G5DQV | GE Lighting Solutions | Albeo | ABH4(01234)1V583XXXXXW | Indoor Luminaires | High-Bay | Low-Bay Luminaires for Commercial and Industrial Buildings | Premium | FALSE | [9 empty] | 42481 |  |  | Yes |  | 3.1 | 8603.941 | 119.5 | 72 | 20 | 0.9 | 5000 | 80
PB3RM5WE | GE Lighting Solutions | Albeo | ABH4(01234)1V58FXXXXXW | Indoor Luminaires | High-Bay | Low-Bay Luminaires for Commercial and Industrial Buildings | Premium | FALSE | [9 empty] | 42481 |  |  | Yes |  | 3.1 | 8305.133 | 115.3 | 72 | 20 | 0.9 | 5000 | 80
PFEXEA96 | GE Lighting Solutions | Albeo | ABH4(01234)1H581XXXXXW | Indoor Luminaires | High-Bay | Low-Bay Luminaires for Commercial and Industrial Buildings | Premium | FALSE | [9 empty] | 42481 |  |  | Yes |  | 3.1 | 8221.5 | 126.5 | 65 | 20 | 0.9 | 5000 | 80
PX1RAD15 | GE Lighting Solutions | Albeo | ABH4(01234)1H584XXXXXW | Indoor Luminaires | High-Bay | Low-Bay Luminaires for Commercial and Industrial Buildings | Premium | FALSE | [9 empty] | 42481 |  |  | Yes |  | 3.1 | 8147.5063 | 125.3 | 65 | 20 | 0.9 | 5000 | 80
PEZ68SUR | GE Lighting Solutions | Albeo | ABH4(01234)1H582XXXXXW | Indoor Luminaires | High-Bay | Low-Bay Luminaires for Commercial and Industrial Buildings | Premium | FALSE | [9 empty] | 42481 |  |  | Yes |  | 3.1 | 8089.956 | 124.5 | 65 | 20 | 0.9 | 5000 | 80
P6EGK9DD | GE Lighting Solutions | Albeo | ABH4(01234)1H588XXXXXW | Indoor Luminaires | High-Bay | Low-Bay Luminaires for Commercial and Industrial Buildings | Premium | FALSE | [9 empty] | 42481 |  |  | Yes |  | 3.1 | 8057.07 | 124 | 65 | 20 | 0.9 | 5000 | 80
PR85Z16U | GE Lighting Solutions | Albeo | ABH4(01234)1H583XXXXXW | Indoor Luminaires | High-Bay | Low-Bay Luminaires for Commercial and Industrial Buildings | Premium | FALSE | [9 empty] | 42481 |  |  | Yes |  | 3.1 | 8048.8486 | 123.8 | 65 | 20 | 0.9 | 5000 | 80
PYJ959BF | GE Lighting Solutions | Albeo | ABH4(01234)1H58FXXXXXW | Indoor Luminaires | High-Bay | Low-Bay Luminaires for Commercial and Industrial Buildings | Premium | FALSE | [9 empty] | 42481 |  |  | Yes |  | 3.1 | 7769.3174 | 119.5 | 65 | 20 | 0.9 | 5000 | 80
P6DKTMBA | GE Lighting Solutions | Albeo | ABH4(01234)1V58DXXXXXW | Indoor Luminaires | High-Bay | Low-Bay Luminaires for Commercial and Industrial Buildings | Standard | FALSE | [9 empty] | 42481 |  |  | Yes |  | 3.1 | 7769.034 | 107.9 | 72 | 20 | 0.9 | 5000 | 80
PB2C4J6T | GE Lighting Solutions | Albeo | ABH4(01234)1H58DXXXXXW | Indoor Luminaires | High-Bay | Low-Bay Luminaires for Commercial and Industrial Buildings | Premium | FALSE | [9 empty] | 42481 |  |  | Yes |  | 3.1 | 7267.806 | 111.8 | 65 | 20 | 0.9 | 5000 | 80
PFYEP9PD | GE Lighting Solutions | Albeo | ABH4(01234)1T581XXXXXW | Indoor Luminaires | High-Bay | Low-Bay Luminaires for Commercial and Industrial Buildings | Premium | FALSE | [9 empty] | 42481 |  |  | Yes |  | 3.1 | 6142.5 | 136.5 | 45 | 20 | 0.9 | 5000 | 80
PDTGR5MV | GE Lighting Solutions | Albeo | ABH4(01234)1T584XXXXXW | Indoor Luminaires | High-Bay | Low-Bay Luminaires for Commercial and Industrial Buildings | Premium | FALSE | [9 empty] | 42481 |  |  | Yes |  | 3.1 | 6087.2173 | 135.3 | 45 | 20 | 0.9 | 5000 | 80
PH871GAW | GE Lighting Solutions | Albeo | ABH4(01234)1T582XXXXXW | Indoor Luminaires | High-Bay | Low-Bay Luminaires for Commercial and Industrial Buildings | Premium | FALSE | [9 empty] | 42481 |  |  | Yes |  | 3.1 | 6044.22 | 134.3 | 45 | 20 | 0.9 | 5000 | 80
PVRND1YS | GE Lighting Solutions | Albeo | ABH4(01234)1T588XXXXXW | Indoor Luminaires | High-Bay | Low-Bay Luminaires for Commercial and Industrial Buildings | Premium | FALSE | [9 empty] | 42481 |  |  | Yes |  | 3.1 | 6019.65 | 133.8 | 45 | 20 | 0.9 | 5000 | 80
PJ8STF48 | GE Lighting Solutions | Albeo | ABH4(01234)1T583XXXXXW | Indoor Luminaires | High-Bay | Low-Bay Luminaires for Commercial and Industrial Buildings | Premium | FALSE | [9 empty] | 42481 |  |  | Yes |  | 3.1 | 6013.5073 | 133.6 | 45 | 20 | 0.9 | 5000 | 80
PAA3KD56 | GE Lighting Solutions | Albeo | ABH4(01234)1T58FXXXXXW | Indoor Luminaires | High-Bay | Low-Bay Luminaires for Commercial and Industrial Buildings | Premium | FALSE | [9 empty] | 42481 |  |  | Yes |  | 3.1 | 5804.6626 | 129 | 45 | 20 | 0.9 | 5000 | 80
PRZEFFUC | GE Lighting Solutions | Albeo | ABH4(01234)1T58DXXXXXW | Indoor Luminaires | High-Bay | Low-Bay Luminaires for Commercial and Industrial Buildings | Premium | FALSE | [9 empty] | 42481 |  |  | Yes |  | 3.1 | 5429.97 | 120.7 | 45 | 20 | 0.9 | 5000 | 80
PNRP8D7W | GE Lighting Solutions | Albeo | ABH4(5D)6V571XXXXXW | Indoor Luminaires | High-Bay | High-Bay Luminaires for Commercial and Industrial Buildings | Premium | FALSE | [9 empty] | 42481 |  |  | Yes |  | 3.1 | 55900 | 123.9 | 451 | 20 | 0.9 | 5000 | 70
PHZZY59G | GE Lighting Solutions | Albeo | ABH4(01234)6V571XXXXXW | Indoor Luminaires | High-Bay | High-Bay Luminaires for Commercial and Industrial Buildings | Premium | FALSE | [9 empty] | 42481 |  |  | Yes |  | 3.1 | 55900 | 130 | 430 | 20 | 0.9 | 5000 | 70
PNSD4U2E | GE Lighting Solutions | Albeo | ABH4(01234)6V574XXXXXW | Indoor Luminaires | High-Bay | High-Bay Luminaires for Commercial and Industrial Buildings | Premium | FALSE | [9 empty] | 42481 |  |  | Yes |  | 3.1 | 55396.9 | 128.8 | 430 | 20 | 0.9 | 5000 | 70
PHBUMGAP | GE Lighting Solutions | Albeo | ABH4(5D)6V574XXXXXW | Indoor Luminaires | High-Bay | High-Bay Luminaires for Commercial and Industrial Buildings | Premium | FALSE | [9 empty] | 42481 |  |  | Yes |  | 3.1 | 55396.9 | 122.8 | 451 | 20 | 0.9 | 5000 | 70
PZ9QH17X | GE Lighting Solutions | Albeo | ABH4(01234)6V572XXXXXW | Indoor Luminaires | High-Bay | High-Bay Luminaires for Commercial and Industrial Buildings | Premium | FALSE | [9 empty] | 42481 |  |  | Yes |  | 3.1 | 55005.6 | 127.9 | 430 | 20 | 0.9 | 5000 | 70
P6MAA86Y | GE Lighting Solutions | Albeo | ABH4(5D)6V572XXXXXW | Indoor Luminaires | High-Bay | High-Bay Luminaires for Commercial and Industrial Buildings | Premium | FALSE | [9 empty] | 42481 |  |  | Yes |  | 3.1 | 55005.6 | 122 | 451 | 20 | 0.9 | 5000 | 70
PMH4DRMT | GE Lighting Solutions | Albeo | ABH4(01234)6V578XXXXXW | Indoor Luminaires | High-Bay | High-Bay Luminaires for Commercial and Industrial Buildings | Premium | FALSE | [9 empty] | 42481 |  |  | Yes |  | 3.1 | 54782 | 127.4 | 430 | 20 | 0.9 | 5000 | 70
PCX86894 | GE Lighting Solutions | Albeo | ABH4(5D)6V578XXXXXW | Indoor Luminaires | High-Bay | High-Bay Luminaires for Commercial and Industrial Buildings | Premium | FALSE | [9 empty] | 42481 |  |  | Yes |  | 3.1 | 54782 | 121.5 | 451 | 20 | 0.9 | 5000 | 70
PBPB478Y | GE Lighting Solutions | Albeo | ABH4(5D)6V573XXXXXW | Indoor Luminaires | High-Bay | High-Bay Luminaires for Commercial and Industrial Buildings | Premium | FALSE | [9 empty] | 42481 |  |  | Yes |  | 3.1 | 54726.1 | 121.3 | 451 | 20 | 0.9 | 5000 | 70
P4R5H1RN | GE Lighting Solutions | Albeo | ABH4(01234)6V573XXXXXW | Indoor Luminaires | High-Bay | High-Bay Luminaires for Commercial and Industrial Buildings | Premium | FALSE | [9 empty] | 42481 |  |  | Yes |  | 3.1 | 54726.1 | 127.3 | 430 | 20 | 0.9 | 5000 | 70
PATQ8QDD | GE Lighting Solutions | Albeo | ABH4(5D)6V57FXXXXXW | Indoor Luminaires | High-Bay | High-Bay Luminaires for Commercial and Industrial Buildings | Premium | FALSE | [9 empty] | 42481 |  |  | Yes |  | 3.1 | 52825.5 | 117.1 | 451 | 20 | 0.9 | 5000 | 70
P5QSE46G | GE Lighting Solutions | Albeo | ABH4(01234)6V57FXXXXXW | Indoor Luminaires | High-Bay | High-Bay Luminaires for Commercial and Industrial Buildings | Premium | FALSE | [9 empty] | 42481 |  |  | Yes |  | 3.1 | 52825.5 | 122.9 | 430 | 20 | 0.9 | 5000 | 70
PWDUVU3B | GE Lighting Solutions | Albeo | ABH4(5D)6H571XXXXXW | Indoor Luminaires | High-Bay | High-Bay Luminaires for Commercial and Industrial Buildings | Premium | FALSE | [9 empty] | 42481 |  |  | Yes |  | 3.1 | 52100 | 126.2 | 413 | 20 | 0.9 | 5000 | 70
PQV24ZHA | GE Lighting Solutions | Albeo | ABH4(01234)6H571XXXXXW | Indoor Luminaires | High-Bay | High-Bay Luminaires for Commercial and Industrial Buildings | Premium | FALSE | [9 empty] | 42481 |  |  | Yes |  | 3.1 | 52100 | 132.9 | 392 | 20 | 0.9 | 5000 | 70
PQYE6XRE | GE Lighting Solutions | Albeo | ABH4(01234)6H574XXXXXW | Indoor Luminaires | High-Bay | High-Bay Luminaires for Commercial and Industrial Buildings | Premium | FALSE | [9 empty] | 42481 |  |  | Yes |  | 3.1 | 51631.1 | 131.7 | 392 | 20 | 0.9 | 5000 | 70
P2UT6WKA | GE Lighting Solutions | Albeo | ABH4(5D)6H574XXXXXW | Indoor Luminaires | High-Bay | High-Bay Luminaires for Commercial and Industrial Buildings | Premium | FALSE | [9 empty] | 42481 |  |  | Yes |  | 3.1 | 51631.1 | 125 | 413 | 20 | 0.9 | 5000 | 70
PA3ARASN | GE Lighting Solutions | Albeo | ABH4(01234)6H572XXXXXW | Indoor Luminaires | High-Bay | High-Bay Luminaires for Commercial and Industrial Buildings | Premium | FALSE | [9 empty] | 42481 |  |  | Yes |  | 3.1 | 51266.4 | 130.8 | 392 | 20 | 0.9 | 5000 | 70
P3YWN6QG | GE Lighting Solutions | Albeo | ABH4(5D)6H572XXXXXW | Indoor Luminaires | High-Bay | High-Bay Luminaires for Commercial and Industrial Buildings | Premium | FALSE | [9 empty] | 42481 |  |  | Yes |  | 3.1 | 51266.4 | 124.1 | 413 | 20 | 0.9 | 5000 | 70
P57UJ9KB | GE Lighting Solutions | Albeo | ABH4(01234)6H578XXXXXW | Indoor Luminaires | High-Bay | High-Bay Luminaires for Commercial and Industrial Buildings | Premium | FALSE | [9 empty] | 42481 |  |  | Yes |  | 3.1 | 51058 | 130.3 | 392 | 20 | 0.9 | 5000 | 70
P4BNQNR9 | GE Lighting Solutions | Albeo | ABH4(5D)6H578XXXXXW | Indoor Luminaires | High-Bay | High-Bay Luminaires for Commercial and Industrial Buildings | Premium | FALSE | [9 empty] | 42481 |  |  | Yes |  | 3.1 | 51058 | 123.6 | 413 | 20 | 0.9 | 5000 | 70
PU8JHWA2 | GE Lighting Solutions | Albeo | ABH4(5D)6H573XXXXXW | Indoor Luminaires | High-Bay | High-Bay Luminaires for Commercial and Industrial Buildings | Premium | FALSE | [9 empty] | 42481 |  |  | Yes |  | 3.1 | 51005.9 | 123.5 | 413 | 20 | 0.9 | 5000 | 70
PU7MDZ1V | GE Lighting Solutions | Albeo | ABH4(01234)6H573XXXXXW | Indoor Luminaires | High-Bay | High-Bay Luminaires for Commercial and Industrial Buildings | Premium | FALSE | [9 empty] | 42481 |  |  | Yes |  | 3.1 | 51005.9 | 130.1 | 392 | 20 | 0.9 | 5000 | 70
PNSHDB9M | GE Lighting Solutions | Albeo | ABH4(01234)6V57DXXXXXW | Indoor Luminaires | High-Bay | High-Bay Luminaires for Commercial and Industrial Buildings | Premium | FALSE | [9 empty] | 42481 |  |  | Yes |  | 3.1 | 49415.6 | 114.9 | 430 | 20 | 0.9 | 5000 | 70
P72866FE | GE Lighting Solutions | Albeo | ABH4(5D)6V57DXXXXXW | Indoor Luminaires | High-Bay | High-Bay Luminaires for Commercial and Industrial Buildings | Standard | FALSE | [9 empty] | 42481 |  |  | Yes |  | 3.1 | 49415.6 | 109.6 | 451 | 20 | 0.9 | 5000 | 70
PEQZ9VMF | GE Lighting Solutions | Albeo | ABH4(01234)6H57FXXXXXW | Indoor Luminaires | High-Bay | High-Bay Luminaires for Commercial and Industrial Buildings | Premium | FALSE | [9 empty] | 42481 |  |  | Yes |  | 3.1 | 49234.5 | 125.6 | 392 | 20 | 0.9 | 5000 | 70
P4D7PCM1 | GE Lighting Solutions | Albeo | ABH4(5D)6H57FXXXXXW | Indoor Luminaires | High-Bay | High-Bay Luminaires for Commercial and Industrial Buildings | Premium | FALSE | [9 empty] | 42481 |  |  | Yes |  | 3.1 | 49234.5 | 119.2 | 413 | 20 | 0.9 | 5000 | 70
PYDNCBT2 | GE Lighting Solutions | Albeo | ABH4(01234)6H57DXXXXXW | Indoor Luminaires | High-Bay | High-Bay Luminaires for Commercial and Industrial Buildings | Premium | FALSE | [9 empty] | 42481 |  |  | Yes |  | 3.1 | 46056.4 | 117.5 | 392 | 20 | 0.9 | 5000 | 70
PHGAE734 | GE Lighting Solutions | Albeo | ABH4(5D)6H57DXXXXXW | Indoor Luminaires | High-Bay | High-Bay Luminaires for Commercial and Industrial Buildings | Premium | FALSE | [9 empty] | 42481 |  |  | Yes |  | 3.1 | 46056.4 | 111.5 | 413 | 20 | 0.9 | 5000 | 70
PMES8U34 | GE Lighting Solutions | Albeo | ABH4(5D)6T571XXXXXW | Indoor Luminaires | High-Bay | High-Bay Luminaires for Commercial and Industrial Buildings | Premium | FALSE | [9 empty] | 42481 |  |  | Yes |  | 3.1 | 38800 | 133.8 | 290 | 20 | 0.9 | 5000 | 70
P7DKR87G | GE Lighting Solutions | Albeo | ABH4(01234)6T571XXXXXW | Indoor Luminaires | High-Bay | High-Bay Luminaires for Commercial and Industrial Buildings | Premium | FALSE | [9 empty] | 42481 |  |  | Yes |  | 3.1 | 38800 | 144.2 | 269 | 20 | 0.9 | 5000 | 70
PKT2VYS1 | GE Lighting Solutions | Albeo | ABH4(5D)6T574XXXXXW | Indoor Luminaires | High-Bay | High-Bay Luminaires for Commercial and Industrial Buildings | Premium | FALSE | [9 empty] | 42481 |  |  | Yes |  | 3.1 | 38450.8 | 132.6 | 290 | 20 | 0.9 | 5000 | 70
P1MC8HFE | GE Lighting Solutions | Albeo | ABH4(01234)6T574XXXXXW | Indoor Luminaires | High-Bay | High-Bay Luminaires for Commercial and Industrial Buildings | Premium | FALSE | [9 empty] | 42481 |  |  | Yes |  | 3.1 | 38450.8 | 142.9 | 269 | 20 | 0.9 | 5000 | 70
PGJZTZP4 | GE Lighting Solutions | Albeo | ABH4(5D)6T572XXXXXW | Indoor Luminaires | High-Bay | High-Bay Luminaires for Commercial and Industrial Buildings | Premium | FALSE | [9 empty] | 42481 |  |  | Yes |  | 3.1 | 38179.2 | 131.7 | 290 | 20 | 0.9 | 5000 | 70
P3Y3YE79 | GE Lighting Solutions | Albeo | ABH4(01234)6T572XXXXXW | Indoor Luminaires | High-Bay | High-Bay Luminaires for Commercial and Industrial Buildings | Premium | FALSE | [9 empty] | 42481 |  |  | Yes |  | 3.1 | 38179.2 | 141.9 | 269 | 20 | 0.9 | 5000 | 70
P8B4HA5W | GE Lighting Solutions | Albeo | ABH4(01234)6T578XXXXXW | Indoor Luminaires | High-Bay | High-Bay Luminaires for Commercial and Industrial Buildings | Premium | FALSE | [9 empty] | 42481 |  |  | Yes |  | 3.1 | 38024 | 141.4 | 269 | 20 | 0.9 | 5000 | 70
P6MVUY72 | GE Lighting Solutions | Albeo | ABH4(5D)6T578XXXXXW | Indoor Luminaires | High-Bay | High-Bay Luminaires for Commercial and Industrial Buildings | Premium | FALSE | [9 empty] | 42481 |  |  | Yes |  | 3.1 | 38024 | 131.1 | 290 | 20 | 0.9 | 5000 | 70
PX4MH46M | GE Lighting Solutions | Albeo | ABH4(01234)6T573XXXXXW | Indoor Luminaires | High-Bay | High-Bay Luminaires for Commercial and Industrial Buildings | Premium | FALSE | [9 empty] | 42481 |  |  | Yes |  | 3.1 | 37985.2 | 141.2 | 269 | 20 | 0.9 | 5000 | 70
P8WMHYT3 | GE Lighting Solutions | Albeo | ABH4(5D)6T573XXXXXW | Indoor Luminaires | High-Bay | High-Bay Luminaires for Commercial and Industrial Buildings | Premium | FALSE | [9 empty] | 42481 |  |  | Yes |  | 3.1 | 37985.2 | 131 | 290 | 20 | 0.9 | 5000 | 70
PT3DAEFY | GE Lighting Solutions | Albeo | ABH4(01234)4V571XXXXXW | Indoor Luminaires | High-Bay | High-Bay Luminaires for Commercial and Industrial Buildings | Premium | FALSE | [9 empty] | 42481 |  |  | Yes |  | 3.1 | 37250 | 129.8 | 287 | 20 | 0.9 | 5000 | 70
PH1AU2ZF | GE Lighting Solutions | Albeo | ABH4(5D)4V571XXXXXW | Indoor Luminaires | High-Bay | High-Bay Luminaires for Commercial and Industrial Buildings | Premium | FALSE | [9 empty] | 42481 |  |  | Yes |  | 3.1 | 37250 | 124.2 | 300 | 20 | 0.9 | 5000 | 70
PP6BX5M4 | GE Lighting Solutions | Albeo | ABH4(01234)4V574XXXXXW | Indoor Luminaires | High-Bay | High-Bay Luminaires for Commercial and Industrial Buildings | Premium | FALSE | [9 empty] | 42481 |  |  | Yes |  | 3.1 | 36914.75 | 128.6 | 287 | 20 | 0.9 | 5000 | 70
P8NC4BH5 | GE Lighting Solutions | Albeo | ABH4(5D)4V574XXXXXW | Indoor Luminaires | High-Bay | High-Bay Luminaires for Commercial and Industrial Buildings | Premium | FALSE | [9 empty] | 42481 |  |  | Yes |  | 3.1 | 36914.75 | 123 | 300 | 20 | 0.9 | 5000 | 70
PJUT343W | GE Lighting Solutions | Albeo | ABH4(01234)6T57FXXXXXW | Indoor Luminaires | High-Bay | High-Bay Luminaires for Commercial and Industrial Buildings | Premium | FALSE | [9 empty] | 42481 |  |  | Yes |  | 3.1 | 36666 | 136.3 | 269 | 20 | 0.9 | 5000 | 70
PHHGZHKX | GE Lighting Solutions | Albeo | ABH4(5D)6T57FXXXXXW | Indoor Luminaires | High-Bay | High-Bay Luminaires for Commercial and Industrial Buildings | Premium | FALSE | [9 empty] | 42481 |  |  | Yes |  | 3.1 | 36666 | 126.4 | 290 | 20 | 0.9 | 5000 | 70
PXYBUPMM | GE Lighting Solutions | Albeo | ABH4(01234)4V572XXXXXW | Indoor Luminaires | High-Bay | High-Bay Luminaires for Commercial and Industrial Buildings | Premium | FALSE | [9 empty] | 42481 |  |  | Yes |  | 3.1 | 36654 | 127.7 | 287 | 20 | 0.9 | 5000 | 70
PG6M2391 | GE Lighting Solutions | Albeo | ABH4(5D)4V572XXXXXW | Indoor Luminaires | High-Bay | High-Bay Luminaires for Commercial and Industrial Buildings | Premium | FALSE | [9 empty] | 42481 |  |  | Yes |  | 3.1 | 36654 | 122.2 | 300 | 20 | 0.9 | 5000 | 70
PYVKDEA7 | GE Lighting Solutions | Albeo | ABH4(5D)4V578XXXXXW | Indoor Luminaires | High-Bay | High-Bay Luminaires for Commercial and Industrial Buildings | Premium | FALSE | [9 empty] | 42481 |  |  | Yes |  | 3.1 | 36505 | 121.7 | 300 | 20 | 0.9 | 5000 | 70
P61E7SUA | GE Lighting Solutions | Albeo | ABH4(01234)4V578XXXXXW | Indoor Luminaires | High-Bay | High-Bay Luminaires for Commercial and Industrial Buildings | Premium | FALSE | [9 empty] | 42481 |  |  | Yes |  | 3.1 | 36505 | 127.2 | 287 | 20 | 0.9 | 5000 | 70
PZFBWTFC | GE Lighting Solutions | Albeo | ABH4(01234)4V573XXXXXW | Indoor Luminaires | High-Bay | High-Bay Luminaires for Commercial and Industrial Buildings | Premium | FALSE | [9 empty] | 42481 |  |  | Yes |  | 3.1 | 36467.75 | 127.1 | 287 | 20 | 0.9 | 5000 | 70
PXVCCXDB | GE Lighting Solutions | Albeo | ABH4(5D)4V573XXXXXW | Indoor Luminaires | High-Bay | High-Bay Luminaires for Commercial and Industrial Buildings | Premium | FALSE | [9 empty] | 42481 |  |  | Yes |  | 3.1 | 36467.75 | 121.6 | 300 | 20 | 0.9 | 5000 | 70
PKV4WUT7 | GE Lighting Solutions | Albeo | ABH4(5D)4V57FXXXXXW | Indoor Luminaires | High-Bay | High-Bay Luminaires for Commercial and Industrial Buildings | Premium | FALSE | [9 empty] | 42481 |  |  | Yes |  | 3.1 | 35201.25 | 117.3 | 300 | 20 | 0.9 | 5000 | 70
P3VGZDJ3 | GE Lighting Solutions | Albeo | ABH4(01234)4V57FXXXXXW | Indoor Luminaires | High-Bay | High-Bay Luminaires for Commercial and Industrial Buildings | Premium | FALSE | [9 empty] | 42481 |  |  | Yes |  | 3.1 | 35201.25 | 122.7 | 287 | 20 | 0.9 | 5000 | 70
PK5YNYB3 | GE Lighting Solutions | Albeo | ABH4(01234)4H571XXXXXW | Indoor Luminaires | High-Bay | High-Bay Luminaires for Commercial and Industrial Buildings | Premium | FALSE | [9 empty] | 42481 |  |  | Yes |  | 3.1 | 34700 | 133 | 261 | 20 | 0.9 | 5000 | 70
PHJG24RK | GE Lighting Solutions | Albeo | ABH4(5D)4H571XXXXXW | Indoor Luminaires | High-Bay | High-Bay Luminaires for Commercial and Industrial Buildings | Premium | FALSE | [9 empty] | 42481 |  |  | Yes |  | 3.1 | 34700 | 126.2 | 275 | 20 | 0.9 | 5000 | 70
PPF89P1Q | GE Lighting Solutions | Albeo | ABH4(5D)4H574XXXXXW | Indoor Luminaires | High-Bay | High-Bay Luminaires for Commercial and Industrial Buildings | Premium | FALSE | [9 empty] | 42481 |  |  | Yes |  | 3.1 | 34387.7 | 125 | 275 | 20 | 0.9 | 5000 | 70
PACBT1R7 | GE Lighting Solutions | Albeo | ABH4(01234)4H574XXXXXW | Indoor Luminaires | High-Bay | High-Bay Luminaires for Commercial and Industrial Buildings | Premium | FALSE | [9 empty] | 42481 |  |  | Yes |  | 3.1 | 34387.7 | 131.8 | 261 | 20 | 0.9 | 5000 | 70
PVSH8MAP | GE Lighting Solutions | Albeo | ABH4(5D)6T57DXXXXXW | Indoor Luminaires | High-Bay | High-Bay Luminaires for Commercial and Industrial Buildings | Premium | FALSE | [9 empty] | 42481 |  |  | Yes |  | 3.1 | 34299.2 | 118.3 | 290 | 20 | 0.9 | 5000 | 70
PDFZ1H1Y | GE Lighting Solutions | Albeo | ABH4(01234)6T57DXXXXXW | Indoor Luminaires | High-Bay | High-Bay Luminaires for Commercial and Industrial Buildings | Premium | FALSE | [9 empty] | 42481 |  |  | Yes |  | 3.1 | 34299.2 | 127.5 | 269 | 20 | 0.9 | 5000 | 70
P7XAQS44 | GE Lighting Solutions | Albeo | ABH4(01234)4H572XXXXXW | Indoor Luminaires | High-Bay | High-Bay Luminaires for Commercial and Industrial Buildings | Premium | FALSE | [9 empty] | 42481 |  |  | Yes |  | 3.1 | 34144.8 | 130.8 | 261 | 20 | 0.9 | 5000 | 70
P2K8MD4C | GE Lighting Solutions | Albeo | ABH4(5D)4H572XXXXXW | Indoor Luminaires | High-Bay | High-Bay Luminaires for Commercial and Industrial Buildings | Premium | FALSE | [9 empty] | 42481 |  |  | Yes |  | 3.1 | 34144.8 | 124.2 | 275 | 20 | 0.9 | 5000 | 70
PYRJQS8C | GE Lighting Solutions | Albeo | ABH4(5D)4H578XXXXXW | Indoor Luminaires | High-Bay | High-Bay Luminaires for Commercial and Industrial Buildings | Premium | FALSE | [9 empty] | 42481 |  |  | Yes |  | 3.1 | 34006 | 123.7 | 275 | 20 | 0.9 | 5000 | 70
PXYSQV4R | GE Lighting Solutions | Albeo | ABH4(01234)4H578XXXXXW | Indoor Luminaires | High-Bay | High-Bay Luminaires for Commercial and Industrial Buildings | Premium | FALSE | [9 empty] | 42481 |  |  | Yes |  | 3.1 | 34006 | 130.3 | 261 | 20 | 0.9 | 5000 | 70
PMEK9J97 | GE Lighting Solutions | Albeo | ABH4(5D)4H573XXXXXW | Indoor Luminaires | High-Bay | High-Bay Luminaires for Commercial and Industrial Buildings | Premium | FALSE | [9 empty] | 42481 |  |  | Yes |  | 3.1 | 33971.3 | 123.5 | 275 | 20 | 0.9 | 5000 | 70
P287455J | GE Lighting Solutions | Albeo | ABH4(01234)4H573XXXXXW | Indoor Luminaires | High-Bay | High-Bay Luminaires for Commercial and Industrial Buildings | Premium | FALSE | [9 empty] | 42481 |  |  | Yes |  | 3.1 | 33971.3 | 130.2 | 261 | 20 | 0.9 | 5000 | 70
PSDR2B2R | GE Lighting Solutions | Albeo | ABH4(01234)4V57DXXXXXW | Indoor Luminaires | High-Bay | High-Bay Luminaires for Commercial and Industrial Buildings | Premium | FALSE | [9 empty] | 42481 |  |  | Yes |  | 3.1 | 32929 | 114.7 | 287 | 20 | 0.9 | 5000 | 70
P49QNKCB | GE Lighting Solutions | Albeo | ABH4(5D)4V57DXXXXXW | Indoor Luminaires | High-Bay | High-Bay Luminaires for Commercial and Industrial Buildings | Standard | FALSE | [9 empty] | 42481 |  |  | Yes |  | 3.1 | 32929 | 109.8 | 300 | 20 | 0.9 | 5000 | 70
PE13SUE9 | GE Lighting Solutions | Albeo | ABH4(01234)4H57FXXXXXW | Indoor Luminaires | High-Bay | High-Bay Luminaires for Commercial and Industrial Buildings | Premium | FALSE | [9 empty] | 42481 |  |  | Yes |  | 3.1 | 32791.5 | 125.6 | 261 | 20 | 0.9 | 5000 | 70
P9FNQD3R | GE Lighting Solutions | Albeo | ABH4(5D)4H57FXXXXXW | Indoor Luminaires | High-Bay | High-Bay Luminaires for Commercial and Industrial Buildings | Premium | FALSE | [9 empty] | 42481 |  |  | Yes |  | 3.1 | 32791.5 | 119.2 | 275 | 20 | 0.9 | 5000 | 70
PWEYRJXG | GE Lighting Solutions | Albeo | ABH4(01234)4H57DXXXXXW | Indoor Luminaires | High-Bay | High-Bay Luminaires for Commercial and Industrial Buildings | Premium | FALSE | [9 empty] | 42481 |  |  | Yes |  | 3.1 | 30674.8 | 117.5 | 261 | 20 | 0.9 | 5000 | 70
PTCW7DVW | GE Lighting Solutions | Albeo | ABH4(5D)4H57DXXXXXW | Indoor Luminaires | High-Bay | High-Bay Luminaires for Commercial and Industrial Buildings | Premium | FALSE | [9 empty] | 42481 |  |  | Yes |  | 3.1 | 30674.8 | 111.5 | 275 | 20 | 0.9 | 5000 | 70
PD9EHUXA | GE Lighting Solutions | Albeo | ABH4(5D)3V571XXXXXW | Indoor Luminaires | High-Bay | High-Bay Luminaires for Commercial and Industrial Buildings | Premium | FALSE | [9 empty] | 42481 |  |  | Yes |  | 3.1 | 27950 | 123.1 | 227 | 20 | 0.9 | 5000 | 70
P2TWMCVN | GE Lighting Solutions | Albeo | ABH4(01234)3V571XXXXXW | Indoor Luminaires | High-Bay | High-Bay Luminaires for Commercial and Industrial Buildings | Premium | FALSE | [9 empty] | 42481 |  |  | Yes |  | 3.1 | 27950 | 130 | 215 | 20 | 0.9 | 5000 | 70
PN2KPAW2 | GE Lighting Solutions | Albeo | ABH4(5D)3V574XXXXXW | Indoor Luminaires | High-Bay | High-Bay Luminaires for Commercial and Industrial Buildings | Premium | FALSE | [9 empty] | 42481 |  |  | Yes |  | 3.1 | 27698.45 | 122 | 227 | 20 | 0.9 | 5000 | 70
P6H6G235 | GE Lighting Solutions | Albeo | ABH4(01234)3V574XXXXXW | Indoor Luminaires | High-Bay | High-Bay Luminaires for Commercial and Industrial Buildings | Premium | FALSE | [9 empty] | 42481 |  |  | Yes |  | 3.1 | 27698.45 | 128.8 | 215 | 20 | 0.9 | 5000 | 70
PSJYWUYZ | GE Lighting Solutions | Albeo | ABH4(01234)3V572XXXXXW | Indoor Luminaires | High-Bay | High-Bay Luminaires for Commercial and Industrial Buildings | Premium | FALSE | [9 empty] | 42481 |  |  | Yes |  | 3.1 | 27502.8 | 127.9 | 215 | 20 | 0.9 | 5000 | 70
P4A8R2WA | GE Lighting Solutions | Albeo | ABH4(5D)3V572XXXXXW | Indoor Luminaires | High-Bay | High-Bay Luminaires for Commercial and Industrial Buildings | Premium | FALSE | [9 empty] | 42481 |  |  | Yes |  | 3.1 | 27502.8 | 121.2 | 227 | 20 | 0.9 | 5000 | 70
PP55H11D | GE Lighting Solutions | Albeo | ABH4(01234)3V578XXXXXW | Indoor Luminaires | High-Bay | High-Bay Luminaires for Commercial and Industrial Buildings | Premium | FALSE | [9 empty] | 42481 |  |  | Yes |  | 3.1 | 27391 | 127.4 | 215 | 20 | 0.9 | 5000 | 70
PH4XSQ99 | GE Lighting Solutions | Albeo | ABH4(5D)3V578XXXXXW | Indoor Luminaires | High-Bay | High-Bay Luminaires for Commercial and Industrial Buildings | Premium | FALSE | [9 empty] | 42481 |  |  | Yes |  | 3.1 | 27391 | 120.7 | 227 | 20 | 0.9 | 5000 | 70
PSAZKA9S | GE Lighting Solutions | Albeo | ABH4(5D)3V573XXXXXW | Indoor Luminaires | High-Bay | High-Bay Luminaires for Commercial and Industrial Buildings | Premium | FALSE | [9 empty] | 42481 |  |  | Yes |  | 3.1 | 27363.05 | 120.5 | 227 | 20 | 0.9 | 5000 | 70
P5JY2SP9 | GE Lighting Solutions | Albeo | ABH4(01234)3V573XXXXXW | Indoor Luminaires | High-Bay | High-Bay Luminaires for Commercial and Industrial Buildings | Premium | FALSE | [9 empty] | 42481 |  |  | Yes |  | 3.1 | 27363.05 | 127.3 | 215 | 20 | 0.9 | 5000 | 70
PZ1QB417 | GE Lighting Solutions | Albeo | ABH4(01234)3V57FXXXXXW | Indoor Luminaires | High-Bay | High-Bay Luminaires for Commercial and Industrial Buildings | Premium | FALSE | [9 empty] | 42481 |  |  | Yes |  | 3.1 | 26412.75 | 122.9 | 215 | 20 | 0.9 | 5000 | 70
P2YB3P2J | GE Lighting Solutions | Albeo | ABH4(5D)3V57FXXXXXW | Indoor Luminaires | High-Bay | High-Bay Luminaires for Commercial and Industrial Buildings | Premium | FALSE | [9 empty] | 42481 |  |  | Yes |  | 3.1 | 26412.75 | 116.4 | 227 | 20 | 0.9 | 5000 | 70
PUF8A7WN | GE Lighting Solutions | Albeo | ABH4(01234)3H571XXXXXW | Indoor Luminaires | High-Bay | High-Bay Luminaires for Commercial and Industrial Buildings | Premium | FALSE | [9 empty] | 42481 |  |  | Yes |  | 3.1 | 26050 | 132.9 | 196 | 20 | 0.9 | 5000 | 70
PGYVK5FW | GE Lighting Solutions | Albeo | ABH4(5D)3H571XXXXXW | Indoor Luminaires | High-Bay | High-Bay Luminaires for Commercial and Industrial Buildings | Premium | FALSE | [9 empty] | 42481 |  |  | Yes |  | 3.1 | 26050 | 125.2 | 208 | 20 | 0.9 | 5000 | 70
PPCP2DY2 | GE Lighting Solutions | Albeo | ABH4(01234)4T571XXXXXW | Indoor Luminaires | High-Bay | High-Bay Luminaires for Commercial and Industrial Buildings | Premium | FALSE | [9 empty] | 42481 |  |  | Yes |  | 3.1 | 25900 | 143.9 | 180 | 20 | 0.9 | 5000 | 70
P5K735Q7 | GE Lighting Solutions | Albeo | ABH4(5D)4T571XXXXXW | Indoor Luminaires | High-Bay | High-Bay Luminaires for Commercial and Industrial Buildings | Premium | FALSE | [9 empty] | 42481 |  |  | Yes |  | 3.1 | 25900 | 134.2 | 193 | 20 | 0.9 | 5000 | 70
PKC92NJS | GE Lighting Solutions | Albeo | ABH4(5D)3H574XXXXXW | Indoor Luminaires | High-Bay | High-Bay Luminaires for Commercial and Industrial Buildings | Premium | FALSE | [9 empty] | 42481 |  |  | Yes |  | 3.1 | 25815.55 | 124.1 | 208 | 20 | 0.9 | 5000 | 70
P3RYSDQH | GE Lighting Solutions | Albeo | ABH4(01234)3H574XXXXXW | Indoor Luminaires | High-Bay | High-Bay Luminaires for Commercial and Industrial Buildings | Premium | FALSE | [9 empty] | 42481 |  |  | Yes |  | 3.1 | 25815.55 | 131.7 | 196 | 20 | 0.9 | 5000 | 70
PM5S42R5 | GE Lighting Solutions | Albeo | ABH4(01234)4T574XXXXXW | Indoor Luminaires | High-Bay | High-Bay Luminaires for Commercial and Industrial Buildings | Premium | FALSE | [9 empty] | 42481 |  |  | Yes |  | 3.1 | 25666.9 | 142.6 | 180 | 20 | 0.9 | 5000 | 70
P75MN3XY | GE Lighting Solutions | Albeo | ABH4(5D)4T574XXXXXW | Indoor Luminaires | High-Bay | High-Bay Luminaires for Commercial and Industrial Buildings | Premium | FALSE | [9 empty] | 42481 |  |  | Yes |  | 3.1 | 25666.9 | 133 | 193 | 20 | 0.9 | 5000 | 70
PTC2FXWG | GE Lighting Solutions | Albeo | ABH4(01234)3H572XXXXXW | Indoor Luminaires | High-Bay | High-Bay Luminaires for Commercial and Industrial Buildings | Premium | FALSE | [9 empty] | 42481 |  |  | Yes |  | 3.1 | 25633.2 | 130.8 | 196 | 20 | 0.9 | 5000 | 70
PB7EP2BA | GE Lighting Solutions | Albeo | ABH4(5D)3H572XXXXXW | Indoor Luminaires | High-Bay | High-Bay Luminaires for Commercial and Industrial Buildings | Premium | FALSE | [9 empty] | 42481 |  |  | Yes |  | 3.1 | 25633.2 | 123.2 | 208 | 20 | 0.9 | 5000 | 70
PNWAFEQZ | GE Lighting Solutions | Albeo | ABH4(5D)3H578XXXXXW | Indoor Luminaires | High-Bay | High-Bay Luminaires for Commercial and Industrial Buildings | Premium | FALSE | [9 empty] | 42481 |  |  | Yes |  | 3.1 | 25529 | 122.7 | 208 | 20 | 0.9 | 5000 | 70
P9CMWMNM | GE Lighting Solutions | Albeo | ABH4(01234)3H578XXXXXW | Indoor Luminaires | High-Bay | High-Bay Luminaires for Commercial and Industrial Buildings | Premium | FALSE | [9 empty] | 42481 |  |  | Yes |  | 3.1 | 25529 | 130.3 | 196 | 20 | 0.9 | 5000 | 70
PVXUXVXJ | GE Lighting Solutions | Albeo | ABH4(01234)3H573XXXXXW | Indoor Luminaires | High-Bay | High-Bay Luminaires for Commercial and Industrial Buildings | Premium | FALSE | [9 empty] | 42481 |  |  | Yes |  | 3.1 | 25502.95 | 130.1 | 196 | 20 | 0.9 | 5000 | 70
PQZ2W26V | GE Lighting Solutions | Albeo | ABH4(5D)3H573XXXXXW | Indoor Luminaires | High-Bay | High-Bay Luminaires for Commercial and Industrial Buildings | Premium | FALSE | [9 empty] | 42481 |  |  | Yes |  | 3.1 | 25502.95 | 122.6 | 208 | 20 | 0.9 | 5000 | 70
PZQESS4B | GE Lighting Solutions | Albeo | ABH4(01234)4T572XXXXXW | Indoor Luminaires | High-Bay | High-Bay Luminaires for Commercial and Industrial Buildings | Premium | FALSE | [9 empty] | 42481 |  |  | Yes |  | 3.1 | 25485.6 | 141.6 | 180 | 20 | 0.9 | 5000 | 70
P4V4Q4YM | GE Lighting Solutions | Albeo | ABH4(5D)4T572XXXXXW | Indoor Luminaires | High-Bay | High-Bay Luminaires for Commercial and Industrial Buildings | Premium | FALSE | [9 empty] | 42481 |  |  | Yes |  | 3.1 | 25485.6 | 132 | 193 | 20 | 0.9 | 5000 | 70
PT13PP2W | GE Lighting Solutions | Albeo | ABH4(01234)4T578XXXXXW | Indoor Luminaires | High-Bay | High-Bay Luminaires for Commercial and Industrial Buildings | Premium | FALSE | [9 empty] | 42481 |  |  | Yes |  | 3.1 | 25382 | 141 | 180 | 20 | 0.9 | 5000 | 70
PP35QKMK | GE Lighting Solutions | Albeo | ABH4(5D)4T578XXXXXW | Indoor Luminaires | High-Bay | High-Bay Luminaires for Commercial and Industrial Buildings | Premium | FALSE | [9 empty] | 42481 |  |  | Yes |  | 3.1 | 25382 | 131.5 | 193 | 20 | 0.9 | 5000 | 70
PMV9E7XD | GE Lighting Solutions | Albeo | ABH4(01234)4T573XXXXXW | Indoor Luminaires | High-Bay | High-Bay Luminaires for Commercial and Industrial Buildings | Premium | FALSE | [9 empty] | 42481 |  |  | Yes |  | 3.1 | 25356.1 | 140.9 | 180 | 20 | 0.9 | 5000 | 70
PC4AB86E | GE Lighting Solutions | Albeo | ABH4(5D)4T573XXXXXW | Indoor Luminaires | High-Bay | High-Bay Luminaires for Commercial and Industrial Buildings | Premium | FALSE | [9 empty] | 42481 |  |  | Yes |  | 3.1 | 25356.1 | 131.4 | 193 | 20 | 0.9 | 5000 | 70
PSGDM5QK | GE Lighting Solutions | Albeo | ABH4(5D)3V57DXXXXXW | Indoor Luminaires | High-Bay | High-Bay Luminaires for Commercial and Industrial Buildings | Standard | FALSE | [9 empty] | 42481 |  |  | Yes |  | 3.1 | 24707.8 | 108.8 | 227 | 20 | 0.9 | 5000 | 70
PPR5Y5JB | GE Lighting Solutions | Albeo | ABH4(01234)3V57DXXXXXW | Indoor Luminaires | High-Bay | High-Bay Luminaires for Commercial and Industrial Buildings | Premium | FALSE | [9 empty] | 42481 |  |  | Yes |  | 3.1 | 24707.8 | 114.9 | 215 | 20 | 0.9 | 5000 | 70
PUKWDG8V | GE Lighting Solutions | Albeo | ABH4(01234)3H57FXXXXXW | Indoor Luminaires | High-Bay | High-Bay Luminaires for Commercial and Industrial Buildings | Premium | FALSE | [9 empty] | 42481 |  |  | Yes |  | 3.1 | 24617.25 | 125.6 | 196 | 20 | 0.9 | 5000 | 70
P9VYNN54 | GE Lighting Solutions | Albeo | ABH4(5D)3H57FXXXXXW | Indoor Luminaires | High-Bay | High-Bay Luminaires for Commercial and Industrial Buildings | Premium | FALSE | [9 empty] | 42481 |  |  | Yes |  | 3.1 | 24617.25 | 118.4 | 208 | 20 | 0.9 | 5000 | 70
PCGUA5PN | GE Lighting Solutions | Albeo | ABH4(5D)4T57FXXXXXW | Indoor Luminaires | High-Bay | High-Bay Luminaires for Commercial and Industrial Buildings | Premium | FALSE | [9 empty] | 42481 |  |  | Yes |  | 3.1 | 24475.5 | 126.8 | 193 | 20 | 0.9 | 5000 | 70
P78TSWM4 | GE Lighting Solutions | Albeo | ABH4(01234)4T57FXXXXXW | Indoor Luminaires | High-Bay | High-Bay Luminaires for Commercial and Industrial Buildings | Premium | FALSE | [9 empty] | 42481 |  |  | Yes |  | 3.1 | 24475.5 | 136 | 180 | 20 | 0.9 | 5000 | 70
PWM1HVX2 | GE Lighting Solutions | Albeo | ABH4(01234)3H57DXXXXXW | Indoor Luminaires | High-Bay | High-Bay Luminaires for Commercial and Industrial Buildings | Premium | FALSE | [9 empty] | 42481 |  |  | Yes |  | 3.1 | 23028.2 | 117.5 | 196 | 20 | 0.9 | 5000 | 70
PJ6FAD96 | GE Lighting Solutions | Albeo | ABH4(5D)3H57DXXXXXW | Indoor Luminaires | High-Bay | High-Bay Luminaires for Commercial and Industrial Buildings | Premium | FALSE | [9 empty] | 42481 |  |  | Yes |  | 3.1 | 23028.2 | 110.7 | 208 | 20 | 0.9 | 5000 | 70
PMMA76UC | GE Lighting Solutions | Albeo | ABH4(01234)4T57DXXXXXW | Indoor Luminaires | High-Bay | High-Bay Luminaires for Commercial and Industrial Buildings | Premium | FALSE | [9 empty] | 42481 |  |  | Yes |  | 3.1 | 22895.6 | 127.2 | 180 | 20 | 0.9 | 5000 | 70
PKQBXJPQ | GE Lighting Solutions | Albeo | ABH4(5D)4T57DXXXXXW | Indoor Luminaires | High-Bay | High-Bay Luminaires for Commercial and Industrial Buildings | Premium | FALSE | [9 empty] | 42481 |  |  | Yes |  | 3.1 | 22895.6 | 118.6 | 193 | 20 | 0.9 | 5000 | 70
PQS5BGZ2 | GE Lighting Solutions | Albeo | ABH4(5D)3T571XXXXXW | Indoor Luminaires | High-Bay | High-Bay Luminaires for Commercial and Industrial Buildings | Premium | FALSE | [9 empty] | 42481 |  |  | Yes |  | 3.1 | 19400 | 132 | 147 | 20 | 0.9 | 5000 | 70
PK2F8R7F | GE Lighting Solutions | Albeo | ABH4(01234)3T571XXXXXW | Indoor Luminaires | High-Bay | High-Bay Luminaires for Commercial and Industrial Buildings | Premium | FALSE | [9 empty] | 42481 |  |  | Yes |  | 3.1 | 19400 | 143.7 | 135 | 20 | 0.9 | 5000 | 70
P9YGZV4Y | GE Lighting Solutions | Albeo | ABH4(01234)3T574XXXXXW | Indoor Luminaires | High-Bay | High-Bay Luminaires for Commercial and Industrial Buildings | Premium | FALSE | [9 empty] | 42481 |  |  | Yes |  | 3.1 | 19225.4 | 142.4 | 135 | 20 | 0.9 | 5000 | 70
P5G8Q2X8 | GE Lighting Solutions | Albeo | ABH4(5D)3T574XXXXXW | Indoor Luminaires | High-Bay | High-Bay Luminaires for Commercial and Industrial Buildings | Premium | FALSE | [9 empty] | 42481 |  |  | Yes |  | 3.1 | 19225.4 | 130.8 | 147 | 20 | 0.9 | 5000 | 70
PQS9MJN4 | GE Lighting Solutions | Albeo | ABH4(5D)3T572XXXXXW | Indoor Luminaires | High-Bay | High-Bay Luminaires for Commercial and Industrial Buildings | Premium | FALSE | [9 empty] | 42481 |  |  | Yes |  | 3.1 | 19089.6 | 129.9 | 147 | 20 | 0.9 | 5000 | 70
PB5TFU8F | GE Lighting Solutions | Albeo | ABH4(01234)3T572XXXXXW | Indoor Luminaires | High-Bay | High-Bay Luminaires for Commercial and Industrial Buildings | Premium | FALSE | [9 empty] | 42481 |  |  | Yes |  | 3.1 | 19089.6 | 141.4 | 135 | 20 | 0.9 | 5000 | 70
PSX7CAZH | GE Lighting Solutions | Albeo | ABH4(01234)3T578XXXXXW | Indoor Luminaires | High-Bay | High-Bay Luminaires for Commercial and Industrial Buildings | Premium | FALSE | [9 empty] | 42481 |  |  | Yes |  | 3.1 | 19012 | 140.8 | 135 | 20 | 0.9 | 5000 | 70
PKHER555 | GE Lighting Solutions | Albeo | ABH4(5D)3T578XXXXXW | Indoor Luminaires | High-Bay | High-Bay Luminaires for Commercial and Industrial Buildings | Premium | FALSE | [9 empty] | 42481 |  |  | Yes |  | 3.1 | 19012 | 129.3 | 147 | 20 | 0.9 | 5000 | 70
PJKMMQE9 | GE Lighting Solutions | Albeo | ABH4(01234)3T573XXXXXW | Indoor Luminaires | High-Bay | High-Bay Luminaires for Commercial and Industrial Buildings | Premium | FALSE | [9 empty] | 42481 |  |  | Yes |  | 3.1 | 18992.6 | 140.7 | 135 | 20 | 0.9 | 5000 | 70
P1C6ADS5 | GE Lighting Solutions | Albeo | ABH4(5D)3T573XXXXXW | Indoor Luminaires | High-Bay | High-Bay Luminaires for Commercial and Industrial Buildings | Premium | FALSE | [9 empty] | 42481 |  |  | Yes |  | 3.1 | 18992.6 | 129.2 | 147 | 20 | 0.9 | 5000 | 70
PVTNMSSA | GE Lighting Solutions | Albeo | ABH4(5D)2V571XXXXXW | Indoor Luminaires | High-Bay | High-Bay Luminaires for Commercial and Industrial Buildings | Premium | FALSE | [9 empty] | 42481 |  |  | Yes |  | 3.1 | 18650 | 124.3 | 150 | 20 | 0.9 | 5000 | 70
PS1JR46D | GE Lighting Solutions | Albeo | ABH4(01234)2V571XXXXXW | Indoor Luminaires | High-Bay | High-Bay Luminaires for Commercial and Industrial Buildings | Premium | FALSE | [9 empty] | 42481 |  |  | Yes |  | 3.1 | 18650 | 130.4 | 143 | 20 | 0.9 | 5000 | 70
P7KKA84W | GE Lighting Solutions | Albeo | ABH4(01234)2V574XXXXXW | Indoor Luminaires | High-Bay | High-Bay Luminaires for Commercial and Industrial Buildings | Premium | FALSE | [9 empty] | 42481 |  |  | Yes |  | 3.1 | 18482.15 | 129.2 | 143 | 20 | 0.9 | 5000 | 70
P3X8Z7X7 | GE Lighting Solutions | Albeo | ABH4(5D)2V574XXXXXW | Indoor Luminaires | High-Bay | High-Bay Luminaires for Commercial and Industrial Buildings | Premium | FALSE | [9 empty] | 42481 |  |  | Yes |  | 3.1 | 18482.15 | 123.2 | 150 | 20 | 0.9 | 5000 | 70
PG46TV68 | GE Lighting Solutions | Albeo | ABH4(5D)2V572XXXXXW | Indoor Luminaires | High-Bay | High-Bay Luminaires for Commercial and Industrial Buildings | Premium | FALSE | [9 empty] | 42481 |  |  | Yes |  | 3.1 | 18351.6 | 122.3 | 150 | 20 | 0.9 | 5000 | 70
PF98PEJY | GE Lighting Solutions | Albeo | ABH4(01234)2V572XXXXXW | Indoor Luminaires | High-Bay | High-Bay Luminaires for Commercial and Industrial Buildings | Premium | FALSE | [9 empty] | 42481 |  |  | Yes |  | 3.1 | 18351.6 | 128.3 | 143 | 20 | 0.9 | 5000 | 70
PRJAD45T | GE Lighting Solutions | Albeo | ABH4(5D)3T57FXXXXXW | Indoor Luminaires | High-Bay | High-Bay Luminaires for Commercial and Industrial Buildings | Premium | FALSE | [9 empty] | 42481 |  |  | Yes |  | 3.1 | 18333 | 124.7 | 147 | 20 | 0.9 | 5000 | 70
PPJBN6GR | GE Lighting Solutions | Albeo | ABH4(01234)3T57FXXXXXW | Indoor Luminaires | High-Bay | High-Bay Luminaires for Commercial and Industrial Buildings | Premium | FALSE | [9 empty] | 42481 |  |  | Yes |  | 3.1 | 18333 | 135.8 | 135 | 20 | 0.9 | 5000 | 70
PZV8RYJJ | GE Lighting Solutions | Albeo | ABH4(5D)2V578XXXXXW | Indoor Luminaires | High-Bay | High-Bay Luminaires for Commercial and Industrial Buildings | Premium | FALSE | [9 empty] | 42481 |  |  | Yes |  | 3.1 | 18277 | 121.8 | 150 | 20 | 0.9 | 5000 | 70
P4F1WF5Q | GE Lighting Solutions | Albeo | ABH4(01234)2V578XXXXXW | Indoor Luminaires | High-Bay | High-Bay Luminaires for Commercial and Industrial Buildings | Premium | FALSE | [9 empty] | 42481 |  |  | Yes |  | 3.1 | 18277 | 127.8 | 143 | 20 | 0.9 | 5000 | 70
PY6MDJCN | GE Lighting Solutions | Albeo | ABH4(5D)2V573XXXXXW | Indoor Luminaires | High-Bay | High-Bay Luminaires for Commercial and Industrial Buildings | Premium | FALSE | [9 empty] | 42481 |  |  | Yes |  | 3.1 | 18258.35 | 121.7 | 150 | 20 | 0.9 | 5000 | 70
PHRG7UMX | GE Lighting Solutions | Albeo | ABH4(01234)2V573XXXXXW | Indoor Luminaires | High-Bay | High-Bay Luminaires for Commercial and Industrial Buildings | Premium | FALSE | [9 empty] | 42481 |  |  | Yes |  | 3.1 | 18258.35 | 127.7 | 143 | 20 | 0.9 | 5000 | 70
PWQW97DE | GE Lighting Solutions | Albeo | ABH4(5D)2V57FXXXXXW | Indoor Luminaires | High-Bay | High-Bay Luminaires for Commercial and Industrial Buildings | Premium | FALSE | [9 empty] | 42481 |  |  | Yes |  | 3.1 | 17624.25 | 117.5 | 150 | 20 | 0.9 | 5000 | 70
PU8TKV6M | GE Lighting Solutions | Albeo | ABH4(01234)2V57FXXXXXW | Indoor Luminaires | High-Bay | High-Bay Luminaires for Commercial and Industrial Buildings | Premium | FALSE | [9 empty] | 42481 |  |  | Yes |  | 3.1 | 17624.25 | 123.2 | 143 | 20 | 0.9 | 5000 | 70
PK1735TR | GE Lighting Solutions | Albeo | ABH4(5D)2H571XXXXXW | Indoor Luminaires | High-Bay | High-Bay Luminaires for Commercial and Industrial Buildings | Premium | FALSE | [9 empty] | 42481 |  |  | Yes |  | 3.1 | 17350 | 125.7 | 138 | 20 | 0.9 | 5000 | 70
PCB32EM4 | GE Lighting Solutions | Albeo | ABH4(01234)2H571XXXXXW | Indoor Luminaires | High-Bay | High-Bay Luminaires for Commercial and Industrial Buildings | Premium | FALSE | [9 empty] | 42481 |  |  | Yes |  | 3.1 | 17350 | 133.5 | 130 | 20 | 0.9 | 5000 | 70
PHPABCJ9 | GE Lighting Solutions | Albeo | ABH4(5D)2H574XXXXXW | Indoor Luminaires | High-Bay | High-Bay Luminaires for Commercial and Industrial Buildings | Premium | FALSE | [9 empty] | 42481 |  |  | Yes |  | 3.1 | 17193.85 | 124.6 | 138 | 20 | 0.9 | 5000 | 70
P2EWVAHS | GE Lighting Solutions | Albeo | ABH4(01234)2H574XXXXXW | Indoor Luminaires | High-Bay | High-Bay Luminaires for Commercial and Industrial Buildings | Premium | FALSE | [9 empty] | 42481 |  |  | Yes |  | 3.1 | 17193.85 | 132.3 | 130 | 20 | 0.9 | 5000 | 70
PY86Y5R7 | GE Lighting Solutions | Albeo | ABH4(01234)3T57DXXXXXW | Indoor Luminaires | High-Bay | High-Bay Luminaires for Commercial and Industrial Buildings | Premium | FALSE | [9 empty] | 42481 |  |  | Yes |  | 3.1 | 17149.6 | 127 | 135 | 20 | 0.9 | 5000 | 70
PHGJ3THE | GE Lighting Solutions | Albeo | ABH4(5D)3T57DXXXXXW | Indoor Luminaires | High-Bay | High-Bay Luminaires for Commercial and Industrial Buildings | Premium | FALSE | [9 empty] | 42481 |  |  | Yes |  | 3.1 | 17149.6 | 116.7 | 147 | 20 | 0.9 | 5000 | 70
PUEH3JFV | GE Lighting Solutions | Albeo | ABH4(5D)2H572XXXXXW | Indoor Luminaires | High-Bay | High-Bay Luminaires for Commercial and Industrial Buildings | Premium | FALSE | [9 empty] | 42481 |  |  | Yes |  | 3.1 | 17072.4 | 123.7 | 138 | 20 | 0.9 | 5000 | 70
PAFZWCT3 | GE Lighting Solutions | Albeo | ABH4(01234)2H572XXXXXW | Indoor Luminaires | High-Bay | High-Bay Luminaires for Commercial and Industrial Buildings | Premium | FALSE | [9 empty] | 42481 |  |  | Yes |  | 3.1 | 17072.4 | 131.3 | 130 | 20 | 0.9 | 5000 | 70
PY3TXA8D | GE Lighting Solutions | Albeo | ABH4(5D)2H578XXXXXW | Indoor Luminaires | High-Bay | High-Bay Luminaires for Commercial and Industrial Buildings | Premium | FALSE | [9 empty] | 42481 |  |  | Yes |  | 3.1 | 17003 | 123.2 | 138 | 20 | 0.9 | 5000 | 70
PFQ1B9NT | GE Lighting Solutions | Albeo | ABH4(01234)2H578XXXXXW | Indoor Luminaires | High-Bay | High-Bay Luminaires for Commercial and Industrial Buildings | Premium | FALSE | [9 empty] | 42481 |  |  | Yes |  | 3.1 | 17003 | 130.8 | 130 | 20 | 0.9 | 5000 | 70
PK4Z3E81 | GE Lighting Solutions | Albeo | ABH4(01234)2H573XXXXXW | Indoor Luminaires | High-Bay | High-Bay Luminaires for Commercial and Industrial Buildings | Premium | FALSE | [9 empty] | 42481 |  |  | Yes |  | 3.1 | 16985.65 | 130.7 | 130 | 20 | 0.9 | 5000 | 70
P73CDZ29 | GE Lighting Solutions | Albeo | ABH4(5D)2H573XXXXXW | Indoor Luminaires | High-Bay | High-Bay Luminaires for Commercial and Industrial Buildings | Premium | FALSE | [9 empty] | 42481 |  |  | Yes |  | 3.1 | 16985.65 | 123.1 | 138 | 20 | 0.9 | 5000 | 70
PZUSQ2D6 | GE Lighting Solutions | Albeo | ABH4(5D)2V57DXXXXXW | Indoor Luminaires | High-Bay | High-Bay Luminaires for Commercial and Industrial Buildings | Standard | FALSE | [9 empty] | 42481 |  |  | Yes |  | 3.1 | 16486.6 | 109.9 | 150 | 20 | 0.9 | 5000 | 70
PMJ125VX | GE Lighting Solutions | Albeo | ABH4(01234)2V57DXXXXXW | Indoor Luminaires | High-Bay | High-Bay Luminaires for Commercial and Industrial Buildings | Premium | FALSE | [9 empty] | 42481 |  |  | Yes |  | 3.1 | 16486.6 | 115.3 | 143 | 20 | 0.9 | 5000 | 70
PY9Y3N9X | GE Lighting Solutions | Albeo | ABH4(5D)2H57FXXXXXW | Indoor Luminaires | High-Bay | High-Bay Luminaires for Commercial and Industrial Buildings | Premium | FALSE | [9 empty] | 42481 |  |  | Yes |  | 3.1 | 16395.75 | 118.8 | 138 | 20 | 0.9 | 5000 | 70
P4ZAPG39 | GE Lighting Solutions | Albeo | ABH4(01234)2H57FXXXXXW | Indoor Luminaires | High-Bay | High-Bay Luminaires for Commercial and Industrial Buildings | Premium | FALSE | [9 empty] | 42481 |  |  | Yes |  | 3.1 | 16395.75 | 126.1 | 130 | 20 | 0.9 | 5000 | 70
PTX9VJTJ | GE Lighting Solutions | Albeo | ABH4(5D)2H57DXXXXXW | Indoor Luminaires | High-Bay | High-Bay Luminaires for Commercial and Industrial Buildings | Premium | FALSE | [9 empty] | 42481 |  |  | Yes |  | 3.1 | 15337.4 | 111.1 | 138 | 20 | 0.9 | 5000 | 70
PA9SGSGC | GE Lighting Solutions | Albeo | ABH4(01234)2H57DXXXXXW | Indoor Luminaires | High-Bay | High-Bay Luminaires for Commercial and Industrial Buildings | Premium | FALSE | [9 empty] | 42481 |  |  | Yes |  | 3.1 | 15337.4 | 118 | 130 | 20 | 0.9 | 5000 | 70
PQUZ9YPB | GE Lighting Solutions | Albeo | ABH4(01234)2T571XXXXXW | Indoor Luminaires | High-Bay | High-Bay Luminaires for Commercial and Industrial Buildings | Premium | FALSE | [9 empty] | 42481 |  |  | Yes |  | 3.1 | 12950 | 143.9 | 90 | 20 | 0.9 | 5000 | 70
PEJWMAF4 | GE Lighting Solutions | Albeo | ABH4(5D)2T571XXXXXW | Indoor Luminaires | High-Bay | High-Bay Luminaires for Commercial and Industrial Buildings | Premium | FALSE | [9 empty] | 42481 |  |  | Yes |  | 3.1 | 12950 | 133.5 | 97 | 20 | 0.9 | 5000 | 70
PP5BXWQD | GE Lighting Solutions | Albeo | ABH4(5D)2T574XXXXXW | Indoor Luminaires | High-Bay | High-Bay Luminaires for Commercial and Industrial Buildings | Premium | FALSE | [9 empty] | 42481 |  |  | Yes |  | 3.1 | 12833.45 | 132.3 | 97 | 20 | 0.9 | 5000 | 70
P5YD5CJW | GE Lighting Solutions | Albeo | ABH4(01234)2T574XXXXXW | Indoor Luminaires | High-Bay | High-Bay Luminaires for Commercial and Industrial Buildings | Premium | FALSE | [9 empty] | 42481 |  |  | Yes |  | 3.1 | 12833.45 | 142.6 | 90 | 20 | 0.9 | 5000 | 70
PHE57DNT | GE Lighting Solutions | Albeo | ABH4(5D)2T572XXXXXW | Indoor Luminaires | High-Bay | High-Bay Luminaires for Commercial and Industrial Buildings | Premium | FALSE | [9 empty] | 42481 |  |  | Yes |  | 3.1 | 12742.8 | 131.4 | 97 | 20 | 0.9 | 5000 | 70
P7ZEG51E | GE Lighting Solutions | Albeo | ABH4(01234)2T572XXXXXW | Indoor Luminaires | High-Bay | High-Bay Luminaires for Commercial and Industrial Buildings | Premium | FALSE | [9 empty] | 42481 |  |  | Yes |  | 3.1 | 12742.8 | 141.6 | 90 | 20 | 0.9 | 5000 | 70
PRQH2Y1K | GE Lighting Solutions | Albeo | ABH4(5D)2T578XXXXXW | Indoor Luminaires | High-Bay | High-Bay Luminaires for Commercial and Industrial Buildings | Premium | FALSE | [9 empty] | 42481 |  |  | Yes |  | 3.1 | 12691 | 130.8 | 97 | 20 | 0.9 | 5000 | 70
PQVCY284 | GE Lighting Solutions | Albeo | ABH4(01234)2T578XXXXXW | Indoor Luminaires | High-Bay | High-Bay Luminaires for Commercial and Industrial Buildings | Premium | FALSE | [9 empty] | 42481 |  |  | Yes |  | 3.1 | 12691 | 141 | 90 | 20 | 0.9 | 5000 | 70
PPUXTEPZ | GE Lighting Solutions | Albeo | ABH4(01234)2T573XXXXXW | Indoor Luminaires | High-Bay | High-Bay Luminaires for Commercial and Industrial Buildings | Premium | FALSE | [9 empty] | 42481 |  |  | Yes |  | 3.1 | 12678.05 | 140.9 | 90 | 20 | 0.9 | 5000 | 70
PADAEMUY | GE Lighting Solutions | Albeo | ABH4(5D)2T573XXXXXW | Indoor Luminaires | High-Bay | High-Bay Luminaires for Commercial and Industrial Buildings | Premium | FALSE | [9 empty] | 42481 |  |  | Yes |  | 3.1 | 12678.05 | 130.7 | 97 | 20 | 0.9 | 5000 | 70
PK55G93H | GE Lighting Solutions | Albeo | ABH4(5D)2T57FXXXXXW | Indoor Luminaires | High-Bay | High-Bay Luminaires for Commercial and Industrial Buildings | Premium | FALSE | [9 empty] | 42481 |  |  | Yes |  | 3.1 | 12237.75 | 126.2 | 97 | 20 | 0.9 | 5000 | 70
P3CMEEN1 | GE Lighting Solutions | Albeo | ABH4(01234)2T57FXXXXXW | Indoor Luminaires | High-Bay | High-Bay Luminaires for Commercial and Industrial Buildings | Premium | FALSE | [9 empty] | 42481 |  |  | Yes |  | 3.1 | 12237.75 | 136 | 90 | 20 | 0.9 | 5000 | 70
PJH6KBG5 | GE Lighting Solutions | Albeo | ABH4(5D)2T57DXXXXXW | Indoor Luminaires | High-Bay | High-Bay Luminaires for Commercial and Industrial Buildings | Premium | FALSE | [9 empty] | 42481 |  |  | Yes |  | 3.1 | 11447.8 | 118 | 97 | 20 | 0.9 | 5000 | 70
PAVCR531 | GE Lighting Solutions | Albeo | ABH4(01234)2T57DXXXXXW | Indoor Luminaires | High-Bay | High-Bay Luminaires for Commercial and Industrial Buildings | Premium | FALSE | [9 empty] | 42481 |  |  | Yes |  | 3.1 | 11447.8 | 127.2 | 90 | 20 | 0.9 | 5000 | 70
PVKPUZ2Q | GE Lighting Solutions | Albeo | ABH4(01234)1V571XXXXXW | Indoor Luminaires | High-Bay | Low-Bay Luminaires for Commercial and Industrial Buildings | Premium | FALSE | [9 empty] | 42481 |  |  | Yes |  | 3.1 | 9300 | 129.2 | 72 | 20 | 0.9 | 5000 | 70
P47QW23W | GE Lighting Solutions | Albeo | ABH4(01234)1V574XXXXXW | Indoor Luminaires | High-Bay | Low-Bay Luminaires for Commercial and Industrial Buildings | Premium | FALSE | [9 empty] | 42481 |  |  | Yes |  | 3.1 | 9216.3 | 128 | 72 | 20 | 0.9 | 5000 | 70
PCQC7KU8 | GE Lighting Solutions | Albeo | ABH4(01234)1V572XXXXXW | Indoor Luminaires | High-Bay | Low-Bay Luminaires for Commercial and Industrial Buildings | Premium | FALSE | [9 empty] | 42481 |  |  | Yes |  | 3.1 | 9151.2 | 127.1 | 72 | 20 | 0.9 | 5000 | 70
P49QF256 | GE Lighting Solutions | Albeo | ABH4(01234)1V578XXXXXW | Indoor Luminaires | High-Bay | Low-Bay Luminaires for Commercial and Industrial Buildings | Premium | FALSE | [9 empty] | 42481 |  |  | Yes |  | 3.1 | 9114 | 126.6 | 72 | 20 | 0.9 | 5000 | 70
PZ93UPAK | GE Lighting Solutions | Albeo | ABH4(01234)1V573XXXXXW | Indoor Luminaires | High-Bay | Low-Bay Luminaires for Commercial and Industrial Buildings | Premium | FALSE | [9 empty] | 42481 |  |  | Yes |  | 3.1 | 9104.7 | 126.5 | 72 | 20 | 0.9 | 5000 | 70
PQYETBY6 | GE Lighting Solutions | Albeo | ABH4(01234)1V57FXXXXXW | Indoor Luminaires | High-Bay | Low-Bay Luminaires for Commercial and Industrial Buildings | Premium | FALSE | [9 empty] | 42481 |  |  | Yes |  | 3.1 | 8788.5 | 122.1 | 72 | 20 | 0.9 | 5000 | 70
PSF521CT | GE Lighting Solutions | Albeo | ABH4(01234)1H571XXXXXW | Indoor Luminaires | High-Bay | Low-Bay Luminaires for Commercial and Industrial Buildings | Premium | FALSE | [9 empty] | 42481 |  |  | Yes |  | 3.1 | 8700 | 133.8 | 65 | 20 | 0.9 | 5000 | 70
P9RGQYTT | GE Lighting Solutions | Albeo | ABH4(01234)1H574XXXXXW | Indoor Luminaires | High-Bay | Low-Bay Luminaires for Commercial and Industrial Buildings | Premium | FALSE | [9 empty] | 42481 |  |  | Yes |  | 3.1 | 8621.7 | 132.6 | 65 | 20 | 0.9 | 5000 | 70
P4S8G68X | GE Lighting Solutions | Albeo | ABH4(01234)1H572XXXXXW | Indoor Luminaires | High-Bay | Low-Bay Luminaires for Commercial and Industrial Buildings | Premium | FALSE | [9 empty] | 42481 |  |  | Yes |  | 3.1 | 8560.8 | 131.7 | 65 | 20 | 0.9 | 5000 | 70
PFK7KSWA | GE Lighting Solutions | Albeo | ABH4(01234)1H578XXXXXW | Indoor Luminaires | High-Bay | Low-Bay Luminaires for Commercial and Industrial Buildings | Premium | FALSE | [9 empty] | 42481 |  |  | Yes |  | 3.1 | 8526 | 131.2 | 65 | 20 | 0.9 | 5000 | 70
PT3QV55H | GE Lighting Solutions | Albeo | ABH4(01234)1H573XXXXXW | Indoor Luminaires | High-Bay | Low-Bay Luminaires for Commercial and Industrial Buildings | Premium | FALSE | [9 empty] | 42481 |  |  | Yes |  | 3.1 | 8517.3 | 131 | 65 | 20 | 0.9 | 5000 | 70
PBGBBSYJ | GE Lighting Solutions | Albeo | ABH4(01234)1H57FXXXXXW | Indoor Luminaires | High-Bay | Low-Bay Luminaires for Commercial and Industrial Buildings | Premium | FALSE | [9 empty] | 42481 |  |  | Yes |  | 3.1 | 8221.5 | 126.5 | 65 | 20 | 0.9 | 5000 | 70
PF2U964H | GE Lighting Solutions | Albeo | ABH4(01234)1V57DXXXXXW | Indoor Luminaires | High-Bay | Low-Bay Luminaires for Commercial and Industrial Buildings | Premium | FALSE | [9 empty] | 42481 |  |  | Yes |  | 3.1 | 8221.2 | 114.2 | 72 | 20 | 0.9 | 5000 | 70
PHK82WKR | GE Lighting Solutions | Albeo | ABH4(01234)1H57DXXXXXW | Indoor Luminaires | High-Bay | Low-Bay Luminaires for Commercial and Industrial Buildings | Premium | FALSE | [9 empty] | 42481 |  |  | Yes |  | 3.1 | 7690.8 | 118.3 | 65 | 20 | 0.9 | 5000 | 70
P2FXS75T | GE Lighting Solutions | Albeo | ABH4(01234)1T571XXXXXW | Indoor Luminaires | High-Bay | Low-Bay Luminaires for Commercial and Industrial Buildings | Premium | FALSE | [9 empty] | 42481 |  |  | Yes |  | 3.1 | 6500 | 144.4 | 45 | 20 | 0.9 | 5000 | 70
PN6HZ7E2 | GE Lighting Solutions | Albeo | ABH4(01234)1T574XXXXXW | Indoor Luminaires | High-Bay | Low-Bay Luminaires for Commercial and Industrial Buildings | Premium | FALSE | [9 empty] | 42481 |  |  | Yes |  | 3.1 | 6441.5 | 143.1 | 45 | 20 | 0.9 | 5000 | 70
P8ECAG2T | GE Lighting Solutions | Albeo | ABH4(01234)1T572XXXXXW | Indoor Luminaires | High-Bay | Low-Bay Luminaires for Commercial and Industrial Buildings | Premium | FALSE | [9 empty] | 42481 |  |  | Yes |  | 3.1 | 6396 | 142.1 | 45 | 20 | 0.9 | 5000 | 70
PS6AUS3U | GE Lighting Solutions | Albeo | ABH4(01234)1T578XXXXXW | Indoor Luminaires | High-Bay | Low-Bay Luminaires for Commercial and Industrial Buildings | Premium | FALSE | [9 empty] | 42481 |  |  | Yes |  | 3.1 | 6370 | 141.6 | 45 | 20 | 0.9 | 5000 | 70
PUK633E6 | GE Lighting Solutions | Albeo | ABH4(01234)1T573XXXXXW | Indoor Luminaires | High-Bay | Low-Bay Luminaires for Commercial and Industrial Buildings | Premium | FALSE | [9 empty] | 42481 |  |  | Yes |  | 3.1 | 6363.5 | 141.4 | 45 | 20 | 0.9 | 5000 | 70
P8HD5N9G | GE Lighting Solutions | Albeo | ABH4(01234)1T57FXXXXXW | Indoor Luminaires | High-Bay | Low-Bay Luminaires for Commercial and Industrial Buildings | Premium | FALSE | [9 empty] | 42481 |  |  | Yes |  | 3.1 | 6142.5 | 136.5 | 45 | 20 | 0.9 | 5000 | 70
P1UUYB63 | GE Lighting Solutions | Albeo | ABH4(01234)1T57DXXXXXW | Indoor Luminaires | High-Bay | Low-Bay Luminaires for Commercial and Industrial Buildings | Premium | FALSE | [9 empty] | 42481 |  |  | Yes |  | 3.1 | 5746 | 127.7 | 45 | 20 | 0.9 | 5000 | 70
PURHQU95 | GE Lighting Solutions | Albeo | ABH4(01234)6V481XXXXXW | Indoor Luminaires | High-Bay | High-Bay Luminaires for Commercial and Industrial Buildings | Premium | FALSE | [9 empty] | 42481 |  |  | Yes |  | 3.1 | 52266.5 | 121.6 | 430 | 20 | 0.9 | 4000 | 80
PS6E571E | GE Lighting Solutions | Albeo | ABH4(5D)6V481XXXXXW | Indoor Luminaires | High-Bay | High-Bay Luminaires for Commercial and Industrial Buildings | Premium | FALSE | [9 empty] | 42481 |  |  | Yes |  | 3.1 | 52266.5 | 115.9 | 451 | 20 | 0.9 | 4000 | 80
PXD8B3UG | GE Lighting Solutions | Albeo | ABH4(5D)6V484XXXXXW | Indoor Luminaires | High-Bay | High-Bay Luminaires for Commercial and Industrial Buildings | Premium | FALSE | [9 empty] | 42481 |  |  | Yes |  | 3.1 | 51796.1 | 114.8 | 451 | 20 | 0.9 | 4000 | 80
P8XEYRBT | GE Lighting Solutions | Albeo | ABH4(01234)6V484XXXXXW | Indoor Luminaires | High-Bay | High-Bay Luminaires for Commercial and Industrial Buildings | Premium | FALSE | [9 empty] | 42481 |  |  | Yes |  | 3.1 | 51796.1 | 120.5 | 430 | 20 | 0.9 | 4000 | 80
PQ5X77G3 | GE Lighting Solutions | Albeo | ABH4(5D)6V482XXXXXW | Indoor Luminaires | High-Bay | High-Bay Luminaires for Commercial and Industrial Buildings | Premium | FALSE | [9 empty] | 42481 |  |  | Yes |  | 3.1 | 51430.234 | 114 | 451 | 20 | 0.9 | 4000 | 80
PHW5KHBN | GE Lighting Solutions | Albeo | ABH4(01234)6V482XXXXXW | Indoor Luminaires | High-Bay | High-Bay Luminaires for Commercial and Industrial Buildings | Premium | FALSE | [9 empty] | 42481 |  |  | Yes |  | 3.1 | 51430.234 | 119.6 | 430 | 20 | 0.9 | 4000 | 80
PTEN27JW | GE Lighting Solutions | Albeo | ABH4(5D)6V488XXXXXW | Indoor Luminaires | High-Bay | High-Bay Luminaires for Commercial and Industrial Buildings | Premium | FALSE | [9 empty] | 42481 |  |  | Yes |  | 3.1 | 51221.17 | 113.6 | 451 | 20 | 0.9 | 4000 | 80
PBWY1572 | GE Lighting Solutions | Albeo | ABH4(01234)6V488XXXXXW | Indoor Luminaires | High-Bay | High-Bay Luminaires for Commercial and Industrial Buildings | Premium | FALSE | [9 empty] | 42481 |  |  | Yes |  | 3.1 | 51221.17 | 119.1 | 430 | 20 | 0.9 | 4000 | 80
PZBD965E | GE Lighting Solutions | Albeo | ABH4(5D)6V483XXXXXW | Indoor Luminaires | High-Bay | High-Bay Luminaires for Commercial and Industrial Buildings | Premium | FALSE | [9 empty] | 42481 |  |  | Yes |  | 3.1 | 51168.902 | 113.5 | 451 | 20 | 0.9 | 4000 | 80
P1WDJWER | GE Lighting Solutions | Albeo | ABH4(01234)6V483XXXXXW | Indoor Luminaires | High-Bay | High-Bay Luminaires for Commercial and Industrial Buildings | Premium | FALSE | [9 empty] | 42481 |  |  | Yes |  | 3.1 | 51168.902 | 119 | 430 | 20 | 0.9 | 4000 | 80
P7M898NM | GE Lighting Solutions | Albeo | ABH4(5D)6V48FXXXXXW | Indoor Luminaires | High-Bay | High-Bay Luminaires for Commercial and Industrial Buildings | Standard | FALSE | [9 empty] | 42481 |  |  | Yes |  | 3.1 | 49391.844 | 109.5 | 451 | 20 | 0.9 | 4000 | 80
P6P3378D | GE Lighting Solutions | Albeo | ABH4(01234)6V48FXXXXXW | Indoor Luminaires | High-Bay | High-Bay Luminaires for Commercial and Industrial Buildings | Premium | FALSE | [9 empty] | 42481 |  |  | Yes |  | 3.1 | 49391.844 | 114.9 | 430 | 20 | 0.9 | 4000 | 80
PB5XVJA5 | GE Lighting Solutions | Albeo | ABH4(5D)6H481XXXXXW | Indoor Luminaires | High-Bay | High-Bay Luminaires for Commercial and Industrial Buildings | Premium | FALSE | [9 empty] | 42481 |  |  | Yes |  | 3.1 | 48713.5 | 118 | 413 | 20 | 0.9 | 4000 | 80
P6ERHC3A | GE Lighting Solutions | Albeo | ABH4(01234)6H481XXXXXW | Indoor Luminaires | High-Bay | High-Bay Luminaires for Commercial and Industrial Buildings | Premium | FALSE | [9 empty] | 42481 |  |  | Yes |  | 3.1 | 48713.5 | 124.3 | 392 | 20 | 0.9 | 4000 | 80
P38BXG4K | GE Lighting Solutions | Albeo | ABH4(01234)6H484XXXXXW | Indoor Luminaires | High-Bay | High-Bay Luminaires for Commercial and Industrial Buildings | Premium | FALSE | [9 empty] | 42481 |  |  | Yes |  | 3.1 | 48275.08 | 123.2 | 392 | 20 | 0.9 | 4000 | 80
P1HCZG87 | GE Lighting Solutions | Albeo | ABH4(5D)6H484XXXXXW | Indoor Luminaires | High-Bay | High-Bay Luminaires for Commercial and Industrial Buildings | Premium | FALSE | [9 empty] | 42481 |  |  | Yes |  | 3.1 | 48275.08 | 116.9 | 413 | 20 | 0.9 | 4000 | 80
PUAY7SB8 | GE Lighting Solutions | Albeo | ABH4(5D)6H482XXXXXW | Indoor Luminaires | High-Bay | High-Bay Luminaires for Commercial and Industrial Buildings | Premium | FALSE | [9 empty] | 42481 |  |  | Yes |  | 3.1 | 47934.086 | 116.1 | 413 | 20 | 0.9 | 4000 | 80
P6X8B36E | GE Lighting Solutions | Albeo | ABH4(01234)6H482XXXXXW | Indoor Luminaires | High-Bay | High-Bay Luminaires for Commercial and Industrial Buildings | Premium | FALSE | [9 empty] | 42481 |  |  | Yes |  | 3.1 | 47934.086 | 122.3 | 392 | 20 | 0.9 | 4000 | 80
PRVTU9J3 | GE Lighting Solutions | Albeo | ABH4(5D)6H488XXXXXW | Indoor Luminaires | High-Bay | High-Bay Luminaires for Commercial and Industrial Buildings | Premium | FALSE | [9 empty] | 42481 |  |  | Yes |  | 3.1 | 47739.23 | 115.6 | 413 | 20 | 0.9 | 4000 | 80
PJQ6BD89 | GE Lighting Solutions | Albeo | ABH4(01234)6H488XXXXXW | Indoor Luminaires | High-Bay | High-Bay Luminaires for Commercial and Industrial Buildings | Premium | FALSE | [9 empty] | 42481 |  |  | Yes |  | 3.1 | 47739.23 | 121.8 | 392 | 20 | 0.9 | 4000 | 80
PXJ8T9HK | GE Lighting Solutions | Albeo | ABH4(5D)6H483XXXXXW | Indoor Luminaires | High-Bay | High-Bay Luminaires for Commercial and Industrial Buildings | Premium | FALSE | [9 empty] | 42481 |  |  | Yes |  | 3.1 | 47690.516 | 115.5 | 413 | 20 | 0.9 | 4000 | 80
P5RFAGK6 | GE Lighting Solutions | Albeo | ABH4(01234)6H483XXXXXW | Indoor Luminaires | High-Bay | High-Bay Luminaires for Commercial and Industrial Buildings | Premium | FALSE | [9 empty] | 42481 |  |  | Yes |  | 3.1 | 47690.516 | 121.7 | 392 | 20 | 0.9 | 4000 | 80
P2WZ7MXE | GE Lighting Solutions | Albeo | ABH4(01234)6V48DXXXXXW | Indoor Luminaires | High-Bay | High-Bay Luminaires for Commercial and Industrial Buildings | Standard | FALSE | [9 empty] | 42481 |  |  | Yes |  | 3.1 | 46203.586 | 107.5 | 430 | 20 | 0.9 | 4000 | 80
P23BBJYT | GE Lighting Solutions | Albeo | ABH4(5D)6V48DXXXXXW | Indoor Luminaires | High-Bay | High-Bay Luminaires for Commercial and Industrial Buildings | Standard | FALSE | [9 empty] | 42481 |  |  | Yes |  | 3.1 | 46203.586 | 102.4 | 451 | 20 | 0.9 | 4000 | 80
PSQAHXXJ | GE Lighting Solutions | Albeo | ABH4(01234)6H48FXXXXXW | Indoor Luminaires | High-Bay | High-Bay Luminaires for Commercial and Industrial Buildings | Premium | FALSE | [9 empty] | 42481 |  |  | Yes |  | 3.1 | 46034.258 | 117.4 | 392 | 20 | 0.9 | 4000 | 80
PFMGQ15G | GE Lighting Solutions | Albeo | ABH4(5D)6H48FXXXXXW | Indoor Luminaires | High-Bay | High-Bay Luminaires for Commercial and Industrial Buildings | Premium | FALSE | [9 empty] | 42481 |  |  | Yes |  | 3.1 | 46034.258 | 111.5 | 413 | 20 | 0.9 | 4000 | 80
PGZ4CQEZ | GE Lighting Solutions | Albeo | ABH4(5D)6H48DXXXXXW | Indoor Luminaires | High-Bay | High-Bay Luminaires for Commercial and Industrial Buildings | Standard | FALSE | [9 empty] | 42481 |  |  | Yes |  | 3.1 | 43062.734 | 104.3 | 413 | 20 | 0.9 | 4000 | 80
P3DA7SB2 | GE Lighting Solutions | Albeo | ABH4(01234)6H48DXXXXXW | Indoor Luminaires | High-Bay | High-Bay Luminaires for Commercial and Industrial Buildings | Standard | FALSE | [9 empty] | 42481 |  |  | Yes |  | 3.1 | 43062.734 | 109.9 | 392 | 20 | 0.9 | 4000 | 80
PMKKB21F | GE Lighting Solutions | Albeo | ABH4(01234)6T481XXXXXW | Indoor Luminaires | High-Bay | High-Bay Luminaires for Commercial and Industrial Buildings | Premium | FALSE | [9 empty] | 42481 |  |  | Yes |  | 3.1 | 36278 | 134.9 | 269 | 20 | 0.9 | 4000 | 80
P2E4ANSB | GE Lighting Solutions | Albeo | ABH4(5D)6T481XXXXXW | Indoor Luminaires | High-Bay | High-Bay Luminaires for Commercial and Industrial Buildings | Premium | FALSE | [9 empty] | 42481 |  |  | Yes |  | 3.1 | 36278 | 125.1 | 290 | 20 | 0.9 | 4000 | 80
PXXSWFXS | GE Lighting Solutions | Albeo | ABH4(01234)6T484XXXXXW | Indoor Luminaires | High-Bay | High-Bay Luminaires for Commercial and Industrial Buildings | Premium | FALSE | [9 empty] | 42481 |  |  | Yes |  | 3.1 | 35951.496 | 133.6 | 269 | 20 | 0.9 | 4000 | 80
PDCJNSPC | GE Lighting Solutions | Albeo | ABH4(5D)6T484XXXXXW | Indoor Luminaires | High-Bay | High-Bay Luminaires for Commercial and Industrial Buildings | Premium | FALSE | [9 empty] | 42481 |  |  | Yes |  | 3.1 | 35951.496 | 124 | 290 | 20 | 0.9 | 4000 | 80
PWZP6MDK | GE Lighting Solutions | Albeo | ABH4(5D)6T482XXXXXW | Indoor Luminaires | High-Bay | High-Bay Luminaires for Commercial and Industrial Buildings | Premium | FALSE | [9 empty] | 42481 |  |  | Yes |  | 3.1 | 35697.55 | 123.1 | 290 | 20 | 0.9 | 4000 | 80
P2GS11C4 | GE Lighting Solutions | Albeo | ABH4(01234)6T482XXXXXW | Indoor Luminaires | High-Bay | High-Bay Luminaires for Commercial and Industrial Buildings | Premium | FALSE | [9 empty] | 42481 |  |  | Yes |  | 3.1 | 35697.55 | 132.7 | 269 | 20 | 0.9 | 4000 | 80
PKU5QFCE | GE Lighting Solutions | Albeo | ABH4(5D)6T488XXXXXW | Indoor Luminaires | High-Bay | High-Bay Luminaires for Commercial and Industrial Buildings | Premium | FALSE | [9 empty] | 42481 |  |  | Yes |  | 3.1 | 35552.44 | 122.6 | 290 | 20 | 0.9 | 4000 | 80
P3VEPPTX | GE Lighting Solutions | Albeo | ABH4(01234)6T488XXXXXW | Indoor Luminaires | High-Bay | High-Bay Luminaires for Commercial and Industrial Buildings | Premium | FALSE | [9 empty] | 42481 |  |  | Yes |  | 3.1 | 35552.44 | 132.2 | 269 | 20 | 0.9 | 4000 | 80
PW8QECNU | GE Lighting Solutions | Albeo | ABH4(01234)6T483XXXXXW | Indoor Luminaires | High-Bay | High-Bay Luminaires for Commercial and Industrial Buildings | Premium | FALSE | [9 empty] | 42481 |  |  | Yes |  | 3.1 | 35516.16 | 132 | 269 | 20 | 0.9 | 4000 | 80
P8E9BSCN | GE Lighting Solutions | Albeo | ABH4(5D)6T483XXXXXW | Indoor Luminaires | High-Bay | High-Bay Luminaires for Commercial and Industrial Buildings | Premium | FALSE | [9 empty] | 42481 |  |  | Yes |  | 3.1 | 35516.16 | 122.5 | 290 | 20 | 0.9 | 4000 | 80
PB8BQV3E | GE Lighting Solutions | Albeo | ABH4(01234)4V481XXXXXW | Indoor Luminaires | High-Bay | High-Bay Luminaires for Commercial and Industrial Buildings | Premium | FALSE | [9 empty] | 42481 |  |  | Yes |  | 3.1 | 34828.75 | 121.4 | 287 | 20 | 0.9 | 4000 | 80
P6AEY3AK | GE Lighting Solutions | Albeo | ABH4(5D)4V481XXXXXW | Indoor Luminaires | High-Bay | High-Bay Luminaires for Commercial and Industrial Buildings | Premium | FALSE | [9 empty] | 42481 |  |  | Yes |  | 3.1 | 34828.75 | 116.1 | 300 | 20 | 0.9 | 4000 | 80
PVYZMBAX | GE Lighting Solutions | Albeo | ABH4(5D)4V484XXXXXW | Indoor Luminaires | High-Bay | High-Bay Luminaires for Commercial and Industrial Buildings | Premium | FALSE | [9 empty] | 42481 |  |  | Yes |  | 3.1 | 34515.293 | 115.1 | 300 | 20 | 0.9 | 4000 | 80
PCV4RQWV | GE Lighting Solutions | Albeo | ABH4(01234)4V484XXXXXW | Indoor Luminaires | High-Bay | High-Bay Luminaires for Commercial and Industrial Buildings | Premium | FALSE | [9 empty] | 42481 |  |  | Yes |  | 3.1 | 34515.293 | 120.3 | 287 | 20 | 0.9 | 4000 | 80
P9GATX5Y | GE Lighting Solutions | Albeo | ABH4(01234)6T48FXXXXXW | Indoor Luminaires | High-Bay | High-Bay Luminaires for Commercial and Industrial Buildings | Premium | FALSE | [9 empty] | 42481 |  |  | Yes |  | 3.1 | 34282.71 | 127.4 | 269 | 20 | 0.9 | 4000 | 80
P35C96DJ | GE Lighting Solutions | Albeo | ABH4(5D)6T48FXXXXXW | Indoor Luminaires | High-Bay | High-Bay Luminaires for Commercial and Industrial Buildings | Premium | FALSE | [9 empty] | 42481 |  |  | Yes |  | 3.1 | 34282.71 | 118.2 | 290 | 20 | 0.9 | 4000 | 80
PN71ZSMU | GE Lighting Solutions | Albeo | ABH4(5D)4V482XXXXXW | Indoor Luminaires | High-Bay | High-Bay Luminaires for Commercial and Industrial Buildings | Premium | FALSE | [9 empty] | 42481 |  |  | Yes |  | 3.1 | 34271.49 | 114.2 | 300 | 20 | 0.9 | 4000 | 80
P7BPK542 | GE Lighting Solutions | Albeo | ABH4(01234)4V482XXXXXW | Indoor Luminaires | High-Bay | High-Bay Luminaires for Commercial and Industrial Buildings | Premium | FALSE | [9 empty] | 42481 |  |  | Yes |  | 3.1 | 34271.49 | 119.4 | 287 | 20 | 0.9 | 4000 | 80
PK572BB4 | GE Lighting Solutions | Albeo | ABH4(01234)4V488XXXXXW | Indoor Luminaires | High-Bay | High-Bay Luminaires for Commercial and Industrial Buildings | Premium | FALSE | [9 empty] | 42481 |  |  | Yes |  | 3.1 | 34132.176 | 118.9 | 287 | 20 | 0.9 | 4000 | 80
P3HGTZ73 | GE Lighting Solutions | Albeo | ABH4(5D)4V488XXXXXW | Indoor Luminaires | High-Bay | High-Bay Luminaires for Commercial and Industrial Buildings | Premium | FALSE | [9 empty] | 42481 |  |  | Yes |  | 3.1 | 34132.176 | 113.8 | 300 | 20 | 0.9 | 4000 | 80
PMBYX934 | GE Lighting Solutions | Albeo | ABH4(5D)4V483XXXXXW | Indoor Luminaires | High-Bay | High-Bay Luminaires for Commercial and Industrial Buildings | Premium | FALSE | [9 empty] | 42481 |  |  | Yes |  | 3.1 | 34097.348 | 113.7 | 300 | 20 | 0.9 | 4000 | 80
P77W62MH | GE Lighting Solutions | Albeo | ABH4(01234)4V483XXXXXW | Indoor Luminaires | High-Bay | High-Bay Luminaires for Commercial and Industrial Buildings | Premium | FALSE | [9 empty] | 42481 |  |  | Yes |  | 3.1 | 34097.348 | 118.8 | 287 | 20 | 0.9 | 4000 | 80
PCYX32T9 | GE Lighting Solutions | Albeo | ABH4(5D)4V48FXXXXXW | Indoor Luminaires | High-Bay | High-Bay Luminaires for Commercial and Industrial Buildings | Standard | FALSE | [9 empty] | 42481 |  |  | Yes |  | 3.1 | 32913.168 | 109.7 | 300 | 20 | 0.9 | 4000 | 80
PBCRF7Z6 | GE Lighting Solutions | Albeo | ABH4(01234)4V48FXXXXXW | Indoor Luminaires | High-Bay | High-Bay Luminaires for Commercial and Industrial Buildings | Premium | FALSE | [9 empty] | 42481 |  |  | Yes |  | 3.1 | 32913.168 | 114.7 | 287 | 20 | 0.9 | 4000 | 80
P6KPKH9K | GE Lighting Solutions | Albeo | ABH4(01234)4H481XXXXXW | Indoor Luminaires | High-Bay | High-Bay Luminaires for Commercial and Industrial Buildings | Premium | FALSE | [9 empty] | 42481 |  |  | Yes |  | 3.1 | 32444.5 | 124.3 | 261 | 20 | 0.9 | 4000 | 80
P679CR34 | GE Lighting Solutions | Albeo | ABH4(5D)4H481XXXXXW | Indoor Luminaires | High-Bay | High-Bay Luminaires for Commercial and Industrial Buildings | Premium | FALSE | [9 empty] | 42481 |  |  | Yes |  | 3.1 | 32444.5 | 118 | 275 | 20 | 0.9 | 4000 | 80
PBYCEQKP | GE Lighting Solutions | Albeo | ABH4(5D)4H484XXXXXW | Indoor Luminaires | High-Bay | High-Bay Luminaires for Commercial and Industrial Buildings | Premium | FALSE | [9 empty] | 42481 |  |  | Yes |  | 3.1 | 32152.5 | 116.9 | 275 | 20 | 0.9 | 4000 | 80
P4JNVHB6 | GE Lighting Solutions | Albeo | ABH4(01234)4H484XXXXXW | Indoor Luminaires | High-Bay | High-Bay Luminaires for Commercial and Industrial Buildings | Premium | FALSE | [9 empty] | 42481 |  |  | Yes |  | 3.1 | 32152.5 | 123.2 | 261 | 20 | 0.9 | 4000 | 80
PF1TKQ19 | GE Lighting Solutions | Albeo | ABH4(5D)6T48DXXXXXW | Indoor Luminaires | High-Bay | High-Bay Luminaires for Commercial and Industrial Buildings | Premium | FALSE | [9 empty] | 42481 |  |  | Yes |  | 3.1 | 32069.752 | 110.6 | 290 | 20 | 0.9 | 4000 | 80
P1UGHEQN | GE Lighting Solutions | Albeo | ABH4(01234)6T48DXXXXXW | Indoor Luminaires | High-Bay | High-Bay Luminaires for Commercial and Industrial Buildings | Premium | FALSE | [9 empty] | 42481 |  |  | Yes |  | 3.1 | 32069.752 | 119.2 | 269 | 20 | 0.9 | 4000 | 80
PDH3Q15D | GE Lighting Solutions | Albeo | ABH4(5D)4H482XXXXXW | Indoor Luminaires | High-Bay | High-Bay Luminaires for Commercial and Industrial Buildings | Premium | FALSE | [9 empty] | 42481 |  |  | Yes |  | 3.1 | 31925.389 | 116.1 | 275 | 20 | 0.9 | 4000 | 80
P2X58V6K | GE Lighting Solutions | Albeo | ABH4(01234)4H482XXXXXW | Indoor Luminaires | High-Bay | High-Bay Luminaires for Commercial and Industrial Buildings | Premium | FALSE | [9 empty] | 42481 |  |  | Yes |  | 3.1 | 31925.389 | 122.3 | 261 | 20 | 0.9 | 4000 | 80
PNJBGK82 | GE Lighting Solutions | Albeo | ABH4(01234)4H488XXXXXW | Indoor Luminaires | High-Bay | High-Bay Luminaires for Commercial and Industrial Buildings | Premium | FALSE | [9 empty] | 42481 |  |  | Yes |  | 3.1 | 31795.61 | 121.8 | 261 | 20 | 0.9 | 4000 | 80
PAWVJ792 | GE Lighting Solutions | Albeo | ABH4(5D)4H488XXXXXW | Indoor Luminaires | High-Bay | High-Bay Luminaires for Commercial and Industrial Buildings | Premium | FALSE | [9 empty] | 42481 |  |  | Yes |  | 3.1 | 31795.61 | 115.6 | 275 | 20 | 0.9 | 4000 | 80
P8UA79PF | GE Lighting Solutions | Albeo | ABH4(01234)4H483XXXXXW | Indoor Luminaires | High-Bay | High-Bay Luminaires for Commercial and Industrial Buildings | Premium | FALSE | [9 empty] | 42481 |  |  | Yes |  | 3.1 | 31763.166 | 121.7 | 261 | 20 | 0.9 | 4000 | 80
P5Z6W594 | GE Lighting Solutions | Albeo | ABH4(5D)4H483XXXXXW | Indoor Luminaires | High-Bay | High-Bay Luminaires for Commercial and Industrial Buildings | Premium | FALSE | [9 empty] | 42481 |  |  | Yes |  | 3.1 | 31763.166 | 115.5 | 275 | 20 | 0.9 | 4000 | 80
PVERN9XR | GE Lighting Solutions | Albeo | ABH4(5D)4V48DXXXXXW | Indoor Luminaires | High-Bay | High-Bay Luminaires for Commercial and Industrial Buildings | Standard | FALSE | [9 empty] | 42481 |  |  | Yes |  | 3.1 | 30788.615 | 102.6 | 300 | 20 | 0.9 | 4000 | 80
P3CT715U | GE Lighting Solutions | Albeo | ABH4(01234)4V48DXXXXXW | Indoor Luminaires | High-Bay | High-Bay Luminaires for Commercial and Industrial Buildings | Standard | FALSE | [9 empty] | 42481 |  |  | Yes |  | 3.1 | 30788.615 | 107.3 | 287 | 20 | 0.9 | 4000 | 80
PS4TZ27F | GE Lighting Solutions | Albeo | ABH4(01234)4H48FXXXXXW | Indoor Luminaires | High-Bay | High-Bay Luminaires for Commercial and Industrial Buildings | Premium | FALSE | [9 empty] | 42481 |  |  | Yes |  | 3.1 | 30660.053 | 117.5 | 261 | 20 | 0.9 | 4000 | 80
P44SNZTE | GE Lighting Solutions | Albeo | ABH4(5D)4H48FXXXXXW | Indoor Luminaires | High-Bay | High-Bay Luminaires for Commercial and Industrial Buildings | Premium | FALSE | [9 empty] | 42481 |  |  | Yes |  | 3.1 | 30660.053 | 111.5 | 275 | 20 | 0.9 | 4000 | 80
PTJMBFHP | GE Lighting Solutions | Albeo | ABH4(5D)4H48DXXXXXW | Indoor Luminaires | High-Bay | High-Bay Luminaires for Commercial and Industrial Buildings | Standard | FALSE | [9 empty] | 42481 |  |  | Yes |  | 3.1 | 28680.938 | 104.3 | 275 | 20 | 0.9 | 4000 | 80
PPCDM5E4 | GE Lighting Solutions | Albeo | ABH4(01234)4H48DXXXXXW | Indoor Luminaires | High-Bay | High-Bay Luminaires for Commercial and Industrial Buildings | Standard | FALSE | [9 empty] | 42481 |  |  | Yes |  | 3.1 | 28680.938 | 109.9 | 261 | 20 | 0.9 | 4000 | 80
PM527QQ5 | GE Lighting Solutions | Albeo | ABH4(01234)3V481XXXXXW | Indoor Luminaires | High-Bay | High-Bay Luminaires for Commercial and Industrial Buildings | Premium | FALSE | [9 empty] | 42481 |  |  | Yes |  | 3.1 | 26133.25 | 121.6 | 215 | 20 | 0.9 | 4000 | 80
P7ETC682 | GE Lighting Solutions | Albeo | ABH4(5D)3V481XXXXXW | Indoor Luminaires | High-Bay | High-Bay Luminaires for Commercial and Industrial Buildings | Premium | FALSE | [9 empty] | 42481 |  |  | Yes |  | 3.1 | 26133.25 | 115.1 | 227 | 20 | 0.9 | 4000 | 80
P4W8EVFV | GE Lighting Solutions | Albeo | ABH4(5D)3V484XXXXXW | Indoor Luminaires | High-Bay | High-Bay Luminaires for Commercial and Industrial Buildings | Premium | FALSE | [9 empty] | 42481 |  |  | Yes |  | 3.1 | 25898.05 | 114.1 | 227 | 20 | 0.9 | 4000 | 80
P34DXD8F | GE Lighting Solutions | Albeo | ABH4(01234)3V484XXXXXW | Indoor Luminaires | High-Bay | High-Bay Luminaires for Commercial and Industrial Buildings | Premium | FALSE | [9 empty] | 42481 |  |  | Yes |  | 3.1 | 25898.05 | 120.5 | 215 | 20 | 0.9 | 4000 | 80
PK1DM3SC | GE Lighting Solutions | Albeo | ABH4(01234)3V482XXXXXW | Indoor Luminaires | High-Bay | High-Bay Luminaires for Commercial and Industrial Buildings | Premium | FALSE | [9 empty] | 42481 |  |  | Yes |  | 3.1 | 25715.117 | 119.6 | 215 | 20 | 0.9 | 4000 | 80
PG44TAJV | GE Lighting Solutions | Albeo | ABH4(5D)3V482XXXXXW | Indoor Luminaires | High-Bay | High-Bay Luminaires for Commercial and Industrial Buildings | Premium | FALSE | [9 empty] | 42481 |  |  | Yes |  | 3.1 | 25715.117 | 113.3 | 227 | 20 | 0.9 | 4000 | 80
PSSF8B8C | GE Lighting Solutions | Albeo | ABH4(01234)3V488XXXXXW | Indoor Luminaires | High-Bay | High-Bay Luminaires for Commercial and Industrial Buildings | Premium | FALSE | [9 empty] | 42481 |  |  | Yes |  | 3.1 | 25610.586 | 119.1 | 215 | 20 | 0.9 | 4000 | 80
PDJWW4SM | GE Lighting Solutions | Albeo | ABH4(5D)3V488XXXXXW | Indoor Luminaires | High-Bay | High-Bay Luminaires for Commercial and Industrial Buildings | Premium | FALSE | [9 empty] | 42481 |  |  | Yes |  | 3.1 | 25610.586 | 112.8 | 227 | 20 | 0.9 | 4000 | 80
PP4N37WR | GE Lighting Solutions | Albeo | ABH4(01234)3V483XXXXXW | Indoor Luminaires | High-Bay | High-Bay Luminaires for Commercial and Industrial Buildings | Premium | FALSE | [9 empty] | 42481 |  |  | Yes |  | 3.1 | 25584.451 | 119 | 215 | 20 | 0.9 | 4000 | 80
PFK9MXB9 | GE Lighting Solutions | Albeo | ABH4(5D)3V483XXXXXW | Indoor Luminaires | High-Bay | High-Bay Luminaires for Commercial and Industrial Buildings | Premium | FALSE | [9 empty] | 42481 |  |  | Yes |  | 3.1 | 25584.451 | 112.7 | 227 | 20 | 0.9 | 4000 | 80
PNJ34E1W | GE Lighting Solutions | Albeo | ABH4(5D)3V48FXXXXXW | Indoor Luminaires | High-Bay | High-Bay Luminaires for Commercial and Industrial Buildings | Standard | FALSE | [9 empty] | 42481 |  |  | Yes |  | 3.1 | 24695.922 | 108.8 | 227 | 20 | 0.9 | 4000 | 80
P11NB38K | GE Lighting Solutions | Albeo | ABH4(01234)3V48FXXXXXW | Indoor Luminaires | High-Bay | High-Bay Luminaires for Commercial and Industrial Buildings | Premium | FALSE | [9 empty] | 42481 |  |  | Yes |  | 3.1 | 24695.922 | 114.9 | 215 | 20 | 0.9 | 4000 | 80
PST7SDY1 | GE Lighting Solutions | Albeo | ABH4(01234)3H481XXXXXW | Indoor Luminaires | High-Bay | High-Bay Luminaires for Commercial and Industrial Buildings | Premium | FALSE | [9 empty] | 42481 |  |  | Yes |  | 3.1 | 24356.75 | 124.3 | 196 | 20 | 0.9 | 4000 | 80
P38KKMC7 | GE Lighting Solutions | Albeo | ABH4(5D)3H481XXXXXW | Indoor Luminaires | High-Bay | High-Bay Luminaires for Commercial and Industrial Buildings | Premium | FALSE | [9 empty] | 42481 |  |  | Yes |  | 3.1 | 24356.75 | 117.1 | 208 | 20 | 0.9 | 4000 | 80
PGEFEPRB | GE Lighting Solutions | Albeo | ABH4(01234)4T481XXXXXW | Indoor Luminaires | High-Bay | High-Bay Luminaires for Commercial and Industrial Buildings | Premium | FALSE | [9 empty] | 42481 |  |  | Yes |  | 3.1 | 24216.5 | 134.5 | 180 | 20 | 0.9 | 4000 | 80
P4HWXDD7 | GE Lighting Solutions | Albeo | ABH4(5D)4T481XXXXXW | Indoor Luminaires | High-Bay | High-Bay Luminaires for Commercial and Industrial Buildings | Premium | FALSE | [9 empty] | 42481 |  |  | Yes |  | 3.1 | 24216.5 | 125.5 | 193 | 20 | 0.9 | 4000 | 80
PK4QA9TJ | GE Lighting Solutions | Albeo | ABH4(01234)3H484XXXXXW | Indoor Luminaires | High-Bay | High-Bay Luminaires for Commercial and Industrial Buildings | Premium | FALSE | [9 empty] | 42481 |  |  | Yes |  | 3.1 | 24137.54 | 123.2 | 196 | 20 | 0.9 | 4000 | 80
P3VWY6ZM | GE Lighting Solutions | Albeo | ABH4(5D)3H484XXXXXW | Indoor Luminaires | High-Bay | High-Bay Luminaires for Commercial and Industrial Buildings | Premium | FALSE | [9 empty] | 42481 |  |  | Yes |  | 3.1 | 24137.54 | 116 | 208 | 20 | 0.9 | 4000 | 80
PQ9QZSZ5 | GE Lighting Solutions | Albeo | ABH4(5D)4T484XXXXXW | Indoor Luminaires | High-Bay | High-Bay Luminaires for Commercial and Industrial Buildings | Premium | FALSE | [9 empty] | 42481 |  |  | Yes |  | 3.1 | 23998.55 | 124.3 | 193 | 20 | 0.9 | 4000 | 80
PH8GADBP | GE Lighting Solutions | Albeo | ABH4(01234)4T484XXXXXW | Indoor Luminaires | High-Bay | High-Bay Luminaires for Commercial and Industrial Buildings | Premium | FALSE | [9 empty] | 42481 |  |  | Yes |  | 3.1 | 23998.55 | 133.3 | 180 | 20 | 0.9 | 4000 | 80
PZKU4GDT | GE Lighting Solutions | Albeo | ABH4(01234)3H482XXXXXW | Indoor Luminaires | High-Bay | High-Bay Luminaires for Commercial and Industrial Buildings | Premium | FALSE | [9 empty] | 42481 |  |  | Yes |  | 3.1 | 23967.043 | 122.3 | 196 | 20 | 0.9 | 4000 | 80
PVWUT6EZ | GE Lighting Solutions | Albeo | ABH4(5D)3H482XXXXXW | Indoor Luminaires | High-Bay | High-Bay Luminaires for Commercial and Industrial Buildings | Premium | FALSE | [9 empty] | 42481 |  |  | Yes |  | 3.1 | 23967.043 | 115.2 | 208 | 20 | 0.9 | 4000 | 80
PSMPAPYV | GE Lighting Solutions | Albeo | ABH4(5D)3H488XXXXXW | Indoor Luminaires | High-Bay | High-Bay Luminaires for Commercial and Industrial Buildings | Premium | FALSE | [9 empty] | 42481 |  |  | Yes |  | 3.1 | 23869.615 | 114.8 | 208 | 20 | 0.9 | 4000 | 80
PEBN6RYT | GE Lighting Solutions | Albeo | ABH4(01234)3H488XXXXXW | Indoor Luminaires | High-Bay | High-Bay Luminaires for Commercial and Industrial Buildings | Premium | FALSE | [9 empty] | 42481 |  |  | Yes |  | 3.1 | 23869.615 | 121.8 | 196 | 20 | 0.9 | 4000 | 80
PKEHWXME | GE Lighting Solutions | Albeo | ABH4(5D)3H483XXXXXW | Indoor Luminaires | High-Bay | High-Bay Luminaires for Commercial and Industrial Buildings | Premium | FALSE | [9 empty] | 42481 |  |  | Yes |  | 3.1 | 23845.258 | 114.6 | 208 | 20 | 0.9 | 4000 | 80
P9RVKJ59 | GE Lighting Solutions | Albeo | ABH4(01234)3H483XXXXXW | Indoor Luminaires | High-Bay | High-Bay Luminaires for Commercial and Industrial Buildings | Premium | FALSE | [9 empty] | 42481 |  |  | Yes |  | 3.1 | 23845.258 | 121.7 | 196 | 20 | 0.9 | 4000 | 80
PQVRB2HR | GE Lighting Solutions | Albeo | ABH4(5D)4T482XXXXXW | Indoor Luminaires | High-Bay | High-Bay Luminaires for Commercial and Industrial Buildings | Premium | FALSE | [9 empty] | 42481 |  |  | Yes |  | 3.1 | 23829.035 | 123.5 | 193 | 20 | 0.9 | 4000 | 80
PH78MH7G | GE Lighting Solutions | Albeo | ABH4(01234)4T482XXXXXW | Indoor Luminaires | High-Bay | High-Bay Luminaires for Commercial and Industrial Buildings | Premium | FALSE | [9 empty] | 42481 |  |  | Yes |  | 3.1 | 23829.035 | 132.4 | 180 | 20 | 0.9 | 4000 | 80
PY3N8HKU | GE Lighting Solutions | Albeo | ABH4(5D)4T488XXXXXW | Indoor Luminaires | High-Bay | High-Bay Luminaires for Commercial and Industrial Buildings | Premium | FALSE | [9 empty] | 42481 |  |  | Yes |  | 3.1 | 23732.17 | 123 | 193 | 20 | 0.9 | 4000 | 80
P68MFDAK | GE Lighting Solutions | Albeo | ABH4(01234)4T488XXXXXW | Indoor Luminaires | High-Bay | High-Bay Luminaires for Commercial and Industrial Buildings | Premium | FALSE | [9 empty] | 42481 |  |  | Yes |  | 3.1 | 23732.17 | 131.8 | 180 | 20 | 0.9 | 4000 | 80
PYMDDCR9 | GE Lighting Solutions | Albeo | ABH4(01234)4T483XXXXXW | Indoor Luminaires | High-Bay | High-Bay Luminaires for Commercial and Industrial Buildings | Premium | FALSE | [9 empty] | 42481 |  |  | Yes |  | 3.1 | 23707.953 | 131.7 | 180 | 20 | 0.9 | 4000 | 80
P399UMB2 | GE Lighting Solutions | Albeo | ABH4(5D)4T483XXXXXW | Indoor Luminaires | High-Bay | High-Bay Luminaires for Commercial and Industrial Buildings | Premium | FALSE | [9 empty] | 42481 |  |  | Yes |  | 3.1 | 23707.953 | 122.8 | 193 | 20 | 0.9 | 4000 | 80
PACMMMHD | GE Lighting Solutions | Albeo | ABH4(01234)3V48DXXXXXW | Indoor Luminaires | High-Bay | High-Bay Luminaires for Commercial and Industrial Buildings | Standard | FALSE | [9 empty] | 42481 |  |  | Yes |  | 3.1 | 23101.793 | 107.5 | 215 | 20 | 0.9 | 4000 | 80
PKXSG5FY | GE Lighting Solutions | Albeo | ABH4(5D)3H48FXXXXXW | Indoor Luminaires | High-Bay | High-Bay Luminaires for Commercial and Industrial Buildings | Premium | FALSE | [9 empty] | 42481 |  |  | Yes |  | 3.1 | 23017.129 | 110.7 | 208 | 20 | 0.9 | 4000 | 80
PBFQPTHU | GE Lighting Solutions | Albeo | ABH4(01234)3H48FXXXXXW | Indoor Luminaires | High-Bay | High-Bay Luminaires for Commercial and Industrial Buildings | Premium | FALSE | [9 empty] | 42481 |  |  | Yes |  | 3.1 | 23017.129 | 117.4 | 196 | 20 | 0.9 | 4000 | 80
PQCWYW5H | GE Lighting Solutions | Albeo | ABH4(01234)4T48FXXXXXW | Indoor Luminaires | High-Bay | High-Bay Luminaires for Commercial and Industrial Buildings | Premium | FALSE | [9 empty] | 42481 |  |  | Yes |  | 3.1 | 22884.592 | 127.1 | 180 | 20 | 0.9 | 4000 | 80
P4WVSE8K | GE Lighting Solutions | Albeo | ABH4(5D)4T48FXXXXXW | Indoor Luminaires | High-Bay | High-Bay Luminaires for Commercial and Industrial Buildings | Premium | FALSE | [9 empty] | 42481 |  |  | Yes |  | 3.1 | 22884.592 | 118.6 | 193 | 20 | 0.9 | 4000 | 80
PYZ63M3Y | GE Lighting Solutions | Albeo | ABH4(5D)3H48DXXXXXW | Indoor Luminaires | High-Bay | High-Bay Luminaires for Commercial and Industrial Buildings | Standard | FALSE | [9 empty] | 42481 |  |  | Yes |  | 3.1 | 21531.367 | 103.5 | 208 | 20 | 0.9 | 4000 | 80
PUQDHYV6 | GE Lighting Solutions | Albeo | ABH4(01234)3H48DXXXXXW | Indoor Luminaires | High-Bay | High-Bay Luminaires for Commercial and Industrial Buildings | Standard | FALSE | [9 empty] | 42481 |  |  | Yes |  | 3.1 | 21531.367 | 109.9 | 196 | 20 | 0.9 | 4000 | 80
PWWH9MUD | GE Lighting Solutions | Albeo | ABH4(01234)4T48DXXXXXW | Indoor Luminaires | High-Bay | High-Bay Luminaires for Commercial and Industrial Buildings | Premium | FALSE | [9 empty] | 42481 |  |  | Yes |  | 3.1 | 21407.387 | 118.9 | 180 | 20 | 0.9 | 4000 | 80
PUH3GHN6 | GE Lighting Solutions | Albeo | ABH4(5D)4T48DXXXXXW | Indoor Luminaires | High-Bay | High-Bay Luminaires for Commercial and Industrial Buildings | Premium | FALSE | [9 empty] | 42481 |  |  | Yes |  | 3.1 | 21407.387 | 110.9 | 193 | 20 | 0.9 | 4000 | 80
PTBV54RU | GE Lighting Solutions | Albeo | ABH4(5D)3T481XXXXXW | Indoor Luminaires | High-Bay | High-Bay Luminaires for Commercial and Industrial Buildings | Premium | FALSE | [9 empty] | 42481 |  |  | Yes |  | 3.1 | 18139 | 123.4 | 147 | 20 | 0.9 | 4000 | 80
PS4C49FK | GE Lighting Solutions | Albeo | ABH4(01234)3T481XXXXXW | Indoor Luminaires | High-Bay | High-Bay Luminaires for Commercial and Industrial Buildings | Premium | FALSE | [9 empty] | 42481 |  |  | Yes |  | 3.1 | 18139 | 134.4 | 135 | 20 | 0.9 | 4000 | 80
PNQYVZBW | GE Lighting Solutions | Albeo | ABH4(01234)3T484XXXXXW | Indoor Luminaires | High-Bay | High-Bay Luminaires for Commercial and Industrial Buildings | Premium | FALSE | [9 empty] | 42481 |  |  | Yes |  | 3.1 | 17975.748 | 133.2 | 135 | 20 | 0.9 | 4000 | 80
P6WGVHZQ | GE Lighting Solutions | Albeo | ABH4(5D)3T484XXXXXW | Indoor Luminaires | High-Bay | High-Bay Luminaires for Commercial and Industrial Buildings | Premium | FALSE | [9 empty] | 42481 |  |  | Yes |  | 3.1 | 17975.748 | 122.3 | 147 | 20 | 0.9 | 4000 | 80
PJ6WQB3E | GE Lighting Solutions | Albeo | ABH4(5D)3T482XXXXXW | Indoor Luminaires | High-Bay | High-Bay Luminaires for Commercial and Industrial Buildings | Premium | FALSE | [9 empty] | 42481 |  |  | Yes |  | 3.1 | 17848.775 | 121.4 | 147 | 20 | 0.9 | 4000 | 80
PD9H5DTU | GE Lighting Solutions | Albeo | ABH4(01234)3T482XXXXXW | Indoor Luminaires | High-Bay | High-Bay Luminaires for Commercial and Industrial Buildings | Premium | FALSE | [9 empty] | 42481 |  |  | Yes |  | 3.1 | 17848.775 | 132.2 | 135 | 20 | 0.9 | 4000 | 80
PQFNZWHA | GE Lighting Solutions | Albeo | ABH4(01234)3T488XXXXXW | Indoor Luminaires | High-Bay | High-Bay Luminaires for Commercial and Industrial Buildings | Premium | FALSE | [9 empty] | 42481 |  |  | Yes |  | 3.1 | 17776.22 | 131.7 | 135 | 20 | 0.9 | 4000 | 80
P88K83R2 | GE Lighting Solutions | Albeo | ABH4(5D)3T488XXXXXW | Indoor Luminaires | High-Bay | High-Bay Luminaires for Commercial and Industrial Buildings | Premium | FALSE | [9 empty] | 42481 |  |  | Yes |  | 3.1 | 17776.22 | 120.9 | 147 | 20 | 0.9 | 4000 | 80
PJ55PT9S | GE Lighting Solutions | Albeo | ABH4(5D)3T483XXXXXW | Indoor Luminaires | High-Bay | High-Bay Luminaires for Commercial and Industrial Buildings | Premium | FALSE | [9 empty] | 42481 |  |  | Yes |  | 3.1 | 17758.08 | 120.8 | 147 | 20 | 0.9 | 4000 | 80
PHWDTJ7V | GE Lighting Solutions | Albeo | ABH4(01234)3T483XXXXXW | Indoor Luminaires | High-Bay | High-Bay Luminaires for Commercial and Industrial Buildings | Premium | FALSE | [9 empty] | 42481 |  |  | Yes |  | 3.1 | 17758.08 | 131.5 | 135 | 20 | 0.9 | 4000 | 80
PKNP65EV | GE Lighting Solutions | Albeo | ABH4(01234)2V481XXXXXW | Indoor Luminaires | High-Bay | High-Bay Luminaires for Commercial and Industrial Buildings | Premium | FALSE | [9 empty] | 42481 |  |  | Yes |  | 3.1 | 17437.75 | 121.9 | 143 | 20 | 0.9 | 4000 | 80
P6K86N33 | GE Lighting Solutions | Albeo | ABH4(5D)2V481XXXXXW | Indoor Luminaires | High-Bay | High-Bay Luminaires for Commercial and Industrial Buildings | Premium | FALSE | [9 empty] | 42481 |  |  | Yes |  | 3.1 | 17437.75 | 116.3 | 150 | 20 | 0.9 | 4000 | 80
PN4ZT8RF | GE Lighting Solutions | Albeo | ABH4(5D)2V484XXXXXW | Indoor Luminaires | High-Bay | High-Bay Luminaires for Commercial and Industrial Buildings | Premium | FALSE | [9 empty] | 42481 |  |  | Yes |  | 3.1 | 17280.81 | 115.2 | 150 | 20 | 0.9 | 4000 | 80
PGRFZ1AN | GE Lighting Solutions | Albeo | ABH4(01234)2V484XXXXXW | Indoor Luminaires | High-Bay | High-Bay Luminaires for Commercial and Industrial Buildings | Premium | FALSE | [9 empty] | 42481 |  |  | Yes |  | 3.1 | 17280.81 | 120.8 | 143 | 20 | 0.9 | 4000 | 80
PQ9R6CTM | GE Lighting Solutions | Albeo | ABH4(01234)2V482XXXXXW | Indoor Luminaires | High-Bay | High-Bay Luminaires for Commercial and Industrial Buildings | Premium | FALSE | [9 empty] | 42481 |  |  | Yes |  | 3.1 | 17158.746 | 120 | 143 | 20 | 0.9 | 4000 | 80
P6QWV4CS | GE Lighting Solutions | Albeo | ABH4(5D)2V482XXXXXW | Indoor Luminaires | High-Bay | High-Bay Luminaires for Commercial and Industrial Buildings | Premium | FALSE | [9 empty] | 42481 |  |  | Yes |  | 3.1 | 17158.746 | 114.4 | 150 | 20 | 0.9 | 4000 | 80
PKXNSRAG | GE Lighting Solutions | Albeo | ABH4(5D)3T48FXXXXXW | Indoor Luminaires | High-Bay | High-Bay Luminaires for Commercial and Industrial Buildings | Premium | FALSE | [9 empty] | 42481 |  |  | Yes |  | 3.1 | 17141.355 | 116.6 | 147 | 20 | 0.9 | 4000 | 80
P9X318PE | GE Lighting Solutions | Albeo | ABH4(01234)3T48FXXXXXW | Indoor Luminaires | High-Bay | High-Bay Luminaires for Commercial and Industrial Buildings | Premium | FALSE | [9 empty] | 42481 |  |  | Yes |  | 3.1 | 17141.355 | 127 | 135 | 20 | 0.9 | 4000 | 80
PN2ZN8KU | GE Lighting Solutions | Albeo | ABH4(01234)2V488XXXXXW | Indoor Luminaires | High-Bay | High-Bay Luminaires for Commercial and Industrial Buildings | Premium | FALSE | [9 empty] | 42481 |  |  | Yes |  | 3.1 | 17088.994 | 119.5 | 143 | 20 | 0.9 | 4000 | 80
PGM19U23 | GE Lighting Solutions | Albeo | ABH4(5D)2V488XXXXXW | Indoor Luminaires | High-Bay | High-Bay Luminaires for Commercial and Industrial Buildings | Premium | FALSE | [9 empty] | 42481 |  |  | Yes |  | 3.1 | 17088.994 | 113.9 | 150 | 20 | 0.9 | 4000 | 80
PH7B7XY9 | GE Lighting Solutions | Albeo | ABH4(5D)2V483XXXXXW | Indoor Luminaires | High-Bay | High-Bay Luminaires for Commercial and Industrial Buildings | Premium | FALSE | [9 empty] | 42481 |  |  | Yes |  | 3.1 | 17071.557 | 113.8 | 150 | 20 | 0.9 | 4000 | 80
P4H38QJ6 | GE Lighting Solutions | Albeo | ABH4(01234)2V483XXXXXW | Indoor Luminaires | High-Bay | High-Bay Luminaires for Commercial and Industrial Buildings | Premium | FALSE | [9 empty] | 42481 |  |  | Yes |  | 3.1 | 17071.557 | 119.4 | 143 | 20 | 0.9 | 4000 | 80
PKK53CK1 | GE Lighting Solutions | Albeo | ABH4(01234)2V48FXXXXXW | Indoor Luminaires | High-Bay | High-Bay Luminaires for Commercial and Industrial Buildings | Premium | FALSE | [9 empty] | 42481 |  |  | Yes |  | 3.1 | 16478.674 | 115.2 | 143 | 20 | 0.9 | 4000 | 80
PD557APP | GE Lighting Solutions | Albeo | ABH4(5D)2V48FXXXXXW | Indoor Luminaires | High-Bay | High-Bay Luminaires for Commercial and Industrial Buildings | Standard | FALSE | [9 empty] | 42481 |  |  | Yes |  | 3.1 | 16478.674 | 109.9 | 150 | 20 | 0.9 | 4000 | 80
PEGUN7JK | GE Lighting Solutions | Albeo | ABH4(01234)2H481XXXXXW | Indoor Luminaires | High-Bay | High-Bay Luminaires for Commercial and Industrial Buildings | Premium | FALSE | [9 empty] | 42481 |  |  | Yes |  | 3.1 | 16222.25 | 124.8 | 130 | 20 | 0.9 | 4000 | 80
PCE2EQDB | GE Lighting Solutions | Albeo | ABH4(5D)2H481XXXXXW | Indoor Luminaires | High-Bay | High-Bay Luminaires for Commercial and Industrial Buildings | Premium | FALSE | [9 empty] | 42481 |  |  | Yes |  | 3.1 | 16222.25 | 117.6 | 138 | 20 | 0.9 | 4000 | 80
PEDURJZU | GE Lighting Solutions | Albeo | ABH4(5D)2H484XXXXXW | Indoor Luminaires | High-Bay | High-Bay Luminaires for Commercial and Industrial Buildings | Premium | FALSE | [9 empty] | 42481 |  |  | Yes |  | 3.1 | 16076.25 | 116.5 | 138 | 20 | 0.9 | 4000 | 80
P4HWX2X8 | GE Lighting Solutions | Albeo | ABH4(01234)2H484XXXXXW | Indoor Luminaires | High-Bay | High-Bay Luminaires for Commercial and Industrial Buildings | Premium | FALSE | [9 empty] | 42481 |  |  | Yes |  | 3.1 | 16076.25 | 123.7 | 130 | 20 | 0.9 | 4000 | 80
PFVWAPK8 | GE Lighting Solutions | Albeo | ABH4(5D)3T48DXXXXXW | Indoor Luminaires | High-Bay | High-Bay Luminaires for Commercial and Industrial Buildings | Standard | FALSE | [9 empty] | 42481 |  |  | Yes |  | 3.1 | 16034.876 | 109.1 | 147 | 20 | 0.9 | 4000 | 80
P35HAU8U | GE Lighting Solutions | Albeo | ABH4(01234)3T48DXXXXXW | Indoor Luminaires | High-Bay | High-Bay Luminaires for Commercial and Industrial Buildings | Premium | FALSE | [9 empty] | 42481 |  |  | Yes |  | 3.1 | 16034.876 | 118.8 | 135 | 20 | 0.9 | 4000 | 80
PM713JS5 | GE Lighting Solutions | Albeo | ABH4(5D)2H482XXXXXW | Indoor Luminaires | High-Bay | High-Bay Luminaires for Commercial and Industrial Buildings | Premium | FALSE | [9 empty] | 42481 |  |  | Yes |  | 3.1 | 15962.694 | 115.7 | 138 | 20 | 0.9 | 4000 | 80
P7FGEDN4 | GE Lighting Solutions | Albeo | ABH4(01234)2H482XXXXXW | Indoor Luminaires | High-Bay | High-Bay Luminaires for Commercial and Industrial Buildings | Premium | FALSE | [9 empty] | 42481 |  |  | Yes |  | 3.1 | 15962.694 | 122.8 | 130 | 20 | 0.9 | 4000 | 80
PQWF3RSB | GE Lighting Solutions | Albeo | ABH4(01234)2H488XXXXXW | Indoor Luminaires | High-Bay | High-Bay Luminaires for Commercial and Industrial Buildings | Premium | FALSE | [9 empty] | 42481 |  |  | Yes |  | 3.1 | 15897.805 | 122.3 | 130 | 20 | 0.9 | 4000 | 80
PQNJZKNV | GE Lighting Solutions | Albeo | ABH4(5D)2H488XXXXXW | Indoor Luminaires | High-Bay | High-Bay Luminaires for Commercial and Industrial Buildings | Premium | FALSE | [9 empty] | 42481 |  |  | Yes |  | 3.1 | 15897.805 | 115.2 | 138 | 20 | 0.9 | 4000 | 80
PM1FJGRP | GE Lighting Solutions | Albeo | ABH4(5D)2H483XXXXXW | Indoor Luminaires | High-Bay | High-Bay Luminaires for Commercial and Industrial Buildings | Premium | FALSE | [9 empty] | 42481 |  |  | Yes |  | 3.1 | 15881.583 | 115.1 | 138 | 20 | 0.9 | 4000 | 80
P29UCEKK | GE Lighting Solutions | Albeo | ABH4(01234)2H483XXXXXW | Indoor Luminaires | High-Bay | High-Bay Luminaires for Commercial and Industrial Buildings | Premium | FALSE | [9 empty] | 42481 |  |  | Yes |  | 3.1 | 15881.583 | 122.2 | 130 | 20 | 0.9 | 4000 | 80
PJAVKRS4 | GE Lighting Solutions | Albeo | ABH4(5D)2V48DXXXXXW | Indoor Luminaires | High-Bay | High-Bay Luminaires for Commercial and Industrial Buildings | Standard | FALSE | [9 empty] | 42481 |  |  | Yes |  | 3.1 | 15414.971 | 102.8 | 150 | 20 | 0.9 | 4000 | 80
P3M1MZ47 | GE Lighting Solutions | Albeo | ABH4(01234)2V48DXXXXXW | Indoor Luminaires | High-Bay | High-Bay Luminaires for Commercial and Industrial Buildings | Standard | FALSE | [9 empty] | 42481 |  |  | Yes |  | 3.1 | 15414.971 | 107.8 | 143 | 20 | 0.9 | 4000 | 80
P4KCP5JB | GE Lighting Solutions | Albeo | ABH4(01234)2H48FXXXXXW | Indoor Luminaires | High-Bay | High-Bay Luminaires for Commercial and Industrial Buildings | Premium | FALSE | [9 empty] | 42481 |  |  | Yes |  | 3.1 | 15330.026 | 117.9 | 130 | 20 | 0.9 | 4000 | 80
P1H29BQN | GE Lighting Solutions | Albeo | ABH4(5D)2H48FXXXXXW | Indoor Luminaires | High-Bay | High-Bay Luminaires for Commercial and Industrial Buildings | Premium | FALSE | [9 empty] | 42481 |  |  | Yes |  | 3.1 | 15330.026 | 111.1 | 138 | 20 | 0.9 | 4000 | 80
PX2SW5CG | GE Lighting Solutions | Albeo | ABH4(5D)2H48DXXXXXW | Indoor Luminaires | High-Bay | High-Bay Luminaires for Commercial and Industrial Buildings | Standard | FALSE | [9 empty] | 42481 |  |  | Yes |  | 3.1 | 14340.469 | 103.9 | 138 | 20 | 0.9 | 4000 | 80
PS4VN4C1 | GE Lighting Solutions | Albeo | ABH4(5D)2T481XXXXXW | Indoor Luminaires | High-Bay | High-Bay Luminaires for Commercial and Industrial Buildings | Premium | FALSE | [9 empty] | 42481 |  |  | Yes |  | 3.1 | 12108.25 | 124.8 | 97 | 20 | 0.9 | 4000 | 80
P8EFUN8U | GE Lighting Solutions | Albeo | ABH4(01234)2T481XXXXXW | Indoor Luminaires | High-Bay | High-Bay Luminaires for Commercial and Industrial Buildings | Premium | FALSE | [9 empty] | 42481 |  |  | Yes |  | 3.1 | 12108.25 | 134.5 | 90 | 20 | 0.9 | 4000 | 80
P9VCJV9C | GE Lighting Solutions | Albeo | ABH4(01234)2T484XXXXXW | Indoor Luminaires | High-Bay | High-Bay Luminaires for Commercial and Industrial Buildings | Premium | FALSE | [9 empty] | 42481 |  |  | Yes |  | 3.1 | 11999.275 | 133.3 | 90 | 20 | 0.9 | 4000 | 80
P5E4KM4D | GE Lighting Solutions | Albeo | ABH4(5D)2T484XXXXXW | Indoor Luminaires | High-Bay | High-Bay Luminaires for Commercial and Industrial Buildings | Premium | FALSE | [9 empty] | 42481 |  |  | Yes |  | 3.1 | 11999.275 | 123.7 | 97 | 20 | 0.9 | 4000 | 80
PPUYQ112 | GE Lighting Solutions | Albeo | ABH4(5D)2T482XXXXXW | Indoor Luminaires | High-Bay | High-Bay Luminaires for Commercial and Industrial Buildings | Premium | FALSE | [9 empty] | 42481 |  |  | Yes |  | 3.1 | 11914.518 | 122.8 | 97 | 20 | 0.9 | 4000 | 80
P5VDWDRT | GE Lighting Solutions | Albeo | ABH4(01234)2T482XXXXXW | Indoor Luminaires | High-Bay | High-Bay Luminaires for Commercial and Industrial Buildings | Premium | FALSE | [9 empty] | 42481 |  |  | Yes |  | 3.1 | 11914.518 | 132.4 | 90 | 20 | 0.9 | 4000 | 80
PV2Z765R | GE Lighting Solutions | Albeo | ABH4(01234)2T488XXXXXW | Indoor Luminaires | High-Bay | High-Bay Luminaires for Commercial and Industrial Buildings | Premium | FALSE | [9 empty] | 42481 |  |  | Yes |  | 3.1 | 11866.085 | 131.8 | 90 | 20 | 0.9 | 4000 | 80
PAGRWX68 | GE Lighting Solutions | Albeo | ABH4(5D)2T488XXXXXW | Indoor Luminaires | High-Bay | High-Bay Luminaires for Commercial and Industrial Buildings | Premium | FALSE | [9 empty] | 42481 |  |  | Yes |  | 3.1 | 11866.085 | 122.3 | 97 | 20 | 0.9 | 4000 | 80
PECUC2MN | GE Lighting Solutions | Albeo | ABH4(01234)2T483XXXXXW | Indoor Luminaires | High-Bay | High-Bay Luminaires for Commercial and Industrial Buildings | Premium | FALSE | [9 empty] | 42481 |  |  | Yes |  | 3.1 | 11853.977 | 131.7 | 90 | 20 | 0.9 | 4000 | 80
P1XEQXH2 | GE Lighting Solutions | Albeo | ABH4(5D)2T483XXXXXW | Indoor Luminaires | High-Bay | High-Bay Luminaires for Commercial and Industrial Buildings | Premium | FALSE | [9 empty] | 42481 |  |  | Yes |  | 3.1 | 11853.977 | 122.2 | 97 | 20 | 0.9 | 4000 | 80
PZG6KSCV | GE Lighting Solutions | Albeo | ABH4(5D)2T48FXXXXXW | Indoor Luminaires | High-Bay | High-Bay Luminaires for Commercial and Industrial Buildings | Premium | FALSE | [9 empty] | 42481 |  |  | Yes |  | 3.1 | 11442.296 | 118 | 97 | 20 | 0.9 | 4000 | 80
P9941NGY | GE Lighting Solutions | Albeo | ABH4(01234)2T48FXXXXXW | Indoor Luminaires | High-Bay | High-Bay Luminaires for Commercial and Industrial Buildings | Premium | FALSE | [9 empty] | 42481 |  |  | Yes |  | 3.1 | 11442.296 | 127.1 | 90 | 20 | 0.9 | 4000 | 80
PWYQ4XU5 | GE Lighting Solutions | Albeo | ABH4(5D)2T48DXXXXXW | Indoor Luminaires | High-Bay | High-Bay Luminaires for Commercial and Industrial Buildings | Premium | FALSE | [9 empty] | 42481 |  |  | Yes |  | 3.1 | 10703.693 | 110.3 | 97 | 20 | 0.9 | 4000 | 80
P9DSRH31 | GE Lighting Solutions | Albeo | ABH4(01234)1V481XXXXXW | Indoor Luminaires | High-Bay | Low-Bay Luminaires for Commercial and Industrial Buildings | Premium | FALSE | [9 empty] | 42481 |  |  | Yes |  | 3.1 | 8695.5 | 120.8 | 72 | 20 | 0.9 | 4000 | 80
PGHVSFCQ | GE Lighting Solutions | Albeo | ABH4(01234)1V484XXXXXW | Indoor Luminaires | High-Bay | Low-Bay Luminaires for Commercial and Industrial Buildings | Premium | FALSE | [9 empty] | 42481 |  |  | Yes |  | 3.1 | 8617.24 | 119.7 | 72 | 20 | 0.9 | 4000 | 80
PP88793H | GE Lighting Solutions | Albeo | ABH4(01234)1V482XXXXXW | Indoor Luminaires | High-Bay | Low-Bay Luminaires for Commercial and Industrial Buildings | Premium | FALSE | [9 empty] | 42481 |  |  | Yes |  | 3.1 | 8556.372 | 118.8 | 72 | 20 | 0.9 | 4000 | 80
PHKDZDZ4 | GE Lighting Solutions | Albeo | ABH4(01234)1V488XXXXXW | Indoor Luminaires | High-Bay | Low-Bay Luminaires for Commercial and Industrial Buildings | Premium | FALSE | [9 empty] | 42481 |  |  | Yes |  | 3.1 | 8521.59 | 118.4 | 72 | 20 | 0.9 | 4000 | 80
PRX1UYCT | GE Lighting Solutions | Albeo | ABH4(01234)1V483XXXXXW | Indoor Luminaires | High-Bay | Low-Bay Luminaires for Commercial and Industrial Buildings | Premium | FALSE | [9 empty] | 42481 |  |  | Yes |  | 3.1 | 8512.895 | 118.2 | 72 | 20 | 0.9 | 4000 | 80
P4WB7A99 | GE Lighting Solutions | Albeo | ABH4(01234)1V48FXXXXXW | Indoor Luminaires | High-Bay | Low-Bay Luminaires for Commercial and Industrial Buildings | Premium | FALSE | [9 empty] | 42481 |  |  | Yes |  | 3.1 | 8217.247 | 114.1 | 72 | 20 | 0.9 | 4000 | 80
PPWTEUJS | GE Lighting Solutions | Albeo | ABH4(01234)1H481XXXXXW | Indoor Luminaires | High-Bay | Low-Bay Luminaires for Commercial and Industrial Buildings | Premium | FALSE | [9 empty] | 42481 |  |  | Yes |  | 3.1 | 8134.5 | 125.1 | 65 | 20 | 0.9 | 4000 | 80
PSS4HV38 | GE Lighting Solutions | Albeo | ABH4(01234)1H484XXXXXW | Indoor Luminaires | High-Bay | Low-Bay Luminaires for Commercial and Industrial Buildings | Premium | FALSE | [9 empty] | 42481 |  |  | Yes |  | 3.1 | 8061.2896 | 124 | 65 | 20 | 0.9 | 4000 | 80
P1XNBVAX | GE Lighting Solutions | Albeo | ABH4(01234)1H482XXXXXW | Indoor Luminaires | High-Bay | Low-Bay Luminaires for Commercial and Industrial Buildings | Premium | FALSE | [9 empty] | 42481 |  |  | Yes |  | 3.1 | 8004.348 | 123.1 | 65 | 20 | 0.9 | 4000 | 80
PJFPG5J2 | GE Lighting Solutions | Albeo | ABH4(01234)1H488XXXXXW | Indoor Luminaires | High-Bay | Low-Bay Luminaires for Commercial and Industrial Buildings | Premium | FALSE | [9 empty] | 42481 |  |  | Yes |  | 3.1 | 7971.81 | 122.6 | 65 | 20 | 0.9 | 4000 | 80
PGB6PNXJ | GE Lighting Solutions | Albeo | ABH4(01234)1H483XXXXXW | Indoor Luminaires | High-Bay | Low-Bay Luminaires for Commercial and Industrial Buildings | Premium | FALSE | [9 empty] | 42481 |  |  | Yes |  | 3.1 | 7963.6753 | 122.5 | 65 | 20 | 0.9 | 4000 | 80
PXVZBK34 | GE Lighting Solutions | Albeo | ABH4(01234)1H48FXXXXXW | Indoor Luminaires | High-Bay | Low-Bay Luminaires for Commercial and Industrial Buildings | Premium | FALSE | [9 empty] | 42481 |  |  | Yes |  | 3.1 | 7687.1025 | 118.3 | 65 | 20 | 0.9 | 4000 | 80
P681TCF2 | GE Lighting Solutions | Albeo | ABH4(01234)1V48DXXXXXW | Indoor Luminaires | High-Bay | Low-Bay Luminaires for Commercial and Industrial Buildings | Standard | FALSE | [9 empty] | 42481 |  |  | Yes |  | 3.1 | 7686.822 | 106.8 | 72 | 20 | 0.9 | 4000 | 80
PYPF8MTT | GE Lighting Solutions | Albeo | ABH4(01234)1H48DXXXXXW | Indoor Luminaires | High-Bay | Low-Bay Luminaires for Commercial and Industrial Buildings | Premium | FALSE | [9 empty] | 42481 |  |  | Yes |  | 3.1 | 7190.898 | 110.6 | 65 | 20 | 0.9 | 4000 | 80
P4VBX9JP | GE Lighting Solutions | Albeo | ABH4(01234)1T481XXXXXW | Indoor Luminaires | High-Bay | Low-Bay Luminaires for Commercial and Industrial Buildings | Premium | FALSE | [9 empty] | 42481 |  |  | Yes |  | 3.1 | 6077.5 | 135.1 | 45 | 20 | 0.9 | 4000 | 80
P1MD1JCP | GE Lighting Solutions | Albeo | ABH4(01234)1T484XXXXXW | Indoor Luminaires | High-Bay | Low-Bay Luminaires for Commercial and Industrial Buildings | Premium | FALSE | [9 empty] | 42481 |  |  | Yes |  | 3.1 | 6022.8027 | 133.8 | 45 | 20 | 0.9 | 4000 | 80
PJP3AZ1S | GE Lighting Solutions | Albeo | ABH4(01234)1T482XXXXXW | Indoor Luminaires | High-Bay | Low-Bay Luminaires for Commercial and Industrial Buildings | Premium | FALSE | [9 empty] | 42481 |  |  | Yes |  | 3.1 | 5980.26 | 132.9 | 45 | 20 | 0.9 | 4000 | 80
PYE4UFVX | GE Lighting Solutions | Albeo | ABH4(01234)1T488XXXXXW | Indoor Luminaires | High-Bay | Low-Bay Luminaires for Commercial and Industrial Buildings | Premium | FALSE | [9 empty] | 42481 |  |  | Yes |  | 3.1 | 5955.95 | 132.4 | 45 | 20 | 0.9 | 4000 | 80
PJCRZ993 | GE Lighting Solutions | Albeo | ABH4(01234)1T483XXXXXW | Indoor Luminaires | High-Bay | Low-Bay Luminaires for Commercial and Industrial Buildings | Premium | FALSE | [9 empty] | 42481 |  |  | Yes |  | 3.1 | 5949.8726 | 132.2 | 45 | 20 | 0.9 | 4000 | 80
PE1YNEMZ | GE Lighting Solutions | Albeo | ABH4(01234)1T48FXXXXXW | Indoor Luminaires | High-Bay | Low-Bay Luminaires for Commercial and Industrial Buildings | Premium | FALSE | [9 empty] | 42481 |  |  | Yes |  | 3.1 | 5743.2373 | 127.6 | 45 | 20 | 0.9 | 4000 | 80
PNAVZSFV | GE Lighting Solutions | Albeo | ABH4(01234)6V471XXXXXW | Indoor Luminaires | High-Bay | High-Bay Luminaires for Commercial and Industrial Buildings | Premium | FALSE | [9 empty] | 42481 |  |  | Yes |  | 3.1 | 56347.2 | 131 | 430 | 20 | 0.9 | 4000 | 70
PE478Y3K | GE Lighting Solutions | Albeo | ABH4(5D)6V471XXXXXW | Indoor Luminaires | High-Bay | High-Bay Luminaires for Commercial and Industrial Buildings | Premium | FALSE | [9 empty] | 42481 |  |  | Yes |  | 3.1 | 56347.2 | 124.9 | 451 | 20 | 0.9 | 4000 | 70
PU8V8Y4Q | GE Lighting Solutions | Albeo | ABH4(5D)6V474XXXXXW | Indoor Luminaires | High-Bay | High-Bay Luminaires for Commercial and Industrial Buildings | Premium | FALSE | [9 empty] | 42481 |  |  | Yes |  | 3.1 | 55840.074 | 123.8 | 451 | 20 | 0.9 | 4000 | 70
PFMVKJRX | GE Lighting Solutions | Albeo | ABH4(01234)6V474XXXXXW | Indoor Luminaires | High-Bay | High-Bay Luminaires for Commercial and Industrial Buildings | Premium | FALSE | [9 empty] | 42481 |  |  | Yes |  | 3.1 | 55840.074 | 129.9 | 430 | 20 | 0.9 | 4000 | 70
PN6Y2G2X | GE Lighting Solutions | Albeo | ABH4(01234)6V472XXXXXW | Indoor Luminaires | High-Bay | High-Bay Luminaires for Commercial and Industrial Buildings | Premium | FALSE | [9 empty] | 42481 |  |  | Yes |  | 3.1 | 55445.645 | 128.9 | 430 | 20 | 0.9 | 4000 | 70
P4RV941Z | GE Lighting Solutions | Albeo | ABH4(5D)6V472XXXXXW | Indoor Luminaires | High-Bay | High-Bay Luminaires for Commercial and Industrial Buildings | Premium | FALSE | [9 empty] | 42481 |  |  | Yes |  | 3.1 | 55445.645 | 122.9 | 451 | 20 | 0.9 | 4000 | 70
PFPF7942 | GE Lighting Solutions | Albeo | ABH4(5D)6V478XXXXXW | Indoor Luminaires | High-Bay | High-Bay Luminaires for Commercial and Industrial Buildings | Premium | FALSE | [9 empty] | 42481 |  |  | Yes |  | 3.1 | 55220.258 | 122.4 | 451 | 20 | 0.9 | 4000 | 70
P1CG68BG | GE Lighting Solutions | Albeo | ABH4(01234)6V478XXXXXW | Indoor Luminaires | High-Bay | High-Bay Luminaires for Commercial and Industrial Buildings | Premium | FALSE | [9 empty] | 42481 |  |  | Yes |  | 3.1 | 55220.258 | 128.4 | 430 | 20 | 0.9 | 4000 | 70
PZVV8HS3 | GE Lighting Solutions | Albeo | ABH4(5D)6V473XXXXXW | Indoor Luminaires | High-Bay | High-Bay Luminaires for Commercial and Industrial Buildings | Premium | FALSE | [9 empty] | 42481 |  |  | Yes |  | 3.1 | 55163.91 | 122.3 | 451 | 20 | 0.9 | 4000 | 70
PNGM3YKK | GE Lighting Solutions | Albeo | ABH4(01234)6V473XXXXXW | Indoor Luminaires | High-Bay | High-Bay Luminaires for Commercial and Industrial Buildings | Premium | FALSE | [9 empty] | 42481 |  |  | Yes |  | 3.1 | 55163.91 | 128.3 | 430 | 20 | 0.9 | 4000 | 70
PF58926Q | GE Lighting Solutions | Albeo | ABH4(5D)6V47FXXXXXW | Indoor Luminaires | High-Bay | High-Bay Luminaires for Commercial and Industrial Buildings | Premium | FALSE | [9 empty] | 42481 |  |  | Yes |  | 3.1 | 53248.105 | 118.1 | 451 | 20 | 0.9 | 4000 | 70
PAAMRE9M | GE Lighting Solutions | Albeo | ABH4(01234)6V47FXXXXXW | Indoor Luminaires | High-Bay | High-Bay Luminaires for Commercial and Industrial Buildings | Premium | FALSE | [9 empty] | 42481 |  |  | Yes |  | 3.1 | 53248.105 | 123.8 | 430 | 20 | 0.9 | 4000 | 70
PNW559TY | GE Lighting Solutions | Albeo | ABH4(5D)6H471XXXXXW | Indoor Luminaires | High-Bay | High-Bay Luminaires for Commercial and Industrial Buildings | Premium | FALSE | [9 empty] | 42481 |  |  | Yes |  | 3.1 | 52516.8 | 127.2 | 413 | 20 | 0.9 | 4000 | 70
P5ZFDY3F | GE Lighting Solutions | Albeo | ABH4(01234)6H471XXXXXW | Indoor Luminaires | High-Bay | High-Bay Luminaires for Commercial and Industrial Buildings | Premium | FALSE | [9 empty] | 42481 |  |  | Yes |  | 3.1 | 52516.8 | 134 | 392 | 20 | 0.9 | 4000 | 70
PK3FHWXJ | GE Lighting Solutions | Albeo | ABH4(5D)6H474XXXXXW | Indoor Luminaires | High-Bay | High-Bay Luminaires for Commercial and Industrial Buildings | Premium | FALSE | [9 empty] | 42481 |  |  | Yes |  | 3.1 | 52044.15 | 126 | 413 | 20 | 0.9 | 4000 | 70
P5ZNDH3Y | GE Lighting Solutions | Albeo | ABH4(01234)6H474XXXXXW | Indoor Luminaires | High-Bay | High-Bay Luminaires for Commercial and Industrial Buildings | Premium | FALSE | [9 empty] | 42481 |  |  | Yes |  | 3.1 | 52044.15 | 132.8 | 392 | 20 | 0.9 | 4000 | 70
P424T6AJ | GE Lighting Solutions | Albeo | ABH4(01234)6H472XXXXXW | Indoor Luminaires | High-Bay | High-Bay Luminaires for Commercial and Industrial Buildings | Premium | FALSE | [9 empty] | 42481 |  |  | Yes |  | 3.1 | 51676.53 | 131.8 | 392 | 20 | 0.9 | 4000 | 70
P37Y57M5 | GE Lighting Solutions | Albeo | ABH4(5D)6H472XXXXXW | Indoor Luminaires | High-Bay | High-Bay Luminaires for Commercial and Industrial Buildings | Premium | FALSE | [9 empty] | 42481 |  |  | Yes |  | 3.1 | 51676.53 | 125.1 | 413 | 20 | 0.9 | 4000 | 70
PVN1WZZ5 | GE Lighting Solutions | Albeo | ABH4(5D)6H478XXXXXW | Indoor Luminaires | High-Bay | High-Bay Luminaires for Commercial and Industrial Buildings | Premium | FALSE | [9 empty] | 42481 |  |  | Yes |  | 3.1 | 51466.465 | 124.6 | 413 | 20 | 0.9 | 4000 | 70
PSH6G2KU | GE Lighting Solutions | Albeo | ABH4(01234)6H478XXXXXW | Indoor Luminaires | High-Bay | High-Bay Luminaires for Commercial and Industrial Buildings | Premium | FALSE | [9 empty] | 42481 |  |  | Yes |  | 3.1 | 51466.465 | 131.3 | 392 | 20 | 0.9 | 4000 | 70
PNMCJ6ZD | GE Lighting Solutions | Albeo | ABH4(01234)6H473XXXXXW | Indoor Luminaires | High-Bay | High-Bay Luminaires for Commercial and Industrial Buildings | Premium | FALSE | [9 empty] | 42481 |  |  | Yes |  | 3.1 | 51413.945 | 131.2 | 392 | 20 | 0.9 | 4000 | 70
PNJK3FD4 | GE Lighting Solutions | Albeo | ABH4(5D)6H473XXXXXW | Indoor Luminaires | High-Bay | High-Bay Luminaires for Commercial and Industrial Buildings | Premium | FALSE | [9 empty] | 42481 |  |  | Yes |  | 3.1 | 51413.945 | 124.5 | 413 | 20 | 0.9 | 4000 | 70
PANTQ7K3 | GE Lighting Solutions | Albeo | ABH4(5D)6V47DXXXXXW | Indoor Luminaires | High-Bay | High-Bay Luminaires for Commercial and Industrial Buildings | Premium | FALSE | [9 empty] | 42481 |  |  | Yes |  | 3.1 | 49810.926 | 110.4 | 451 | 20 | 0.9 | 4000 | 70
PA45Z51U | GE Lighting Solutions | Albeo | ABH4(01234)6V47DXXXXXW | Indoor Luminaires | High-Bay | High-Bay Luminaires for Commercial and Industrial Buildings | Premium | FALSE | [9 empty] | 42481 |  |  | Yes |  | 3.1 | 49810.926 | 115.8 | 430 | 20 | 0.9 | 4000 | 70
PZ4RU83P | GE Lighting Solutions | Albeo | ABH4(01234)6H47FXXXXXW | Indoor Luminaires | High-Bay | High-Bay Luminaires for Commercial and Industrial Buildings | Premium | FALSE | [9 empty] | 42481 |  |  | Yes |  | 3.1 | 49628.375 | 126.6 | 392 | 20 | 0.9 | 4000 | 70
PK9D6GJ3 | GE Lighting Solutions | Albeo | ABH4(5D)6H47FXXXXXW | Indoor Luminaires | High-Bay | High-Bay Luminaires for Commercial and Industrial Buildings | Premium | FALSE | [9 empty] | 42481 |  |  | Yes |  | 3.1 | 49628.375 | 120.2 | 413 | 20 | 0.9 | 4000 | 70
PWT1KJTT | GE Lighting Solutions | Albeo | ABH4(5D)6H47DXXXXXW | Indoor Luminaires | High-Bay | High-Bay Luminaires for Commercial and Industrial Buildings | Premium | FALSE | [9 empty] | 42481 |  |  | Yes |  | 3.1 | 46424.85 | 112.4 | 413 | 20 | 0.9 | 4000 | 70
P27QEACY | GE Lighting Solutions | Albeo | ABH4(01234)6H47DXXXXXW | Indoor Luminaires | High-Bay | High-Bay Luminaires for Commercial and Industrial Buildings | Premium | FALSE | [9 empty] | 42481 |  |  | Yes |  | 3.1 | 46424.85 | 118.4 | 392 | 20 | 0.9 | 4000 | 70
PV7NE225 | GE Lighting Solutions | Albeo | ABH4(01234)6T471XXXXXW | Indoor Luminaires | High-Bay | High-Bay Luminaires for Commercial and Industrial Buildings | Premium | FALSE | [9 empty] | 42481 |  |  | Yes |  | 3.1 | 39110.4 | 145.4 | 269 | 20 | 0.9 | 4000 | 70
PERBM2HW | GE Lighting Solutions | Albeo | ABH4(5D)6T471XXXXXW | Indoor Luminaires | High-Bay | High-Bay Luminaires for Commercial and Industrial Buildings | Premium | FALSE | [9 empty] | 42481 |  |  | Yes |  | 3.1 | 39110.4 | 134.9 | 290 | 20 | 0.9 | 4000 | 70
PPDZNCX7 | GE Lighting Solutions | Albeo | ABH4(01234)6T474XXXXXW | Indoor Luminaires | High-Bay | High-Bay Luminaires for Commercial and Industrial Buildings | Premium | FALSE | [9 empty] | 42481 |  |  | Yes |  | 3.1 | 38758.406 | 144.1 | 269 | 20 | 0.9 | 4000 | 70
PKJ2XHTG | GE Lighting Solutions | Albeo | ABH4(5D)6T474XXXXXW | Indoor Luminaires | High-Bay | High-Bay Luminaires for Commercial and Industrial Buildings | Premium | FALSE | [9 empty] | 42481 |  |  | Yes |  | 3.1 | 38758.406 | 133.6 | 290 | 20 | 0.9 | 4000 | 70
PS5KS794 | GE Lighting Solutions | Albeo | ABH4(01234)6T472XXXXXW | Indoor Luminaires | High-Bay | High-Bay Luminaires for Commercial and Industrial Buildings | Premium | FALSE | [9 empty] | 42481 |  |  | Yes |  | 3.1 | 38484.633 | 143.1 | 269 | 20 | 0.9 | 4000 | 70
P8XVU13N | GE Lighting Solutions | Albeo | ABH4(5D)6T472XXXXXW | Indoor Luminaires | High-Bay | High-Bay Luminaires for Commercial and Industrial Buildings | Premium | FALSE | [9 empty] | 42481 |  |  | Yes |  | 3.1 | 38484.633 | 132.7 | 290 | 20 | 0.9 | 4000 | 70
PTGSEZE7 | GE Lighting Solutions | Albeo | ABH4(01234)6T478XXXXXW | Indoor Luminaires | High-Bay | High-Bay Luminaires for Commercial and Industrial Buildings | Premium | FALSE | [9 empty] | 42481 |  |  | Yes |  | 3.1 | 38328.19 | 142.5 | 269 | 20 | 0.9 | 4000 | 70
PDZ9GTD5 | GE Lighting Solutions | Albeo | ABH4(5D)6T478XXXXXW | Indoor Luminaires | High-Bay | High-Bay Luminaires for Commercial and Industrial Buildings | Premium | FALSE | [9 empty] | 42481 |  |  | Yes |  | 3.1 | 38328.19 | 132.2 | 290 | 20 | 0.9 | 4000 | 70
PP3STAMW | GE Lighting Solutions | Albeo | ABH4(5D)6T473XXXXXW | Indoor Luminaires | High-Bay | High-Bay Luminaires for Commercial and Industrial Buildings | Premium | FALSE | [9 empty] | 42481 |  |  | Yes |  | 3.1 | 38289.082 | 132 | 290 | 20 | 0.9 | 4000 | 70
P4YYJ598 | GE Lighting Solutions | Albeo | ABH4(01234)6T473XXXXXW | Indoor Luminaires | High-Bay | High-Bay Luminaires for Commercial and Industrial Buildings | Premium | FALSE | [9 empty] | 42481 |  |  | Yes |  | 3.1 | 38289.082 | 142.3 | 269 | 20 | 0.9 | 4000 | 70
PWMV4F4B | GE Lighting Solutions | Albeo | ABH4(5D)4V471XXXXXW | Indoor Luminaires | High-Bay | High-Bay Luminaires for Commercial and Industrial Buildings | Premium | FALSE | [9 empty] | 42481 |  |  | Yes |  | 3.1 | 37548 | 125.2 | 300 | 20 | 0.9 | 4000 | 70
PA2Q4PW1 | GE Lighting Solutions | Albeo | ABH4(01234)4V471XXXXXW | Indoor Luminaires | High-Bay | High-Bay Luminaires for Commercial and Industrial Buildings | Premium | FALSE | [9 empty] | 42481 |  |  | Yes |  | 3.1 | 37548 | 130.8 | 287 | 20 | 0.9 | 4000 | 70
PQDYSPBB | GE Lighting Solutions | Albeo | ABH4(5D)4V474XXXXXW | Indoor Luminaires | High-Bay | High-Bay Luminaires for Commercial and Industrial Buildings | Premium | FALSE | [9 empty] | 42481 |  |  | Yes |  | 3.1 | 37210.066 | 124 | 300 | 20 | 0.9 | 4000 | 70
PND135HQ | GE Lighting Solutions | Albeo | ABH4(01234)4V474XXXXXW | Indoor Luminaires | High-Bay | High-Bay Luminaires for Commercial and Industrial Buildings | Premium | FALSE | [9 empty] | 42481 |  |  | Yes |  | 3.1 | 37210.066 | 129.7 | 287 | 20 | 0.9 | 4000 | 70
PVNRBZ5K | GE Lighting Solutions | Albeo | ABH4(5D)6T47FXXXXXW | Indoor Luminaires | High-Bay | High-Bay Luminaires for Commercial and Industrial Buildings | Premium | FALSE | [9 empty] | 42481 |  |  | Yes |  | 3.1 | 36959.33 | 127.4 | 290 | 20 | 0.9 | 4000 | 70
PHEXT5XC | GE Lighting Solutions | Albeo | ABH4(01234)6T47FXXXXXW | Indoor Luminaires | High-Bay | High-Bay Luminaires for Commercial and Industrial Buildings | Premium | FALSE | [9 empty] | 42481 |  |  | Yes |  | 3.1 | 36959.33 | 137.4 | 269 | 20 | 0.9 | 4000 | 70
P6GVBFXP | GE Lighting Solutions | Albeo | ABH4(5D)4V472XXXXXW | Indoor Luminaires | High-Bay | High-Bay Luminaires for Commercial and Industrial Buildings | Premium | FALSE | [9 empty] | 42481 |  |  | Yes |  | 3.1 | 36947.23 | 123.2 | 300 | 20 | 0.9 | 4000 | 70
P68QUS1W | GE Lighting Solutions | Albeo | ABH4(01234)4V472XXXXXW | Indoor Luminaires | High-Bay | High-Bay Luminaires for Commercial and Industrial Buildings | Premium | FALSE | [9 empty] | 42481 |  |  | Yes |  | 3.1 | 36947.23 | 128.7 | 287 | 20 | 0.9 | 4000 | 70
PUJHS6HQ | GE Lighting Solutions | Albeo | ABH4(01234)4V478XXXXXW | Indoor Luminaires | High-Bay | High-Bay Luminaires for Commercial and Industrial Buildings | Premium | FALSE | [9 empty] | 42481 |  |  | Yes |  | 3.1 | 36797.04 | 128.2 | 287 | 20 | 0.9 | 4000 | 70
PFU98DAJ | GE Lighting Solutions | Albeo | ABH4(5D)4V478XXXXXW | Indoor Luminaires | High-Bay | High-Bay Luminaires for Commercial and Industrial Buildings | Premium | FALSE | [9 empty] | 42481 |  |  | Yes |  | 3.1 | 36797.04 | 122.7 | 300 | 20 | 0.9 | 4000 | 70
PKFKZHUS | GE Lighting Solutions | Albeo | ABH4(5D)4V473XXXXXW | Indoor Luminaires | High-Bay | High-Bay Luminaires for Commercial and Industrial Buildings | Premium | FALSE | [9 empty] | 42481 |  |  | Yes |  | 3.1 | 36759.492 | 122.5 | 300 | 20 | 0.9 | 4000 | 70
PF5T3ZJ7 | GE Lighting Solutions | Albeo | ABH4(01234)4V473XXXXXW | Indoor Luminaires | High-Bay | High-Bay Luminaires for Commercial and Industrial Buildings | Premium | FALSE | [9 empty] | 42481 |  |  | Yes |  | 3.1 | 36759.492 | 128.1 | 287 | 20 | 0.9 | 4000 | 70
PVRCGK7B | GE Lighting Solutions | Albeo | ABH4(5D)4V47FXXXXXW | Indoor Luminaires | High-Bay | High-Bay Luminaires for Commercial and Industrial Buildings | Premium | FALSE | [9 empty] | 42481 |  |  | Yes |  | 3.1 | 35482.86 | 118.3 | 300 | 20 | 0.9 | 4000 | 70
PTH9X715 | GE Lighting Solutions | Albeo | ABH4(01234)4V47FXXXXXW | Indoor Luminaires | High-Bay | High-Bay Luminaires for Commercial and Industrial Buildings | Premium | FALSE | [9 empty] | 42481 |  |  | Yes |  | 3.1 | 35482.86 | 123.6 | 287 | 20 | 0.9 | 4000 | 70
PTR8GCBS | GE Lighting Solutions | Albeo | ABH4(5D)4H471XXXXXW | Indoor Luminaires | High-Bay | High-Bay Luminaires for Commercial and Industrial Buildings | Premium | FALSE | [9 empty] | 42481 |  |  | Yes |  | 3.1 | 34977.6 | 127.2 | 275 | 20 | 0.9 | 4000 | 70
PRRU19F6 | GE Lighting Solutions | Albeo | ABH4(01234)4H471XXXXXW | Indoor Luminaires | High-Bay | High-Bay Luminaires for Commercial and Industrial Buildings | Premium | FALSE | [9 empty] | 42481 |  |  | Yes |  | 3.1 | 34977.6 | 134 | 261 | 20 | 0.9 | 4000 | 70
PYT7ZVYC | GE Lighting Solutions | Albeo | ABH4(01234)4H474XXXXXW | Indoor Luminaires | High-Bay | High-Bay Luminaires for Commercial and Industrial Buildings | Premium | FALSE | [9 empty] | 42481 |  |  | Yes |  | 3.1 | 34662.8 | 132.8 | 261 | 20 | 0.9 | 4000 | 70
PGYXH17Y | GE Lighting Solutions | Albeo | ABH4(5D)4H474XXXXXW | Indoor Luminaires | High-Bay | High-Bay Luminaires for Commercial and Industrial Buildings | Premium | FALSE | [9 empty] | 42481 |  |  | Yes |  | 3.1 | 34662.8 | 126 | 275 | 20 | 0.9 | 4000 | 70
PVS81QXE | GE Lighting Solutions | Albeo | ABH4(5D)6T47DXXXXXW | Indoor Luminaires | High-Bay | High-Bay Luminaires for Commercial and Industrial Buildings | Premium | FALSE | [9 empty] | 42481 |  |  | Yes |  | 3.1 | 34573.594 | 119.2 | 290 | 20 | 0.9 | 4000 | 70
PS7MF722 | GE Lighting Solutions | Albeo | ABH4(01234)6T47DXXXXXW | Indoor Luminaires | High-Bay | High-Bay Luminaires for Commercial and Industrial Buildings | Premium | FALSE | [9 empty] | 42481 |  |  | Yes |  | 3.1 | 34573.594 | 128.5 | 269 | 20 | 0.9 | 4000 | 70
PVH398FK | GE Lighting Solutions | Albeo | ABH4(01234)4H472XXXXXW | Indoor Luminaires | High-Bay | High-Bay Luminaires for Commercial and Industrial Buildings | Premium | FALSE | [9 empty] | 42481 |  |  | Yes |  | 3.1 | 34417.957 | 131.9 | 261 | 20 | 0.9 | 4000 | 70
PNDPY145 | GE Lighting Solutions | Albeo | ABH4(5D)4H472XXXXXW | Indoor Luminaires | High-Bay | High-Bay Luminaires for Commercial and Industrial Buildings | Premium | FALSE | [9 empty] | 42481 |  |  | Yes |  | 3.1 | 34417.957 | 125.2 | 275 | 20 | 0.9 | 4000 | 70
PK2JP1V5 | GE Lighting Solutions | Albeo | ABH4(5D)4H478XXXXXW | Indoor Luminaires | High-Bay | High-Bay Luminaires for Commercial and Industrial Buildings | Premium | FALSE | [9 empty] | 42481 |  |  | Yes |  | 3.1 | 34278.047 | 124.6 | 275 | 20 | 0.9 | 4000 | 70
P1R4BEMQ | GE Lighting Solutions | Albeo | ABH4(01234)4H478XXXXXW | Indoor Luminaires | High-Bay | High-Bay Luminaires for Commercial and Industrial Buildings | Premium | FALSE | [9 empty] | 42481 |  |  | Yes |  | 3.1 | 34278.047 | 131.3 | 261 | 20 | 0.9 | 4000 | 70
PP34HTCQ | GE Lighting Solutions | Albeo | ABH4(01234)4H473XXXXXW | Indoor Luminaires | High-Bay | High-Bay Luminaires for Commercial and Industrial Buildings | Premium | FALSE | [9 empty] | 42481 |  |  | Yes |  | 3.1 | 34243.07 | 131.2 | 261 | 20 | 0.9 | 4000 | 70
PMYKXTMV | GE Lighting Solutions | Albeo | ABH4(5D)4H473XXXXXW | Indoor Luminaires | High-Bay | High-Bay Luminaires for Commercial and Industrial Buildings | Premium | FALSE | [9 empty] | 42481 |  |  | Yes |  | 3.1 | 34243.07 | 124.5 | 275 | 20 | 0.9 | 4000 | 70
PJG7WQTJ | GE Lighting Solutions | Albeo | ABH4(5D)4V47DXXXXXW | Indoor Luminaires | High-Bay | High-Bay Luminaires for Commercial and Industrial Buildings | Premium | FALSE | [9 empty] | 42481 |  |  | Yes |  | 3.1 | 33192.434 | 110.6 | 300 | 20 | 0.9 | 4000 | 70
PDSX1CQW | GE Lighting Solutions | Albeo | ABH4(01234)4V47DXXXXXW | Indoor Luminaires | High-Bay | High-Bay Luminaires for Commercial and Industrial Buildings | Premium | FALSE | [9 empty] | 42481 |  |  | Yes |  | 3.1 | 33192.434 | 115.7 | 287 | 20 | 0.9 | 4000 | 70
P2AG9MR1 | GE Lighting Solutions | Albeo | ABH4(5D)4H47FXXXXXW | Indoor Luminaires | High-Bay | High-Bay Luminaires for Commercial and Industrial Buildings | Premium | FALSE | [9 empty] | 42481 |  |  | Yes |  | 3.1 | 33053.832 | 120.2 | 275 | 20 | 0.9 | 4000 | 70
P15HHFDH | GE Lighting Solutions | Albeo | ABH4(01234)4H47FXXXXXW | Indoor Luminaires | High-Bay | High-Bay Luminaires for Commercial and Industrial Buildings | Premium | FALSE | [9 empty] | 42481 |  |  | Yes |  | 3.1 | 33053.832 | 126.6 | 261 | 20 | 0.9 | 4000 | 70
PPKDYT75 | GE Lighting Solutions | Albeo | ABH4(5D)4H47DXXXXXW | Indoor Luminaires | High-Bay | High-Bay Luminaires for Commercial and Industrial Buildings | Premium | FALSE | [9 empty] | 42481 |  |  | Yes |  | 3.1 | 30920.2 | 112.4 | 275 | 20 | 0.9 | 4000 | 70
PE21G9N8 | GE Lighting Solutions | Albeo | ABH4(01234)4H47DXXXXXW | Indoor Luminaires | High-Bay | High-Bay Luminaires for Commercial and Industrial Buildings | Premium | FALSE | [9 empty] | 42481 |  |  | Yes |  | 3.1 | 30920.2 | 118.5 | 261 | 20 | 0.9 | 4000 | 70
PT9YQACA | GE Lighting Solutions | Albeo | ABH4(5D)3V471XXXXXW | Indoor Luminaires | High-Bay | High-Bay Luminaires for Commercial and Industrial Buildings | Premium | FALSE | [9 empty] | 42481 |  |  | Yes |  | 3.1 | 28173.6 | 124.1 | 227 | 20 | 0.9 | 4000 | 70
PASXCJD4 | GE Lighting Solutions | Albeo | ABH4(01234)3V471XXXXXW | Indoor Luminaires | High-Bay | High-Bay Luminaires for Commercial and Industrial Buildings | Premium | FALSE | [9 empty] | 42481 |  |  | Yes |  | 3.1 | 28173.6 | 131 | 215 | 20 | 0.9 | 4000 | 70
PX9PPXVE | GE Lighting Solutions | Albeo | ABH4(01234)3V474XXXXXW | Indoor Luminaires | High-Bay | High-Bay Luminaires for Commercial and Industrial Buildings | Premium | FALSE | [9 empty] | 42481 |  |  | Yes |  | 3.1 | 27920.037 | 129.9 | 215 | 20 | 0.9 | 4000 | 70
PSFYRVKQ | GE Lighting Solutions | Albeo | ABH4(5D)3V474XXXXXW | Indoor Luminaires | High-Bay | High-Bay Luminaires for Commercial and Industrial Buildings | Premium | FALSE | [9 empty] | 42481 |  |  | Yes |  | 3.1 | 27920.037 | 123 | 227 | 20 | 0.9 | 4000 | 70
PV2N4T7B | GE Lighting Solutions | Albeo | ABH4(01234)3V472XXXXXW | Indoor Luminaires | High-Bay | High-Bay Luminaires for Commercial and Industrial Buildings | Premium | FALSE | [9 empty] | 42481 |  |  | Yes |  | 3.1 | 27722.822 | 128.9 | 215 | 20 | 0.9 | 4000 | 70
PD7PAGSQ | GE Lighting Solutions | Albeo | ABH4(5D)3V472XXXXXW | Indoor Luminaires | High-Bay | High-Bay Luminaires for Commercial and Industrial Buildings | Premium | FALSE | [9 empty] | 42481 |  |  | Yes |  | 3.1 | 27722.822 | 122.1 | 227 | 20 | 0.9 | 4000 | 70
PCRNM6SR | GE Lighting Solutions | Albeo | ABH4(5D)3V478XXXXXW | Indoor Luminaires | High-Bay | High-Bay Luminaires for Commercial and Industrial Buildings | Premium | FALSE | [9 empty] | 42481 |  |  | Yes |  | 3.1 | 27610.129 | 121.6 | 227 | 20 | 0.9 | 4000 | 70
P57CF1QX | GE Lighting Solutions | Albeo | ABH4(01234)3V478XXXXXW | Indoor Luminaires | High-Bay | High-Bay Luminaires for Commercial and Industrial Buildings | Premium | FALSE | [9 empty] | 42481 |  |  | Yes |  | 3.1 | 27610.129 | 128.4 | 215 | 20 | 0.9 | 4000 | 70
PVEP48BP | GE Lighting Solutions | Albeo | ABH4(5D)3V473XXXXXW | Indoor Luminaires | High-Bay | High-Bay Luminaires for Commercial and Industrial Buildings | Premium | FALSE | [9 empty] | 42481 |  |  | Yes |  | 3.1 | 27581.955 | 121.5 | 227 | 20 | 0.9 | 4000 | 70
PT5X63JH | GE Lighting Solutions | Albeo | ABH4(01234)3V473XXXXXW | Indoor Luminaires | High-Bay | High-Bay Luminaires for Commercial and Industrial Buildings | Premium | FALSE | [9 empty] | 42481 |  |  | Yes |  | 3.1 | 27581.955 | 128.3 | 215 | 20 | 0.9 | 4000 | 70
P2WTUQ4P | GE Lighting Solutions | Albeo | ABH4(01234)3V47FXXXXXW | Indoor Luminaires | High-Bay | High-Bay Luminaires for Commercial and Industrial Buildings | Premium | FALSE | [9 empty] | 42481 |  |  | Yes |  | 3.1 | 26624.053 | 123.8 | 215 | 20 | 0.9 | 4000 | 70
P1843C6Q | GE Lighting Solutions | Albeo | ABH4(5D)3V47FXXXXXW | Indoor Luminaires | High-Bay | High-Bay Luminaires for Commercial and Industrial Buildings | Premium | FALSE | [9 empty] | 42481 |  |  | Yes |  | 3.1 | 26624.053 | 117.3 | 227 | 20 | 0.9 | 4000 | 70
PM6HCXDE | GE Lighting Solutions | Albeo | ABH4(5D)3H471XXXXXW | Indoor Luminaires | High-Bay | High-Bay Luminaires for Commercial and Industrial Buildings | Premium | FALSE | [9 empty] | 42481 |  |  | Yes |  | 3.1 | 26258.4 | 126.2 | 208 | 20 | 0.9 | 4000 | 70
P2XHY5Z7 | GE Lighting Solutions | Albeo | ABH4(01234)3H471XXXXXW | Indoor Luminaires | High-Bay | High-Bay Luminaires for Commercial and Industrial Buildings | Premium | FALSE | [9 empty] | 42481 |  |  | Yes |  | 3.1 | 26258.4 | 134 | 196 | 20 | 0.9 | 4000 | 70
PA6XNREG | GE Lighting Solutions | Albeo | ABH4(5D)4T471XXXXXW | Indoor Luminaires | High-Bay | High-Bay Luminaires for Commercial and Industrial Buildings | Premium | FALSE | [9 empty] | 42481 |  |  | Yes |  | 3.1 | 26107.2 | 135.3 | 193 | 20 | 0.9 | 4000 | 70
P39JH87E | GE Lighting Solutions | Albeo | ABH4(01234)4T471XXXXXW | Indoor Luminaires | High-Bay | High-Bay Luminaires for Commercial and Industrial Buildings | Premium | FALSE | [9 empty] | 42481 |  |  | Yes |  | 3.1 | 26107.2 | 145 | 180 | 20 | 0.9 | 4000 | 70
PPDE6YCK | GE Lighting Solutions | Albeo | ABH4(01234)3H474XXXXXW | Indoor Luminaires | High-Bay | High-Bay Luminaires for Commercial and Industrial Buildings | Premium | FALSE | [9 empty] | 42481 |  |  | Yes |  | 3.1 | 26022.074 | 132.8 | 196 | 20 | 0.9 | 4000 | 70
P14M8JNC | GE Lighting Solutions | Albeo | ABH4(5D)3H474XXXXXW | Indoor Luminaires | High-Bay | High-Bay Luminaires for Commercial and Industrial Buildings | Premium | FALSE | [9 empty] | 42481 |  |  | Yes |  | 3.1 | 26022.074 | 125.1 | 208 | 20 | 0.9 | 4000 | 70
PDBBUAKU | GE Lighting Solutions | Albeo | ABH4(5D)4T474XXXXXW | Indoor Luminaires | High-Bay | High-Bay Luminaires for Commercial and Industrial Buildings | Premium | FALSE | [9 empty] | 42481 |  |  | Yes |  | 3.1 | 25872.234 | 134.1 | 193 | 20 | 0.9 | 4000 | 70
PAK5DRQM | GE Lighting Solutions | Albeo | ABH4(01234)4T474XXXXXW | Indoor Luminaires | High-Bay | High-Bay Luminaires for Commercial and Industrial Buildings | Premium | FALSE | [9 empty] | 42481 |  |  | Yes |  | 3.1 | 25872.234 | 143.7 | 180 | 20 | 0.9 | 4000 | 70
PCN7K42X | GE Lighting Solutions | Albeo | ABH4(01234)3H472XXXXXW | Indoor Luminaires | High-Bay | High-Bay Luminaires for Commercial and Industrial Buildings | Premium | FALSE | [9 empty] | 42481 |  |  | Yes |  | 3.1 | 25838.266 | 131.8 | 196 | 20 | 0.9 | 4000 | 70
P7NFHSBT | GE Lighting Solutions | Albeo | ABH4(5D)3H472XXXXXW | Indoor Luminaires | High-Bay | High-Bay Luminaires for Commercial and Industrial Buildings | Premium | FALSE | [9 empty] | 42481 |  |  | Yes |  | 3.1 | 25838.266 | 124.2 | 208 | 20 | 0.9 | 4000 | 70
P67SR6JW | GE Lighting Solutions | Albeo | ABH4(5D)3H478XXXXXW | Indoor Luminaires | High-Bay | High-Bay Luminaires for Commercial and Industrial Buildings | Premium | FALSE | [9 empty] | 42481 |  |  | Yes |  | 3.1 | 25733.232 | 123.7 | 208 | 20 | 0.9 | 4000 | 70
P62K1FGA | GE Lighting Solutions | Albeo | ABH4(01234)3H478XXXXXW | Indoor Luminaires | High-Bay | High-Bay Luminaires for Commercial and Industrial Buildings | Premium | FALSE | [9 empty] | 42481 |  |  | Yes |  | 3.1 | 25733.232 | 131.3 | 196 | 20 | 0.9 | 4000 | 70
PUF3B62F | GE Lighting Solutions | Albeo | ABH4(5D)3H473XXXXXW | Indoor Luminaires | High-Bay | High-Bay Luminaires for Commercial and Industrial Buildings | Premium | FALSE | [9 empty] | 42481 |  |  | Yes |  | 3.1 | 25706.973 | 123.6 | 208 | 20 | 0.9 | 4000 | 70
PTQURH8V | GE Lighting Solutions | Albeo | ABH4(01234)3H473XXXXXW | Indoor Luminaires | High-Bay | High-Bay Luminaires for Commercial and Industrial Buildings | Premium | FALSE | [9 empty] | 42481 |  |  | Yes |  | 3.1 | 25706.973 | 131.2 | 196 | 20 | 0.9 | 4000 | 70
PRYF5UXG | GE Lighting Solutions | Albeo | ABH4(5D)4T472XXXXXW | Indoor Luminaires | High-Bay | High-Bay Luminaires for Commercial and Industrial Buildings | Premium | FALSE | [9 empty] | 42481 |  |  | Yes |  | 3.1 | 25689.484 | 133.1 | 193 | 20 | 0.9 | 4000 | 70
PA2K2ES8 | GE Lighting Solutions | Albeo | ABH4(01234)4T472XXXXXW | Indoor Luminaires | High-Bay | High-Bay Luminaires for Commercial and Industrial Buildings | Premium | FALSE | [9 empty] | 42481 |  |  | Yes |  | 3.1 | 25689.484 | 142.7 | 180 | 20 | 0.9 | 4000 | 70
PEWM4SYM | GE Lighting Solutions | Albeo | ABH4(5D)4T478XXXXXW | Indoor Luminaires | High-Bay | High-Bay Luminaires for Commercial and Industrial Buildings | Premium | FALSE | [9 empty] | 42481 |  |  | Yes |  | 3.1 | 25585.057 | 132.6 | 193 | 20 | 0.9 | 4000 | 70
P9Q13AUK | GE Lighting Solutions | Albeo | ABH4(01234)4T478XXXXXW | Indoor Luminaires | High-Bay | High-Bay Luminaires for Commercial and Industrial Buildings | Premium | FALSE | [9 empty] | 42481 |  |  | Yes |  | 3.1 | 25585.057 | 142.1 | 180 | 20 | 0.9 | 4000 | 70
PPW7MGMP | GE Lighting Solutions | Albeo | ABH4(5D)4T473XXXXXW | Indoor Luminaires | High-Bay | High-Bay Luminaires for Commercial and Industrial Buildings | Premium | FALSE | [9 empty] | 42481 |  |  | Yes |  | 3.1 | 25558.95 | 132.4 | 193 | 20 | 0.9 | 4000 | 70
P6Y8S3G4 | GE Lighting Solutions | Albeo | ABH4(01234)4T473XXXXXW | Indoor Luminaires | High-Bay | High-Bay Luminaires for Commercial and Industrial Buildings | Premium | FALSE | [9 empty] | 42481 |  |  | Yes |  | 3.1 | 25558.95 | 142 | 180 | 20 | 0.9 | 4000 | 70
PT9PAVSR | GE Lighting Solutions | Albeo | ABH4(01234)3V47DXXXXXW | Indoor Luminaires | High-Bay | High-Bay Luminaires for Commercial and Industrial Buildings | Premium | FALSE | [9 empty] | 42481 |  |  | Yes |  | 3.1 | 24905.463 | 115.8 | 215 | 20 | 0.9 | 4000 | 70
PD3WTUA3 | GE Lighting Solutions | Albeo | ABH4(5D)3V47DXXXXXW | Indoor Luminaires | High-Bay | High-Bay Luminaires for Commercial and Industrial Buildings | Standard | FALSE | [9 empty] | 42481 |  |  | Yes |  | 3.1 | 24905.463 | 109.7 | 227 | 20 | 0.9 | 4000 | 70
PHSZ7CHY | GE Lighting Solutions | Albeo | ABH4(5D)3H47FXXXXXW | Indoor Luminaires | High-Bay | High-Bay Luminaires for Commercial and Industrial Buildings | Premium | FALSE | [9 empty] | 42481 |  |  | Yes |  | 3.1 | 24814.188 | 119.3 | 208 | 20 | 0.9 | 4000 | 70
PEDCVC18 | GE Lighting Solutions | Albeo | ABH4(01234)3H47FXXXXXW | Indoor Luminaires | High-Bay | High-Bay Luminaires for Commercial and Industrial Buildings | Premium | FALSE | [9 empty] | 42481 |  |  | Yes |  | 3.1 | 24814.188 | 126.6 | 196 | 20 | 0.9 | 4000 | 70
PRYJYW9H | GE Lighting Solutions | Albeo | ABH4(5D)4T47FXXXXXW | Indoor Luminaires | High-Bay | High-Bay Luminaires for Commercial and Industrial Buildings | Premium | FALSE | [9 empty] | 42481 |  |  | Yes |  | 3.1 | 24671.305 | 127.8 | 193 | 20 | 0.9 | 4000 | 70
PF2DKCBU | GE Lighting Solutions | Albeo | ABH4(01234)4T47FXXXXXW | Indoor Luminaires | High-Bay | High-Bay Luminaires for Commercial and Industrial Buildings | Premium | FALSE | [9 empty] | 42481 |  |  | Yes |  | 3.1 | 24671.305 | 137.1 | 180 | 20 | 0.9 | 4000 | 70
PJWC324E | GE Lighting Solutions | Albeo | ABH4(01234)3H47DXXXXXW | Indoor Luminaires | High-Bay | High-Bay Luminaires for Commercial and Industrial Buildings | Premium | FALSE | [9 empty] | 42481 |  |  | Yes |  | 3.1 | 23212.426 | 118.4 | 196 | 20 | 0.9 | 4000 | 70
P86ZBDQ6 | GE Lighting Solutions | Albeo | ABH4(5D)3H47DXXXXXW | Indoor Luminaires | High-Bay | High-Bay Luminaires for Commercial and Industrial Buildings | Premium | FALSE | [9 empty] | 42481 |  |  | Yes |  | 3.1 | 23212.426 | 111.6 | 208 | 20 | 0.9 | 4000 | 70
PJYB95T1 | GE Lighting Solutions | Albeo | ABH4(5D)4T47DXXXXXW | Indoor Luminaires | High-Bay | High-Bay Luminaires for Commercial and Industrial Buildings | Premium | FALSE | [9 empty] | 42481 |  |  | Yes |  | 3.1 | 23078.766 | 119.6 | 193 | 20 | 0.9 | 4000 | 70
P2MDA9RP | GE Lighting Solutions | Albeo | ABH4(01234)4T47DXXXXXW | Indoor Luminaires | High-Bay | High-Bay Luminaires for Commercial and Industrial Buildings | Premium | FALSE | [9 empty] | 42481 |  |  | Yes |  | 3.1 | 23078.766 | 128.2 | 180 | 20 | 0.9 | 4000 | 70
PUMY5TZ3 | GE Lighting Solutions | Albeo | ABH4(01234)3T471XXXXXW | Indoor Luminaires | High-Bay | High-Bay Luminaires for Commercial and Industrial Buildings | Premium | FALSE | [9 empty] | 42481 |  |  | Yes |  | 3.1 | 19555.2 | 144.9 | 135 | 20 | 0.9 | 4000 | 70
P9KXZ1QU | GE Lighting Solutions | Albeo | ABH4(5D)3T471XXXXXW | Indoor Luminaires | High-Bay | High-Bay Luminaires for Commercial and Industrial Buildings | Premium | FALSE | [9 empty] | 42481 |  |  | Yes |  | 3.1 | 19555.2 | 133 | 147 | 20 | 0.9 | 4000 | 70
PNK3NME4 | GE Lighting Solutions | Albeo | ABH4(01234)3T474XXXXXW | Indoor Luminaires | High-Bay | High-Bay Luminaires for Commercial and Industrial Buildings | Premium | FALSE | [9 empty] | 42481 |  |  | Yes |  | 3.1 | 19379.203 | 143.5 | 135 | 20 | 0.9 | 4000 | 70
PG5E1QFF | GE Lighting Solutions | Albeo | ABH4(5D)3T474XXXXXW | Indoor Luminaires | High-Bay | High-Bay Luminaires for Commercial and Industrial Buildings | Premium | FALSE | [9 empty] | 42481 |  |  | Yes |  | 3.1 | 19379.203 | 131.8 | 147 | 20 | 0.9 | 4000 | 70
PYYQFRG2 | GE Lighting Solutions | Albeo | ABH4(01234)3T472XXXXXW | Indoor Luminaires | High-Bay | High-Bay Luminaires for Commercial and Industrial Buildings | Premium | FALSE | [9 empty] | 42481 |  |  | Yes |  | 3.1 | 19242.316 | 142.5 | 135 | 20 | 0.9 | 4000 | 70
PCQDGAMS | GE Lighting Solutions | Albeo | ABH4(5D)3T472XXXXXW | Indoor Luminaires | High-Bay | High-Bay Luminaires for Commercial and Industrial Buildings | Premium | FALSE | [9 empty] | 42481 |  |  | Yes |  | 3.1 | 19242.316 | 130.9 | 147 | 20 | 0.9 | 4000 | 70
PTQE5D3W | GE Lighting Solutions | Albeo | ABH4(01234)3T478XXXXXW | Indoor Luminaires | High-Bay | High-Bay Luminaires for Commercial and Industrial Buildings | Premium | FALSE | [9 empty] | 42481 |  |  | Yes |  | 3.1 | 19164.096 | 142 | 135 | 20 | 0.9 | 4000 | 70
PJZBMAGA | GE Lighting Solutions | Albeo | ABH4(5D)3T478XXXXXW | Indoor Luminaires | High-Bay | High-Bay Luminaires for Commercial and Industrial Buildings | Premium | FALSE | [9 empty] | 42481 |  |  | Yes |  | 3.1 | 19164.096 | 130.4 | 147 | 20 | 0.9 | 4000 | 70
PQ3RJ38M | GE Lighting Solutions | Albeo | ABH4(5D)3T473XXXXXW | Indoor Luminaires | High-Bay | High-Bay Luminaires for Commercial and Industrial Buildings | Premium | FALSE | [9 empty] | 42481 |  |  | Yes |  | 3.1 | 19144.541 | 130.2 | 147 | 20 | 0.9 | 4000 | 70
P8JRQXQF | GE Lighting Solutions | Albeo | ABH4(01234)3T473XXXXXW | Indoor Luminaires | High-Bay | High-Bay Luminaires for Commercial and Industrial Buildings | Premium | FALSE | [9 empty] | 42481 |  |  | Yes |  | 3.1 | 19144.541 | 141.8 | 135 | 20 | 0.9 | 4000 | 70
PJ1ZARS6 | GE Lighting Solutions | Albeo | ABH4(01234)2V471XXXXXW | Indoor Luminaires | High-Bay | High-Bay Luminaires for Commercial and Industrial Buildings | Premium | FALSE | [9 empty] | 42481 |  |  | Yes |  | 3.1 | 18799.2 | 131.5 | 143 | 20 | 0.9 | 4000 | 70
P2ZA7EYK | GE Lighting Solutions | Albeo | ABH4(5D)2V471XXXXXW | Indoor Luminaires | High-Bay | High-Bay Luminaires for Commercial and Industrial Buildings | Premium | FALSE | [9 empty] | 42481 |  |  | Yes |  | 3.1 | 18799.2 | 125.3 | 150 | 20 | 0.9 | 4000 | 70
PFV1BBNW | GE Lighting Solutions | Albeo | ABH4(01234)2V474XXXXXW | Indoor Luminaires | High-Bay | High-Bay Luminaires for Commercial and Industrial Buildings | Premium | FALSE | [9 empty] | 42481 |  |  | Yes |  | 3.1 | 18630.008 | 130.3 | 143 | 20 | 0.9 | 4000 | 70
P2TGAWCP | GE Lighting Solutions | Albeo | ABH4(5D)2V474XXXXXW | Indoor Luminaires | High-Bay | High-Bay Luminaires for Commercial and Industrial Buildings | Premium | FALSE | [9 empty] | 42481 |  |  | Yes |  | 3.1 | 18630.008 | 124.2 | 150 | 20 | 0.9 | 4000 | 70
PWKAPSKA | GE Lighting Solutions | Albeo | ABH4(01234)2V472XXXXXW | Indoor Luminaires | High-Bay | High-Bay Luminaires for Commercial and Industrial Buildings | Premium | FALSE | [9 empty] | 42481 |  |  | Yes |  | 3.1 | 18498.412 | 129.4 | 143 | 20 | 0.9 | 4000 | 70
P463EBTF | GE Lighting Solutions | Albeo | ABH4(5D)2V472XXXXXW | Indoor Luminaires | High-Bay | High-Bay Luminaires for Commercial and Industrial Buildings | Premium | FALSE | [9 empty] | 42481 |  |  | Yes |  | 3.1 | 18498.412 | 123.3 | 150 | 20 | 0.9 | 4000 | 70
PZ3FQJEE | GE Lighting Solutions | Albeo | ABH4(01234)3T47FXXXXXW | Indoor Luminaires | High-Bay | High-Bay Luminaires for Commercial and Industrial Buildings | Premium | FALSE | [9 empty] | 42481 |  |  | Yes |  | 3.1 | 18479.664 | 136.9 | 135 | 20 | 0.9 | 4000 | 70
PHV7V8KM | GE Lighting Solutions | Albeo | ABH4(5D)3T47FXXXXXW | Indoor Luminaires | High-Bay | High-Bay Luminaires for Commercial and Industrial Buildings | Premium | FALSE | [9 empty] | 42481 |  |  | Yes |  | 3.1 | 18479.664 | 125.7 | 147 | 20 | 0.9 | 4000 | 70
P7CUGV1Z | GE Lighting Solutions | Albeo | ABH4(01234)2V478XXXXXW | Indoor Luminaires | High-Bay | High-Bay Luminaires for Commercial and Industrial Buildings | Premium | FALSE | [9 empty] | 42481 |  |  | Yes |  | 3.1 | 18423.217 | 128.8 | 143 | 20 | 0.9 | 4000 | 70
P5G637HD | GE Lighting Solutions | Albeo | ABH4(5D)2V478XXXXXW | Indoor Luminaires | High-Bay | High-Bay Luminaires for Commercial and Industrial Buildings | Premium | FALSE | [9 empty] | 42481 |  |  | Yes |  | 3.1 | 18423.217 | 122.8 | 150 | 20 | 0.9 | 4000 | 70
PQRHHQ2P | GE Lighting Solutions | Albeo | ABH4(01234)2V473XXXXXW | Indoor Luminaires | High-Bay | High-Bay Luminaires for Commercial and Industrial Buildings | Premium | FALSE | [9 empty] | 42481 |  |  | Yes |  | 3.1 | 18404.416 | 128.7 | 143 | 20 | 0.9 | 4000 | 70
PQH7DJ2Z | GE Lighting Solutions | Albeo | ABH4(5D)2V473XXXXXW | Indoor Luminaires | High-Bay | High-Bay Luminaires for Commercial and Industrial Buildings | Premium | FALSE | [9 empty] | 42481 |  |  | Yes |  | 3.1 | 18404.416 | 122.7 | 150 | 20 | 0.9 | 4000 | 70
PU1UMRF2 | GE Lighting Solutions | Albeo | ABH4(01234)2V47FXXXXXW | Indoor Luminaires | High-Bay | High-Bay Luminaires for Commercial and Industrial Buildings | Premium | FALSE | [9 empty] | 42481 |  |  | Yes |  | 3.1 | 17765.244 | 124.2 | 143 | 20 | 0.9 | 4000 | 70
P43XCEQE | GE Lighting Solutions | Albeo | ABH4(5D)2V47FXXXXXW | Indoor Luminaires | High-Bay | High-Bay Luminaires for Commercial and Industrial Buildings | Premium | FALSE | [9 empty] | 42481 |  |  | Yes |  | 3.1 | 17765.244 | 118.4 | 150 | 20 | 0.9 | 4000 | 70
PVET3F85 | GE Lighting Solutions | Albeo | ABH4(01234)2H471XXXXXW | Indoor Luminaires | High-Bay | High-Bay Luminaires for Commercial and Industrial Buildings | Premium | FALSE | [9 empty] | 42481 |  |  | Yes |  | 3.1 | 17488.8 | 134.5 | 130 | 20 | 0.9 | 4000 | 70
P9DFXJRH | GE Lighting Solutions | Albeo | ABH4(5D)2H471XXXXXW | Indoor Luminaires | High-Bay | High-Bay Luminaires for Commercial and Industrial Buildings | Premium | FALSE | [9 empty] | 42481 |  |  | Yes |  | 3.1 | 17488.8 | 126.7 | 138 | 20 | 0.9 | 4000 | 70
PTUBPSGB | GE Lighting Solutions | Albeo | ABH4(5D)2H474XXXXXW | Indoor Luminaires | High-Bay | High-Bay Luminaires for Commercial and Industrial Buildings | Premium | FALSE | [9 empty] | 42481 |  |  | Yes |  | 3.1 | 17331.4 | 125.6 | 138 | 20 | 0.9 | 4000 | 70
P2EMCV5M | GE Lighting Solutions | Albeo | ABH4(01234)2H474XXXXXW | Indoor Luminaires | High-Bay | High-Bay Luminaires for Commercial and Industrial Buildings | Premium | FALSE | [9 empty] | 42481 |  |  | Yes |  | 3.1 | 17331.4 | 133.3 | 130 | 20 | 0.9 | 4000 | 70
PU7HMPFY | GE Lighting Solutions | Albeo | ABH4(5D)3T47DXXXXXW | Indoor Luminaires | High-Bay | High-Bay Luminaires for Commercial and Industrial Buildings | Premium | FALSE | [9 empty] | 42481 |  |  | Yes |  | 3.1 | 17286.797 | 117.6 | 147 | 20 | 0.9 | 4000 | 70
P9J3G75N | GE Lighting Solutions | Albeo | ABH4(01234)3T47DXXXXXW | Indoor Luminaires | High-Bay | High-Bay Luminaires for Commercial and Industrial Buildings | Premium | FALSE | [9 empty] | 42481 |  |  | Yes |  | 3.1 | 17286.797 | 128.1 | 135 | 20 | 0.9 | 4000 | 70
PPNW8E99 | GE Lighting Solutions | Albeo | ABH4(01234)2H472XXXXXW | Indoor Luminaires | High-Bay | High-Bay Luminaires for Commercial and Industrial Buildings | Premium | FALSE | [9 empty] | 42481 |  |  | Yes |  | 3.1 | 17208.979 | 132.4 | 130 | 20 | 0.9 | 4000 | 70
P8FN5US1 | GE Lighting Solutions | Albeo | ABH4(5D)2H472XXXXXW | Indoor Luminaires | High-Bay | High-Bay Luminaires for Commercial and Industrial Buildings | Premium | FALSE | [9 empty] | 42481 |  |  | Yes |  | 3.1 | 17208.979 | 124.7 | 138 | 20 | 0.9 | 4000 | 70
PVC2HN4A | GE Lighting Solutions | Albeo | ABH4(01234)2H478XXXXXW | Indoor Luminaires | High-Bay | High-Bay Luminaires for Commercial and Industrial Buildings | Premium | FALSE | [9 empty] | 42481 |  |  | Yes |  | 3.1 | 17139.023 | 131.8 | 130 | 20 | 0.9 | 4000 | 70
PPHV2Q38 | GE Lighting Solutions | Albeo | ABH4(5D)2H478XXXXXW | Indoor Luminaires | High-Bay | High-Bay Luminaires for Commercial and Industrial Buildings | Premium | FALSE | [9 empty] | 42481 |  |  | Yes |  | 3.1 | 17139.023 | 124.2 | 138 | 20 | 0.9 | 4000 | 70
P4CWSDW4 | GE Lighting Solutions | Albeo | ABH4(5D)2H473XXXXXW | Indoor Luminaires | High-Bay | High-Bay Luminaires for Commercial and Industrial Buildings | Premium | FALSE | [9 empty] | 42481 |  |  | Yes |  | 3.1 | 17121.535 | 124.1 | 138 | 20 | 0.9 | 4000 | 70
P42VHB14 | GE Lighting Solutions | Albeo | ABH4(01234)2H473XXXXXW | Indoor Luminaires | High-Bay | High-Bay Luminaires for Commercial and Industrial Buildings | Premium | FALSE | [9 empty] | 42481 |  |  | Yes |  | 3.1 | 17121.535 | 131.7 | 130 | 20 | 0.9 | 4000 | 70
PCQKEU4B | GE Lighting Solutions | Albeo | ABH4(5D)2V47DXXXXXW | Indoor Luminaires | High-Bay | High-Bay Luminaires for Commercial and Industrial Buildings | Premium | FALSE | [9 empty] | 42481 |  |  | Yes |  | 3.1 | 16618.492 | 110.8 | 150 | 20 | 0.9 | 4000 | 70
P3U77Q4V | GE Lighting Solutions | Albeo | ABH4(01234)2V47DXXXXXW | Indoor Luminaires | High-Bay | High-Bay Luminaires for Commercial and Industrial Buildings | Premium | FALSE | [9 empty] | 42481 |  |  | Yes |  | 3.1 | 16618.492 | 116.2 | 143 | 20 | 0.9 | 4000 | 70
PU6H64FD | GE Lighting Solutions | Albeo | ABH4(5D)2H47FXXXXXW | Indoor Luminaires | High-Bay | High-Bay Luminaires for Commercial and Industrial Buildings | Premium | FALSE | [9 empty] | 42481 |  |  | Yes |  | 3.1 | 16526.916 | 119.8 | 138 | 20 | 0.9 | 4000 | 70
PJ87NT59 | GE Lighting Solutions | Albeo | ABH4(01234)2H47FXXXXXW | Indoor Luminaires | High-Bay | High-Bay Luminaires for Commercial and Industrial Buildings | Premium | FALSE | [9 empty] | 42481 |  |  | Yes |  | 3.1 | 16526.916 | 127.1 | 130 | 20 | 0.9 | 4000 | 70
PD9QWSZW | GE Lighting Solutions | Albeo | ABH4(01234)2H47DXXXXXW | Indoor Luminaires | High-Bay | High-Bay Luminaires for Commercial and Industrial Buildings | Premium | FALSE | [9 empty] | 42481 |  |  | Yes |  | 3.1 | 15460.1 | 118.9 | 130 | 20 | 0.9 | 4000 | 70
P44HSBUU | GE Lighting Solutions | Albeo | ABH4(5D)2H47DXXXXXW | Indoor Luminaires | High-Bay | High-Bay Luminaires for Commercial and Industrial Buildings | Premium | FALSE | [9 empty] | 42481 |  |  | Yes |  | 3.1 | 15460.1 | 112 | 138 | 20 | 0.9 | 4000 | 70
PGJQ3ME4 | GE Lighting Solutions | Albeo | ABH4(5D)2T471XXXXXW | Indoor Luminaires | High-Bay | High-Bay Luminaires for Commercial and Industrial Buildings | Premium | FALSE | [9 empty] | 42481 |  |  | Yes |  | 3.1 | 13053.6 | 134.6 | 97 | 20 | 0.9 | 4000 | 70
P24C7VQN | GE Lighting Solutions | Albeo | ABH4(01234)2T471XXXXXW | Indoor Luminaires | High-Bay | High-Bay Luminaires for Commercial and Industrial Buildings | Premium | FALSE | [9 empty] | 42481 |  |  | Yes |  | 3.1 | 13053.6 | 145 | 90 | 20 | 0.9 | 4000 | 70
PNBJ8QAS | GE Lighting Solutions | Albeo | ABH4(5D)2T474XXXXXW | Indoor Luminaires | High-Bay | High-Bay Luminaires for Commercial and Industrial Buildings | Premium | FALSE | [9 empty] | 42481 |  |  | Yes |  | 3.1 | 12936.117 | 133.4 | 97 | 20 | 0.9 | 4000 | 70
P17N2NUW | GE Lighting Solutions | Albeo | ABH4(01234)2T474XXXXXW | Indoor Luminaires | High-Bay | High-Bay Luminaires for Commercial and Industrial Buildings | Premium | FALSE | [9 empty] | 42481 |  |  | Yes |  | 3.1 | 12936.117 | 143.7 | 90 | 20 | 0.9 | 4000 | 70
PP93ZXPH | GE Lighting Solutions | Albeo | ABH4(01234)2T472XXXXXW | Indoor Luminaires | High-Bay | High-Bay Luminaires for Commercial and Industrial Buildings | Premium | FALSE | [9 empty] | 42481 |  |  | Yes |  | 3.1 | 12844.742 | 142.7 | 90 | 20 | 0.9 | 4000 | 70
P8U8JRTV | GE Lighting Solutions | Albeo | ABH4(5D)2T472XXXXXW | Indoor Luminaires | High-Bay | High-Bay Luminaires for Commercial and Industrial Buildings | Premium | FALSE | [9 empty] | 42481 |  |  | Yes |  | 3.1 | 12844.742 | 132.4 | 97 | 20 | 0.9 | 4000 | 70
PQT5HMGB | GE Lighting Solutions | Albeo | ABH4(5D)2T478XXXXXW | Indoor Luminaires | High-Bay | High-Bay Luminaires for Commercial and Industrial Buildings | Premium | FALSE | [9 empty] | 42481 |  |  | Yes |  | 3.1 | 12792.528 | 131.9 | 97 | 20 | 0.9 | 4000 | 70
PHVJBDH5 | GE Lighting Solutions | Albeo | ABH4(01234)2T478XXXXXW | Indoor Luminaires | High-Bay | High-Bay Luminaires for Commercial and Industrial Buildings | Premium | FALSE | [9 empty] | 42481 |  |  | Yes |  | 3.1 | 12792.528 | 142.1 | 90 | 20 | 0.9 | 4000 | 70
PPP7X682 | GE Lighting Solutions | Albeo | ABH4(01234)2T473XXXXXW | Indoor Luminaires | High-Bay | High-Bay Luminaires for Commercial and Industrial Buildings | Premium | FALSE | [9 empty] | 42481 |  |  | Yes |  | 3.1 | 12779.475 | 142 | 90 | 20 | 0.9 | 4000 | 70
P25V4881 | GE Lighting Solutions | Albeo | ABH4(5D)2T473XXXXXW | Indoor Luminaires | High-Bay | High-Bay Luminaires for Commercial and Industrial Buildings | Premium | FALSE | [9 empty] | 42481 |  |  | Yes |  | 3.1 | 12779.475 | 131.7 | 97 | 20 | 0.9 | 4000 | 70
PJV5ZYN2 | GE Lighting Solutions | Albeo | ABH4(5D)2T47FXXXXXW | Indoor Luminaires | High-Bay | High-Bay Luminaires for Commercial and Industrial Buildings | Premium | FALSE | [9 empty] | 42481 |  |  | Yes |  | 3.1 | 12335.652 | 127.2 | 97 | 20 | 0.9 | 4000 | 70
PES3ZY2Y | GE Lighting Solutions | Albeo | ABH4(01234)2T47FXXXXXW | Indoor Luminaires | High-Bay | High-Bay Luminaires for Commercial and Industrial Buildings | Premium | FALSE | [9 empty] | 42481 |  |  | Yes |  | 3.1 | 12335.652 | 137.1 | 90 | 20 | 0.9 | 4000 | 70
PYTHUA5T | GE Lighting Solutions | Albeo | ABH4(01234)2T47DXXXXXW | Indoor Luminaires | High-Bay | High-Bay Luminaires for Commercial and Industrial Buildings | Premium | FALSE | [9 empty] | 42481 |  |  | Yes |  | 3.1 | 11539.383 | 128.2 | 90 | 20 | 0.9 | 4000 | 70
PCRZ2KNM | GE Lighting Solutions | Albeo | ABH4(5D)2T47DXXXXXW | Indoor Luminaires | High-Bay | High-Bay Luminaires for Commercial and Industrial Buildings | Premium | FALSE | [9 empty] | 42481 |  |  | Yes |  | 3.1 | 11539.383 | 119 | 97 | 20 | 0.9 | 4000 | 70
PX4MU7KT | GE Lighting Solutions | Albeo | ABH4(01234)1V471XXXXXW | Indoor Luminaires | High-Bay | Low-Bay Luminaires for Commercial and Industrial Buildings | Premium | FALSE | [9 empty] | 42481 |  |  | Yes |  | 3.1 | 9374.4 | 130.2 | 72 | 20 | 0.9 | 4000 | 70
PG26RAA9 | GE Lighting Solutions | Albeo | ABH4(01234)1V474XXXXXW | Indoor Luminaires | High-Bay | Low-Bay Luminaires for Commercial and Industrial Buildings | Premium | FALSE | [9 empty] | 42481 |  |  | Yes |  | 3.1 | 9290.03 | 129 | 72 | 20 | 0.9 | 4000 | 70
PQFD7HBJ | GE Lighting Solutions | Albeo | ABH4(01234)1V472XXXXXW | Indoor Luminaires | High-Bay | Low-Bay Luminaires for Commercial and Industrial Buildings | Premium | FALSE | [9 empty] | 42481 |  |  | Yes |  | 3.1 | 9224.409 | 128.1 | 72 | 20 | 0.9 | 4000 | 70
PRSEDYYJ | GE Lighting Solutions | Albeo | ABH4(01234)1V478XXXXXW | Indoor Luminaires | High-Bay | Low-Bay Luminaires for Commercial and Industrial Buildings | Premium | FALSE | [9 empty] | 42481 |  |  | Yes |  | 3.1 | 9186.912 | 127.6 | 72 | 20 | 0.9 | 4000 | 70
PVZYSQNQ | GE Lighting Solutions | Albeo | ABH4(01234)1V473XXXXXW | Indoor Luminaires | High-Bay | Low-Bay Luminaires for Commercial and Industrial Buildings | Premium | FALSE | [9 empty] | 42481 |  |  | Yes |  | 3.1 | 9177.538 | 127.5 | 72 | 20 | 0.9 | 4000 | 70
PV86B4JD | GE Lighting Solutions | Albeo | ABH4(01234)1V47FXXXXXW | Indoor Luminaires | High-Bay | Low-Bay Luminaires for Commercial and Industrial Buildings | Premium | FALSE | [9 empty] | 42481 |  |  | Yes |  | 3.1 | 8858.808 | 123 | 72 | 20 | 0.9 | 4000 | 70
P3F48T2B | GE Lighting Solutions | Albeo | ABH4(01234)1H471XXXXXW | Indoor Luminaires | High-Bay | Low-Bay Luminaires for Commercial and Industrial Buildings | Premium | FALSE | [9 empty] | 42481 |  |  | Yes |  | 3.1 | 8769.6 | 134.9 | 65 | 20 | 0.9 | 4000 | 70
PJNMAK6D | GE Lighting Solutions | Albeo | ABH4(01234)1H474XXXXXW | Indoor Luminaires | High-Bay | Low-Bay Luminaires for Commercial and Industrial Buildings | Premium | FALSE | [9 empty] | 42481 |  |  | Yes |  | 3.1 | 8690.674 | 133.7 | 65 | 20 | 0.9 | 4000 | 70
PE78EBUY | GE Lighting Solutions | Albeo | ABH4(01234)1H472XXXXXW | Indoor Luminaires | High-Bay | Low-Bay Luminaires for Commercial and Industrial Buildings | Premium | FALSE | [9 empty] | 42481 |  |  | Yes |  | 3.1 | 8629.286 | 132.8 | 65 | 20 | 0.9 | 4000 | 70
PTQE1SY3 | GE Lighting Solutions | Albeo | ABH4(01234)1H478XXXXXW | Indoor Luminaires | High-Bay | Low-Bay Luminaires for Commercial and Industrial Buildings | Premium | FALSE | [9 empty] | 42481 |  |  | Yes |  | 3.1 | 8594.208 | 132.2 | 65 | 20 | 0.9 | 4000 | 70
PTUWRMD4 | GE Lighting Solutions | Albeo | ABH4(01234)1H473XXXXXW | Indoor Luminaires | High-Bay | Low-Bay Luminaires for Commercial and Industrial Buildings | Premium | FALSE | [9 empty] | 42481 |  |  | Yes |  | 3.1 | 8585.438 | 132.1 | 65 | 20 | 0.9 | 4000 | 70
P2GBD9PS | GE Lighting Solutions | Albeo | ABH4(01234)1H47FXXXXXW | Indoor Luminaires | High-Bay | Low-Bay Luminaires for Commercial and Industrial Buildings | Premium | FALSE | [9 empty] | 42481 |  |  | Yes |  | 3.1 | 8287.272 | 127.5 | 65 | 20 | 0.9 | 4000 | 70
PK52B3VX | GE Lighting Solutions | Albeo | ABH4(01234)1V47DXXXXXW | Indoor Luminaires | High-Bay | Low-Bay Luminaires for Commercial and Industrial Buildings | Premium | FALSE | [9 empty] | 42481 |  |  | Yes |  | 3.1 | 8286.97 | 115.1 | 72 | 20 | 0.9 | 4000 | 70
PJUEH7QK | GE Lighting Solutions | Albeo | ABH4(01234)1H47DXXXXXW | Indoor Luminaires | High-Bay | Low-Bay Luminaires for Commercial and Industrial Buildings | Premium | FALSE | [9 empty] | 42481 |  |  | Yes |  | 3.1 | 7752.326 | 119.3 | 65 | 20 | 0.9 | 4000 | 70
PAUS892Z | GE Lighting Solutions | Albeo | ABH4(01234)1T471XXXXXW | Indoor Luminaires | High-Bay | Low-Bay Luminaires for Commercial and Industrial Buildings | Premium | FALSE | [9 empty] | 42481 |  |  | Yes |  | 3.1 | 6552 | 145.6 | 45 | 20 | 0.9 | 4000 | 70
PTVN59V8 | GE Lighting Solutions | Albeo | ABH4(01234)1T474XXXXXW | Indoor Luminaires | High-Bay | Low-Bay Luminaires for Commercial and Industrial Buildings | Premium | FALSE | [9 empty] | 42481 |  |  | Yes |  | 3.1 | 6493.032 | 144.3 | 45 | 20 | 0.9 | 4000 | 70
P4RS7PZT | GE Lighting Solutions | Albeo | ABH4(01234)1T472XXXXXW | Indoor Luminaires | High-Bay | Low-Bay Luminaires for Commercial and Industrial Buildings | Premium | FALSE | [9 empty] | 42481 |  |  | Yes |  | 3.1 | 6447.168 | 143.3 | 45 | 20 | 0.9 | 4000 | 70
PK7GBW6P | GE Lighting Solutions | Albeo | ABH4(01234)1T478XXXXXW | Indoor Luminaires | High-Bay | Low-Bay Luminaires for Commercial and Industrial Buildings | Premium | FALSE | [9 empty] | 42481 |  |  | Yes |  | 3.1 | 6420.96 | 142.7 | 45 | 20 | 0.9 | 4000 | 70
PXSGN1BX | GE Lighting Solutions | Albeo | ABH4(01234)1T473XXXXXW | Indoor Luminaires | High-Bay | Low-Bay Luminaires for Commercial and Industrial Buildings | Premium | FALSE | [9 empty] | 42481 |  |  | Yes |  | 3.1 | 6414.408 | 142.5 | 45 | 20 | 0.9 | 4000 | 70
P2DR5QDF | GE Lighting Solutions | Albeo | ABH4(01234)1T47FXXXXXW | Indoor Luminaires | High-Bay | Low-Bay Luminaires for Commercial and Industrial Buildings | Premium | FALSE | [9 empty] | 42481 |  |  | Yes |  | 3.1 | 6191.64 | 137.6 | 45 | 20 | 0.9 | 4000 | 70
P2DMDBET | GE Lighting Solutions | Albeo | ABH4(01234)1T47DXXXXXW | Indoor Luminaires | High-Bay | Low-Bay Luminaires for Commercial and Industrial Buildings | Premium | FALSE | [9 empty] | 42481 |  |  | Yes |  | 3.1 | 5791.968 | 128.7 | 45 | 20 | 0.9 | 4000 | 70
P9DPX1BP | Eaton (formerly Cooper Lighting) | Portfolio | LSR[All Mounting Types]8A90[D010TE][All Finishes] ER8A90840 8LW0LI | Indoor Luminaires | High-Bay | Low-Bay Luminaires for Commercial and Industrial Buildings | Standard | FALSE | [9 empty] | 42481 |  |  | No |  | 3.1 | 9133.5 | 86.17 | 106 | 12.77 | 0.99 | 4000 | 80
PN6V2F5G | Eaton (formerly Cooper Lighting) | Portfolio | LSR[All Mounting Types]8A90[D010TE][All Finishes] ER8A90840 8LW0W | Indoor Luminaires | High-Bay | Low-Bay Luminaires for Commercial and Industrial Buildings | Standard | FALSE | [9 empty] | 42481 |  |  | No |  | 3.1 | 9086.8 | 85.72 | 106 | 12.77 | 0.99 | 4000 | 80
P2MV5U9R | Eaton (formerly Cooper Lighting) | Portfolio | LSR[All Mounting Types]8A90[D010TE][All Finishes] ER8A90840 8LM0LI | Indoor Luminaires | High-Bay | Low-Bay Luminaires for Commercial and Industrial Buildings | Standard | FALSE | [9 empty] | 42481 |  |  | No |  | 3.1 | 8915.88 | 84.11 | 106 | 12.77 | 0.99 | 4000 | 80
PJ7WF1B2 | Eaton (formerly Cooper Lighting) | Portfolio | LSR[All Mounting Types]8A90[D010TE][All Finishes] ER8A90840 8LW0WH | Indoor Luminaires | High-Bay | Low-Bay Luminaires for Commercial and Industrial Buildings | Standard | FALSE | [9 empty] | 42481 |  |  | No |  | 3.1 | 8853.6 | 83.52 | 106 | 12.77 | 0.99 | 4000 | 80
PSS3BBBB | Eaton (formerly Cooper Lighting) | Portfolio | LSR[All Mounting Types]8A90[D010TE][All Finishes] ER8A90840 8LW0G | Indoor Luminaires | High-Bay | Low-Bay Luminaires for Commercial and Industrial Buildings | Standard | FALSE | [9 empty] | 42481 |  |  | No |  | 3.1 | 8690.7 | 81.99 | 106 | 12.77 | 0.99 | 4000 | 80
PVJ9MF99 | Eaton (formerly Cooper Lighting) | Portfolio | LSR[All Mounting Types]8A90[D010TE][All Finishes] ER8A90840 8LW0WHH | Indoor Luminaires | High-Bay | Low-Bay Luminaires for Commercial and Industrial Buildings | Standard | FALSE | [9 empty] | 42481 |  |  | No |  | 3.1 | 8680.4 | 81.89 | 106 | 12.77 | 0.99 | 4000 | 80
PB581ZBW | Eaton (formerly Cooper Lighting) | Portfolio | LSR[All Mounting Types]8A90[D010TE][All Finishes] ER8A90840 8LM0W | Indoor Luminaires | High-Bay | Low-Bay Luminaires for Commercial and Industrial Buildings | Standard | FALSE | [9 empty] | 42481 |  |  | No |  | 3.1 | 8640.98 | 81.52 | 106 | 12.77 | 0.99 | 4000 | 80
P6NRU1CX | Eaton (formerly Cooper Lighting) | Portfolio | LSR[All Mounting Types]8A90[D010TE][All Finishes] ER8A90840 8LW0H | Indoor Luminaires | High-Bay | Low-Bay Luminaires for Commercial and Industrial Buildings | Standard | FALSE | [9 empty] | 42481 |  |  | No |  | 3.1 | 8606.7 | 81.2 | 106 | 12.77 | 0.99 | 4000 | 80
PYSJUC5U | Eaton (formerly Cooper Lighting) | Portfolio | LSR[All Mounting Types]8A90[D010TE][All Finishes] ER8A90840 8LW0WMH | Indoor Luminaires | High-Bay | Low-Bay Luminaires for Commercial and Industrial Buildings | Standard | FALSE | [9 empty] | 42481 |  |  | No |  | 3.1 | 8514.3 | 80.32 | 106 | 12.77 | 0.99 | 4000 | 80
PKZR893Q | Eaton (formerly Cooper Lighting) | Portfolio | LSR[All Mounting Types]8A80[D010TE][All Finishes] ER8A80840 8LW0LI | Indoor Luminaires | High-Bay | Low-Bay Luminaires for Commercial and Industrial Buildings | Standard | FALSE | [9 empty] | 42481 |  |  | No |  | 3.1 | 8262.2 | 87.9 | 94 | 12.34 | 0.98 | 4000 | 80
PMBNXXVY | Eaton (formerly Cooper Lighting) | Portfolio | LSR[All Mounting Types]8A80[D010TE][All Finishes] ER8A80840 8LW0W | Indoor Luminaires | High-Bay | Low-Bay Luminaires for Commercial and Industrial Buildings | Standard | FALSE | [9 empty] | 42481 |  |  | No |  | 3.1 | 8220 | 87.45 | 94 | 12.34 | 0.98 | 4000 | 80
PA56TZKF | Eaton (formerly Cooper Lighting) | Portfolio | LSR[All Mounting Types]8A80[D010TE][All Finishes] ER8A80840 8LM0LI | Indoor Luminaires | High-Bay | Low-Bay Luminaires for Commercial and Industrial Buildings | Standard | FALSE | [9 empty] | 42481 |  |  | No |  | 3.1 | 8065.4 | 85.8 | 94 | 12.34 | 0.98 | 4000 | 80
PHJYJMGM | Eaton (formerly Cooper Lighting) | Portfolio | LSR[All Mounting Types]8A80[D010TE][All Finishes] ER8A80840 8LW0WH | Indoor Luminaires | High-Bay | Low-Bay Luminaires for Commercial and Industrial Buildings | Standard | FALSE | [9 empty] | 42481 |  |  | No |  | 3.1 | 8009 | 85.2 | 94 | 12.34 | 0.98 | 4000 | 80
P7MTQVUQ | Eaton (formerly Cooper Lighting) | Portfolio | LSR[All Mounting Types]8A80[D010TE][All Finishes] ER8A80840 8LW0G | Indoor Luminaires | High-Bay | Low-Bay Luminaires for Commercial and Industrial Buildings | Standard | FALSE | [9 empty] | 42481 |  |  | No |  | 3.1 | 7861.7 | 83.64 | 94 | 12.34 | 0.98 | 4000 | 80
P8NR1CY1 | Eaton (formerly Cooper Lighting) | Portfolio | LSR[All Mounting Types]8A80[D010TE][All Finishes] ER8A80840 8LW0WHH | Indoor Luminaires | High-Bay | Low-Bay Luminaires for Commercial and Industrial Buildings | Standard | FALSE | [9 empty] | 42481 |  |  | No |  | 3.1 | 7852.3 | 83.54 | 94 | 12.34 | 0.98 | 4000 | 80
PZY8W29V | Eaton (formerly Cooper Lighting) | Portfolio | LSR[All Mounting Types]8A80[D010TE][All Finishes] ER8A80840 8LM0W | Indoor Luminaires | High-Bay | Low-Bay Luminaires for Commercial and Industrial Buildings | Standard | FALSE | [9 empty] | 42481 |  |  | No |  | 3.1 | 7816.7 | 83.16 | 94 | 12.34 | 0.98 | 4000 | 80
P3GKE883 | Eaton (formerly Cooper Lighting) | Portfolio | LSR[All Mounting Types]8A80[D010TE][All Finishes] ER8A80840 8LW0H | Indoor Luminaires | High-Bay | Low-Bay Luminaires for Commercial and Industrial Buildings | Standard | FALSE | [9 empty] | 42481 |  |  | No |  | 3.1 | 7785.7 | 82.83 | 94 | 12.34 | 0.98 | 4000 | 80
PVF6Z1Q4 | Eaton (formerly Cooper Lighting) | Portfolio | LSR[All Mounting Types]8A80[D010TE][All Finishes] ER8A80840 8LW0WMH | Indoor Luminaires | High-Bay | Low-Bay Luminaires for Commercial and Industrial Buildings | Standard | FALSE | [9 empty] | 42481 |  |  | No |  | 3.1 | 7702.1 | 81.94 | 94 | 12.34 | 0.98 | 4000 | 80
P4ZF43WC | Eaton (formerly Cooper Lighting) | Portfolio | LSR[All Mounting Types]8A80[D010TE][All Finishes] ER8A80840 8LN0LI | Indoor Luminaires | High-Bay | Low-Bay Luminaires for Commercial and Industrial Buildings | Standard | FALSE | [9 empty] | 42481 |  |  | No |  | 3.1 | 7481.1 | 79.59 | 94 | 12.34 | 0.98 | 4000 | 80
P5X7DAKM | Eaton (formerly Cooper Lighting) | Portfolio | LSR[All Mounting Types]8A80[D010TE][All Finishes] ER8A80840 8LM0G | Indoor Luminaires | High-Bay | Low-Bay Luminaires for Commercial and Industrial Buildings | Standard | FALSE | [9 empty] | 42481 |  |  | No |  | 3.1 | 7475.1 | 79.52 | 94 | 12.34 | 0.98 | 4000 | 80
P8TATAF9 | Eaton (formerly Cooper Lighting) | Portfolio | LSR[All Mounting Types]8A80[D010TE][All Finishes] ER8A80840 8LM0WMH | Indoor Luminaires | High-Bay | Low-Bay Luminaires for Commercial and Industrial Buildings | Standard | FALSE | [9 empty] | 42481 |  |  | No |  | 3.1 | 7399.3 | 78.72 | 94 | 12.34 | 0.98 | 4000 | 80
PEF565XP | Eaton (formerly Cooper Lighting) | Portfolio | LSR[All Mounting Types]8A60[D010TE][All Finishes] ER8A60840 8LW0LI | Indoor Luminaires | High-Bay | Low-Bay Luminaires for Commercial and Industrial Buildings | Standard | FALSE | [9 empty] | 42481 |  |  | No |  | 3.1 | 5963.6 | 82.83 | 72 | 11.19 | 0.99 | 4000 | 80
PGRG2DY5 | Eaton (formerly Cooper Lighting) | Portfolio | LSR[All Mounting Types]8A60[D010TE][All Finishes] ER8A60840 8LW0W | Indoor Luminaires | High-Bay | Low-Bay Luminaires for Commercial and Industrial Buildings | Standard | FALSE | [9 empty] | 42481 |  |  | No |  | 3.1 | 5933.2 | 82.41 | 72 | 11.19 | 0.99 | 4000 | 80
PKKER3FS | Eaton (formerly Cooper Lighting) | Portfolio | LSR[All Mounting Types]8A60[D010TE][All Finishes] ER8A60840 8LM0LI | Indoor Luminaires | High-Bay | Low-Bay Luminaires for Commercial and Industrial Buildings | Standard | FALSE | [9 empty] | 42481 |  |  | No |  | 3.1 | 5822 | 80.86 | 72 | 11.19 | 0.99 | 4000 | 80
PVASTZGJ | Eaton (formerly Cooper Lighting) | Portfolio | LSR[All Mounting Types]8A60[D010TE][All Finishes] ER8A60840 8LW0WH | Indoor Luminaires | High-Bay | Low-Bay Luminaires for Commercial and Industrial Buildings | Standard | FALSE | [9 empty] | 42481 |  |  | No |  | 3.1 | 5780.8 | 80.29 | 72 | 11.19 | 0.99 | 4000 | 80
PWRMFSU4 | Eaton (formerly Cooper Lighting) | Portfolio | LSR[All Mounting Types]8A60[D010TE][All Finishes] ER8A60840 8LW0G | Indoor Luminaires | High-Bay | Low-Bay Luminaires for Commercial and Industrial Buildings | Standard | FALSE | [9 empty] | 42481 |  |  | No |  | 3.1 | 5674.5 | 78.81 | 72 | 11.19 | 0.99 | 4000 | 80
PE6S4YZP | Eaton (formerly Cooper Lighting) | Portfolio | LSR[All Mounting Types]8A60[D010TE][All Finishes] ER8A60840 8LW0WHH | Indoor Luminaires | High-Bay | Low-Bay Luminaires for Commercial and Industrial Buildings | Standard | FALSE | [9 empty] | 42481 |  |  | No |  | 3.1 | 5667.8 | 78.72 | 72 | 11.19 | 0.99 | 4000 | 80
PP31X7FD | Eaton (formerly Cooper Lighting) | Portfolio | LSR[All Mounting Types]8A50[D010TE][All Finishes] ER8A50840 8LW0LI | Indoor Luminaires | High-Bay | Low-Bay Luminaires for Commercial and Industrial Buildings | Standard | FALSE | [9 empty] | 42481 |  |  | No |  | 3.1 | 4977.9 | 88.89 | 56 | 10.35 | 0.98 | 4000 | 80
PWV1W856 | Eaton (formerly Cooper Lighting) | Portfolio | LSR[All Mounting Types]8A90[D010TE][All Finishes] ER8A90835 8LW0LI | Indoor Luminaires | High-Bay | Low-Bay Luminaires for Commercial and Industrial Buildings | Standard | FALSE | [9 empty] | 42481 |  |  | No |  | 3.1 | 8876 | 83.74 | 106 | 12.77 | 0.99 | 3500 | 80
PHQUKADQ | Eaton (formerly Cooper Lighting) | Portfolio | LSR[All Mounting Types]8A90[D010TE][All Finishes] ER8A90835 8LW0W | Indoor Luminaires | High-Bay | Low-Bay Luminaires for Commercial and Industrial Buildings | Standard | FALSE | [9 empty] | 42481 |  |  | No |  | 3.1 | 8830.6 | 83.31 | 106 | 12.77 | 0.99 | 3500 | 80
PXWS84WP | Eaton (formerly Cooper Lighting) | Portfolio | LSR[All Mounting Types]8A90[D010TE][All Finishes] ER8A90835 8LM0LI | Indoor Luminaires | High-Bay | Low-Bay Luminaires for Commercial and Industrial Buildings | Standard | FALSE | [9 empty] | 42481 |  |  | No |  | 3.1 | 8664.48 | 81.74 | 106 | 12.77 | 0.99 | 3500 | 80
PZCWRX4C | Eaton (formerly Cooper Lighting) | Portfolio | LSR[All Mounting Types]8A90[D010TE][All Finishes] ER8A90835 8LW0WH | Indoor Luminaires | High-Bay | Low-Bay Luminaires for Commercial and Industrial Buildings | Standard | FALSE | [9 empty] | 42481 |  |  | No |  | 3.1 | 8603.9 | 81.17 | 106 | 12.77 | 0.99 | 3500 | 80
PKK2XE9Q | Eaton (formerly Cooper Lighting) | Portfolio | LSR[All Mounting Types]8A90[D010TE][All Finishes] ER8A90835 8LW0G | Indoor Luminaires | High-Bay | Low-Bay Luminaires for Commercial and Industrial Buildings | Standard | FALSE | [9 empty] | 42481 |  |  | No |  | 3.1 | 8445.7 | 79.68 | 106 | 12.77 | 0.99 | 3500 | 80
P11NAHYN | Eaton (formerly Cooper Lighting) | Portfolio | LSR[All Mounting Types]8A90[D010TE][All Finishes] ER8A90835 8LW0WHH | Indoor Luminaires | High-Bay | Low-Bay Luminaires for Commercial and Industrial Buildings | Standard | FALSE | [9 empty] | 42481 |  |  | No |  | 3.1 | 8435.6 | 79.58 | 106 | 12.77 | 0.99 | 3500 | 80
PSUQCEZN | Eaton (formerly Cooper Lighting) | Portfolio | LSR[All Mounting Types]8A90[D010TE][All Finishes] ER8A90835 8LM0W | Indoor Luminaires | High-Bay | Low-Bay Luminaires for Commercial and Industrial Buildings | Standard | FALSE | [9 empty] | 42481 |  |  | No |  | 3.1 | 8397.33 | 79.22 | 106 | 12.77 | 0.99 | 3500 | 80
PQTBZR87 | Eaton (formerly Cooper Lighting) | Portfolio | LSR[All Mounting Types]8A90[D010TE][All Finishes] ER8A90835 8LW0H | Indoor Luminaires | High-Bay | Low-Bay Luminaires for Commercial and Industrial Buildings | Standard | FALSE | [9 empty] | 42481 |  |  | No |  | 3.1 | 8364 | 78.91 | 106 | 12.77 | 0.99 | 3500 | 80
PCA6QV9X | Eaton (formerly Cooper Lighting) | Portfolio | LSR[All Mounting Types]8A80[D010TE][All Finishes] ER8A80835 8LW0LI | Indoor Luminaires | High-Bay | Low-Bay Luminaires for Commercial and Industrial Buildings | Standard | FALSE | [9 empty] | 42481 |  |  | No |  | 3.1 | 8013.3 | 85.25 | 94 | 12.34 | 0.98 | 3500 | 80
P2MQB83P | Eaton (formerly Cooper Lighting) | Portfolio | LSR[All Mounting Types]8A80[D010TE][All Finishes] ER8A80835 8LW0W | Indoor Luminaires | High-Bay | Low-Bay Luminaires for Commercial and Industrial Buildings | Standard | FALSE | [9 empty] | 42481 |  |  | No |  | 3.1 | 7972.3 | 84.81 | 94 | 12.34 | 0.98 | 3500 | 80
PNVZQM98 | Eaton (formerly Cooper Lighting) | Portfolio | LSR[All Mounting Types]8A80[D010TE][All Finishes] ER8A80835 8LM0LI | Indoor Luminaires | High-Bay | Low-Bay Luminaires for Commercial and Industrial Buildings | Standard | FALSE | [9 empty] | 42481 |  |  | No |  | 3.1 | 7822.4 | 83.22 | 94 | 12.34 | 0.98 | 3500 | 80
P7EGMWZB | Eaton (formerly Cooper Lighting) | Portfolio | LSR[All Mounting Types]8A80[D010TE][All Finishes] ER8A80835 8LW0WH | Indoor Luminaires | High-Bay | Low-Bay Luminaires for Commercial and Industrial Buildings | Standard | FALSE | [9 empty] | 42481 |  |  | No |  | 3.1 | 7767.7 | 82.64 | 94 | 12.34 | 0.98 | 3500 | 80
PXHJSBRQ | Eaton (formerly Cooper Lighting) | Portfolio | LSR[All Mounting Types]8A80[D010TE][All Finishes] ER8A80835 8LW0G | Indoor Luminaires | High-Bay | Low-Bay Luminaires for Commercial and Industrial Buildings | Standard | FALSE | [9 empty] | 42481 |  |  | No |  | 3.1 | 7624.8 | 81.11 | 94 | 12.34 | 0.98 | 3500 | 80
PJ81TCJW | Eaton (formerly Cooper Lighting) | Portfolio | LSR[All Mounting Types]8A80[D010TE][All Finishes] ER8A80835 8LW0WHH | Indoor Luminaires | High-Bay | Low-Bay Luminaires for Commercial and Industrial Buildings | Standard | FALSE | [9 empty] | 42481 |  |  | No |  | 3.1 | 7615.7 | 81.02 | 94 | 12.34 | 0.98 | 3500 | 80
P8PHHHF3 | Eaton (formerly Cooper Lighting) | Portfolio | LSR[All Mounting Types]8A80[D010TE][All Finishes] ER8A80835 8LM0W | Indoor Luminaires | High-Bay | Low-Bay Luminaires for Commercial and Industrial Buildings | Standard | FALSE | [9 empty] | 42481 |  |  | No |  | 3.1 | 7581.2 | 80.65 | 94 | 12.34 | 0.98 | 3500 | 80
PNFS6M7V | Eaton (formerly Cooper Lighting) | Portfolio | LSR[All Mounting Types]8A80[D010TE][All Finishes] ER8A80835 8LW0H | Indoor Luminaires | High-Bay | Low-Bay Luminaires for Commercial and Industrial Buildings | Standard | FALSE | [9 empty] | 42481 |  |  | No |  | 3.1 | 7551.1 | 80.33 | 94 | 12.34 | 0.98 | 3500 | 80
PCPXDNZ7 | Eaton (formerly Cooper Lighting) | Portfolio | LSR[All Mounting Types]8A80[D010TE][All Finishes] ER8A80835 8LW0WMH | Indoor Luminaires | High-Bay | Low-Bay Luminaires for Commercial and Industrial Buildings | Standard | FALSE | [9 empty] | 42481 |  |  | No |  | 3.1 | 7470 | 79.47 | 94 | 12.34 | 0.98 | 3500 | 80
PG84UNR6 | Eaton (formerly Cooper Lighting) | Portfolio | LSR[All Mounting Types]8A60[D010TE][All Finishes] ER8A60835 8LW0LI | Indoor Luminaires | High-Bay | Low-Bay Luminaires for Commercial and Industrial Buildings | Standard | FALSE | [9 empty] | 42481 |  |  | No |  | 3.1 | 5897.7 | 81.91 | 72 | 11.19 | 0.99 | 3500 | 80
P4SQU8DX | Eaton (formerly Cooper Lighting) | Portfolio | LSR[All Mounting Types]8A60[D010TE][All Finishes] ER8A60835 8LW0W | Indoor Luminaires | High-Bay | Low-Bay Luminaires for Commercial and Industrial Buildings | Standard | FALSE | [9 empty] | 42481 |  |  | No |  | 3.1 | 5867.6 | 81.49 | 72 | 11.19 | 0.99 | 3500 | 80
PF392ARG | Eaton (formerly Cooper Lighting) | Portfolio | LSR[All Mounting Types]8A60[D010TE][All Finishes] ER8A60835 8LM0LI | Indoor Luminaires | High-Bay | Low-Bay Luminaires for Commercial and Industrial Buildings | Standard | FALSE | [9 empty] | 42481 |  |  | No |  | 3.1 | 5757 | 79.96 | 72 | 11.19 | 0.99 | 3500 | 80
PWKPT1NU | Eaton (formerly Cooper Lighting) | Portfolio | LSR[All Mounting Types]8A60[D010TE][All Finishes] ER8A60835 8LW0WH | Indoor Luminaires | High-Bay | Low-Bay Luminaires for Commercial and Industrial Buildings | Standard | FALSE | [9 empty] | 42481 |  |  | No |  | 3.1 | 5717 | 79.4 | 72 | 11.19 | 0.99 | 3500 | 80
PR5J27FG | Eaton (formerly Cooper Lighting) | Portfolio | LSR[All Mounting Types]8A50[D010TE][All Finishes] ER8A50835 8LW0LI | Indoor Luminaires | High-Bay | Low-Bay Luminaires for Commercial and Industrial Buildings | Standard | FALSE | [9 empty] | 42481 |  |  | No |  | 3.1 | 4922.8 | 87.91 | 56 | 10.35 | 0.98 | 3500 | 80
PYAKXTD9 | Eaton (formerly Cooper Lighting) | Portfolio | LSR[All Mounting Types]8A90[D010TE][All Finishes] ER8A90830 8LW0LI | Indoor Luminaires | High-Bay | Low-Bay Luminaires for Commercial and Industrial Buildings | Standard | FALSE | [9 empty] | 42481 |  |  | No |  | 3.1 | 8621.4 | 81.33 | 106 | 12.77 | 0.99 | 3000 | 80
PKZH7VYY | Eaton (formerly Cooper Lighting) | Portfolio | LSR[All Mounting Types]8A90[D010TE][All Finishes] ER8A90830 8LW0W | Indoor Luminaires | High-Bay | Low-Bay Luminaires for Commercial and Industrial Buildings | Standard | FALSE | [9 empty] | 42481 |  |  | No |  | 3.1 | 8577.3 | 80.92 | 106 | 12.77 | 0.99 | 3000 | 80
PBYNTXEM | Eaton (formerly Cooper Lighting) | Portfolio | LSR[All Mounting Types]8A90[D010TE][All Finishes] ER8A90830 8LM0LI | Indoor Luminaires | High-Bay | Low-Bay Luminaires for Commercial and Industrial Buildings | Standard | FALSE | [9 empty] | 42481 |  |  | No |  | 3.1 | 8415.93 | 79.4 | 106 | 12.77 | 0.99 | 3000 | 80
P4KFRF8B | Eaton (formerly Cooper Lighting) | Portfolio | LSR[All Mounting Types]8A90[D010TE][All Finishes] ER8A90830 8LW0WH | Indoor Luminaires | High-Bay | Low-Bay Luminaires for Commercial and Industrial Buildings | Standard | FALSE | [9 empty] | 42481 |  |  | No |  | 3.1 | 8357.1 | 78.84 | 106 | 12.77 | 0.99 | 3000 | 80
PRVJDFVD | Eaton (formerly Cooper Lighting) | Portfolio | LSR[All Mounting Types]8A80[D010TE][All Finishes] ER8A80830 8LW0LI | Indoor Luminaires | High-Bay | Low-Bay Luminaires for Commercial and Industrial Buildings | Standard | FALSE | [9 empty] | 42481 |  |  | No |  | 3.1 | 7780.4 | 82.77 | 94 | 12.34 | 0.98 | 3000 | 80
PP4YYSVH | Eaton (formerly Cooper Lighting) | Portfolio | LSR[All Mounting Types]8A80[D010TE][All Finishes] ER8A80830 8LW0W | Indoor Luminaires | High-Bay | Low-Bay Luminaires for Commercial and Industrial Buildings | Standard | FALSE | [9 empty] | 42481 |  |  | No |  | 3.1 | 7740.6 | 82.35 | 94 | 12.34 | 0.98 | 3000 | 80
PJ2G8XG1 | Eaton (formerly Cooper Lighting) | Portfolio | LSR[All Mounting Types]8A80[D010TE][All Finishes] ER8A80830 8LM0LI | Indoor Luminaires | High-Bay | Low-Bay Luminaires for Commercial and Industrial Buildings | Standard | FALSE | [9 empty] | 42481 |  |  | No |  | 3.1 | 7595 | 80.8 | 94 | 12.34 | 0.98 | 3000 | 80
PBQQW595 | Eaton (formerly Cooper Lighting) | Portfolio | LSR[All Mounting Types]8A80[D010TE][All Finishes] ER8A80830 8LW0WH | Indoor Luminaires | High-Bay | Low-Bay Luminaires for Commercial and Industrial Buildings | Standard | FALSE | [9 empty] | 42481 |  |  | No |  | 3.1 | 7541.9 | 80.23 | 94 | 12.34 | 0.98 | 3000 | 80
P9VQNUMW | Eaton (formerly Cooper Lighting) | Portfolio | LSR[All Mounting Types]8A80[D010TE][All Finishes] ER8A80830 8LW0G | Indoor Luminaires | High-Bay | Low-Bay Luminaires for Commercial and Industrial Buildings | Standard | FALSE | [9 empty] | 42481 |  |  | No |  | 3.1 | 7403.2 | 78.76 | 94 | 12.34 | 0.98 | 3000 | 80
PCVDS7C7 | Eaton (formerly Cooper Lighting) | Portfolio | LSR[All Mounting Types]8A80[D010TE][All Finishes] ER8A80830 8LW0WHH | Indoor Luminaires | High-Bay | Low-Bay Luminaires for Commercial and Industrial Buildings | Standard | FALSE | [9 empty] | 42481 |  |  | No |  | 3.1 | 7394.4 | 78.66 | 94 | 12.34 | 0.98 | 3000 | 80
PYWYJPTT | Eaton (formerly Cooper Lighting) | Portfolio | LSR[All Mounting Types]8A60[D010TE][All Finishes] ER8A60830 8LW0LI | Indoor Luminaires | High-Bay | Low-Bay Luminaires for Commercial and Industrial Buildings | Standard | FALSE | [9 empty] | 42481 |  |  | No |  | 3.1 | 5694.2 | 79.09 | 72 | 11.19 | 0.99 | 3000 | 80
PSB83XRM | Eaton (formerly Cooper Lighting) | Portfolio | LSR[All Mounting Types]8A60[D010TE][All Finishes] ER8A60830 8LW0W | Indoor Luminaires | High-Bay | Low-Bay Luminaires for Commercial and Industrial Buildings | Standard | FALSE | [9 empty] | 42481 |  |  | No |  | 3.1 | 5665.2 | 78.68 | 72 | 11.19 | 0.99 | 3000 | 80
PA7TV1X7 | Eaton (formerly Cooper Lighting) | Portfolio | LSR[All Mounting Types]8A80[D010TE][All Finishes] ER8A80827 8LW0LI | Indoor Luminaires | High-Bay | Low-Bay Luminaires for Commercial and Industrial Buildings | Standard | FALSE | [9 empty] | 42481 |  |  | No |  | 3.1 | 7383.1 | 78.54 | 94 | 12.34 | 0.98 | 2700 | 80
P5C524HX | Shenzhen Betop Electronics CoLtd | Bitco | BT-HL240W-420L(5700K) | Indoor Luminaires | High-Bay | High-Bay Luminaires for Commercial and Industrial Buildings | Premium | FALSE | [9 empty] | 42481 | Dimmable | Continuous Above 10 | No | Product Updated on 12/22/2016 | 3.1 | 33874 | 140.44 | 241.2 | 16.02 | 0.93 | 5700 | 84
PMSVEZKE | Shenzhen Betop Electronics CoLtd | Bitco | BT-HL200W-350L(5700K) | Indoor Luminaires | High-Bay | High-Bay Luminaires for Commercial and Industrial Buildings | Premium | FALSE | [9 empty] | 42481 | Dimmable | Continuous Above 10 | No | Product updated on 12/20/2016 | 4.1 | 28035 | 140.81 | 199.1 | 18.65 | 0.91 | 5700 | 83.9
PN139ZGD | Shenzhen Betop Electronics CoLtd | Bitco | BT-HL200W-350L(5000K) | Indoor Luminaires | High-Bay | High-Bay Luminaires for Commercial and Industrial Buildings | Premium | FALSE | [9 empty] | 42481 | Dimmable | Continuous Above 10 | No | Product updated on 12/20/2016 | 4.1 | 27749 | 138.4 | 200.5 | 18.79 | 0.91 | 5000 | 83.9
PUFZ8U9F | Shenzhen Betop Electronics CoLtd | Bitco | BT-HL240W-420L(5000K) | Indoor Luminaires | High-Bay | High-Bay Luminaires for Commercial and Industrial Buildings | Premium | FALSE | [9 empty] | 42481 | Dimmable | Continuous Above 10 | No | Product Updated on 12/22/2016 | 3.1 | 33410 | 138.17 | 241.8 | 15.63 | 0.93 | 5000 | 84
P7SPMK8Q | KMW Inc. | GigaTera | SEH500-H30070ZN | Indoor Luminaires | High-Bay | High-Bay Luminaires for Commercial and Industrial Buildings | Standard | TRUE | 63249.89 | 119.53 | 529.16 | 10.01 | 0.983 | 3031 | 82.6 | 5 | 50000 | 42480 |  |  | No |  | 3.1 | 63000 | 119.53 | 529.16 | 10.1 | 0.98 | 3000 | 82
P7YEJB8J | Genesis Energy Technology LLC | LightSource Linear | LSL180-2UNF1-40xx | Indoor Luminaires | High-Bay | High-Bay Luminaires for Commercial and Industrial Buildings | Standard | TRUE | 16380 | 91 | 180 | 4.29 | 0.978 | 4054 | 84.1 | 10 | 100000 | 42480 |  |  | No |  | 3.1 | 16380 | 87.09 | 188.08 | 4.29 | 0.978 | 4055 | 84.1
PNJSB6K6 | KMW Inc. | GigaTera | SEH400-H30070ZN | Indoor Luminaires | High-Bay | High-Bay Luminaires for Commercial and Industrial Buildings | Standard | TRUE | 47761.77 | 112.08 | 426.31 | 10.88 | 0.9762 | 3078 | 83.1 | 5 | 50000 | 42480 |  |  | No |  | 3.1 | 47000 | 112.08 | 426.13 | 11.05 | 0.97 | 3000 | 83.1
P98WYA5Z | FSC Lighting | FSC | LEHB-22-158WT-40K | Indoor Luminaires | High-Bay | High-Bay Luminaires for Commercial and Industrial Buildings | Premium | TRUE | 18520 | 116.7 | 158.7 | 8.8 | 0.972 | 4121 | 84 | 5 | 50000 | 42480 |  |  | No |  | 3.1 | 19246.2 | 120.3 | 160 | 8.8 | 0.972 | 4000 | 80
P9P4UM89 | FSC Lighting | FSC | LEHB-24-320WT-40K | Indoor Luminaires | High-Bay | High-Bay Luminaires for Commercial and Industrial Buildings | Premium | TRUE | 37301 | 116.8 | 319.2 | 8.6 | 0.971 | 4189 | 84 | 5 | 50000 | 42480 |  |  | No |  | 3.1 | 38558.4 | 120.5 | 320 | 8.6 | 0.971 | 4000 | 80
PGHBQ837 | FSC Lighting | FSC | LEHB-24-214WT-40K | Indoor Luminaires | High-Bay | High-Bay Luminaires for Commercial and Industrial Buildings | Premium | TRUE | 25161 | 117.1 | 214.9 | 9.2 | 0.969 | 4197 | 84 | 5 | 50000 | 42480 |  |  | No |  | 3.1 | 26665.4 | 121.2 | 220 | 9.2 | 0.969 | 4000 | 80
PRTQDU7J | Lamp Shining Manufacturing Co.Ltd | Lamp Shining | LSLBL-320W903030(3000K) | Indoor Luminaires | High-Bay | High-Bay Luminaires for Commercial and Industrial Buildings | Standard | TRUE | 38885.47 | 120.59 | 322.8 | 6.12 | 0.964 | 3096 | 71.9 | 5 | 50000 | 42480 |  |  | No |  | 3.1 | 36000 | 112.5 | 320 | 7 | 0.95 | 3000 | 70
PZ2R2PF3 | Genesis Energy Technology LLC | LightSource Linear | LSL130-2UNF1-40xx | Indoor Luminaires | High-Bay | High-Bay Luminaires for Commercial and Industrial Buildings | Standard | TRUE | 13220 | 99.2 | 133.2 | 5.17 | 0.963 | 4056 | 84.1 | 10 | 100000 | 42480 |  |  | No |  | 3.1 | 13220 | 99.24 | 133.2 | 5.17 | 0.963 | 4055 | 84.1
P1D4GX76 | FSC Lighting | FSC | LEHB-22-106WT-40K | Indoor Luminaires | High-Bay | High-Bay Luminaires for Commercial and Industrial Buildings | Premium | TRUE | 12282 | 115.2 | 106.6 | 15.2 | 0.963 | 4092 | 84 | 5 | 50000 | 42480 |  |  | No |  | 3.1 | 13061.6 | 118.7 | 110 | 15.2 | 0.963 | 4000 | 80
PJ6V9JTT | Venture Lighting International | Venture Lighting International | HBX-200NA | Indoor Luminaires | High-Bay | High-Bay Luminaires for Commercial and Industrial Buildings | Standard | TRUE | 23311.57 | 114 | 204.7 | 9 | 0.96 | 3971 | 87 | 5 | 190000 | 42480 |  |  | No |  | 3.1 | 23311.57 | 114 | 204.7 | 9 | 0.96 | 3971 | 87
PF5WH1ZW | Shenzhen Betop Electronics CoLtd | Bitco | BT-HL150W-266L(4000K) | Indoor Luminaires | High-Bay | High-Bay Luminaires for Commercial and Industrial Buildings | Premium | TRUE | 20130 | 136.75 | 147.2 | 14.21 | 0.9363 | 3924 | 82.1 | 5 | 50000 | 42480 |  |  | No | Updated on 12/22/2016 | 3.1 | 20130 | 136.75 | 147.2 | 14.21 | 0.9363 | 4000 | 82.1
PPPPG7A1 | Lamp Shining Manufacturing Co.Ltd | Lamp Shining | LSLBL-150W1203030(3000K) [Qualified Pointing Straight Down] | Indoor Luminaires | High-Bay | High-Bay Luminaires for Commercial and Industrial Buildings | Standard | TRUE | 17539.4 | 118.29 | 148.27 | 12.51 | 0.935 | 3095 | 71.7 | 5 | 50000 | 42480 |  |  | No |  | 3.1 | 18000 | 120 | 150 | 7 | 0.95 | 3000 | 70
PW4U3V2H | RISE-LITE GROUP CO. LTD | RISELITE | RL-RTK-150W-HV-D-NW | Indoor Retrofit Kit | High-Bay | Retrofit Kits for High-Bay Luminaires for Commercial and Industrial Buildings | Standard | TRUE | 16899 | 108.75 | 155.4 | 11.07 | 0.9128 | 4161 | 74.7 | 5 | 50000 | 42480 |  |  | No |  | 3.1 | 16899 | 108.75 | 155.4 | 11.07 | 0.9128 | 4100 | 74.7
PCMG1ADN | KMW Inc. | GigaTera | SEH500-H50070ZN | Indoor Luminaires | High-Bay | High-Bay Luminaires for Commercial and Industrial Buildings | Standard | FALSE | [9 empty] | 42480 |  |  | No |  | 3.1 | 64000 | 120.52 | 533.39 | 10.1 | 0.98 | 5000 | 81
PR95MCJT | KMW Inc. | GigaTera | SEH400-H50070ZN | Indoor Luminaires | High-Bay | High-Bay Luminaires for Commercial and Industrial Buildings | Standard | FALSE | [9 empty] | 42480 |  |  | No |  | 3.1 | 50000 | 116.45 | 431.91 | 11.26 | 0.97 | 5000 | 80.5
PP1NHE7F | KMW Inc. | GigaTera | SEH400-H40070ZN | Indoor Luminaires | High-Bay | High-Bay Luminaires for Commercial and Industrial Buildings | Standard | FALSE | [9 empty] | 42480 |  |  | No |  | 3.1 | 49000 | 115 | 430 | 11.26 | 0.97 | 4000 | 82
PAUDD247 | KMW Inc. | GigaTera | SEH500-H40070ZN | Indoor Luminaires | High-Bay | High-Bay Luminaires for Commercial and Industrial Buildings | Standard | FALSE | [9 empty] | 42480 |  |  | No |  | 3.1 | 63000 | 120 | 530 | 10.1 | 0.98 | 4000 | 81
PWPNGYSS | KMW Inc. | GigaTera | SEH400-H35070ZN | Indoor Luminaires | High-Bay | High-Bay Luminaires for Commercial and Industrial Buildings | Standard | FALSE | [9 empty] | 42480 |  |  | No |  | 3.1 | 48000 | 115 | 430 | 11.26 | 0.97 | 3500 | 82
PFHKHPDB | KMW Inc. | GigaTera | SEH500-H35070ZN | Indoor Luminaires | High-Bay | High-Bay Luminaires for Commercial and Industrial Buildings | Standard | FALSE | [9 empty] | 42480 |  |  | No |  | 3.1 | 63000 | 120 | 530 | 10.1 | 0.98 | 3500 | 81
PRQMP1R7 | Genesis Energy Technology LLC | LightSource Linear | LSL130-2UNCL-50xx | Indoor Luminaires | High-Bay | High-Bay Luminaires for Commercial and Industrial Buildings | Standard | FALSE | [9 empty] | 42480 |  |  | No |  | 3.1 | 14993.24 | 112.56 | 133.2 | 5.17 | 0.963 | 5135 | 84
PXG1Q2FW | Genesis Energy Technology LLC | LightSource Linear | LSL130-2UNF1-50xx | Indoor Luminaires | High-Bay | High-Bay Luminaires for Commercial and Industrial Buildings | Standard | FALSE | [9 empty] | 42480 |  |  | No |  | 3.1 | 14357.98 | 107.79 | 133.2 | 5.17 | 0.963 | 5135 | 84
PZ42WED4 | Genesis Energy Technology LLC | LightSource Linear | LSL150-2UNCL-50xx | Indoor Luminaires | High-Bay | High-Bay Luminaires for Commercial and Industrial Buildings | Standard | FALSE | [9 empty] | 42480 |  |  | No |  | 3.1 | 16090.35 | 107.26 | 150 | 4.55 | 0.9734 | 5135 | 84
PMM6JPHA | Genesis Energy Technology LLC | LightSource Linear | LSL150-2UNF1-50xx | Indoor Luminaires | High-Bay | High-Bay Luminaires for Commercial and Industrial Buildings | Standard | FALSE | [9 empty] | 42480 |  |  | No |  | 3.1 | 15408.6 | 102.72 | 150 | 4.55 | 0.9734 | 5135 | 84
PHPTTXCA | Genesis Energy Technology LLC | LightSource Linear | LSL180-2UNCL-50xx | Indoor Luminaires | High-Bay | High-Bay Luminaires for Commercial and Industrial Buildings | Standard | FALSE | [9 empty] | 42480 |  |  | No |  | 3.1 | 18577.11 | 103.21 | 180 | 4.29 | 0.978 | 5135 | 84
PX9BMQFT | Genesis Energy Technology LLC | LightSource Linear | LSL180-2UNF1-50xx | Indoor Luminaires | High-Bay | High-Bay Luminaires for Commercial and Industrial Buildings | Standard | FALSE | [9 empty] | 42480 |  |  | No |  | 3.1 | 17790 | 98.83 | 180 | 4.29 | 0.978 | 5135 | 84
PYK38D3V | Genesis Energy Technology LLC | LightSource Linear | LSL130-2UNCL-40xx | Indoor Luminaires | High-Bay | High-Bay Luminaires for Commercial and Industrial Buildings | Standard | FALSE | [9 empty] | 42480 |  |  | No |  | 3.1 | 13804.91 | 103.64 | 133.2 | 5.17 | 0.963 | 4055 | 84.1
P4F76H34 | Genesis Energy Technology LLC | LightSource Linear | LSL150-2UNCL-40xx | Indoor Luminaires | High-Bay | High-Bay Luminaires for Commercial and Industrial Buildings | Standard | FALSE | [9 empty] | 42480 |  |  | No |  | 3.1 | 14815.06 | 98.76 | 150 | 4.55 | 0.9734 | 4055 | 84.1
PNU2NR2R | Genesis Energy Technology LLC | LightSource Linear | LSL150-2UNF1-40xx | Indoor Luminaires | High-Bay | High-Bay Luminaires for Commercial and Industrial Buildings | Standard | FALSE | [9 empty] | 42480 |  |  | No |  | 3.1 | 14187.34 | 94.58 | 150 | 4.55 | 0.9734 | 4055 | 84.1
PDCTMX8X | Genesis Energy Technology LLC | LightSource Linear | LSL180-2UNCL-40xx | Indoor Luminaires | High-Bay | High-Bay Luminaires for Commercial and Industrial Buildings | Standard | FALSE | [9 empty] | 42480 |  |  | No |  | 3.1 | 17104.72 | 95.03 | 180 | 4.29 | 0.978 | 4055 | 84.1
P53YQPX1 | RISE-LITE GROUP CO. LTD | RISELITE | RL-RTK-150W-HV-D-CW | Indoor Retrofit Kit | High-Bay | Retrofit Kits for High-Bay Luminaires for Commercial and Industrial Buildings | Standard | FALSE | [9 empty] | 42480 |  |  | No |  | 3.1 | 17598 | 114.42 | 153.8 | 11.18 | 0.9154 | 5700 | 72.6
PKSEGEFH | RISE-LITE GROUP CO. LTD | RISELITE | RL-RTK-150W-HV-D-DW | Indoor Retrofit Kit | High-Bay | Retrofit Kits for High-Bay Luminaires for Commercial and Industrial Buildings | Standard | FALSE | [9 empty] | 42480 |  |  | No |  | 3.1 | 16899 | 108.75 | 155.4 | 11.07 | 0.9128 | 5000 | 74.7
PQK5ZQ3U | FSC Lighting | FSC | LEHB-22-106WT-57K | Indoor Luminaires | High-Bay | High-Bay Luminaires for Commercial and Industrial Buildings | Premium | FALSE | [9 empty] | 42480 |  |  | No |  | 3.1 | 13949.4 | 126.8 | 110 | 15.2 | 0.963 | 5700 | 80
PEHUXBGX | FSC Lighting | FSC | LEHB-24-214WT-57K | Indoor Luminaires | High-Bay | High-Bay Luminaires for Commercial and Industrial Buildings | Premium | FALSE | [9 empty] | 42480 |  |  | No |  | 3.1 | 26938.6 | 122.4 | 220 | 9.2 | 0.969 | 5700 | 80
PRUFF27H | FSC Lighting | FSC | LEHB-22-158WT-57K | Indoor Luminaires | High-Bay | High-Bay Luminaires for Commercial and Industrial Buildings | Premium | FALSE | [9 empty] | 42480 |  |  | No |  | 3.1 | 19458 | 121.6 | 160 | 8.8 | 0.972 | 5700 | 80
P1UHBC2B | FSC Lighting | FSC | LEHB-24-320WT-57K | Indoor Luminaires | High-Bay | High-Bay Luminaires for Commercial and Industrial Buildings | Premium | FALSE | [9 empty] | 42480 |  |  | No |  | 3.1 | 39675.4 | 124 | 320 | 8.6 | 0.971 | 5700 | 80
P8V4K5VZ | FSC Lighting | FSC | LEHB-22-106WT-50K | Indoor Luminaires | High-Bay | High-Bay Luminaires for Commercial and Industrial Buildings | Premium | FALSE | [9 empty] | 42480 |  |  | No |  | 3.1 | 13750 | 125 | 110 | 15.2 | 0.963 | 5000 | 80
PJG6PJP1 | FSC Lighting | FSC | LEHB-24-214WT-50K | Indoor Luminaires | High-Bay | High-Bay Luminaires for Commercial and Industrial Buildings | Premium | FALSE | [9 empty] | 42480 |  |  | No |  | 3.1 | 26730 | 121.5 | 220 | 9.2 | 0.969 | 5000 | 80
PMVQRMJ2 | FSC Lighting | FSC | LEHB-22-158WT-50K | Indoor Luminaires | High-Bay | High-Bay Luminaires for Commercial and Industrial Buildings | Premium | FALSE | [9 empty] | 42480 |  |  | No |  | 3.1 | 19280 | 120.5 | 160 | 8.8 | 0.972 | 5000 | 80
P2ZTY5K2 | FSC Lighting | FSC | LEHB-24-320WT-50K | Indoor Luminaires | High-Bay | High-Bay Luminaires for Commercial and Industrial Buildings | Premium | FALSE | [9 empty] | 42480 |  |  | No |  | 3.1 | 39360 | 123 | 320 | 8.6 | 0.971 | 5000 | 80
PG8B1QA7 | Shenzhen Betop Electronics CoLtd | Bitco | BT-HL150W-266L(5700K) | Indoor Luminaires | High-Bay | High-Bay Luminaires for Commercial and Industrial Buildings | Premium | FALSE | [9 empty] | 42480 | Dimmable | Continuous Below 10 | No | Updated on 12/22/2016 | 3.1 | 20669 | 140.13 | 147.5 | 14.71 | 0.9359 | 5700 | 83.9
PU81HYSY | Shenzhen Betop Electronics CoLtd | Bitco | BT-HL150W-266L(5000K) | Indoor Luminaires | High-Bay | High-Bay Luminaires for Commercial and Industrial Buildings | Premium | FALSE | [9 empty] | 42480 | Dimmable | Continuous Below 10 | No | Updated on 12/22/2016 | 3.1 | 20521 | 138.56 | 148.1 | 14.5 | 0.934 | 5000 | 84
PZZMS4N8 | Lamp Shining Manufacturing Co.Ltd | Lamp Shining | LSLBL-320W903030(5700K) | Indoor Luminaires | High-Bay | High-Bay Luminaires for Commercial and Industrial Buildings | Standard | FALSE | [9 empty] | 42480 | Not Dimmable | Not Dimmable | No |  | 3.1 | 42000 | 131.25 | 320 | 7 | 0.95 | 5700 | 70
PANG12E9 | Lamp Shining Manufacturing Co.Ltd | Lamp Shining | LSLBL-150W1203030(5700K) [Qualified Pointing Straight Down] | Indoor Luminaires | High-Bay | High-Bay Luminaires for Commercial and Industrial Buildings | Standard | FALSE | [9 empty] | 42480 | Not Dimmable | Not Dimmable | No |  | 3.1 | 20000 | 133.33 | 150 | 7 | 0.95 | 5700 | 70
PP1QX261 | Lamp Shining Manufacturing Co.Ltd | Lamp Shining | LSLBL-320W903030(5000K) | Indoor Luminaires | High-Bay | High-Bay Luminaires for Commercial and Industrial Buildings | Standard | FALSE | [9 empty] | 42480 | Not Dimmable | Not Dimmable | No |  | 3.1 | 39900 | 124.69 | 320 | 7 | 0.95 | 5000 | 70
P28NGD5D | Lamp Shining Manufacturing Co.Ltd | Lamp Shining | LSLBL-150W1203030(5000K) [Qualified Pointing Straight Down] | Indoor Luminaires | High-Bay | High-Bay Luminaires for Commercial and Industrial Buildings | Standard | FALSE | [9 empty] | 42480 | Not Dimmable | Not Dimmable | No |  | 3.1 | 19500 | 130 | 150 | 7 | 0.95 | 5000 | 70
PZG16HBS | Lamp Shining Manufacturing Co.Ltd | Lamp Shining | LSLBL-320W903030(4500K) | Indoor Luminaires | High-Bay | High-Bay Luminaires for Commercial and Industrial Buildings | Standard | FALSE | [9 empty] | 42480 | Not Dimmable | Not Dimmable | No |  | 3.1 | 38300 | 119.69 | 320 | 7 | 0.95 | 4500 | 70
PQP685PE | Lamp Shining Manufacturing Co.Ltd | Lamp Shining | LSLBL-150W1203030(4500K) [Qualified Pointing Straight Down] | Indoor Luminaires | High-Bay | High-Bay Luminaires for Commercial and Industrial Buildings | Standard | FALSE | [9 empty] | 42480 | Not Dimmable | Not Dimmable | No |  | 3.1 | 19000 | 126.67 | 150 | 7 | 0.95 | 4500 | 70
PECHRZ2D | Lamp Shining Manufacturing Co.Ltd | Lamp Shining | LSLBL-320W903030(4000K) | Indoor Luminaires | High-Bay | High-Bay Luminaires for Commercial and Industrial Buildings | Standard | FALSE | [9 empty] | 42480 | Not Dimmable | Not Dimmable | No |  | 3.1 | 38300 | 119.69 | 320 | 7 | 0.95 | 4000 | 70
PH9PPW8T | Lamp Shining Manufacturing Co.Ltd | Lamp Shining | LSLBL-150W1203030(4000K) [Qualified Pointing Straight Down] | Indoor Luminaires | High-Bay | High-Bay Luminaires for Commercial and Industrial Buildings | Standard | FALSE | [9 empty] | 42480 | Not Dimmable | Not Dimmable | No |  | 3.1 | 19000 | 126.67 | 150 | 7 | 0.95 | 4000 | 70
PX13AN5H | Lamp Shining Manufacturing Co.Ltd | Lamp Shining | LSLBL-320W903030(3500K) | Indoor Luminaires | High-Bay | High-Bay Luminaires for Commercial and Industrial Buildings | Standard | FALSE | [9 empty] | 42480 | Not Dimmable | Not Dimmable | No |  | 3.1 | 36000 | 112.5 | 320 | 7 | 0.95 | 3500 | 70
P1MYHK63 | Lamp Shining Manufacturing Co.Ltd | Lamp Shining | LSLBL-150W1203030(3500K) [Qualified Pointing Straight Down] | Indoor Luminaires | High-Bay | High-Bay Luminaires for Commercial and Industrial Buildings | Standard | FALSE | [9 empty] | 42480 | Not Dimmable | Not Dimmable | No |  | 3.1 | 18000 | 120 | 150 | 7 | 0.95 | 3500 | 70
PWANPBB8 | Lumens LED inc | Lumens LED Inc. | ECO-ULB 188 VX 347V(3000K) | Indoor Luminaires | High-Bay | High-Bay Luminaires for Commercial and Industrial Buildings | Standard | TRUE | 15266.59 | 83.36 | 183.15 | 13.54 | 0.986 | 3134 | 83.4 | 8 | 50000 | 42479 |  |  | No |  | 3.1 | 15200 | 80.85 | 188 | 14 | 0.9 | 3000 | 84
PFRRCMUH | Lumens LED inc | Lumens LED Inc. | ECO-ULB 138 VX 347V(3000K) | Indoor Luminaires | High-Bay | High-Bay Luminaires for Commercial and Industrial Buildings | Standard | TRUE | 11446.16 | 85.39 | 134.05 | 17.13 | 0.981 | 3139 | 83.7 | 8 | 50000 | 42479 |  |  | No |  | 3.1 | 11400 | 82.61 | 138 | 17 | 0.9 | 3000 | 84
P8TM29Q4 | BJ Take Inc. | BJ Take | BLH-4?-48L-ULT835-347-L25 | Indoor Luminaires | High-Bay | High-Bay Luminaires for Commercial and Industrial Buildings | Standard | TRUE | 32657.6 | 79.9 | 408.56 | 9.9 | 0.973 | 3473 | 84.3 | 5 | 120000 | 42479 |  |  | Yes |  | 3.1 | 32847 | 80.6 | 407.7 | 9.9 | 0.975 | 3473 | 84.3
P7SYRSY5 | Shenzhen Betop Electronics CoLtd | Bitco | BT-HL100W-112L(4000K) | Indoor Luminaires | High-Bay | High-Bay Luminaires for Commercial and Industrial Buildings | Standard | TRUE | 12507 | 126.81 | 98.63 | 10.56 | 0.9674 | 3951 | 81.9 | 5 | 50000 | 42479 |  |  | No | Product updated on 12/20/2016 | 4.1 | 12507 | 126.81 | 98.63 | 10.56 | 0.97 | 4000 | 81.9
PPM43BR1 | Shenzhen Betop Electronics CoLtd | Bitco | BT-HL100W-175L(4000K) | Indoor Luminaires | High-Bay | High-Bay Luminaires for Commercial and Industrial Buildings | Premium | TRUE | 13428 | 136.26 | 98.55 | 10.72 | 0.9688 | 3933 | 82 | 5 | 50000 | 42479 |  |  | No | Updated on 12/22/2016 | 3.1 | 13428 | 136.26 | 98.55 | 10.72 | 0.97 | 4000 | 82
PSDZ59JC | LucidLED | T5Knockout | T5KOLED-30000-40K-X-X-D | Indoor Luminaires | High-Bay | High-Bay Luminaires for Commercial and Industrial Buildings | Premium | TRUE | 30819 | 124.2 | 248 | 4.4 | 0.96 | 4280 | 86 | 5 | 100000 | 42479 |  |  | Yes |  | 3.1 | 30816 | 124.2 | 248.2 | 4.4 | 0.96 | 4280 | 86
P46HFGKB | Shenzhen Betop Electronics CoLtd | Bitco | BT-HL150W-168L(4000K) | Indoor Luminaires | High-Bay | High-Bay Luminaires for Commercial and Industrial Buildings | Standard | TRUE | 18512 | 126.02 | 146.9 | 14.26 | 0.9371 | 3941 | 81.9 | 5 | 50000 | 42479 |  |  | No | Product updated on 12/20/2016 | 4.1 | 18512 | 126.02 | 146.9 | 14.26 | 0.94 | 4000 | 81.9
P4171SFK | Shenzhen Betop Electronics CoLtd | Bitco | BT-HL240W-280L(4000K) | Indoor Luminaires | High-Bay | High-Bay Luminaires for Commercial and Industrial Buildings | Standard | TRUE | 30276 | 126.36 | 239.6 | 15.52 | 0.9329 | 3940 | 81.9 | 5 | 50000 | 42479 |  |  | No | Updated on 12/22/2016 | 3.1 | 30276 | 126.36 | 239.6 | 15.52 | 0.93 | 4000 | 81.9
PCN72XH1 | SPRING-LIGHTING ELECTRONICS CO.LTD | Spring-Lighting | SPL-HBL02-100W(4000K) | Indoor Luminaires | High-Bay | High-Bay Luminaires for Commercial and Industrial Buildings | Standard | TRUE | 9851.547 | 100.209 | 98.31 | 18.67 | 0.931 | 4161 | 82.9 | 5 | 50000 | 42479 |  |  | No |  | 3.1 | 9851.547 | 100.209 | 98.31 | 18.67 | 0.997 | 4000 | 82.9
P3NNT4WY | LucidLED | T5Knockout | T5KOLED-9000-40K-X-X-D | Indoor Luminaires | High-Bay | Low-Bay Luminaires for Commercial and Industrial Buildings | Premium | TRUE | 8529 | 124.9 | 68.3 | 11.5 | 0.93 | 4420 | 86 | 5 | 100000 | 42479 |  |  | Yes |  | 3.1 | 8529 | 124.9 | 68.3 | 11.5 | 0.93 | 4420 | 86
PPHXQJSC | LucidLED | T5Knockout | T5KOLED-9000-50K-X-X-N | Indoor Luminaires | High-Bay | Low-Bay Luminaires for Commercial and Industrial Buildings | Premium | TRUE | 8845 | 126.2 | 70.1 | 11.1 | 0.93 | 5260 | 83 | 5 | 100000 | 42479 |  |  | Yes |  | 3.1 | 9278.405 | 132.3596 | 70.1 | 11.5 | 0.93 | 5260 | 83
PRXQUZZ3 | Shenzhen Betop Electronics CoLtd | Bitco | BT-HL200W-224L(4000K) | Indoor Luminaires | High-Bay | High-Bay Luminaires for Commercial and Industrial Buildings | Standard | TRUE | 25221 | 126.17 | 199.9 | 13.05 | 0.9187 | 3947 | 82 | 5 | 50000 | 42479 |  |  | No | Product updated on 12/21/2016 | 3.1 | 25221 | 126.17 | 199.9 | 13.05 | 0.94 | 4000 | 82
PKMG3JFX | Shenzhen Betop Electronics CoLtd | Bitco | BT-HL200W-224L(4000K) | Indoor Luminaires | High-Bay | High-Bay Luminaires for Commercial and Industrial Buildings | Standard | TRUE | 21186.7 | 116.86 | 181.3 | 18.89 | 0.925 | 4017 | 81.8 | 5 | 50000 | 42479 |  |  | No |  | 3.1 | 21186.7 | 116.86 | 181.3 | 18.89 | 0.9954 | 4017 | 81.8
PQ5AJ5DR | SPRING-LIGHTING ELECTRONICS CO.LTD | Spring-Lighting | SPL-HBL02-150W(4000K) | Indoor Luminaires | High-Bay | High-Bay Luminaires for Commercial and Industrial Buildings | Standard | TRUE | 15285.393 | 101.957 | 149.92 | 18.27 | 0.923 | 4006 | 81.4 | 5 | 50000 | 42479 |  |  | No |  | 3.1 | 15285.393 | 101.957 | 149.92 | 18.27 | 0.998 | 4000 | 81.4
PB4UW6WM | Samjin Lnd Co. Ltd. | SAMJIN | HBMO-504DM50 | Indoor Luminaires | High-Bay | High-Bay Luminaires for Commercial and Industrial Buildings | Standard | TRUE | 54095.32 | 103.93 | 520.5 | 13.31 | 0.921 | 5095.7 | 86.6 | 5 | 50000 | 42479 |  |  | No |  | 3.1 | 54095.32 | 103.93 | 520.5 | 13.31 | 0.994 | 5095.7 | 86.6
P9GUBS57 | Samjin Lnd Co. Ltd. | SAMJIN | HBMO-378DM50 | Indoor Luminaires | High-Bay | High-Bay Luminaires for Commercial and Industrial Buildings | Standard | TRUE | 40441.98 | 102.46 | 394.7 | 13.28 | 0.921 | 4991.9 | 84.2 | 5 | 50000 | 42479 |  |  | No |  | 3.1 | 40441.98 | 102.46 | 394.7 | 13.28 | 0.994 | 4991.9 | 84.2
PZ8PNJH5 | SPRING-LIGHTING ELECTRONICS CO.LTD | Spring-Lighting | SPL-HBL01-200W(4000K) | Indoor Luminaires | High-Bay | High-Bay Luminaires for Commercial and Industrial Buildings | Standard | TRUE | 20589.836 | 102.585 | 200.71 | 17.74 | 0.921 | 4162 | 82.9 | 5 | 50000 | 42479 |  |  | No |  | 3.1 | 20589.836 | 102.585 | 200.71 | 17.74 | 0.998 | 4000 | 82.9
PD1DUDVG | LucidLED | T5Knockout | T5KOLED-18000-40K-X-X-D | Indoor Luminaires | High-Bay | High-Bay Luminaires for Commercial and Industrial Buildings | Premium | TRUE | 18903 | 125.5 | 151 | 5 | 0.92 | 4270 | 86 | 5 | 100000 | 42479 |  |  | Yes |  | 3.1 | 18903 | 125.5 | 150.6 | 5 | 0.92 | 4270 | 86
PZ727CAU | SPRING-LIGHTING ELECTRONICS CO.LTD | Spring-Lighting | SPL-HBL01-240W(4000K) | Indoor Luminaires | High-Bay | High-Bay Luminaires for Commercial and Industrial Buildings | Standard | TRUE | 25399.81 | 106.151 | 239.28 | 17.42 | 0.914 | 4155 | 83 | 5 | 50000 | 42479 |  |  | No |  | 3.1 | 25399.81 | 106.151 | 239.28 | 17.42 | 0.997 | 4000 | 83
PK3XU5RK | Shinetoo Lighting LLC/ Shanghai Shinetoo Lighting Co. LTD | Shinetoo | ST-HBL-200N | Indoor Luminaires | High-Bay | High-Bay Luminaires for Commercial and Industrial Buildings | Standard | TRUE | 22819 | 113.3 | 201.4 | 20.59 | 0.8902 | 5275 | 78.8 | 5 | 50000 | 42479 |  |  | No |  | 3.1 | 22819 | 113.3 | 201.4 | 8.26 | 0.9875 | 5275 | 78.8
PC41T3XQ | Shinetoo Lighting LLC/ Shanghai Shinetoo Lighting Co. LTD | Shinetoo | ST-HBL100N | Indoor Luminaires | High-Bay | High-Bay Luminaires for Commercial and Industrial Buildings | Standard | TRUE | 11716 | 117.1 | 100.1 | 14.97 | 0.8723 | 5677 | 81.6 | 5 | 50000 | 42479 |  |  | No |  | 3.1 | 11716 | 117.1 | 100 | 8.68 | 0.9824 | 5677 | 81.6
PMBQZZTU | Lumens LED inc | Lumens LED Inc. | ECO-ULB 138 VX 347V(5700K) | Indoor Luminaires | High-Bay | High-Bay Luminaires for Commercial and Industrial Buildings | Standard | FALSE | [9 empty] | 42479 |  |  | No |  | 3.1 | 12000 | 86.96 | 138 | 17 | 0.9 | 5700 | 84
P2SRFCW8 | Lumens LED inc | Lumens LED Inc. | ECO-ULB 188 VX 347V(5700K) | Indoor Luminaires | High-Bay | High-Bay Luminaires for Commercial and Industrial Buildings | Standard | FALSE | [9 empty] | 42479 |  |  | No |  | 3.1 | 16000 | 85.11 | 188 | 14 | 0.9 | 5700 | 84
PGDQASZ6 | Lumens LED inc | Lumens LED Inc. | ECO-ULB 138 VX 347V(5000K) | Indoor Luminaires | High-Bay | High-Bay Luminaires for Commercial and Industrial Buildings | Standard | FALSE | [9 empty] | 42479 |  |  | No |  | 3.1 | 12000 | 86.96 | 138 | 17 | 0.9 | 5000 | 84
P3RP1FQ4 | Lumens LED inc | Lumens LED Inc. | ECO-ULB 188 VX 347V(5000K) | Indoor Luminaires | High-Bay | High-Bay Luminaires for Commercial and Industrial Buildings | Standard | FALSE | [9 empty] | 42479 |  |  | No |  | 3.1 | 16000 | 85.11 | 188 | 14 | 0.9 | 5000 | 84
PJ9A8ZUV | Lumens LED inc | Lumens LED Inc. | ECO-ULB 138 VX 347V(4500K) | Indoor Luminaires | High-Bay | High-Bay Luminaires for Commercial and Industrial Buildings | Standard | FALSE | [9 empty] | 42479 |  |  | No |  | 3.1 | 12000 | 86.96 | 138 | 17 | 0.9 | 4500 | 84
PC3SSAH1 | Lumens LED inc | Lumens LED Inc. | ECO-ULB 188 VX 347V(4500K) | Indoor Luminaires | High-Bay | High-Bay Luminaires for Commercial and Industrial Buildings | Standard | FALSE | [9 empty] | 42479 |  |  | No |  | 3.1 | 16000 | 85.11 | 188 | 14 | 0.9 | 4500 | 84
PH56A3GG | Lumens LED inc | Lumens LED Inc. | ECO-ULB 138 VX 347V(4000K) | Indoor Luminaires | High-Bay | High-Bay Luminaires for Commercial and Industrial Buildings | Standard | FALSE | [9 empty] | 42479 |  |  | No |  | 3.1 | 12000 | 86.96 | 138 | 17 | 0.9 | 4000 | 84
PMZUWCCX | Lumens LED inc | Lumens LED Inc. | ECO-ULB 188 VX 347V(4000K) | Indoor Luminaires | High-Bay | High-Bay Luminaires for Commercial and Industrial Buildings | Standard | FALSE | [9 empty] | 42479 |  |  | No |  | 3.1 | 16000 | 85.11 | 188 | 14 | 0.9 | 4000 | 84
PHHBVFWT | Lumens LED inc | Lumens LED Inc. | ECO-ULB 138 VX 347V(3500K) | Indoor Luminaires | High-Bay | High-Bay Luminaires for Commercial and Industrial Buildings | Standard | FALSE | [9 empty] | 42479 |  |  | No |  | 3.1 | 12000 | 86.96 | 138 | 17 | 0.9 | 3500 | 84
PAZN1DEP | Lumens LED inc | Lumens LED Inc. | ECO-ULB 188 VX 347V(3500K) | Indoor Luminaires | High-Bay | High-Bay Luminaires for Commercial and Industrial Buildings | Standard | FALSE | [9 empty] | 42479 |  |  | No |  | 3.1 | 16000 | 85.11 | 188 | 14 | 0.9 | 3500 | 84
P4QW5KKZ | LucidLED | T5Knockout | T5KOLED-24000-50K-X-X-N | Indoor Luminaires | High-Bay | High-Bay Luminaires for Commercial and Industrial Buildings | Premium | FALSE | [9 empty] | 42479 |  |  | Yes |  | 3.1 | 25176 | 130.2858 | 193.2 | 11.5 | 0.92 | 5260 | 83
PCN3P6YY | LucidLED | T5Knockout | T5KOLED-24000-50K-X-X-D | Indoor Luminaires | High-Bay | High-Bay Luminaires for Commercial and Industrial Buildings | Premium | FALSE | [9 empty] | 42479 |  |  | Yes |  | 3.1 | 24000 | 124.2 | 193.2 | 11.5 | 0.92 | 5260 | 83
PD984DFP | LucidLED | T5Knockout | T5KOLED-12000-50K-X-X-N | Indoor Luminaires | High-Bay | High-Bay Luminaires for Commercial and Industrial Buildings | Premium | FALSE | [9 empty] | 42479 |  |  | Yes |  | 3.1 | 12588 | 130.2858 | 96.6 | 11.5 | 0.92 | 5260 | 83
PK3PQQHS | LucidLED | T5Knockout | T5KOLED-12000-50K-X-X-D | Indoor Luminaires | High-Bay | High-Bay Luminaires for Commercial and Industrial Buildings | Premium | FALSE | [9 empty] | 42479 |  |  | Yes |  | 3.1 | 12000 | 124.2 | 96.6 | 11.5 | 0.92 | 5260 | 83
PCZCS4MY | LucidLED | T5Knockout | T5KOLED-9000-50K-X-X-D | Indoor Luminaires | High-Bay | Low-Bay Luminaires for Commercial and Industrial Buildings | Premium | FALSE | [9 empty] | 42479 |  |  | Yes |  | 3.1 | 8845 | 126.2 | 70.1 | 11.1 | 0.93 | 5260 | 83
PQH95JV8 | LucidLED | T5Knockout | T5KOLED-18000-50K-X-X-N | Indoor Luminaires | High-Bay | High-Bay Luminaires for Commercial and Industrial Buildings | Premium | FALSE | [9 empty] | 42479 |  |  | Yes |  | 3.1 | 19829.246 | 131.6683 | 150.6 | 5 | 0.92 | 5260 | 83
PRFTGH5D | LucidLED | T5Knockout | T5KOLED-18000-50K-X-X-D | Indoor Luminaires | High-Bay | High-Bay Luminaires for Commercial and Industrial Buildings | Premium | FALSE | [9 empty] | 42479 |  |  | Yes |  | 3.1 | 18903 | 125.5179 | 150.6 | 5 | 0.92 | 5260 | 83
P6GSN6JP | LucidLED | T5Knockout | T5KOLED-30000-50K-X-X-N | Indoor Luminaires | High-Bay | High-Bay Luminaires for Commercial and Industrial Buildings | Premium | FALSE | [9 empty] | 42479 |  |  | Yes |  | 3.1 | 32325.984 | 130.2417 | 248.2 | 4.4 | 0.96 | 5260 | 83
PNDYZJDM | LucidLED | T5Knockout | T5KOLED-30000-50K-X-X-D | Indoor Luminaires | High-Bay | High-Bay Luminaires for Commercial and Industrial Buildings | Premium | FALSE | [9 empty] | 42479 |  |  | Yes |  | 3.1 | 30816 | 124.1579 | 248.2 | 4.4 | 0.96 | 5260 | 83
PHAET72E | LucidLED | T5Knockout | T5KOLED-24000-40K-X-X-D | Indoor Luminaires | High-Bay | High-Bay Luminaires for Commercial and Industrial Buildings | Premium | FALSE | [9 empty] | 42479 |  |  | Yes |  | 3.1 | 24000 | 124.2 | 193.2 | 11.5 | 0.92 | 4280 | 86
PZ6DDVY7 | LucidLED | T5Knockout | T5KOLED-30000-40K-X-X-N | Indoor Luminaires | High-Bay | High-Bay Luminaires for Commercial and Industrial Buildings | Premium | FALSE | [9 empty] | 42479 |  |  | Yes |  | 3.1 | 32325.984 | 130.2417 | 248.2 | 4.4 | 0.96 | 4280 | 85
PCG89WCF | LucidLED | T5Knockout | T5KOLED-12000-40K-X-X-D | Indoor Luminaires | High-Bay | High-Bay Luminaires for Commercial and Industrial Buildings | Premium | FALSE | [9 empty] | 42479 |  |  | Yes |  | 3.1 | 12000 | 124.2 | 96.6 | 11.5 | 0.92 | 4270 | 86
PU4PTTWA | LucidLED | T5Knockout | T5KOLED-24000-40K-X-X-N | Indoor Luminaires | High-Bay | High-Bay Luminaires for Commercial and Industrial Buildings | Premium | FALSE | [9 empty] | 42479 |  |  | Yes |  | 3.1 | 25176 | 130.2858 | 193.2 | 11.5 | 0.92 | 4230 | 85
PJJ78XD3 | LucidLED | T5Knockout | T5KOLED-12000-40K-X-X-N | Indoor Luminaires | High-Bay | High-Bay Luminaires for Commercial and Industrial Buildings | Premium | FALSE | [9 empty] | 42479 |  |  | Yes |  | 3.1 | 12588 | 130.2858 | 96.6 | 11.5 | 0.92 | 4230 | 85
PJSYAHCS | LucidLED | T5Knockout | T5KOLED-9000-40K-X-X-N | Indoor Luminaires | High-Bay | Low-Bay Luminaires for Commercial and Industrial Buildings | Premium | FALSE | [9 empty] | 42479 |  |  | Yes |  | 3.1 | 8950 | 131 | 68.3 | 11.4 | 0.93 | 4230 | 85
PKZBXAM4 | LucidLED | T5Knockout | T5KOLED-18000-40K-X-X-N | Indoor Luminaires | High-Bay | High-Bay Luminaires for Commercial and Industrial Buildings | Premium | FALSE | [9 empty] | 42479 |  |  | Yes |  | 3.1 | 19829.246 | 131.6683 | 150.6 | 5 | 0.92 | 4230 | 85
PC4EP6EY | Shinetoo Lighting LLC/ Shanghai Shinetoo Lighting Co. LTD | Shinetoo | ST-HBL150N | Indoor Luminaires | High-Bay | High-Bay Luminaires for Commercial and Industrial Buildings | Standard | FALSE | [9 empty] | 42479 |  |  | No |  | 3.1 | 16828 | 114.3 | 147.3 | 6.2 | 0.9941 | 5468 | 78.5
PMZ3UUF3 | BJ Take Inc. | BJ Take | BLH-4?-48L-ULT850-347 | Indoor Luminaires | High-Bay | High-Bay Luminaires for Commercial and Industrial Buildings | Standard | FALSE | [9 empty] | 42479 | Dimmable | Continuous Below 10 | Yes |  | 3 | 45245 | 111.1 | 407.4 | 9.9 | 0.975 | 5266 | 84.3
PUNUJ2PU | BJ Take Inc. | BJ Take | BLH-4?-40L-ULT850-347 | Indoor Luminaires | High-Bay | High-Bay Luminaires for Commercial and Industrial Buildings | Standard | FALSE | [9 empty] | 42479 | Dimmable | Continuous Below 10 | Yes |  | 3 | 42986 | 119.2 | 360.5 | 9.9 | 0.975 | 5266 | 84.3
PT7F776H | BJ Take Inc. | BJ Take | BLH-4?-36L-ULT850-347 | Indoor Luminaires | High-Bay | High-Bay Luminaires for Commercial and Industrial Buildings | Standard | FALSE | [9 empty] | 42479 | Dimmable | Continuous Below 10 | Yes |  | 3 | 38688 | 119.2 | 324.4 | 9.9 | 0.975 | 5266 | 84.3
PW7S9UER | BJ Take Inc. | BJ Take | BLH-4?-48L-ULT850-347-L25 | Indoor Luminaires | High-Bay | High-Bay Luminaires for Commercial and Industrial Buildings | Standard | FALSE | [9 empty] | 42479 | Dimmable | Continuous Below 10 | Yes |  | 3 | 36196 | 88.9 | 407 | 9.9 | 0.975 | 5266 | 84.3
PU44G7C8 | BJ Take Inc. | BJ Take | BLH-4?-32L-ULT850-347 | Indoor Luminaires | High-Bay | High-Bay Luminaires for Commercial and Industrial Buildings | Standard | FALSE | [9 empty] | 42479 | Dimmable | Continuous Below 10 | Yes |  | 3 | 34389 | 119.2 | 288.4 | 9.9 | 0.975 | 5266 | 84.3
PFURFG8X | BJ Take Inc. | BJ Take | BLH-4?-40L-ULT850-347-L25 | Indoor Luminaires | High-Bay | High-Bay Luminaires for Commercial and Industrial Buildings | Standard | FALSE | [9 empty] | 42479 | Dimmable | Continuous Below 10 | Yes |  | 3 | 34389 | 95.4 | 360.5 | 9.9 | 0.975 | 5266 | 84.3
PDFEZU17 | BJ Take Inc. | BJ Take | BLH-4?-36L-ULT850-347-L25 | Indoor Luminaires | High-Bay | High-Bay Luminaires for Commercial and Industrial Buildings | Standard | FALSE | [9 empty] | 42479 | Dimmable | Continuous Below 10 | Yes |  | 3 | 30950 | 95.4 | 324.4 | 9.9 | 0.975 | 5266 | 84.3
P8DVUACM | BJ Take Inc. | BJ Take | BLH-4?-32L-ULT850-347-L25 | Indoor Luminaires | High-Bay | High-Bay Luminaires for Commercial and Industrial Buildings | Standard | FALSE | [9 empty] | 42479 | Dimmable | Continuous Below 10 | Yes |  | 3 | 27511 | 95.4 | 288.4 | 9.9 | 0.975 | 5266 | 84.3
PM44HNR3 | BJ Take Inc. | BJ Take | BLH-4?-24L-ULT850-347 | Indoor Luminaires | High-Bay | High-Bay Luminaires for Commercial and Industrial Buildings | Standard | FALSE | [9 empty] | 42479 | Dimmable | Continuous Below 10 | Yes |  | 3 | 25792 | 119.2 | 216.3 | 9.9 | 0.975 | 5266 | 84.3
P8MQVU9J | BJ Take Inc. | BJ Take | BLH-2?-24L-ULT850-347 | Indoor Luminaires | High-Bay | High-Bay Luminaires for Commercial and Industrial Buildings | Standard | FALSE | [9 empty] | 42479 | Dimmable | Continuous Below 10 | Yes |  | 3 | 25792 | 119.2 | 216.3 | 9.9 | 0.975 | 5266 | 84.3
P5EGKJ9P | BJ Take Inc. | BJ Take | BLH-2?-20L-ULT850-347 | Indoor Luminaires | High-Bay | High-Bay Luminaires for Commercial and Industrial Buildings | Standard | FALSE | [9 empty] | 42479 | Dimmable | Continuous Below 10 | Yes |  | 3 | 21493 | 119.2 | 180.2 | 9.9 | 0.975 | 5266 | 84.3
PJWTENET | BJ Take Inc. | BJ Take | BLH-2?-24L-ULT850-347-L25 | Indoor Luminaires | High-Bay | High-Bay Luminaires for Commercial and Industrial Buildings | Standard | FALSE | [9 empty] | 42479 | Dimmable | Continuous Below 10 | Yes |  | 3 | 20634 | 95.4 | 216.3 | 9.9 | 0.975 | 5266 | 84.3
PCYAMY1C | BJ Take Inc. | BJ Take | BLH-4?-24L-ULT850-347-L25 | Indoor Luminaires | High-Bay | High-Bay Luminaires for Commercial and Industrial Buildings | Standard | FALSE | [9 empty] | 42479 | Dimmable | Continuous Below 10 | Yes |  | 3 | 20634 | 95.4 | 216.3 | 9.9 | 0.975 | 5266 | 84.3
PW7W4B1W | BJ Take Inc. | BJ Take | BLH-2?-20L-ULT850-347-L25 | Indoor Luminaires | High-Bay | High-Bay Luminaires for Commercial and Industrial Buildings | Standard | FALSE | [9 empty] | 42479 | Dimmable | Continuous Below 10 | Yes |  | 3 | 17195 | 95.4 | 180.2 | 9.9 | 0.975 | 5266 | 84.3
PUVA4EHG | BJ Take Inc. | BJ Take | BLH-2?-16L-ULT850-347 | Indoor Luminaires | High-Bay | High-Bay Luminaires for Commercial and Industrial Buildings | Standard | FALSE | [9 empty] | 42479 | Dimmable | Continuous Below 10 | Yes |  | 3 | 17195 | 119.2 | 144.2 | 9.9 | 0.975 | 5266 | 84.3
P5SENBJS | BJ Take Inc. | BJ Take | BLH-2?-16L-ULT850-347-L25 | Indoor Luminaires | High-Bay | High-Bay Luminaires for Commercial and Industrial Buildings | Standard | FALSE | [9 empty] | 42479 | Dimmable | Continuous Below 10 | Yes |  | 3 | 13756 | 95.4 | 144.2 | 9.9 | 0.975 | 5266 | 84.3
PST4R9W8 | BJ Take Inc. | BJ Take | BLH-2?-12L-ULT850-347 | Indoor Luminaires | High-Bay | High-Bay Luminaires for Commercial and Industrial Buildings | Standard | FALSE | [9 empty] | 42479 | Dimmable | Continuous Below 10 | Yes |  | 3 | 12896 | 112.6 | 114.5 | 9.9 | 0.975 | 5266 | 84.3
PFA4DDSW | BJ Take Inc. | BJ Take | BLH-2?-12L-ULT850-347-L25 | Indoor Luminaires | High-Bay | High-Bay Luminaires for Commercial and Industrial Buildings | Standard | FALSE | [9 empty] | 42479 | Dimmable | Continuous Below 10 | Yes |  | 3 | 10317 | 90.1 | 114.5 | 9.9 | 0.975 | 5266 | 84.3
P6XJAGZ2 | BJ Take Inc. | BJ Take | BLH-4?-48L-ULT840-347 | Indoor Luminaires | High-Bay | High-Bay Luminaires for Commercial and Industrial Buildings | Standard | FALSE | [9 empty] | 42479 | Dimmable | Continuous Below 10 | Yes |  | 3 | 42285 | 103.8 | 407.4 | 9.9 | 0.975 | 4000 | 84.3
P9AAQP51 | BJ Take Inc. | BJ Take | BLH-4?-40L-ULT840-347 | Indoor Luminaires | High-Bay | High-Bay Luminaires for Commercial and Industrial Buildings | Standard | FALSE | [9 empty] | 42479 | Dimmable | Continuous Below 10 | Yes |  | 3 | 40251 | 111.7 | 360.5 | 9.9 | 0.975 | 4000 | 84.3
P3Y6AZZJ | BJ Take Inc. | BJ Take | BLH-4?-36L-ULT840-347 | Indoor Luminaires | High-Bay | High-Bay Luminaires for Commercial and Industrial Buildings | Standard | FALSE | [9 empty] | 42479 | Dimmable | Continuous Below 10 | Yes |  | 3 | 36226 | 111.7 | 324.4 | 9.9 | 0.975 | 4000 | 84.3
P8R5RNPE | BJ Take Inc. | BJ Take | BLH-4?-48L-ULT840-347-L25 | Indoor Luminaires | High-Bay | High-Bay Luminaires for Commercial and Industrial Buildings | Standard | FALSE | [9 empty] | 42479 | Dimmable | Continuous Below 10 | Yes |  | 3 | 33828 | 83 | 407.4 | 9.9 | 0.975 | 4000 | 84.3
PVQ3YX2N | BJ Take Inc. | BJ Take | BLH-4?-40L-ULT840-347-L25 | Indoor Luminaires | High-Bay | High-Bay Luminaires for Commercial and Industrial Buildings | Standard | FALSE | [9 empty] | 42479 | Dimmable | Continuous Below 10 | Yes |  | 3 | 32201 | 89.3 | 360.5 | 9.9 | 0.975 | 4000 | 84.3
PMDYYVD3 | BJ Take Inc. | BJ Take | BLH-4?-32L-ULT840-347 | Indoor Luminaires | High-Bay | High-Bay Luminaires for Commercial and Industrial Buildings | Standard | FALSE | [9 empty] | 42479 | Dimmable | Continuous Below 10 | Yes |  | 3 | 32201 | 111.7 | 288.4 | 9.9 | 0.975 | 4000 | 84.3
PA3G5R1K | BJ Take Inc. | BJ Take | BLH-4?-36L-ULT840-347-L25 | Indoor Luminaires | High-Bay | High-Bay Luminaires for Commercial and Industrial Buildings | Standard | FALSE | [9 empty] | 42479 | Dimmable | Continuous Below 10 | Yes |  | 3 | 28981 | 89.3 | 324.4 | 9.9 | 0.975 | 4000 | 84.3
PX1ZGH11 | BJ Take Inc. | BJ Take | BLH-4?-32L-ULT840-347-L25 | Indoor Luminaires | High-Bay | High-Bay Luminaires for Commercial and Industrial Buildings | Standard | FALSE | [9 empty] | 42479 | Dimmable | Continuous Below 10 | Yes |  | 3 | 25761 | 89.3 | 288.4 | 9.9 | 0.975 | 4000 | 84.3
PVTUAT5A | BJ Take Inc. | BJ Take | BLH-4?-24L-ULT840-347 | Indoor Luminaires | High-Bay | High-Bay Luminaires for Commercial and Industrial Buildings | Standard | FALSE | [9 empty] | 42479 | Dimmable | Continuous Below 10 | Yes |  | 3 | 24151 | 111.7 | 216.3 | 9.9 | 0.975 | 4000 | 84.3
P74X4N13 | BJ Take Inc. | BJ Take | BLH-2?-24L-ULT840-347 | Indoor Luminaires | High-Bay | High-Bay Luminaires for Commercial and Industrial Buildings | Standard | FALSE | [9 empty] | 42479 | Dimmable | Continuous Below 10 | Yes |  | 3 | 24151 | 111.7 | 216.3 | 9.9 | 0.975 | 4000 | 84.3
PTXBQA35 | BJ Take Inc. | BJ Take | BLH-2?-20L-ULT840-347 | Indoor Luminaires | High-Bay | High-Bay Luminaires for Commercial and Industrial Buildings | Standard | FALSE | [9 empty] | 42479 | Dimmable | Continuous Below 10 | Yes |  | 3 | 20125 | 111.7 | 180.2 | 9.9 | 0.975 | 4000 | 84.3
PVXYESZ9 | BJ Take Inc. | BJ Take | BLH-4?-24L-ULT840-347-L25 | Indoor Luminaires | High-Bay | High-Bay Luminaires for Commercial and Industrial Buildings | Standard | FALSE | [9 empty] | 42479 | Dimmable | Continuous Below 10 | Yes |  | 3 | 19320 | 89.3 | 216.3 | 9.9 | 0.975 | 4000 | 84.3
PTY1BHE3 | BJ Take Inc. | BJ Take | BLH-2?-24L-ULT840-347-L25 | Indoor Luminaires | High-Bay | High-Bay Luminaires for Commercial and Industrial Buildings | Standard | FALSE | [9 empty] | 42479 | Dimmable | Continuous Below 10 | Yes |  | 3 | 19320 | 89.3 | 216.3 | 9.9 | 0.975 | 4000 | 84.3
PKWSQTYK | BJ Take Inc. | BJ Take | BLH-2?-20L-ULT840-347-L25 | Indoor Luminaires | High-Bay | High-Bay Luminaires for Commercial and Industrial Buildings | Standard | FALSE | [9 empty] | 42479 | Dimmable | Continuous Below 10 | Yes |  | 3 | 16100 | 89.3 | 180.2 | 9.9 | 0.975 | 4000 | 84.3
P21C6JX9 | BJ Take Inc. | BJ Take | BLH-2?-16L-ULT840-347 | Indoor Luminaires | High-Bay | High-Bay Luminaires for Commercial and Industrial Buildings | Standard | FALSE | [9 empty] | 42479 | Dimmable | Continuous Below 10 | Yes |  | 3 | 16100 | 111.7 | 144.2 | 9.9 | 0.975 | 4000 | 84.3
P43119E1 | BJ Take Inc. | BJ Take | BLH-2?-16L-ULT840-347-L25 | Indoor Luminaires | High-Bay | High-Bay Luminaires for Commercial and Industrial Buildings | Standard | FALSE | [9 empty] | 42479 | Dimmable | Continuous Below 10 | Yes |  | 3 | 12880 | 89.3 | 144.2 | 9.9 | 0.975 | 4000 | 84.3
PFW76X5E | BJ Take Inc. | BJ Take | BLH-2?-12L-ULT840-347 | Indoor Luminaires | High-Bay | High-Bay Luminaires for Commercial and Industrial Buildings | Standard | FALSE | [9 empty] | 42479 | Dimmable | Continuous Below 10 | Yes |  | 3 | 12075 | 105.5 | 114.5 | 9.9 | 0.975 | 4000 | 84.3
PR3T6J4C | BJ Take Inc. | BJ Take | BLH-2?-12L-ULT840-347-L25 | Indoor Luminaires | High-Bay | High-Bay Luminaires for Commercial and Industrial Buildings | Standard | FALSE | [9 empty] | 42479 | Dimmable | Continuous Below 10 | Yes |  | 3 | 9660 | 84.4 | 114.5 | 9.9 | 0.975 | 4000 | 84.3
PQ3Y6PUB | BJ Take Inc. | BJ Take | BLH-4?-48L-ULT835-347 | Indoor Luminaires | High-Bay | High-Bay Luminaires for Commercial and Industrial Buildings | Standard | FALSE | [9 empty] | 42479 | Dimmable | Continuous Below 10 | Yes |  | 3 | 41053 | 100.8 | 407.4 | 9.9 | 0.975 | 3473 | 84.3
PP5M71G2 | BJ Take Inc. | BJ Take | BLH-4?-40L-ULT835-347 | Indoor Luminaires | High-Bay | High-Bay Luminaires for Commercial and Industrial Buildings | Standard | FALSE | [9 empty] | 42479 | Dimmable | Continuous Below 10 | Yes |  | 3 | 39079 | 108.4 | 360.5 | 9.9 | 0.975 | 3473 | 84.3
PFGA1K28 | BJ Take Inc. | BJ Take | BLH-4?-36L-ULT835-347 | Indoor Luminaires | High-Bay | High-Bay Luminaires for Commercial and Industrial Buildings | Standard | FALSE | [9 empty] | 42479 | Dimmable | Continuous Below 10 | Yes |  | 3 | 35171 | 108.4 | 324.4 | 9.9 | 0.975 | 3473 | 84.3
P71NJUTN | BJ Take Inc. | BJ Take | BLH-4?-32L-ULT835-347 | Indoor Luminaires | High-Bay | High-Bay Luminaires for Commercial and Industrial Buildings | Standard | FALSE | [9 empty] | 42479 | Dimmable | Continuous Below 10 | Yes |  | 3 | 31263 | 108.4 | 288.4 | 9.9 | 0.975 | 3473 | 84.3
P698J9HE | BJ Take Inc. | BJ Take | BLH-4?-40L-ULT835-347-L25 | Indoor Luminaires | High-Bay | High-Bay Luminaires for Commercial and Industrial Buildings | Standard | FALSE | [9 empty] | 42479 | Dimmable | Continuous Below 10 | Yes |  | 3 | 31263 | 86.7 | 360.5 | 9.9 | 0.975 | 3473 | 84.3
PAV5193J | BJ Take Inc. | BJ Take | BLH-4?-36L-ULT835-347-L25 | Indoor Luminaires | High-Bay | High-Bay Luminaires for Commercial and Industrial Buildings | Standard | FALSE | [9 empty] | 42479 | Dimmable | Continuous Below 10 | Yes |  | 3 | 28137 | 86.7 | 324.4 | 9.9 | 0.975 | 3473 | 84.3
PN2QFF9H | BJ Take Inc. | BJ Take | BLH-4?-32L-ULT835-347-L25 | Indoor Luminaires | High-Bay | High-Bay Luminaires for Commercial and Industrial Buildings | Standard | FALSE | [9 empty] | 42479 | Dimmable | Continuous Below 10 | Yes |  | 3 | 25010 | 86.7 | 288.4 | 9.9 | 0.975 | 3473 | 84.3
PGHKRSQH | BJ Take Inc. | BJ Take | BLH-4?-24L-ULT835-347 | Indoor Luminaires | High-Bay | High-Bay Luminaires for Commercial and Industrial Buildings | Standard | FALSE | [9 empty] | 42479 | Dimmable | Continuous Below 10 | Yes |  | 3 | 23447 | 108.4 | 216.3 | 9.9 | 0.975 | 3473 | 84.3
P559PHF7 | BJ Take Inc. | BJ Take | BLH-2?-24L-ULT835-347 | Indoor Luminaires | High-Bay | High-Bay Luminaires for Commercial and Industrial Buildings | Standard | FALSE | [9 empty] | 42479 | Dimmable | Continuous Below 10 | Yes |  | 3 | 23447 | 108.4 | 216.3 | 9.9 | 0.975 | 3473 | 84.3
P8BAGMKQ | BJ Take Inc. | BJ Take | BLH-2?-20L-ULT835-347 | Indoor Luminaires | High-Bay | High-Bay Luminaires for Commercial and Industrial Buildings | Standard | FALSE | [9 empty] | 42479 | Dimmable | Continuous Below 10 | Yes |  | 3 | 19539 | 108.4 | 180.2 | 9.9 | 0.975 | 3473 | 84.3
PY5VM5T8 | BJ Take Inc. | BJ Take | BLH-4?-24L-ULT835-347-L25 | Indoor Luminaires | High-Bay | High-Bay Luminaires for Commercial and Industrial Buildings | Standard | FALSE | [9 empty] | 42479 | Dimmable | Continuous Below 10 | Yes |  | 3 | 18758 | 86.7 | 216.3 | 9.9 | 0.975 | 3473 | 84.3
PA3EKYNM | BJ Take Inc. | BJ Take | BLH-2?-24L-ULT835-347-L25 | Indoor Luminaires | High-Bay | High-Bay Luminaires for Commercial and Industrial Buildings | Standard | FALSE | [9 empty] | 42479 | Dimmable | Continuous Below 10 | Yes |  | 3 | 18758 | 86.7 | 216.3 | 9.9 | 0.975 | 3473 | 84.3
PAD8D7Z2 | BJ Take Inc. | BJ Take | BLH-2?-20L-ULT835-347-L25 | Indoor Luminaires | High-Bay | High-Bay Luminaires for Commercial and Industrial Buildings | Standard | FALSE | [9 empty] | 42479 | Dimmable | Continuous Below 10 | Yes |  | 3 | 15631 | 86.7 | 180.2 | 9.9 | 0.975 | 3473 | 84.3
P19MX74Q | BJ Take Inc. | BJ Take | BLH-2?-16L-ULT835-347 | Indoor Luminaires | High-Bay | High-Bay Luminaires for Commercial and Industrial Buildings | Standard | FALSE | [9 empty] | 42479 | Dimmable | Continuous Below 10 | Yes |  | 3 | 15631 | 108.4 | 144.2 | 9.9 | 0.975 | 3473 | 84.3
P3PVXBC7 | BJ Take Inc. | BJ Take | BLH-2?-16L-ULT835-347-L25 | Indoor Luminaires | High-Bay | High-Bay Luminaires for Commercial and Industrial Buildings | Standard | FALSE | [9 empty] | 42479 | Dimmable | Continuous Below 10 | Yes |  | 3 | 12505 | 86.7 | 144.2 | 9.9 | 0.975 | 3473 | 84.3
PW5R5HCP | BJ Take Inc. | BJ Take | BLH-2?-12L-ULT835-347 | Indoor Luminaires | High-Bay | High-Bay Luminaires for Commercial and Industrial Buildings | Standard | FALSE | [9 empty] | 42479 | Dimmable | Continuous Below 10 | Yes |  | 3 | 11723 | 102.1 | 114.8 | 9.9 | 0.975 | 3473 | 84.3
PDASJ5DY | BJ Take Inc. | BJ Take | BLH-2?-12L-ULT835-347-L25 | Indoor Luminaires | High-Bay | Low-Bay Luminaires for Commercial and Industrial Buildings | Standard | FALSE | [9 empty] | 42479 | Dimmable | Continuous Below 10 | Yes |  | 3 | 9405 | 82.4 | 114.1 | 9.9 | 0.975 | 3473 | 84.3
PYDTGUWV | Shenzhen Betop Electronics CoLtd | Bitco | BT-HL240W-280L(5700K) | Indoor Luminaires | High-Bay | High-Bay Luminaires for Commercial and Industrial Buildings | Standard | FALSE | [9 empty] | 42479 | Dimmable | Continuous Above 10 | No | Updated on 12/22/2016 | 3.1 | 31016 | 129.61 | 239.3 | 15.37 | 0.93 | 5700 | 84
P8WYCZ4H | Shenzhen Betop Electronics CoLtd | Bitco | BT-HL240W-280L(5700K) | Indoor Luminaires | High-Bay | High-Bay Luminaires for Commercial and Industrial Buildings | Standard | FALSE | [9 empty] | 42479 | Dimmable | Continuous Below 10 | No |  | 3.1 | 25538.4 | 114.42 | 223.2 | 19.52 | 0.9952 | 5809 | 82.8
PPADEG6G | Shenzhen Betop Electronics CoLtd | Bitco | BT-HL150W-168L(5700K) | Indoor Luminaires | High-Bay | High-Bay Luminaires for Commercial and Industrial Buildings | Standard | FALSE | [9 empty] | 42479 | Dimmable | Continuous Above 10 | No | Product updated on 12/20/2016 | 4.1 | 19182 | 129.52 | 148.1 | 13.85 | 0.94 | 5700 | 83.9
PXVPS8RU | Shenzhen Betop Electronics CoLtd | Bitco | BT-HL100W-112L(5700K) | Indoor Luminaires | High-Bay | High-Bay Luminaires for Commercial and Industrial Buildings | Standard | FALSE | [9 empty] | 42479 | Dimmable | Continuous Above 10 | No | Product updated on 12/20/2016 | 4.1 | 12927 | 129.91 | 99.51 | 10.73 | 0.97 | 5700 | 83.9
PWJB4N3R | Shenzhen Betop Electronics CoLtd | Bitco | BT-HL200W-224L(5700K) | Indoor Luminaires | High-Bay | High-Bay Luminaires for Commercial and Industrial Buildings | Standard | FALSE | [9 empty] | 42479 | Dimmable | Continuous Below 10 | No |  | 3.1 | 21668.9 | 120.12 | 180.4 | 18.88 | 0.9954 | 5696 | 81.9
PEMDNM7A | Shenzhen Betop Electronics CoLtd | Bitco | BT-HL200W-224L(5700K) | Indoor Luminaires | High-Bay | High-Bay Luminaires for Commercial and Industrial Buildings | Standard | FALSE | [9 empty] | 42479 | Dimmable | Continuous Above 10 | No | Product updated on 12/21/2016 | 3.1 | 25799 | 129.97 | 198.5 | 12.49 | 0.91 | 5700 | 84
PU9P672K | Shenzhen Betop Electronics CoLtd | Bitco | BT-HL100W-175L(5700K) | Indoor Luminaires | High-Bay | High-Bay Luminaires for Commercial and Industrial Buildings | Premium | FALSE | [9 empty] | 42479 | Dimmable | Continuous Below 10 | No | Updated on 12/22/2016 | 3.1 | 14049 | 141.87 | 99.03 | 10.8 | 0.97 | 5700 | 83.9
PW9YXDWM | Shenzhen Betop Electronics CoLtd | Bitco | BT-HL240W-280L(5000K) | Indoor Luminaires | High-Bay | High-Bay Luminaires for Commercial and Industrial Buildings | Standard | FALSE | [9 empty] | 42479 | Dimmable | Continuous Below 10 | No |  | 3.1 | 26241.4 | 115.96 | 226.3 | 19.32 | 0.9966 | 5000 | 82
PKBMN4XJ | Shenzhen Betop Electronics CoLtd | Bitco | BT-HL240W-280L(5000K) | Indoor Luminaires | High-Bay | High-Bay Luminaires for Commercial and Industrial Buildings | Standard | FALSE | [9 empty] | 42479 | Dimmable | Continuous Above 10 | No | Updated on 12/22/2016 | 3.1 | 30454 | 127.53 | 238.8 | 15.29 | 0.94 | 5000 | 83.9
PHVPV56R | Shenzhen Betop Electronics CoLtd | Bitco | BT-HL150W-168L(5000K) | Indoor Luminaires | High-Bay | High-Bay Luminaires for Commercial and Industrial Buildings | Standard | FALSE | [9 empty] | 42479 | Dimmable | Continuous Above 10 | No | Product updated on 12/20/2016 | 4.1 | 18958 | 128.53 | 147.5 | 14.56 | 0.94 | 5000 | 83.9
P68GRTJM | Shenzhen Betop Electronics CoLtd | Bitco | BT-HL100W-175L(5000K) | Indoor Luminaires | High-Bay | High-Bay Luminaires for Commercial and Industrial Buildings | Premium | FALSE | [9 empty] | 42479 | Dimmable | Continuous Below 10 | No | Updated on 12/22/2016 | 3.1 | 13825 | 138.51 | 99.81 | 10.63 | 0.96 | 5000 | 84
PYD6NS7C | Shenzhen Betop Electronics CoLtd | Bitco | BT-HL100W-112L(5000K) | Indoor Luminaires | High-Bay | High-Bay Luminaires for Commercial and Industrial Buildings | Standard | FALSE | [9 empty] | 42479 | Dimmable | Continuous Above 10 | No | Product updated on 12/20/2016 | 4.1 | 12813 | 128.23 | 99.92 | 10.92 | 0.97 | 5000 | 83.9
P8BH6U9V | Shenzhen Betop Electronics CoLtd | Bitco | BT-HL200W-224L(5000K) | Indoor Luminaires | High-Bay | High-Bay Luminaires for Commercial and Industrial Buildings | Standard | FALSE | [9 empty] | 42479 | Dimmable | Continuous Above 10 | No | Product updated on 12/21/2016 | 3.1 | 25580 | 128.35 | 199.3 | 13.44 | 0.92 | 5000 | 83.9
P3PZRACR | Shenzhen Betop Electronics CoLtd | Bitco | BT-HL200W-224L(5000K) | Indoor Luminaires | High-Bay | High-Bay Luminaires for Commercial and Industrial Buildings | Standard | FALSE | [9 empty] | 42479 | Dimmable | Continuous Below 10 | No |  | 3.1 | 21407.5 | 117.95 | 181.5 | 18.9 | 0.995 | 5000 | 81.8
P8PV43YE | SPRING-LIGHTING ELECTRONICS CO.LTD | Spring-Lighting | SPL-HBL02-150W(5700K) | Indoor Luminaires | High-Bay | High-Bay Luminaires for Commercial and Industrial Buildings | Standard | FALSE | [9 empty] | 42479 | Not Dimmable | Not Dimmable | No |  | 3.1 | 15691.058 | 104.621 | 149.98 | 17.71 | 0.997 | 5700 | 82.1
PWKSRJTF | SPRING-LIGHTING ELECTRONICS CO.LTD | Spring-Lighting | SPL-HBL01-240W(5700K) | Indoor Luminaires | High-Bay | High-Bay Luminaires for Commercial and Industrial Buildings | Standard | FALSE | [9 empty] | 42479 | Not Dimmable | Not Dimmable | No |  | 3.1 | 26135.18 | 109.206 | 239.32 | 17.18 | 0.997 | 5700 | 82.1
P6QPNPV1 | SPRING-LIGHTING ELECTRONICS CO.LTD | Spring-Lighting | SPL-HBL01-200W(5700K) | Indoor Luminaires | High-Bay | High-Bay Luminaires for Commercial and Industrial Buildings | Standard | FALSE | [9 empty] | 42479 | Not Dimmable | Not Dimmable | No |  | 3.1 | 21140.781 | 105.309 | 200.75 | 17.35 | 0.997 | 5700 | 82
PDNCPDQ6 | SPRING-LIGHTING ELECTRONICS CO.LTD | Spring-Lighting | SPL-HBL02-100W(5700K) | Indoor Luminaires | High-Bay | High-Bay Luminaires for Commercial and Industrial Buildings | Standard | FALSE | [9 empty] | 42479 | Not Dimmable | Not Dimmable | No |  | 3.1 | 10148.441 | 103.271 | 98.27 | 18.29 | 0.997 | 5700 | 81.9
PC8YYC5C | SPRING-LIGHTING ELECTRONICS CO.LTD | Spring-Lighting | SPL-HBL01-240W(5000K) | Indoor Luminaires | High-Bay | High-Bay Luminaires for Commercial and Industrial Buildings | Standard | FALSE | [9 empty] | 42479 | Not Dimmable | Not Dimmable | No |  | 3.1 | 25399.81 | 106.151 | 239.28 | 17.42 | 0.997 | 5000 | 83
P5CC58RK | SPRING-LIGHTING ELECTRONICS CO.LTD | Spring-Lighting | SPL-HBL02-100W(5000K) | Indoor Luminaires | High-Bay | High-Bay Luminaires for Commercial and Industrial Buildings | Standard | FALSE | [9 empty] | 42479 | Not Dimmable | Not Dimmable | No |  | 3.1 | 9851.547 | 100.209 | 98.31 | 18.67 | 0.997 | 5000 | 82.9
P86K1MH5 | SPRING-LIGHTING ELECTRONICS CO.LTD | Spring-Lighting | SPL-HBL01-200W(5000K) | Indoor Luminaires | High-Bay | High-Bay Luminaires for Commercial and Industrial Buildings | Standard | FALSE | [9 empty] | 42479 | Not Dimmable | Not Dimmable | No |  | 3.1 | 20589.836 | 102.585 | 200.71 | 17.74 | 0.998 | 5000 | 82.9
PB7DFJ19 | SPRING-LIGHTING ELECTRONICS CO.LTD | Spring-Lighting | SPL-HBL02-150W(5000K) | Indoor Luminaires | High-Bay | High-Bay Luminaires for Commercial and Industrial Buildings | Standard | FALSE | [9 empty] | 42479 | Not Dimmable | Not Dimmable | No |  | 3.1 | 15285.393 | 101.957 | 149.92 | 18.27 | 0.998 | 5000 | 81.4
PQGSVYXH | Lumen Focus LLC | WVL | WVL 4 HI UV FA 830 | Indoor Luminaires | High-Bay | High-Bay Luminaires for Commercial and Industrial Buildings | Standard | TRUE | 18227 | 101.5 | 179.43 | 12.086 | 0.967 | 3066 | 83.3 | 5 |  | 42478 |  |  | NotYetVerified |  | 3 | 18200 | 101 | 180 | 20 | 0.9 | 3000 | 82
PV1T5364 | Horner Lighting Group | Horner Lighting Group | ETG-WLL-4320 | Indoor Luminaires | High-Bay | High-Bay Luminaires for Commercial and Industrial Buildings | Standard | TRUE | 36382.96 | 114.78 | 316.97 | 6 | 0.9629 | 5197 | 84.12 | 5 | 50000 | 42478 |  |  | No |  | 3.1 | 36450 | 115 | 316.97 | 3.73 | 1 | 5197 | 84
PNYMXNP3 | Shenzhen Betop Electronics CoLtd | Bitco | BT-TH60W(4000K) | Indoor Luminaires | High-Bay | Low-Bay Luminaires for Commercial and Industrial Buildings | Standard | TRUE | 6729.39 | 102.43 | 65.7 | 11.97 | 0.928 | 3932 | 81.2 | 5 | 50000 | 42478 |  |  | No |  | 3.1 | 6729.39 | 102.43 | 65.7 | 12 | 0.999 | 3932 | 81.2
PRM7XMC3 | Lumen Focus LLC | NVL | NVL 4 VH UV FRA 840 | Indoor Luminaires | High-Bay | Low-Bay Luminaires for Commercial and Industrial Buildings | Standard | TRUE | 8110 | 96.79 | 83.792 | 19.261 | 0.9167 | 4110 | 82.76 | 5 | 50000 | 42478 |  |  | NotYetVerified |  | 3 | 8100 | 95 | 84 | 20 | 0.9 | 4000 | 82
PTAVXP8N | Lumen Focus LLC | NVL | NVL 4 VH UV FDA 840 | Indoor Luminaires | High-Bay | Low-Bay Luminaires for Commercial and Industrial Buildings | Standard | TRUE | 8710 | 103.82 | 83.892 | 19.26 | 0.9167 | 4091 | 82.51 | 5 | 50000 | 42478 |  |  | NotYetVerified |  | 3 | 8700 | 103 | 84 | 20 | 0.9 | 4000 | 82
P5JRAFZQ | Shenzhen Betop Electronics CoLtd | Bitco | BT-TH60W(5700K) | Indoor Luminaires | High-Bay | Low-Bay Luminaires for Commercial and Industrial Buildings | Standard | FALSE | [9 empty] | 42478 | Not Dimmable | Not Dimmable | No |  | 3.1 | 7204.31 | 109.49 | 65.8 | 12 | 0.999 | 5590 | 81.8
PK1E3KZ4 | Shenzhen Betop Electronics CoLtd | Bitco | BT-TH60W(5000K) | Indoor Luminaires | High-Bay | Low-Bay Luminaires for Commercial and Industrial Buildings | Standard | FALSE | [9 empty] | 42478 | Not Dimmable | Not Dimmable | No |  | 3.1 | 6715 | 102.24 | 65.68 | 12 | 0.999 | 5000 | 81.5
P75SW6PX | Lumen Focus LLC | WVL | WVL 4 HI UV FA 850 | Indoor Luminaires | High-Bay | High-Bay Luminaires for Commercial and Industrial Buildings | Standard | FALSE | [9 empty] | 42478 | Not Yet Verified | Not Yet Verified | NotYetVerified |  | 3 | 21000 | 116 | 180 | 20 | 0.9 | 5000 | 82
PU5G7199 | Lumen Focus LLC | WVL | WVL 4 HI UV FA 840 | Indoor Luminaires | High-Bay | High-Bay Luminaires for Commercial and Industrial Buildings | Standard | FALSE | [9 empty] | 42478 | Not Yet Verified | Not Yet Verified | NotYetVerified |  | 3 | 20000 | 111 | 180 | 20 | 0.9 | 4000 | 82
PNJ9HD96 | Lumen Focus LLC | WVL | WVL 4 HI UV FA 835 | Indoor Luminaires | High-Bay | High-Bay Luminaires for Commercial and Industrial Buildings | Standard | FALSE | [9 empty] | 42478 | Not Yet Verified | Not Yet Verified | NotYetVerified |  | 3 | 19100 | 106 | 180 | 20 | 0.9 | 3500 | 82
PYU8WB5H | Visioneering Corp | Visioneering | LHBG24-LED840K090LXXX-W1 [Options include B39 C03 K0 and VXX] | Indoor Luminaires | High-Bay | Low-Bay Luminaires for Commercial and Industrial Buildings | Standard | TRUE | 8765 | 102.2 | 85.8 | 8.55 | 0.9828 | 4002 | 83.53 | 5 | 50000 | 42475 |  |  | Yes |  | 3.1 | 8765 | 101.9 | 86 | 11 | 0.98 | 4000 | 80
P98JWY56 | Industrial Lighting Products | Industrial Lighting Products | FWS8-40WLED-UNIV-30-XXXX [Excluding SD480 and WC] | Indoor Luminaires | High-Bay | Low-Bay Luminaires for Commercial and Industrial Buildings | Premium | TRUE | 5456 | 127 | 42.87 | 11.9 | 0.978 | 3063 | 82.7 | 5 | 50000 | 42475 |  |  | Yes |  | 3.1 | 5456 | 127.3 | 42.87 | 11.9 | 0.978 | 3000 | 82.9
PA786RMA | Visioneering Corp | Visioneering | LHBG24-LED850K120LXXX-W1 [Options include B39 C03 K0 and VXX] | Indoor Luminaires | High-Bay | High-Bay Luminaires for Commercial and Industrial Buildings | Standard | TRUE | 11930 | 92 | 129.61 | 11.2 | 0.977 | 5125 | 84.58 | 5 | 50000 | 42475 |  |  | Yes |  | 3.1 | 11995 | 91.6 | 131 | 11 | 0.98 | 5000 | 80
PFW73Y1T | Visioneering Corp | Visioneering | LHBG24-LED840K120LXXX-W1 [Options include B39 C03 K0 and VXX] | Indoor Luminaires | High-Bay | High-Bay Luminaires for Commercial and Industrial Buildings | Standard | TRUE | 12144 | 93.2 | 130.3 | 11.2 | 0.977 | 4046 | 83.34 | 5 | 50000 | 42475 |  |  | Yes |  | 3.1 | 11730 | 89.5 | 131 | 11 | 0.98 | 4000 | 80
PMEZZDT8 | Industrial Lighting Products | Industrial Lighting Products | FWS-40WLED-UNIV-30-XXXX [Excluding SD480 WC] | Indoor Luminaires | High-Bay | Low-Bay Luminaires for Commercial and Industrial Buildings | Premium | TRUE | 4700 | 117 | 40.33 | 12.8 | 0.977 | 3071 | 82.7 | 5 | 50000 | 42475 |  |  | Yes |  | 3.1 | 4700 | 117 | 40.33 | 12.8 | 0.97 | 3000 | 82.7
PD53Q2UH | SLT LIGHTING TECHNOLOGY(DONGGUAN)CO. LTD | SLTMAKS | STH-320AC1 | Indoor Luminaires | High-Bay | High-Bay Luminaires for Commercial and Industrial Buildings | Standard | TRUE | 25161.83 | 79.5 | 316.5 | 6.5 | 0.963 | 5660 | 70.1 | 5 | 50000 | 42475 |  |  | NotYetVerified |  | 3 | 25161.83 | 79.5 | 316.5 | 2.87 | 0.998 | 5660 | 70
PU9RUFSK | SLT LIGHTING TECHNOLOGY(DONGGUAN)CO. LTD | SLTMAKS | STH-150AC1 | Indoor Luminaires | High-Bay | High-Bay Luminaires for Commercial and Industrial Buildings | Standard | TRUE | 11663.06 | 77.68 | 150.15 | 12.8 | 0.958 | 5236 | 74.1 | 5 | 50000 | 42475 |  |  | NotYetVerified |  | 3 | 12000 | 80 | 150 | 10 | 0.9 | 5000 | 70
PAC8FGGF | SimplyLEDs | CLG | CLG-120W-50K-APF-480V-P15 | Indoor Luminaires | High-Bay | High-Bay Luminaires for Commercial and Industrial Buildings | Standard | TRUE | 11597 | 96.88 | 119.7 | 10.11 | 0.949 | 4939 | 71.6 | 10 | 50000 | 42475 |  |  | No |  | 3.1 | 11597 | 97.63 | 119.7 | 7.51 | 0.994 | 4939 | 71.6
P4Y4RYUP | Industrial Lighting Products | Industrial Lighting Products | FWS8-55WLED-UNIV-30-XXXX [Excluding SD480 and WC] | Indoor Luminaires | High-Bay | Low-Bay Luminaires for Commercial and Industrial Buildings | Premium | TRUE | 6770 | 125 | 53.98 | 18.3 | 0.944 | 3075 | 82.6 | 5 | 50000 | 42475 |  |  | Yes |  | 3.1 | 6770 | 125.4 | 53.98 | 18.3 | 0.944 | 3000 | 82.9
P7MFT2R4 | Industrial Lighting Products | Industrial Lighting Product | FWS-55WLED-UNIV-30-XXXXX [Excluding SD480] | Indoor Luminaires | High-Bay | Low-Bay Luminaires for Commercial and Industrial Buildings | Standard | TRUE | 5943 | 112 | 53.25 | 19.1 | 0.943 | 3028 | 80.4 | 5 | 50000 | 42475 |  |  | Yes |  | 3.1 | 5943 | 112 | 53.25 | 19.1 | 0.943 | 3000 | 80.4
PU29YCM4 | Industrial Lighting Products | Industrial Lighting Products | FWS8-80WLED-UNIV-30-XXXX [Excluding SD480 and WC] | Indoor Luminaires | High-Bay | Low-Bay Luminaires for Commercial and Industrial Buildings | Premium | TRUE | 9563 | 119 | 80.19 | 15.6 | 0.94 | 3079 | 82.4 | 5 | 50000 | 42475 |  |  | Yes |  | 3.1 | 9563 | 119.3 | 80.19 | 15.6 | 0.94 | 3000 | 82.9
P7BC3TSK | KRYPTON LIGHTING. LLC | Krypton Lighting | KL-SA-4-EXT-H-240-5K-CPL | Indoor Luminaires | High-Bay | High-Bay Luminaires for Commercial and Industrial Buildings | Standard | TRUE | 31180 | 127.2 | 245.1 | 12.5 | 0.937 | 5008 | 83.7 | 5 | 100000 | 42475 |  |  | Yes |  | 3.1 | 32550 | 133.1 | 244.6 | 5.94 | 0.995 | 5008 | 83.7
PZ25N1UT | Beyond LED Technology | Beyond | 102559 | Indoor Luminaires | High-Bay | High-Bay Luminaires for Commercial and Industrial Buildings | Premium | TRUE | 18522 | 123.98 | 149.4 | 17.98 | 0.935 | 5132 | 81.6 | 5 | 50000 | 42475 |  |  | No |  | 3 | 18522 | 123.98 | 149.4 | 17.98 | 0.935 | 5132 | 81.6
P9YWMTM6 | SLT LIGHTING TECHNOLOGY(DONGGUAN)CO. LTD | SLTMAKS | STH-100AN1 | Indoor Luminaires | High-Bay | High-Bay Luminaires for Commercial and Industrial Buildings | Standard | TRUE | 9531.25 | 87.68 | 108.7 | 14.2 | 0.933 | 4103 | 73.3 | 5 | 50000 | 42475 |  |  | NotYetVerified |  | 3 | 9531.25 | 87.68 | 108.7 | 7.65 | 0.996 | 4103 | 73
P4514894 | Industrial Lighting Products | Industrial Lighting Products | FWS-70WLED-UNIV-30-XXXX [Excluding SD480] | Indoor Luminaires | High-Bay | Low-Bay Luminaires for Commercial and Industrial Buildings | Premium | TRUE | 7647 | 110 | 69.43 | 16.5 | 0.932 | 3044 | 80.1 | 5 | 50000 | 42475 |  |  | Yes |  | 3.1 | 7647 | 110 | 69.43 | 16.5 | 0.932 | 3000 | 80.1
PM6CXQ1S | SLT LIGHTING TECHNOLOGY(DONGGUAN)CO. LTD | SLTMAKS | STH-200AN1 | Indoor Luminaires | High-Bay | High-Bay Luminaires for Commercial and Industrial Buildings | Standard | TRUE | 17780.17 | 85.19 | 205.7 | 7.64 | 0.93 | 4050 | 73.6 | 5 | 35000 | 42475 |  |  | NotYetVerified |  | 3 | 17780.17 | 85.19 | 208.71 | 7.64 | 0.996 | 4050 | 74
PUY7GJ6Z | Shat-R-Shield | Shat-R-Shield Inc. | 200HB50-PH-NC-VH-X-XX-XX-02 | Indoor Luminaires | High-Bay | High-Bay Luminaires for Commercial and Industrial Buildings | Standard | TRUE | 22033 | 116.68 | 188.8 | 12.6 | 0.9465 | 4853 | 82.2 |  | 5 | 42475 |  |  | No | Updated on 11/28/2016 | 3.1 | 22043.3 | 116.75 | 188.8 | 12.6 | 0.95 | 4853 | 82.2
PSR13NDW | Beyond LED Technology | Beyond | 103879 | Indoor Luminaires | High-Bay | High-Bay Luminaires for Commercial and Industrial Buildings | Premium | TRUE | 15395 | 127.97 | 120.3 | 15.23 | 0.9153 | 5135 | 81.8 | 5 | 50000 | 42475 |  |  | No |  | 3 | 15395 | 127.97 | 120.3 | 15.23 | 0.9153 | 5135 | 81.8
PG92ZXRD | Open Platform Systems LLC | HBY | HBY-130W-40K | Indoor Luminaires | High-Bay | High-Bay Luminaires for Commercial and Industrial Buildings | Standard | TRUE | 10891 | 83.97 | 129.7 | 11.26 | 0.912 | 4091 | 83.2 | 5 | 200000 | 42475 |  |  | NotYetVerified |  | 3 | 10891 | 84 | 130 | 12 | 0.912 | 4000 | 83
PJZQSSXT | LED Wisconsin | LED Wisconsin | LEDWI150HB(3000K) | Indoor Luminaires | High-Bay | High-Bay Luminaires for Commercial and Industrial Buildings | Standard | TRUE | 13523.94 | 91.95 | 146.12 | 17.7 | 0.89 | 3084 | 75 | 5 | 50000 | 42475 |  |  | NotYetVerified |  | 3 | 13000 | 90 | 150 | 20 | 0.93 | 3000 | 70
P6GE5537 | LED Wisconsin | LED Wisconsin | LEDWI150HB(5700K) | Indoor Luminaires | High-Bay | High-Bay Luminaires for Commercial and Industrial Buildings | Standard | FALSE | [9 empty] | 42475 |  |  | NotYetVerified |  | 3 | 13000 | 90 | 150 | 20 | 0.93 | 5700 | 70
P5A9RZ8C | Visioneering Corp | Visioneering | LHBG48-LED850K240LXXX [Options include B39 C03 K0 and VXX] | Indoor Luminaires | High-Bay | High-Bay Luminaires for Commercial and Industrial Buildings | Standard | FALSE | [9 empty] | 42475 |  |  | Yes |  | 3.1 | 26151 | 99.4 | 263 | 11 | 0.98 | 5000 | 80
PBAYYD6Q | Visioneering Corp | Visioneering | LHBG48-LED850K240LXXX-P82W1 [Options include B39 C03 K0 and VXX] | Indoor Luminaires | High-Bay | High-Bay Luminaires for Commercial and Industrial Buildings | Standard | FALSE | [9 empty] | 42475 |  |  | Yes |  | 3.1 | 25957 | 98.7 | 263 | 11 | 0.98 | 5000 | 80
PWDGMCP2 | Visioneering Corp | Visioneering | LHBG48-LED850K240LXXX-W1 [Options include B39 C03 K0 and VXX] | Indoor Luminaires | High-Bay | High-Bay Luminaires for Commercial and Industrial Buildings | Standard | FALSE | [9 empty] | 42475 |  |  | Yes |  | 3.1 | 25118 | 95.5 | 263 | 11 | 0.98 | 5000 | 80
PR1M1UXJ | Visioneering Corp | Visioneering | LHBG48-LED850K180LXXX [Options include B39 C03 K0 and VXX] | Indoor Luminaires | High-Bay | High-Bay Luminaires for Commercial and Industrial Buildings | Standard | FALSE | [9 empty] | 42475 |  |  | Yes |  | 3.1 | 19416 | 112.9 | 172 | 11 | 0.98 | 5000 | 80
PHBH922D | Visioneering Corp | Visioneering | LHBG48-LED850K180LXXX-P82W1 [Options include B39 C03 K0 and VXX] | Indoor Luminaires | High-Bay | High-Bay Luminaires for Commercial and Industrial Buildings | Standard | FALSE | [9 empty] | 42475 |  |  | Yes |  | 3.1 | 19370 | 112.6 | 172 | 11 | 0.98 | 5000 | 80
P2882B5G | Visioneering Corp | Visioneering | LHBG48-LED850K180LXXX-W1 [Options include B39 C03 K0 and VXX] | Indoor Luminaires | High-Bay | High-Bay Luminaires for Commercial and Industrial Buildings | Standard | FALSE | [9 empty] | 42475 |  |  | Yes |  | 3.1 | 18725 | 105.8 | 172 | 11 | 0.98 | 5000 | 80
PXMQ761Y | Visioneering Corp | Visioneering | LHBG24-LED850K120LXXX-P82W1 [Options include B39 C03 K0 and VXX] | Indoor Luminaires | High-Bay | High-Bay Luminaires for Commercial and Industrial Buildings | Standard | FALSE | [9 empty] | 42475 |  |  | Yes |  | 3.1 | 12507 | 95.5 | 131 | 11 | 0.98 | 5000 | 80
PNFJWYGZ | Visioneering Corp | Visioneering | LHBG24-LED850K120LXXX [Options include B39 C03 K0 and VXX] | Indoor Luminaires | High-Bay | High-Bay Luminaires for Commercial and Industrial Buildings | Standard | FALSE | [9 empty] | 42475 |  |  | Yes |  | 3.1 | 12425 | 94.8 | 131 | 11 | 0.98 | 5000 | 80
P1B86AWB | Visioneering Corp | Visioneering | LHBG24-LED850K090LXXX-P82W1 [Options include B39 C03 K0 and VXX] | Indoor Luminaires | High-Bay | Low-Bay Luminaires for Commercial and Industrial Buildings | Standard | FALSE | [9 empty] | 42475 |  |  | Yes |  | 3.1 | 9289 | 108 | 86 | 11 | 0.98 | 5000 | 80
PTN92V1E | Visioneering Corp | Visioneering | LHBG24-LED850K090LXXX [Options include B39 C03 K0 and VXX] | Indoor Luminaires | High-Bay | Low-Bay Luminaires for Commercial and Industrial Buildings | Standard | FALSE | [9 empty] | 42475 |  |  | Yes |  | 3.1 | 9275 | 107.8 | 86 | 11 | 0.98 | 5000 | 80
PKT7F1M9 | Visioneering Corp | Visioneering | LHBG24-LED850K090LXXX-W1 [Options include B39 C03 K0 and VXX] | Indoor Luminaires | High-Bay | Low-Bay Luminaires for Commercial and Industrial Buildings | Standard | FALSE | [9 empty] | 42475 |  |  | Yes |  | 3.1 | 8921 | 103.7 | 86 | 11 | 0.98 | 5000 | 80
PHK97HVG | Visioneering Corp | Visioneering | LHBG48-LED840K240LXXX [Options include B39 C03 K0 and VXX] | Indoor Luminaires | High-Bay | High-Bay Luminaires for Commercial and Industrial Buildings | Standard | FALSE | [9 empty] | 42475 |  |  | Yes |  | 3.1 | 25573 | 97.2 | 263 | 11 | 0.98 | 4000 | 80
PDEBSK2N | Visioneering Corp | Visioneering | LHBG48-LED840K240LXXX-P82W1 [Options include B39 C03 K0 and VXX] | Indoor Luminaires | High-Bay | High-Bay Luminaires for Commercial and Industrial Buildings | Standard | FALSE | [9 empty] | 42475 |  |  | Yes |  | 3.1 | 25383 | 96.5 | 263 | 11 | 0.98 | 4000 | 80
PCSJSV6S | Visioneering Corp | Visioneering | LHBG48-LED840K240LXXX-W1 [Options include B39 C03 K0 and VXX] | Indoor Luminaires | High-Bay | High-Bay Luminaires for Commercial and Industrial Buildings | Standard | FALSE | [9 empty] | 42475 |  |  | Yes |  | 3.1 | 24563 | 93.4 | 263 | 11 | 0.98 | 4000 | 80
PX91VUGR | Visioneering Corp | Visioneering | LHBG48-LED840K180LXXX [Options include B39 C03 K0 and VXX] | Indoor Luminaires | High-Bay | High-Bay Luminaires for Commercial and Industrial Buildings | Standard | FALSE | [9 empty] | 42475 |  |  | Yes |  | 3.1 | 18987 | 110.4 | 172 | 11 | 0.98 | 4000 | 80
P91E4HNG | Visioneering Corp | Visioneering | LHBG48-LED840K180LXXX-P82W1 [Options include B39 C03 K0 and VXX] | Indoor Luminaires | High-Bay | High-Bay Luminaires for Commercial and Industrial Buildings | Standard | FALSE | [9 empty] | 42475 |  |  | Yes |  | 3.1 | 18942 | 110.1 | 172 | 11 | 0.98 | 4000 | 80
PAG562KR | Visioneering Corp | Visioneering | LHBG48-LED840K180LXXX-W1 [Options include B39 C03 K0 and VXX] | Indoor Luminaires | High-Bay | High-Bay Luminaires for Commercial and Industrial Buildings | Standard | FALSE | [9 empty] | 42475 |  |  | Yes |  | 3.1 | 18311 | 103 | 172 | 11 | 0.98 | 4000 | 80
PCCG5A2M | Visioneering Corp | Visioneering | LHBG24-LED840K120LXXX-P82W1 [Options include B39 C03 K0 and VXX] | Indoor Luminaires | High-Bay | High-Bay Luminaires for Commercial and Industrial Buildings | Standard | FALSE | [9 empty] | 42475 |  |  | Yes |  | 3.1 | 12231 | 93.4 | 131 | 11 | 0.98 | 4000 | 80
PWWB476A | Visioneering Corp | Visioneering | LHBG24-LED840K120LXXX [Options include B39 C03 K0 and VXX] | Indoor Luminaires | High-Bay | High-Bay Luminaires for Commercial and Industrial Buildings | Standard | FALSE | [9 empty] | 42475 |  |  | Yes |  | 3.1 | 12150 | 92.7 | 131 | 11 | 0.98 | 4000 | 80
P1NX32S8 | Visioneering Corp | Visioneering | LHBG24-LED840K090LXXX-P82W1 [Options include B39 C03 K0 and VXX] | Indoor Luminaires | High-Bay | Low-Bay Luminaires for Commercial and Industrial Buildings | Standard | FALSE | [9 empty] | 42475 |  |  | Yes |  | 3.1 | 9084 | 105.6 | 86 | 11 | 0.98 | 4000 | 80
PP6XHS8G | Visioneering Corp | Visioneering | LHBG24-LED840K090LXXX [Options include B39 C03 K0 and VXX] | Indoor Luminaires | High-Bay | Low-Bay Luminaires for Commercial and Industrial Buildings | Standard | FALSE | [9 empty] | 42475 |  |  | Yes |  | 3.1 | 9070 | 105.5 | 86 | 11 | 0.98 | 4000 | 80
PWCARBS5 | Industrial Lighting Products | Industrial Lighting Products | FWS8-55WLED-UNIV-50-XXXX [Excluding SD480 and WC] | Indoor Luminaires | High-Bay | Low-Bay Luminaires for Commercial and Industrial Buildings | Premium | FALSE | [9 empty] | 42475 |  |  | Yes |  | 3.1 | 6897 | 128 | 53.89 | 18.3 | 0.944 | 5000 | 82.9
PTESG7KW | Industrial Lighting Products | Industrial Lighting Products | FWS8-80WLED-UNIV-50-XXXX [Excluding SD480 and WC] | Indoor Luminaires | High-Bay | Low-Bay Luminaires for Commercial and Industrial Buildings | Premium | FALSE | [9 empty] | 42475 |  |  | Yes |  | 3.1 | 9892 | 124.1 | 79.7 | 15.6 | 0.94 | 5000 | 82.9
PMSQEZMU | Industrial Lighting Products | Industrial Lighting Products | FWS8-40WLED-UNIV-50-XXXX [Excluding SD480 and WC] | Indoor Luminaires | High-Bay | Low-Bay Luminaires for Commercial and Industrial Buildings | Premium | FALSE | [9 empty] | 42475 |  |  | Yes |  | 3.1 | 5628 | 131.9 | 42.68 | 11.9 | 0.978 | 5000 | 82.9
PEUC9KWW | Industrial Lighting Products | Industrial Lighting Products | FWS-40WLED-UNIV-50-XXXX [Excluding SD480 WC] | Indoor Luminaires | High-Bay | Low-Bay Luminaires for Commercial and Industrial Buildings | Premium | FALSE | [9 empty] | 42475 |  |  | Yes |  | 3.1 | 4836 | 121 | 40.08 | 12.8 | 0.97 | 5000 | 82.7
PXVB9H5R | Industrial Lighting Products | Industrial Lighting Product | FWS-55WLED-UNIV-50-XXXX [Excluding SD480] | Indoor Luminaires | High-Bay | Low-Bay Luminaires for Commercial and Industrial Buildings | Standard | FALSE | [9 empty] | 42475 |  |  | Yes |  | 3.1 | 6273 | 117 | 53.59 | 19.1 | 0.943 | 5000 | 80.4
PVZVCHFB | Industrial Lighting Products | Industrial Lighting Products | FWS-70WLED-UNIV-50-XXXX[Excluding SD480] | Indoor Luminaires | High-Bay | Low-Bay Luminaires for Commercial and Industrial Buildings | Premium | FALSE | [9 empty] | 42475 |  |  | Yes |  | 3.1 | 7960 | 114 | 70.1 | 16.5 | 0.932 | 5000 | 80.1
P44A33VJ | Industrial Lighting Products | Industrial Lighting Products | FWS8-55WLED-UNIV-40-XXXX [Excluding SD480 and WC] | Indoor Luminaires | High-Bay | Low-Bay Luminaires for Commercial and Industrial Buildings | Premium | FALSE | [9 empty] | 42475 |  |  | Yes |  | 3.1 | 6862 | 127.1 | 53.98 | 18.3 | 0.944 | 4000 | 82.9
PE2BPSX9 | Industrial Lighting Products | Industrial Lighting Products | FWS8-80WLED-UNIV-40-XXXX [Excluding SD480 and WC] | Indoor Luminaires | High-Bay | Low-Bay Luminaires for Commercial and Industrial Buildings | Premium | FALSE | [9 empty] | 42475 |  |  | Yes |  | 3.1 | 9823 | 122.5 | 80.19 | 15.6 | 0.94 | 4000 | 82.9
PZA8QFDR | Industrial Lighting Products | Industrial Lighting Products | FWS8-40WLED-UNIV-40-XXXX [Excluding SD480 and WC] | Indoor Luminaires | High-Bay | Low-Bay Luminaires for Commercial and Industrial Buildings | Premium | FALSE | [9 empty] | 42475 |  |  | Yes |  | 3.1 | 5587 | 130.3 | 42.87 | 11.9 | 0.978 | 4000 | 82.9
PMUDKKFW | Industrial Lighting Products | Industrial Lighting Products | FWS-40WLED-UNIV-40-XXXX [Excluding SD480 WC] | Indoor Luminaires | High-Bay | Low-Bay Luminaires for Commercial and Industrial Buildings | Premium | FALSE | [9 empty] | 42475 |  |  | Yes |  | 3.1 | 4811 | 119 | 40.33 | 12.8 | 0.97 | 4000 | 82.7
P2GAA8VE | Industrial Lighting Products | Industrial Lighting Product | FWS-55WLED-UNIV-40-XXXX [Excluding SD480] | Indoor Luminaires | High-Bay | Low-Bay Luminaires for Commercial and Industrial Buildings | Standard | FALSE | [9 empty] | 42475 |  |  | Yes |  | 3.1 | 6175 | 115 | 53.59 | 19.1 | 0.943 | 4000 | 80.4
P61GDZP8 | Industrial Lighting Products | Industrial Lighting Products | FWS-70WLED-UNIV-40-XXXX[Excluding SD480] | Indoor Luminaires | High-Bay | Low-Bay Luminaires for Commercial and Industrial Buildings | Premium | FALSE | [9 empty] | 42475 |  |  | Yes |  | 3.1 | 7880 | 112 | 70.1 | 16.5 | 0.932 | 4000 | 80.1
PP48Z4VQ | Industrial Lighting Products | Industrial Lighting Products | FWS8-55WLED-UNIV-35-XXXX [Excluding SD480 and WC] | Indoor Luminaires | High-Bay | Low-Bay Luminaires for Commercial and Industrial Buildings | Premium | FALSE | [9 empty] | 42475 |  |  | Yes |  | 3.1 | 6816 | 126.3 | 53.98 | 18.3 | 0.944 | 3500 | 82.9
PZKM2UTX | Industrial Lighting Products | Industrial Lighting Products | FWS8-80WLED-UNIV-35-XXXX [Excluding SD480 and WC] | Indoor Luminaires | High-Bay | Low-Bay Luminaires for Commercial and Industrial Buildings | Premium | FALSE | [9 empty] | 42475 |  |  | Yes |  | 3.1 | 9693 | 120.9 | 80.19 | 15.6 | 0.94 | 3500 | 82.9
PXTM68HZ | Industrial Lighting Products | Industrial Lighting Products | FWS8-40WLED-UNIV-35-XXXX [Excluding SD480 and WC] | Indoor Luminaires | High-Bay | Low-Bay Luminaires for Commercial and Industrial Buildings | Premium | FALSE | [9 empty] | 42475 |  |  | Yes |  | 3.1 | 5522 | 128.8 | 42.87 | 11.9 | 0.978 | 3500 | 82.9
PPAW87E7 | Industrial Lighting Products | Industrial Lighting Products | FWS-40WLED-UNIV-35-XXXX [Excluding SD480 WC] | Indoor Luminaires | High-Bay | Low-Bay Luminaires for Commercial and Industrial Buildings | Premium | FALSE | [9 empty] | 42475 |  |  | Yes |  | 3.1 | 4755 | 118 | 40.33 | 12.8 | 0.97 | 3500 | 82.7
PKNN77PS | Industrial Lighting Products | Industrial Lighting Product | FWS-55WLED-UNIV-35-XXXX [Excluding SD480] | Indoor Luminaires | High-Bay | Low-Bay Luminaires for Commercial and Industrial Buildings | Standard | FALSE | [9 empty] | 42475 |  |  | Yes |  | 3.1 | 6078 | 113 | 53.59 | 19.1 | 0.943 | 3500 | 80.4
PNUVDJ6K | Industrial Lighting Products | Industrial Lighting Products | FWS-70WLED-UNIV-35-XXXX[Excluding SD480] | Indoor Luminaires | High-Bay | Low-Bay Luminaires for Commercial and Industrial Buildings | Premium | FALSE | [9 empty] | 42475 |  |  | Yes |  | 3.1 | 7800 | 111 | 70.1 | 16.5 | 0.932 | 3500 | 80.1
PFGFC4RK | SLT LIGHTING TECHNOLOGY(DONGGUAN)CO. LTD | SLTMAKS | STH-200AC2 | Indoor Luminaires | High-Bay | High-Bay Luminaires for Commercial and Industrial Buildings | Standard | FALSE | [9 empty] | 42475 | Not Dimmable | Not Dimmable | NotYetVerified |  | 3 | 17000 | 85 | 200 | 7.64 | 0.996 | 5700 | 74
P9SQFQSQ | SLT LIGHTING TECHNOLOGY(DONGGUAN)CO. LTD | SLTMAKS | STH-100AC2 | Indoor Luminaires | High-Bay | High-Bay Luminaires for Commercial and Industrial Buildings | Standard | FALSE | [9 empty] | 42475 | Not Dimmable | Not Dimmable | NotYetVerified |  | 3 | 9000 | 90 | 100 | 7.65 | 0.996 | 5700 | 73
PSS5AGBA | SLT LIGHTING TECHNOLOGY(DONGGUAN)CO. LTD | SLTMAKS | STH-200AC1 | Indoor Luminaires | High-Bay | High-Bay Luminaires for Commercial and Industrial Buildings | Standard | FALSE | [9 empty] | 42475 | Not Dimmable | Not Dimmable | NotYetVerified |  | 3 | 17000 | 85 | 200 | 7.64 | 0.996 | 5000 | 74
PUR66FJG | SLT LIGHTING TECHNOLOGY(DONGGUAN)CO. LTD | SLTMAKS | STH-100AC1 | Indoor Luminaires | High-Bay | High-Bay Luminaires for Commercial and Industrial Buildings | Standard | FALSE | [9 empty] | 42475 | Not Dimmable | Not Dimmable | NotYetVerified |  | 3 | 9000 | 90 | 100 | 7.65 | 0.996 | 5000 | 73
PGJ3W7AW | SLT LIGHTING TECHNOLOGY(DONGGUAN)CO. LTD | SLTMAKS | STH-200AN2 | Indoor Luminaires | High-Bay | High-Bay Luminaires for Commercial and Industrial Buildings | Standard | FALSE | [9 empty] | 42475 | Not Dimmable | Not Dimmable | NotYetVerified |  | 3 | 17000 | 85 | 200 | 7.64 | 0.996 | 4500 | 74
P5CMNVH4 | SLT LIGHTING TECHNOLOGY(DONGGUAN)CO. LTD | SLTMAKS | STH-100AN2 | Indoor Luminaires | High-Bay | High-Bay Luminaires for Commercial and Industrial Buildings | Standard | FALSE | [9 empty] | 42475 | Not Dimmable | Not Dimmable | NotYetVerified |  | 3 | 9000 | 90 | 100 | 7.65 | 0.996 | 4500 | 73
P8ECPKJ4 | Delviro | Delviro Energy | ZIP4-100-3K-U-FR-X-X-X-X | Indoor Luminaires | High-Bay | Low-Bay Luminaires for Commercial and Industrial Buildings | Standard | TRUE | 9700 | 96.2 | 100.83 | 6.76 | 0.9972 | 3105 | 82.92 | 5 | 200000 | 42474 |  |  | NotYetVerified |  | 3 | 9700 | 96.2 | 100.83 | 6.76 | 0.9972 | 3105 | 82.92
P21RMU52 | Delviro | Delviro Energy | ZIP4-80-3K-H-FR-X-X-X-X | Indoor Luminaires | High-Bay | Low-Bay Luminaires for Commercial and Industrial Buildings | Standard | TRUE | 7855 | 100.2 | 78.41 | 13.5 | 0.9596 | 3053 | 83.98 | 5 | 200000 | 42474 |  |  | NotYetVerified |  | 3.1 | 7855 | 100.2 | 78.41 | 13.5 | 0.9596 | 3053 | 83.98
PXDPW71S | Delviro | Delviro Energy | ZIP4-60-3K-U-FR-X-X-X-X | Indoor Luminaires | High-Bay | Low-Bay Luminaires for Commercial and Industrial Buildings | Standard | TRUE | 6216 | 110.5 | 56.23 | 15.02 | 0.93 | 3101 | 83.12 | 5 | 200000 | 42474 |  |  | NotYetVerified |  | 3.1 | 6216 | 110.5 | 56.23 | 6.43 | 0.9951 | 3101 | 83.12
PGNPVCCC | Delviro | Delviro Energy | ZIP8-60-5K-H-FR-X-X-X-X | Indoor Luminaires | High-Bay | Low-Bay Luminaires for Commercial and Industrial Buildings | Standard | FALSE | [9 empty] | 42474 |  |  | NotYetVerified |  | 3 | 7399 | 123.9 | 59.72 | 18.95 | 0.9235 | 5219 | 84.23
PX9MSCD4 | Delviro | Delviro Energy | ZIP4-60-5K-H-FR-X-X-X-X | Indoor Luminaires | High-Bay | Low-Bay Luminaires for Commercial and Industrial Buildings | Standard | FALSE | [9 empty] | 42474 |  |  | NotYetVerified |  | 3 | 7234 | 121.1 | 59.72 | 18.95 | 0.9235 | 5219 | 84.23
P344GEHM | Delviro | Delviro Energy | ZIP8-80-5K-H-FR-X-X-X-X | Indoor Luminaires | High-Bay | Low-Bay Luminaires for Commercial and Industrial Buildings | Standard | FALSE | [9 empty] | 42474 |  |  | NotYetVerified |  | 3 | 9081 | 115.8 | 78.41 | 13.5 | 0.9596 | 5219 | 84.23
PBBPPG67 | Delviro | Delviro Energy | ZIP4-80-5K-H-FR-X-X-X-X | Indoor Luminaires | High-Bay | Low-Bay Luminaires for Commercial and Industrial Buildings | Standard | FALSE | [9 empty] | 42474 |  |  | NotYetVerified |  | 3 | 8878 | 113.2 | 78.41 | 13.5 | 0.9596 | 5219 | 84.23
PZ2358TC | Delviro | Delviro Energy | ZIP4-100-5K-U-FR-X-X-X-X | Indoor Luminaires | High-Bay | Low-Bay Luminaires for Commercial and Industrial Buildings | Standard | FALSE | [9 empty] | 42474 |  |  | NotYetVerified |  | 3 | 10627 | 108.7 | 97.8 | 7.11 | 0.998 | 5219 | 84.23
PZJB5RBM | Delviro | Delviro Energy | ZIP8-80-5K-U-FR-X-X-X-X | Indoor Luminaires | High-Bay | Low-Bay Luminaires for Commercial and Industrial Buildings | Standard | FALSE | [9 empty] | 42474 |  |  | NotYetVerified |  | 3 | 9199 | 119.4 | 77.015 | 6.43 | 0.9951 | 5219 | 84.23
PYFX9GCU | Delviro | Delviro Energy | ZIP4-80-5K-U-FR-X-X-X-X | Indoor Luminaires | High-Bay | Low-Bay Luminaires for Commercial and Industrial Buildings | Standard | FALSE | [9 empty] | 42474 |  |  | NotYetVerified |  | 3 | 8994 | 116.8 | 77.015 | 6.43 | 0.9951 | 5219 | 84.23
PCKSNRT3 | Delviro | Delviro Energy | ZIP8-60-5K-U-FR-X-X-X-X | Indoor Luminaires | High-Bay | Low-Bay Luminaires for Commercial and Industrial Buildings | Standard | FALSE | [9 empty] | 42474 |  |  | NotYetVerified |  | 3 | 7181 | 127.7 | 56.23 | 6.43 | 0.9951 | 5219 | 84.23
PF58DYQ2 | Delviro | Delviro Energy | ZIP4-60-5K-U-FR-X-X-X-X | Indoor Luminaires | High-Bay | Low-Bay Luminaires for Commercial and Industrial Buildings | Standard | FALSE | [9 empty] | 42474 |  |  | NotYetVerified |  | 3 | 7021 | 124.9 | 56.23 | 6.43 | 0.9951 | 5219 | 84.23
PJMQWVP9 | Delviro | Delviro Energy | ZIP8-60-4K-H-FR-X-X-X-X | Indoor Luminaires | High-Bay | Low-Bay Luminaires for Commercial and Industrial Buildings | Standard | FALSE | [9 empty] | 42474 |  |  | NotYetVerified |  | 3 | 6974 | 116.8 | 59.72 | 18.95 | 0.9235 | 4162 | 83.575
PVB9GUN7 | Delviro | Delviro Energy | ZIP4-60-4K-H-FR-X-X-X-X | Indoor Luminaires | High-Bay | Low-Bay Luminaires for Commercial and Industrial Buildings | Standard | FALSE | [9 empty] | 42474 |  |  | NotYetVerified |  | 3 | 6818 | 114.2 | 59.72 | 18.95 | 0.9235 | 4162 | 83.575
PXN4JY4T | Delviro | Delviro Energy | ZIP8-80-4K-H-FR-X-X-X-X | Indoor Luminaires | High-Bay | Low-Bay Luminaires for Commercial and Industrial Buildings | Standard | FALSE | [9 empty] | 42474 |  |  | NotYetVerified |  | 3 | 8558 | 109.2 | 78.41 | 13.5 | 0.9596 | 4162 | 83.575
P93NK4MR | Delviro | Delviro Energy | ZIP4-80-4K-H-FR-X-X-X-X | Indoor Luminaires | High-Bay | Low-Bay Luminaires for Commercial and Industrial Buildings | Standard | FALSE | [9 empty] | 42474 |  |  | NotYetVerified |  | 3 | 8367 | 106.7 | 78.41 | 13.5 | 0.9596 | 4162 | 83.575
PU5E6HE4 | Delviro | Delviro Energy | ZIP8-100-4K-U-FR-X-X-X-X | Indoor Luminaires | High-Bay | Low-Bay Luminaires for Commercial and Industrial Buildings | Standard | FALSE | [9 empty] | 42474 |  |  | NotYetVerified |  | 3 | 10399 | 104.8 | 99.23 | 7.4 | 0.9967 | 4162 | 83.575
P2MT15WC | Delviro | Delviro Energy | ZIP4-100-4K-U-FR-X-X-X-X | Indoor Luminaires | High-Bay | Low-Bay Luminaires for Commercial and Industrial Buildings | Standard | FALSE | [9 empty] | 42474 |  |  | NotYetVerified |  | 3 | 10330 | 102.5 | 100.83 | 6.76 | 0.9972 | 4162 | 83.575
PK2GS4TX | Delviro | Delviro Energy | ZIP8-80-4K-U-FR-X-X-X-X | Indoor Luminaires | High-Bay | Low-Bay Luminaires for Commercial and Industrial Buildings | Standard | FALSE | [9 empty] | 42474 |  |  | NotYetVerified |  | 3 | 8841 | 112.6 | 78.53 | 6.43 | 0.9951 | 4162 | 83.575
PT4GFCAN | Delviro | Delviro Energy | ZIP4-80-4K-U-FR-X-X-X-X | Indoor Luminaires | High-Bay | Low-Bay Luminaires for Commercial and Industrial Buildings | Standard | FALSE | [9 empty] | 42474 |  |  | NotYetVerified |  | 3 | 8643 | 110.1 | 78.53 | 6.43 | 0.9951 | 4162 | 83.575
P758Y3GB | Delviro | Delviro Energy | ZIP8-60-4K-U-FR-X-X-X-X | Indoor Luminaires | High-Bay | Low-Bay Luminaires for Commercial and Industrial Buildings | Standard | FALSE | [9 empty] | 42474 |  |  | NotYetVerified |  | 3 | 6768 | 120.4 | 56.23 | 6.43 | 0.9951 | 4162 | 83.575
PPJMVEQ9 | Delviro | Delviro Energy | ZIP4-60-4K-U-FR-X-X-X-X | Indoor Luminaires | High-Bay | Low-Bay Luminaires for Commercial and Industrial Buildings | Standard | FALSE | [9 empty] | 42474 |  |  | NotYetVerified |  | 3 | 6617 | 117.7 | 56.23 | 6.43 | 0.9951 | 4162 | 83.575
PNCFB685 | Delviro | Delviro Energy | ZIP8-60-35K-H-FR-X-X-X-X | Indoor Luminaires | High-Bay | Low-Bay Luminaires for Commercial and Industrial Buildings | Standard | FALSE | [9 empty] | 42474 |  |  | NotYetVerified |  | 3 | 6761 | 113.2 | 59.72 | 18.95 | 0.9235 | 3633.5 | 83.2475
P1T8AJJE | Delviro | Delviro Energy | ZIP4-60-35K-H-FR-X-X-X-X | Indoor Luminaires | High-Bay | Low-Bay Luminaires for Commercial and Industrial Buildings | Standard | FALSE | [9 empty] | 42474 |  |  | NotYetVerified |  | 3 | 6610 | 110.7 | 59.72 | 18.95 | 0.9235 | 3633.5 | 83.2475
PSVTWMYM | Delviro | Delviro Energy | ZIP8-80-35K-H-FR-X-X-X-X | Indoor Luminaires | High-Bay | Low-Bay Luminaires for Commercial and Industrial Buildings | Standard | FALSE | [9 empty] | 42474 |  |  | NotYetVerified |  | 3 | 8297 | 105.8 | 78.41 | 13.5 | 0.9596 | 3633.5 | 83.2475
P2T5D5DW | Delviro | Delviro Energy | ZIP4-80-35K-H-FR-X-X-X-X | Indoor Luminaires | High-Bay | Low-Bay Luminaires for Commercial and Industrial Buildings | Standard | FALSE | [9 empty] | 42474 |  |  | NotYetVerified |  | 3 | 8112 | 103.5 | 78.41 | 13.5 | 0.9596 | 3633.5 | 83.2475
P7NJZJKM | Delviro | Delviro Energy | ZIP8-100-35K-U-FR-X-X-X-X | Indoor Luminaires | High-Bay | Low-Bay Luminaires for Commercial and Industrial Buildings | Standard | FALSE | [9 empty] | 42474 |  |  | NotYetVerified |  | 3 | 10081 | 101.6 | 99.23 | 7.4 | 0.9967 | 3633.5 | 83.2475
PXVF674T | Delviro | Delviro Energy | ZIP4-100-35K-U-FR-X-X-X-X | Indoor Luminaires | High-Bay | Low-Bay Luminaires for Commercial and Industrial Buildings | Standard | FALSE | [9 empty] | 42474 |  |  | NotYetVerified |  | 3 | 10015 | 99.3 | 100.83 | 6.76 | 0.9972 | 3633.5 | 83.2475
PRATRWGG | Delviro | Delviro Energy | ZIP8-80-35K-U-FR-X-X-X-X | Indoor Luminaires | High-Bay | Low-Bay Luminaires for Commercial and Industrial Buildings | Standard | FALSE | [9 empty] | 42474 |  |  | NotYetVerified |  | 3 | 8571 | 109.1 | 78.53 | 6.43 | 0.9951 | 3633.5 | 83.2475
P5TSG8RQ | Delviro | Delviro Energy | ZIP4-80-35K-U-FR-X-X-X-X | Indoor Luminaires | High-Bay | Low-Bay Luminaires for Commercial and Industrial Buildings | Standard | FALSE | [9 empty] | 42474 |  |  | NotYetVerified |  | 3 | 8380 | 106.7 | 78.53 | 6.43 | 0.9951 | 3633.5 | 83.2475
PDFRUJPN | Delviro | Delviro Energy | ZIP8-60-35K-U-FR-X-X-X-X | Indoor Luminaires | High-Bay | Low-Bay Luminaires for Commercial and Industrial Buildings | Standard | FALSE | [9 empty] | 42474 |  |  | NotYetVerified |  | 3 | 6562 | 116.7 | 56.23 | 6.43 | 0.9951 | 3633.5 | 83.2475
PX2KR54U | Delviro | Delviro Energy | ZIP4-60-35K-U-FR-X-X-X-X | Indoor Luminaires | High-Bay | Low-Bay Luminaires for Commercial and Industrial Buildings | Standard | FALSE | [9 empty] | 42474 |  |  | NotYetVerified |  | 3 | 6415 | 114.1 | 56.23 | 6.43 | 0.9951 | 3633.5 | 83.2475
PVX25M5P | Delviro | Delviro Energy | ZIP8-100-3K-U-FR-X-X-X-X | Indoor Luminaires | High-Bay | Low-Bay Luminaires for Commercial and Industrial Buildings | Standard | FALSE | [9 empty] | 42474 |  |  | NotYetVerified |  | 3 | 9675 | 98.4 | 99.23 | 7.4 | 0.9967 | 3105 | 82.92
PVAA6YAW | Delviro | Delviro Energy | ZIP8-80-3K-U-FR-X-X-X-X | Indoor Luminaires | High-Bay | Low-Bay Luminaires for Commercial and Industrial Buildings | Standard | FALSE | [9 empty] | 42474 |  |  | NotYetVerified |  | 3 | 8302 | 105.7 | 78.53 | 6.43 | 0.9951 | 3105 | 82.92
PMCDSKF8 | Delviro | Delviro Energy | ZIP4-80-3K-U-FR-X-X-X-X | Indoor Luminaires | High-Bay | Low-Bay Luminaires for Commercial and Industrial Buildings | Standard | FALSE | [9 empty] | 42474 |  |  | NotYetVerified |  | 3 | 8116 | 103.4 | 78.53 | 6.43 | 0.9951 | 3105 | 82.92
PHNBS76W | Delviro | Delviro Energy | ZIP8-60-3K-U-FR-X-X-X-X | Indoor Luminaires | High-Bay | Low-Bay Luminaires for Commercial and Industrial Buildings | Standard | FALSE | [9 empty] | 42474 |  |  | NotYetVerified |  | 3 | 6356 | 113 | 56.23 | 6.43 | 0.9951 | 3105 | 82.92
PPQFTJDP | Delviro | Delviro Energy | ZIP8-60-3K-H-FR-X-X-X-X | Indoor Luminaires | High-Bay | Low-Bay Luminaires for Commercial and Industrial Buildings | Standard | FALSE | [9 empty] | 42474 |  |  | NotYetVerified |  | 3 | 6548 | 109.7 | 59.72 | 18.95 | 0.9235 | 3053 | 83.98
PAAUD3JT | Delviro | Delviro Energy | ZIP8-80-3K-H-FR-X-X-X-X | Indoor Luminaires | High-Bay | Low-Bay Luminaires for Commercial and Industrial Buildings | Standard | FALSE | [9 empty] | 42474 |  |  | NotYetVerified |  | 3 | 8036 | 102.5 | 78.41 | 13.5 | 0.9596 | 3053 | 83.98
PE1TTR71 | Delviro | Delviro Energy | ZIP4-60-3K-H-FR-X-X-X-X | Indoor Luminaires | High-Bay | Low-Bay Luminaires for Commercial and Industrial Buildings | Standard | FALSE | [9 empty] | 42474 |  |  | NotYetVerified |  | 3 | 6401 | 107.2 | 59.72 | 18.95 | 0.9235 | 3051 | 84.22
P16D9FDR | CEA GROUP INTERNATIONAL CO.LTD | CEA/EAEC | HBL3-200(3500K) | Indoor Luminaires | High-Bay | High-Bay Luminaires for Commercial and Industrial Buildings | Standard | TRUE | 23704 | 117.81 | 201.2 | 13.57 | 0.9643 | 3471 | 80.8 | 5 | 50000 | 42473 |  |  | No |  | 3.1 | 24151 | 115.94 | 208.3 | 13.57 | 0.9643 | 3500 | 80.8
PE15JUEH | ASD Lighting Corp | ASD | ASD-LRHB1-200D 35HE | Indoor Luminaires | High-Bay | High-Bay Luminaires for Commercial and Industrial Buildings | Standard | TRUE | 24151 | 115.94 | 208.3 | 13.57 | 0.9643 | 3471 | 80.8 | 5 | 50000 | 42473 |  |  | No |  | 3.1 | 24151 | 115.94 | 208.3 | 13.57 | 0.9643 | 3500 | 80.8
PVWYKW8V | Sigma Luminous | Sigma ICE | ICE-CD8-60W-57KF | Indoor Luminaires | High-Bay | Low-Bay Luminaires for Commercial and Industrial Buildings | Standard | TRUE | 5288 | 87 | 60.8 | 15.99 | 0.964 | 5892 | 84.9 | 5 | 50000 | 42473 |  |  | No |  | 3.1 | 5288 | 87 | 60.02 | 15.99 | 0.964 | 5892 | 84.9
PSYKBK39 | ThinkLite LLC | ThinkLite | TLKIT-7-XL | Indoor Retrofit Kit | High-Bay | Retrofit Kits for High-Bay Luminaires for Commercial and Industrial Buildings | Standard | TRUE | 12654.06 | 107.2 | 118.04 | 10.4 | 0.943 | 3105 | 83.6 | 8 | 100000 | 42473 |  |  | No | ?X? is a fixed letter | 3.1 | 12654.06 | 107.2 | 120 | 10 | 0.92 | 3000 | 83
PHC6J95Z | ThinkLite LLC | ThinkLite | TLKIT-6-XL | Indoor Retrofit Kit | High-Bay | Retrofit Kits for High-Bay Luminaires for Commercial and Industrial Buildings | Standard | TRUE | 11081.96 | 109.81 | 100.92 | 11.77 | 0.942 | 3145 | 83.7 | 8 | 70000 | 42473 |  |  | No | ?X? is a fixed letter | 3.1 | 11081.96 | 109.81 | 100 | 10 | 0.92 | 3000 | 83
PCNQWF7E | ThinkLite LLC | ThinkLite | TLKIT-8-XL | Indoor Retrofit Kit | High-Bay | Retrofit Kits for High-Bay Luminaires for Commercial and Industrial Buildings | Standard | TRUE | 16823.19 | 111.95 | 150.28 | 12.08 | 0.933 | 3129 | 83.7 | 8 | 70000 | 42473 |  |  | No | ?X? is a fixed letter | 3.1 | 16823.19 | 111.95 | 150 | 10 | 0.92 | 3000 | 83
P61W8MCE | Shat-R-Shield | Shat-R-Shield Inc. | 100LB50-PL-XX-VL-X-XX-XX-02 | Indoor Luminaires | High-Bay | High-Bay Luminaires for Commercial and Industrial Buildings | Standard | TRUE | 12168 | 122.29 | 99.5 | 14.07 | 0.9284 | 4806 | 82.1 | 5 | 50000 | 42473 |  |  | No |  | 3.1 | 12174.9 | 122.39 | 99.48 | 14.07 | 0.93 | 4806 | 82.1
PWC3PP9Z | Kingspan Ltd | Smartlite Highbay | N18702 - Smart-Lite High Bay 80 PIR | Indoor Luminaires | High-Bay | High-Bay Aisle Luminaires | Standard | TRUE | 10045 | 117 | 86.1 | 23.33 | 0.87 | 3830 | 83 | 5 | 100000 | 42473 |  |  | No |  | 3.1 | 10045 | 117.8 | 86.85 | 23.3 | 0.96 | 4000 | 80
PYWV16EG | Kingspan Ltd | Smartlite Highbay | N18739 - Smart-Lite High Bay 155 | Indoor Luminaires | High-Bay | High-Bay Aisle Luminaires | Standard | TRUE | 16367.2 | 102.71 | 159.35 |  |  | 4017 | 84 | 5 | 50000 | 42473 |  |  | Yes |  | 3.1 | 16367 | 102.67 | 159.41 | 23.3 | 0.96 | 4000 | 80
PBRH876F | CEA GROUP INTERNATIONAL CO.LTD | CEA/EAEC | HBL3-200(5000K) | Indoor Luminaires | High-Bay | High-Bay Luminaires for Commercial and Industrial Buildings | Standard | FALSE | [9 empty] | 42473 |  |  | No |  | 3.1 | 24756 | 118.51 | 208.9 | 13.29 | 0.9619 | 5000 | 82.6
PS3A6JHR | CEA GROUP INTERNATIONAL CO.LTD | CEA/EAEC | HBL3-200(4500K) | Indoor Luminaires | High-Bay | High-Bay Luminaires for Commercial and Industrial Buildings | Standard | FALSE | [9 empty] | 42473 |  |  | No |  | 3.1 | 24151 | 115.94 | 208.3 | 13.57 | 0.9643 | 4500 | 80.8
PC4DU8Y4 | CEA GROUP INTERNATIONAL CO.LTD | CEA/EAEC | HBL3-200(4000K) | Indoor Luminaires | High-Bay | High-Bay Luminaires for Commercial and Industrial Buildings | Standard | FALSE | [9 empty] | 42473 |  |  | No |  | 3.1 | 24151 | 115.94 | 208.3 | 13.57 | 0.9643 | 4000 | 80.8
PPW8HRH7 | Kingspan Ltd | Smartlite Highbay | N18712 - Smart-Lite High Bay 245 PIR | Indoor Luminaires | High-Bay | High-Bay Luminaires for Commercial and Industrial Buildings | Standard | FALSE | [9 empty] | 42473 |  |  | No |  | 3.1 | 28440 | 113.12 | 251.4 | 23.3 | 0.96 | 4000 | 80
P4EDWKY1 | Kingspan Ltd | Smartlite Highbay | N18712 Smart-Lite High Bay 245 PIR | Indoor Luminaires | High-Bay | High-Bay Aisle Luminaires | Standard | FALSE | [9 empty] | 42473 |  |  | No |  | 3.1 | 28440 | 113.12 | 251.4 | 23.3 | 0.96 | 4000 | 80
PKBA4FE4 | Kingspan Ltd | Smartlite Highbay | N18714 Smart-Lite High Bay 245 PIR | Indoor Luminaires | High-Bay | High-Bay Luminaires for Commercial and Industrial Buildings | Standard | FALSE | [9 empty] | 42473 |  |  | No |  | 3.1 | 27645 | 109.96 | 251.4 | 23.3 | 0.96 | 4000 | 80
P82VNDBG | Kingspan Ltd | Smartlite Highbay | N18714 Smart-Lite High Bay 245 PIR | Indoor Luminaires | High-Bay | High-Bay Aisle Luminaires | Standard | FALSE | [9 empty] | 42473 |  |  | No |  | 3.1 | 27645 | 109.96 | 251.4 | 23.3 | 0.96 | 4000 | 80
PC6PEWFA | Kingspan Ltd | Smartlite Highbay | N18708 - Smart-Lite High Bay 165 PIR | Indoor Luminaires | High-Bay | High-Bay Aisle Luminaires | Standard | FALSE | [9 empty] | 42473 |  |  | No |  | 3.1 | 20608 | 124.14 | 166 | 23.3 | 0.96 | 4000 | 80
P6Z9M1PV | Kingspan Ltd | Smartlite Highbay | N18708 - Smart-Lite High Bay 165 PIR | Indoor Luminaires | High-Bay | High-Bay Luminaires for Commercial and Industrial Buildings | Standard | FALSE | [9 empty] | 42473 |  |  | No |  | 3.1 | 20608 | 124.14 | 166 | 23.3 | 0.96 | 4000 | 80
PW79HKQC | Kingspan Ltd | Smartlite Highbay | N18710 - Smart-Lite High Bay 165 PIR | Indoor Luminaires | High-Bay | High-Bay Aisle Luminaires | Standard | FALSE | [9 empty] | 42473 |  |  | No |  | 3.1 | 20046 | 120.75 | 166 | 23.3 | 0.96 | 4000 | 80
PEBHB95M | Kingspan Ltd | Smartlite Highbay | N18710 - Smart-Lite High Bay 165 PIR | Indoor Luminaires | High-Bay | High-Bay Luminaires for Commercial and Industrial Buildings | Standard | FALSE | [9 empty] | 42473 |  |  | No |  | 3.1 | 20046 | 120.75 | 166 | 23.3 | 0.96 | 4000 | 80
P4WEF2PJ | Kingspan Ltd | Smartlite Highbay | N18734 - Smart-Lite High Bay 155 PIR | Indoor Luminaires | High-Bay | High-Bay Aisle Luminaires | Standard | FALSE | [9 empty] | 42473 |  |  | No |  | 3.1 | 16847 | 105.68 | 159.41 | 23.3 | 0.96 | 4000 | 80
P4GUCP7G | Kingspan Ltd | Smartlite Highbay | N18734 - Smart-Lite High Bay 155 PIR | Indoor Luminaires | High-Bay | High-Bay Luminaires for Commercial and Industrial Buildings | Standard | FALSE | [9 empty] | 42473 |  |  | No |  | 3.1 | 16847 | 105.68 | 159.41 | 23.3 | 0.96 | 4000 | 80
PKF6WUDM | Kingspan Ltd | Smartlite Highbay | N18738 - Smart-Lite High Bay 155 PIR | Indoor Luminaires | High-Bay | High-Bay Luminaires for Commercial and Industrial Buildings | Standard | FALSE | [9 empty] | 42473 |  |  | No |  | 3.1 | 16367 | 102.67 | 159.41 | 23.3 | 0.96 | 4000 | 80
P9PX2HXH | Kingspan Ltd | Smartlite Highbay | N18738 - Smart-Lite High Bay 155 PIR | Indoor Luminaires | High-Bay | High-Bay Aisle Luminaires | Standard | FALSE | [9 empty] | 42473 |  |  | No |  | 3.1 | 16367 | 102.67 | 159.41 | 23.3 | 0.96 | 4000 | 80
PYCDK9TA | Kingspan Ltd | Smartlite Highbay | N18704 - Smart-Lite High Bay 120 PIR | Indoor Luminaires | High-Bay | High-Bay Aisle Luminaires | Standard | FALSE | [9 empty] | 42473 |  |  | No |  | 3.1 | 13630 | 112.64 | 121 | 23.3 | 0.96 | 4000 | 80
PRDK5RBZ | Kingspan Ltd | Smartlite Highbay | N18704 - Smart-Lite High Bay 120 PIR | Indoor Luminaires | High-Bay | High-Bay Luminaires for Commercial and Industrial Buildings | Standard | FALSE | [9 empty] | 42473 |  |  | No |  | 3.1 | 13630 | 112.64 | 121 | 23.3 | 0.96 | 4000 | 80
PHK7M9Y9 | Kingspan Ltd | Smartlite Highbay | N18706 - Smart-Lite High Bay 120 PIR | Indoor Luminaires | High-Bay | High-Bay Luminaires for Commercial and Industrial Buildings | Standard | FALSE | [9 empty] | 42473 |  |  | No |  | 3.1 | 13258 | 109.57 | 121 | 23.3 | 0.96 | 4000 | 80
P6BQRKQT | Kingspan Ltd | Smartlite Highbay | N18706 - Smart-Lite High Bay 120 PIR | Indoor Luminaires | High-Bay | High-Bay Aisle Luminaires | Standard | FALSE | [9 empty] | 42473 |  |  | No |  | 3.1 | 13258 | 109.57 | 121 | 23.3 | 0.96 | 4000 | 80
PNTJFWUZ | Kingspan Ltd | Smartlite Highbay | N18732 - Smart-Lite High Bay 110 PIR | Indoor Luminaires | High-Bay | High-Bay Luminaires for Commercial and Industrial Buildings | Standard | FALSE | [9 empty] | 42473 |  |  | No |  | 3.1 | 12621 | 113.7 | 111 | 23.3 | 0.96 | 4000 | 80
PBG4JD26 | Kingspan Ltd | Smartlite Highbay | N18732 - Smart-Lite High Bay 110 PIR | Indoor Luminaires | High-Bay | High-Bay Aisle Luminaires | Standard | FALSE | [9 empty] | 42473 |  |  | No |  | 3.1 | 12621 | 113.7 | 111 | 23.3 | 0.96 | 4000 | 80
PTHEQWZU | Kingspan Ltd | Smartlite Highbay | N18736 - Smart-Lite High Bay 110 PIR | Indoor Luminaires | High-Bay | High-Bay Aisle Luminaires | Standard | FALSE | [9 empty] | 42473 |  |  | No |  | 3.1 | 12277 | 110.6 | 111 | 23.3 | 0.96 | 4000 | 80
P7DA5FQP | Kingspan Ltd | Smartlite Highbay | N18736 - Smart-Lite High Bay 110 PIR | Indoor Luminaires | High-Bay | High-Bay Luminaires for Commercial and Industrial Buildings | Standard | FALSE | [9 empty] | 42473 |  |  | No |  | 3.1 | 12277 | 110.6 | 111 | 23.3 | 0.96 | 4000 | 80
PXU6YHR1 | Kingspan Ltd | Smartlite Highbay | N18700 - Smart-Lite High Bay 80 PIR | Indoor Luminaires | High-Bay | High-Bay Aisle Luminaires | Standard | FALSE | [9 empty] | 42473 |  |  | No |  | 3.1 | 10518 | 121.1 | 86.85 | 23.3 | 0.96 | 4000 | 80
PU9BS97J | Kingspan Ltd | Smartlite Highbay | N18700 - Smart-Lite High Bay 80 PIR | Indoor Luminaires | High-Bay | High-Bay Luminaires for Commercial and Industrial Buildings | Standard | FALSE | [9 empty] | 42473 |  |  | No |  | 3.1 | 10518 | 121.1 | 86.85 | 23.3 | 0.96 | 4000 | 80
PGKQGKSY | Kingspan Ltd | Smartlite Highbay | N18702 - Smart-Lite High Bay 80 PIR | Indoor Luminaires | High-Bay | High-Bay Luminaires for Commercial and Industrial Buildings | Standard | FALSE | [9 empty] | 42473 |  |  | No |  | 3.1 | 10045 | 117.8 | 86.85 | 23.3 | 0.96 | 4000 | 80
PVV1PGEE | Kingspan Ltd | Smartlite Highbay | N18713 Smart-Lite High Bay 245 | Indoor Luminaires | High-Bay | High-Bay Luminaires for Commercial and Industrial Buildings | Standard | FALSE | [9 empty] | 42473 |  |  | Yes |  | 3.1 | 28440 | 113.12 | 251.4 | 23.3 | 0.96 | 4000 | 80
P9KSSP49 | Kingspan Ltd | Smartlite Highbay | N18713 Smart-Lite High Bay 245 | Indoor Luminaires | High-Bay | High-Bay Aisle Luminaires | Standard | FALSE | [9 empty] | 42473 |  |  | Yes |  | 3.1 | 28440 | 113.12 | 251.4 | 23.3 | 0.96 | 4000 | 80
PVZB3BR9 | Kingspan Ltd | Smartlite Highbay | N18715 Smart-Lite High Bay 245 | Indoor Luminaires | High-Bay | High-Bay Aisle Luminaires | Standard | FALSE | [9 empty] | 42473 |  |  | Yes |  | 3.1 | 27645 | 109.96 | 251.4 | 23.3 | 0.96 | 4000 | 80
P389G8K4 | Kingspan Ltd | Smartlite Highbay | N18715 Smart-Lite High Bay 245 | Indoor Luminaires | High-Bay | High-Bay Luminaires for Commercial and Industrial Buildings | Standard | FALSE | [9 empty] | 42473 |  |  | Yes |  | 3.1 | 27645 | 109.96 | 251.4 | 23.3 | 0.96 | 4000 | 80
PXKNPT7M | Kingspan Ltd | Smartlite Highbay | N18709 - Smart-Lite High Bay 165 | Indoor Luminaires | High-Bay | High-Bay Aisle Luminaires | Standard | FALSE | [9 empty] | 42473 |  |  | Yes |  | 3.1 | 20608 | 124.14 | 166 | 23.3 | 0.96 | 4000 | 80
PN7K1246 | Kingspan Ltd | Smartlite Highbay | N18709 - Smart-Lite High Bay 165 | Indoor Luminaires | High-Bay | High-Bay Luminaires for Commercial and Industrial Buildings | Standard | FALSE | [9 empty] | 42473 |  |  | Yes |  | 3.1 | 20608 | 124.14 | 166 | 23.3 | 0.96 | 4000 | 80
PX13XD1G | Kingspan Ltd | Smartlite Highbay | N18711 - Smart-Lite High Bay 165 | Indoor Luminaires | High-Bay | High-Bay Aisle Luminaires | Standard | FALSE | [9 empty] | 42473 |  |  | Yes |  | 3.1 | 20046 | 120.75 | 166 | 23.3 | 0.96 | 4000 | 80
P9CRSW2J | Kingspan Ltd | Smartlite Highbay | N18711 - Smart-Lite High Bay 165 | Indoor Luminaires | High-Bay | High-Bay Luminaires for Commercial and Industrial Buildings | Standard | FALSE | [9 empty] | 42473 |  |  | Yes |  | 3.1 | 20046 | 120.75 | 166 | 23.3 | 0.96 | 4000 | 80
PSK9KE4E | Kingspan Ltd | Smartlite Highbay | N18735 - Smart-Lite High Bay 155 | Indoor Luminaires | High-Bay | High-Bay Luminaires for Commercial and Industrial Buildings | Standard | FALSE | [9 empty] | 42473 |  |  | Yes |  | 3.1 | 16847 | 105.68 | 159.41 | 23.3 | 0.96 | 4000 | 80
PF3WQ7KU | Kingspan Ltd | Smartlite Highbay | N18735 - Smart-Lite High Bay 155 | Indoor Luminaires | High-Bay | High-Bay Aisle Luminaires | Standard | FALSE | [9 empty] | 42473 |  |  | Yes |  | 3.1 | 16847 | 105.68 | 159.41 | 23.3 | 0.96 | 4000 | 80
PE4A7AQV | Kingspan Ltd | Smartlite Highbay | N18739 - Smart-Lite High Bay 155 | Indoor Luminaires | High-Bay | High-Bay Luminaires for Commercial and Industrial Buildings | Standard | FALSE | [9 empty] | 42473 |  |  | Yes |  | 3.1 | 16367 | 102.67 | 159.41 | 23.3 | 0.96 | 4000 | 80
PHX4W1R4 | Kingspan Ltd | Smartlite Highbay | N18705 - Smart-Lite High Bay 120 | Indoor Luminaires | High-Bay | High-Bay Aisle Luminaires | Standard | FALSE | [9 empty] | 42473 |  |  | Yes |  | 3.1 | 13630 | 112.64 | 121 | 23.3 | 0.96 | 4000 | 80
PBFQKX3X | Kingspan Ltd | Smartlite Highbay | N18705 - Smart-Lite High Bay 120 | Indoor Luminaires | High-Bay | High-Bay Luminaires for Commercial and Industrial Buildings | Standard | FALSE | [9 empty] | 42473 |  |  | Yes |  | 3.1 | 13630 | 112.64 | 121 | 23.3 | 0.96 | 4000 | 80
PU7NGJRX | Kingspan Ltd | Smartlite Highbay | N18707 - Smart-Lite High Bay 120 | Indoor Luminaires | High-Bay | High-Bay Aisle Luminaires | Standard | FALSE | [9 empty] | 42473 |  |  | Yes |  | 3.1 | 13258 | 109.57 | 121 | 23.3 | 0.96 | 4000 | 80
PETD8JJ1 | Kingspan Ltd | Smartlite Highbay | N18707 - Smart-Lite High Bay 120 | Indoor Luminaires | High-Bay | High-Bay Luminaires for Commercial and Industrial Buildings | Standard | FALSE | [9 empty] | 42473 |  |  | Yes |  | 3.1 | 13258 | 109.57 | 121 | 23.3 | 0.96 | 4000 | 80
PHSYHYFA | Kingspan Ltd | Smartlite Highbay | N18733 - Smart-Lite High Bay 110 | Indoor Luminaires | High-Bay | High-Bay Luminaires for Commercial and Industrial Buildings | Standard | FALSE | [9 empty] | 42473 |  |  | Yes |  | 3.1 | 12621 | 113.7 | 111 | 23.3 | 0.96 | 4000 | 80
P6ZWEYEF | Kingspan Ltd | Smartlite Highbay | N18733 - Smart-Lite High Bay 110 | Indoor Luminaires | High-Bay | High-Bay Aisle Luminaires | Standard | FALSE | [9 empty] | 42473 |  |  | Yes |  | 3.1 | 12621 | 113.7 | 111 | 23.3 | 0.96 | 4000 | 80
PJEEJH31 | Kingspan Ltd | Smartlite Highbay | N18737 - Smart-Lite High Bay 110 | Indoor Luminaires | High-Bay | High-Bay Luminaires for Commercial and Industrial Buildings | Standard | FALSE | [9 empty] | 42473 |  |  | Yes |  | 3.1 | 12277 | 110.6 | 111 | 23.3 | 0.96 | 4000 | 80
P79Z25WM | Kingspan Ltd | Smartlite Highbay | N18737 - Smart-Lite High Bay 110 | Indoor Luminaires | High-Bay | High-Bay Aisle Luminaires | Standard | FALSE | [9 empty] | 42473 |  |  | Yes |  | 3.1 | 12277 | 110.6 | 111 | 23.3 | 0.96 | 4000 | 80
PJK9NZ82 | Kingspan Ltd | Smartlite Highbay | N18701 - Smart-Lite High Bay 80 | Indoor Luminaires | High-Bay | High-Bay Luminaires for Commercial and Industrial Buildings | Standard | FALSE | [9 empty] | 42473 |  |  | Yes |  | 3.1 | 10518 | 121.1 | 86.85 | 23.3 | 0.96 | 4000 | 80
P6UCB7GD | Kingspan Ltd | Smartlite Highbay | N18701 - Smart-Lite High Bay 80 | Indoor Luminaires | High-Bay | High-Bay Aisle Luminaires | Standard | FALSE | [9 empty] | 42473 |  |  | Yes |  | 3.1 | 10518 | 121.1 | 86.85 | 23.3 | 0.96 | 4000 | 80
PRJ38PK8 | Kingspan Ltd | Smartlite Highbay | N18703 - Smart-Lite High Bay 80 | Indoor Luminaires | High-Bay | High-Bay Luminaires for Commercial and Industrial Buildings | Standard | FALSE | [9 empty] | 42473 |  |  | Yes |  | 3.1 | 10045 | 117.8 | 86.85 | 23.3 | 0.96 | 4000 | 80
P9G197ZJ | Kingspan Ltd | Smartlite Highbay | N18703 - Smart-Lite High Bay 80 | Indoor Luminaires | High-Bay | High-Bay Aisle Luminaires | Standard | FALSE | [9 empty] | 42473 |  |  | Yes |  | 3.1 | 10045 | 117.8 | 86.85 | 23.3 | 0.96 | 4000 | 80
PC8Q4BJ6 | ThinkLite LLC | ThinkLite | TLKIT-8-X | Indoor Retrofit Kit | High-Bay | Retrofit Kits for High-Bay Luminaires for Commercial and Industrial Buildings | Standard | FALSE | [9 empty] | 42473 |  |  | No | ?X? is a fixed letter | 3.1 | 20250 | 135 | 150 | 10 | 0.92 | 5700 | 83
PUG2W8PU | ThinkLite LLC | ThinkLite | TLKIT-7-X | Indoor Retrofit Kit | High-Bay | Retrofit Kits for High-Bay Luminaires for Commercial and Industrial Buildings | Standard | FALSE | [9 empty] | 42473 |  |  | No | ?X? is a fixed letter | 3.1 | 16200 | 135 | 120 | 10 | 0.92 | 5700 | 83
PRZKM8PQ | ThinkLite LLC | ThinkLite | TLKIT-6-X | Indoor Retrofit Kit | High-Bay | Retrofit Kits for High-Bay Luminaires for Commercial and Industrial Buildings | Standard | FALSE | [9 empty] | 42473 |  |  | No | ?X? is a fixed letter | 3.1 | 13500 | 135 | 100 | 10 | 0.92 | 5700 | 83
PA8XG1K8 | ThinkLite LLC | ThinkLite | TLKIT-8-XX | Indoor Retrofit Kit | High-Bay | Retrofit Kits for High-Bay Luminaires for Commercial and Industrial Buildings | Standard | FALSE | [9 empty] | 42473 |  |  | No |  | 3.1 | 19500 | 130 | 150 | 10 | 0.92 | 5000 | 83
PAA9QQQX | ThinkLite LLC | ThinkLite | TLKIT-7-XX | Indoor Retrofit Kit | High-Bay | Retrofit Kits for High-Bay Luminaires for Commercial and Industrial Buildings | Standard | FALSE | [9 empty] | 42473 |  |  | No |  | 3.1 | 15600 | 130 | 120 | 10 | 0.92 | 5000 | 83
P51NWE3Q | ThinkLite LLC | ThinkLite | TLKIT-6-XX | Indoor Retrofit Kit | High-Bay | Retrofit Kits for High-Bay Luminaires for Commercial and Industrial Buildings | Standard | FALSE | [9 empty] | 42473 |  |  | No |  | 3.1 | 13000 | 130 | 100 | 10 | 0.92 | 5000 | 83
PQ8DB2DR | ThinkLite LLC | ThinkLite | TLKIT-8-6L | Indoor Retrofit Kit | High-Bay | Retrofit Kits for High-Bay Luminaires for Commercial and Industrial Buildings | Standard | FALSE | [9 empty] | 42473 |  |  | No |  | 3.1 | 18750 | 125 | 150 | 10 | 0.92 | 4500 | 83
PP29QAQN | ThinkLite LLC | ThinkLite | TLKIT-7-6L | Indoor Retrofit Kit | High-Bay | Retrofit Kits for High-Bay Luminaires for Commercial and Industrial Buildings | Standard | FALSE | [9 empty] | 42473 |  |  | No |  | 3.1 | 15000 | 125 | 120 | 10 | 0.92 | 4500 | 83
PKA88D71 | ThinkLite LLC | ThinkLite | TLKIT-6-6L | Indoor Retrofit Kit | High-Bay | Retrofit Kits for High-Bay Luminaires for Commercial and Industrial Buildings | Standard | FALSE | [9 empty] | 42473 |  |  | No |  | 3.1 | 12500 | 125 | 100 | 10 | 0.92 | 4500 | 83
PNWPKPWN | ThinkLite LLC | ThinkLite | TLKIT-8-8L | Indoor Retrofit Kit | High-Bay | Retrofit Kits for High-Bay Luminaires for Commercial and Industrial Buildings | Standard | FALSE | [9 empty] | 42473 |  |  | No |  | 3.1 | 18000 | 120 | 150 | 10 | 0.92 | 4000 | 83
PXJUZQPS | ThinkLite LLC | ThinkLite | TLKIT-7-XXX | Indoor Retrofit Kit | High-Bay | Retrofit Kits for High-Bay Luminaires for Commercial and Industrial Buildings | Standard | FALSE | [9 empty] | 42473 |  |  | No |  | 3.1 | 14400 | 120 | 120 | 10 | 0.92 | 4000 | 83
P8NVPHFQ | ThinkLite LLC | ThinkLite | TLKIT-6-4L | Indoor Retrofit Kit | High-Bay | Retrofit Kits for High-Bay Luminaires for Commercial and Industrial Buildings | Standard | FALSE | [9 empty] | 42473 |  |  | No |  | 3.1 | 12000 | 120 | 100 | 10 | 0.92 | 4000 | 83
PTFC6KXJ | ThinkLite LLC | ThinkLite | TLKIT-8 | Indoor Retrofit Kit | High-Bay | Retrofit Kits for High-Bay Luminaires for Commercial and Industrial Buildings | Standard | FALSE | [9 empty] | 42473 |  |  | No |  | 3.1 | 17250 | 115 | 150 | 10 | 0.92 | 3500 | 83
PPKNA24W | ThinkLite LLC | ThinkLite | TLKIT-7 | Indoor Retrofit Kit | High-Bay | Retrofit Kits for High-Bay Luminaires for Commercial and Industrial Buildings | Standard | FALSE | [9 empty] | 42473 |  |  | No |  | 3.1 | 13800 | 115 | 120 | 10 | 0.92 | 3500 | 83
P7WCHZZC | ThinkLite LLC | ThinkLite | TLKIT-6 | Indoor Retrofit Kit | High-Bay | Retrofit Kits for High-Bay Luminaires for Commercial and Industrial Buildings | Standard | FALSE | [9 empty] | 42473 |  |  | No |  | 3.1 | 11500 | 115 | 100 | 10 | 0.92 | 3500 | 83
PEBQXY94 | Sigma Luminous | Sigma ICE | ICE-CD8-60W-57KDD | Indoor Luminaires | High-Bay | Low-Bay Luminaires for Commercial and Industrial Buildings | Standard | FALSE | [9 empty] | 42473 |  |  | No |  | 3.1 | 5340.5 | 89 | 59.3 | 15.01 | 0.965 | 5852 | 84.5
P7VCGDJ9 | ASD Lighting Corp | ASD | ASD-LRHB1-200D 50HE | Indoor Luminaires | High-Bay | High-Bay Luminaires for Commercial and Industrial Buildings | Standard | FALSE | [9 empty] | 42473 | Dimmable | Continuous Above 10 | No |  | 3.1 | 24756 | 118.51 | 208.9 | 13.29 | 0.9619 | 5000 | 82.6
PWWGTC2W | ASD Lighting Corp | ASD | ASD-LRHB1-200D 40HE | Indoor Luminaires | High-Bay | High-Bay Luminaires for Commercial and Industrial Buildings | Standard | FALSE | [9 empty] | 42473 | Dimmable | Continuous Above 10 | No |  | 3.1 | 24151 | 115.94 | 208.3 | 13.57 | 0.9643 | 4000 | 80.8
P4VSN3E2 | TRITON GOLD INC | TRITON GOLD | TGH2FTL160W XDZ 4000K | Indoor Luminaires | High-Bay | High-Bay Luminaires for Commercial and Industrial Buildings | Standard | TRUE | 18520 | 116.7 | 158.7 | 8.8 | 0.972 | 4121 | 84.25 | 5 | 50000 | 42472 |  |  | No |  | 3.1 | 18520 | 116.7 | 158.7 | 20 | 0.9 | 4000 | 84
PY7ES8CM | TRITON GOLD INC | TRITON GOLD | TGH4FTL320W XDZ 4000K | Indoor Luminaires | High-Bay | High-Bay Luminaires for Commercial and Industrial Buildings | Standard | TRUE | 37301 | 116.8 | 319.2 | 8.6 | 0.971 | 4189 | 84 | 5 | 50000 | 42472 |  |  | No |  | 3.1 | 37301 | 116.8 | 319.2 | 20 | 0.9 | 4000 | 84
PMF9QUJB | TRITON GOLD INC | TRITON GOLD | TGH4FTL220W XDZ 4000K | Indoor Luminaires | High-Bay | High-Bay Luminaires for Commercial and Industrial Buildings | Standard | TRUE | 25161 | 117.1 | 214.9 | 9.2 | 0.969 | 4197 | 84 | 5 | 50000 | 42472 |  |  | No |  | 3.1 | 25161 | 117.1 | 214.9 | 20 | 0.9 | 4000 | 84
PG8XKH13 | TRITON GOLD INC | TRITON GOLD | TGH2FTL110W XDZ 4000K | Indoor Luminaires | High-Bay | High-Bay Luminaires for Commercial and Industrial Buildings | Standard | TRUE | 12282 | 115.2 | 106.6 | 15.2 | 0.963 | 4092 | 84 | 5 | 50000 | 42472 |  |  | No |  | 3.1 | 12282 | 115.2 | 106.6 | 20 | 0.9 | 4000 | 84
PZDAV2TJ | RAB Design Lighting | RAB Design | MODX2-LED115L1-C-5K-CL-BLK | Indoor Luminaires | High-Bay | High-Bay Luminaires for Commercial and Industrial Buildings | Standard | TRUE | 9900 | 89.3 | 110.82 | 15.1 | 0.9605 | 5221 | 83.69 | 5 | 100000 | 42472 |  |  | Yes |  | 3 | 9900 | 89.3 | 110.82 | 15.1 | 0.9605 | 5221 | 83.69
PCSQ34TF | RAB Design Lighting | RAB Design | MODX4-LED230L1-B-5K-CL-BLK-AAA-BBBB | Indoor Luminaires | High-Bay | High-Bay Luminaires for Commercial and Industrial Buildings | Standard | TRUE | 19158 | 87.3 | 219.48 | 14.23 | 0.9537 | 5248 | 84.01 | 5 | 100000 | 42472 |  |  | Yes |  | 3 | 19375 | 87.4 | 221.69 | 8.35 | 0.9445 | 5248 | 84.01
PU2SBZXK | Musco Sports Lighting LLC | Musco | 228NB 1400 LED [208-277V or 347-480V] | Indoor Luminaires | High-Bay | Specialty: Indoor Flood | Standard | TRUE | 133238 | 96.7 | 1378.1 | 11.8 | 0.951 | 5553 | 72 | 10 | 50000 | 42472 |  |  | No |  | 3.1 | 133000 | 97.9 | 1400 | 7.6 | 0.979 | 5700 | 72
PSUA4N1F | Industrial Lighting Products | Industrial Lighting Products | FZ8F-90WLED-UNIV-30-FRAL-XXXXX [Any Width Between 4.3?-12? ALL OPTIONS EXCEPT SD480 WC] | Indoor Luminaires | High-Bay | High-Bay Luminaires for Commercial and Industrial Buildings | Standard | TRUE | 11120 | 124.5 | 89.34 | 18.7 | 0.95 | 3058 | 82.7 | 5 | 50000 | 42472 |  |  | Yes |  | 3.1 | 10934 | 121.5 | 90 | 18.7 | 0.95 | 3000 | 80
PZW3PG9H | Industrial Lighting Products | Industrial Lighting Products | FZ4C-36WLED-UNIV-30-FRAL-XXXXX [Any Width Between 4.3?-12? ALL OPTIONS EXCEPT SD480 WC] | Indoor Luminaires | High-Bay | Low-Bay Luminaires for Commercial and Industrial Buildings | Standard | TRUE | 4672 | 126 | 36.97 | 18.7 | 0.95 | 3080 | 83.6 | 5 | 50000 | 42472 |  |  | Yes |  | 3.1 | 4672 | 126.4 | 37 | 18.7 | 0.95 | 3000 | 80
P4EEKR37 | SNC OPTO ELECTRONIC CO LTD. | SNC LED | SNC-HB-150W-1111-1601 4000K | Indoor Luminaires | High-Bay | High-Bay Luminaires for Commercial and Industrial Buildings | Standard | TRUE | 19984 | 132.03 | 151.4 | 14.29 | 0.9391 | 3978 | 73.6 | 5 | 50000 | 42472 |  |  | No |  | 3.1 | 19984 | 132.03 | 151.4 | 14.29 | 0.9391 | 4000 | 73.6
PACUVQ7P | CEA GROUP INTERNATIONAL CO.LTD | CEA/EAEC | HBL3-150(3500K) | Indoor Luminaires | High-Bay | High-Bay Luminaires for Commercial and Industrial Buildings | Standard | TRUE | 17729 | 113.06 | 156.8 | 12.78 | 0.9373 | 3479 | 80.9 | 5 | 50000 | 42472 |  |  | No |  | 3.1 | 17729 | 113.06 | 156.8 | 12.78 | 0.9343 | 3500 | 80.9
P977WYWS | SNC OPTO ELECTRONIC CO LTD. | SNC LED | SNC-HB-135W-1111-1601 4000K | Indoor Luminaires | High-Bay | High-Bay Luminaires for Commercial and Industrial Buildings | Standard | TRUE | 17290 | 128.09 | 135 | 14.61 | 0.9288 | 3959 | 73.4 | 5 | 50000 | 42472 |  |  | No |  | 3.1 | 17290 | 128.09 | 135 | 14.61 | 0.9288 | 4000 | 73.4
PZ65TNTB | SNC OPTO ELECTRONIC CO LTD. | SNC LED | SNC-HB-180W-1111-1601 4000K | Indoor Luminaires | High-Bay | High-Bay Luminaires for Commercial and Industrial Buildings | Standard | TRUE | 23284 | 128.21 | 181.6 | 14.36 | 0.9112 | 3986 | 73.7 | 5 | 50000 | 42472 |  |  | No |  | 3.1 | 23284 | 128.21 | 181.6 | 14.36 | 0.9112 | 4000 | 73.7
P6TH4HHX | SNC OPTO ELECTRONIC CO LTD. | SNC LED | SNC-HB-100W-1111-1601 4000K | Indoor Luminaires | High-Bay | High-Bay Luminaires for Commercial and Industrial Buildings | Standard | TRUE | 12783 | 126.24 | 101.3 | 14.78 | 0.9034 | 3966 | 73.5 | 5 | 50000 | 42472 |  |  | No |  | 3.1 | 12783 | 126.24 | 101.3 | 14.78 | 0.9034 | 4000 | 73.5
PMHQ1U44 | TRITON GOLD INC | TRITON GOLD | TGH4FTL320W XNZ 5500K | Indoor Luminaires | High-Bay | High-Bay Luminaires for Commercial and Industrial Buildings | Standard | FALSE | [9 empty] | 42472 |  |  | No |  | 3.1 | 37301 | 116.8 | 319.2 | 20 | 0.9 | 5500 | 84
PG5Q7JCK | TRITON GOLD INC | TRITON GOLD | TGH4FTL220W XNZ 5500K | Indoor Luminaires | High-Bay | High-Bay Luminaires for Commercial and Industrial Buildings | Standard | FALSE | [9 empty] | 42472 |  |  | No |  | 3.1 | 25161 | 117.1 | 214.9 | 20 | 0.9 | 5500 | 84
PK2H59DY | TRITON GOLD INC | TRITON GOLD | TGH2FTL160W XNZ 5500K | Indoor Luminaires | High-Bay | High-Bay Luminaires for Commercial and Industrial Buildings | Standard | FALSE | [9 empty] | 42472 |  |  | No |  | 3.1 | 18520 | 116.7 | 158.7 | 20 | 0.9 | 5500 | 84
PJMV6C5M | TRITON GOLD INC | TRITON GOLD | TGH2FTL110W XNZ 5500K | Indoor Luminaires | High-Bay | High-Bay Luminaires for Commercial and Industrial Buildings | Standard | FALSE | [9 empty] | 42472 |  |  | No |  | 3.1 | 12282 | 115.2 | 106.6 | 20 | 0.9 | 5500 | 84
P5J8ZSA9 | TRITON GOLD INC | TRITON GOLD | TGH4FTL320W XDZ 5500K | Indoor Luminaires | High-Bay | High-Bay Luminaires for Commercial and Industrial Buildings | Standard | FALSE | [9 empty] | 42472 |  |  | No |  | 3.1 | 37301 | 116.8 | 319.2 | 20 | 0.9 | 5500 | 84
PBSCKBM8 | TRITON GOLD INC | TRITON GOLD | TGH4FTL220W XDZ 5500K | Indoor Luminaires | High-Bay | High-Bay Luminaires for Commercial and Industrial Buildings | Standard | FALSE | [9 empty] | 42472 |  |  | No |  | 3.1 | 25161 | 117.1 | 214.9 | 20 | 0.9 | 5500 | 84
PEHMNNVT | TRITON GOLD INC | TRITON GOLD | TGH2FTL160W XDZ 5500K | Indoor Luminaires | High-Bay | High-Bay Luminaires for Commercial and Industrial Buildings | Standard | FALSE | [9 empty] | 42472 |  |  | No |  | 3.1 | 18520 | 116.7 | 158.7 | 20 | 0.9 | 5500 | 84
P5DC468X | TRITON GOLD INC | TRITON GOLD | TGH2FTL110W XDZ 5500K | Indoor Luminaires | High-Bay | High-Bay Luminaires for Commercial and Industrial Buildings | Standard | FALSE | [9 empty] | 42472 |  |  | No |  | 3.1 | 12282 | 115.2 | 106.6 | 20 | 0.9 | 5500 | 84
PDFP36D4 | TRITON GOLD INC | TRITON GOLD | TGH4FTL320W XNZ 5000K | Indoor Luminaires | High-Bay | High-Bay Luminaires for Commercial and Industrial Buildings | Standard | FALSE | [9 empty] | 42472 |  |  | No |  | 3.1 | 37301 | 116.8 | 319.2 | 20 | 0.9 | 5000 | 84
PVX3NN47 | TRITON GOLD INC | TRITON GOLD | TGH4FTL220W XNZ 5000K | Indoor Luminaires | High-Bay | High-Bay Luminaires for Commercial and Industrial Buildings | Standard | FALSE | [9 empty] | 42472 |  |  | No |  | 3.1 | 25161 | 117.1 | 214.9 | 20 | 0.9 | 5000 | 84
PUG4JBUF | TRITON GOLD INC | TRITON GOLD | TGH2FTL160W XNZ 5000K | Indoor Luminaires | High-Bay | High-Bay Luminaires for Commercial and Industrial Buildings | Standard | FALSE | [9 empty] | 42472 |  |  | No |  | 3.1 | 18520 | 116.7 | 158.7 | 20 | 0.9 | 5000 | 84
PX95TUVB | TRITON GOLD INC | TRITON GOLD | TGH2FTL110W XNZ 5000K | Indoor Luminaires | High-Bay | High-Bay Luminaires for Commercial and Industrial Buildings | Standard | FALSE | [9 empty] | 42472 |  |  | No |  | 3.1 | 12282 | 115.2 | 106.6 | 20 | 0.9 | 5000 | 84
PNUGSTTR | TRITON GOLD INC | TRITON GOLD | TGH4FTL320W XDZ 5000K | Indoor Luminaires | High-Bay | High-Bay Luminaires for Commercial and Industrial Buildings | Standard | FALSE | [9 empty] | 42472 |  |  | No |  | 3.1 | 37301 | 116.8 | 319.2 | 20 | 0.9 | 5000 | 84
PNVPQB5W | TRITON GOLD INC | TRITON GOLD | TGH4FTL220W XDZ 5000K | Indoor Luminaires | High-Bay | High-Bay Luminaires for Commercial and Industrial Buildings | Standard | FALSE | [9 empty] | 42472 |  |  | No |  | 3.1 | 25161 | 117.1 | 214.9 | 20 | 0.9 | 5000 | 84
PDB3YG6H | TRITON GOLD INC | TRITON GOLD | TGH2FTL160W XDZ 5000K | Indoor Luminaires | High-Bay | High-Bay Luminaires for Commercial and Industrial Buildings | Standard | FALSE | [9 empty] | 42472 |  |  | No |  | 3.1 | 18520 | 116.7 | 158.7 | 20 | 0.9 | 5000 | 84
PYQGP1DS | TRITON GOLD INC | TRITON GOLD | TGH2FTL110W XDZ 5000K | Indoor Luminaires | High-Bay | High-Bay Luminaires for Commercial and Industrial Buildings | Standard | FALSE | [9 empty] | 42472 |  |  | No |  | 3.1 | 12282 | 115.2 | 106.6 | 20 | 0.9 | 5000 | 84
PMZ1WJ11 | TRITON GOLD INC | TRITON GOLD | TGH4FTL320W XNZ 4500K | Indoor Luminaires | High-Bay | High-Bay Luminaires for Commercial and Industrial Buildings | Standard | FALSE | [9 empty] | 42472 |  |  | No |  | 3.1 | 37301 | 116.8 | 319.2 | 20 | 0.9 | 4500 | 84
PTH5HUMC | TRITON GOLD INC | TRITON GOLD | TGH4FTL220W XNZ 4500K | Indoor Luminaires | High-Bay | High-Bay Luminaires for Commercial and Industrial Buildings | Standard | FALSE | [9 empty] | 42472 |  |  | No |  | 3.1 | 25161 | 117.1 | 214.9 | 20 | 0.9 | 4500 | 84
P1YHJ24P | TRITON GOLD INC | TRITON GOLD | TGH2FTL160W XNZ 4500K | Indoor Luminaires | High-Bay | High-Bay Luminaires for Commercial and Industrial Buildings | Standard | FALSE | [9 empty] | 42472 |  |  | No |  | 3.1 | 18520 | 116.7 | 158.7 | 20 | 0.9 | 4500 | 84
PFKFVC6W | TRITON GOLD INC | TRITON GOLD | TGH2FTL110W XNZ 4500K | Indoor Luminaires | High-Bay | High-Bay Luminaires for Commercial and Industrial Buildings | Standard | FALSE | [9 empty] | 42472 |  |  | No |  | 3.1 | 12282 | 115.2 | 106.6 | 20 | 0.9 | 4500 | 84
P4UW9U74 | TRITON GOLD INC | TRITON GOLD | TGH4FTL320W XDZ 4500K | Indoor Luminaires | High-Bay | High-Bay Luminaires for Commercial and Industrial Buildings | Standard | FALSE | [9 empty] | 42472 |  |  | No |  | 3.1 | 37301 | 116.8 | 319.2 | 20 | 0.9 | 4500 | 84
PSWFRZGN | TRITON GOLD INC | TRITON GOLD | TGH4FTL220W XDZ 4500K | Indoor Luminaires | High-Bay | High-Bay Luminaires for Commercial and Industrial Buildings | Standard | FALSE | [9 empty] | 42472 |  |  | No |  | 3.1 | 25161 | 117.1 | 214.9 | 20 | 0.9 | 4500 | 84
PJQXZJUT | TRITON GOLD INC | TRITON GOLD | TGH2FTL160W XDZ 4500K | Indoor Luminaires | High-Bay | High-Bay Luminaires for Commercial and Industrial Buildings | Standard | FALSE | [9 empty] | 42472 |  |  | No |  | 3.1 | 18520 | 116.7 | 158.7 | 20 | 0.9 | 4500 | 84
PU38UJ8Z | TRITON GOLD INC | TRITON GOLD | TGH2FTL110W XDZ 4500K | Indoor Luminaires | High-Bay | High-Bay Luminaires for Commercial and Industrial Buildings | Standard | FALSE | [9 empty] | 42472 |  |  | No |  | 3.1 | 12282 | 115.2 | 106.6 | 20 | 0.9 | 4500 | 84
P7G7SUE5 | TRITON GOLD INC | TRITON GOLD | TGH4FTL320W XNZ 4000K | Indoor Luminaires | High-Bay | High-Bay Luminaires for Commercial and Industrial Buildings | Standard | FALSE | [9 empty] | 42472 |  |  | No |  | 3.1 | 37301 | 116.8 | 319.2 | 20 | 0.9 | 4000 | 84
PF2X41XQ | TRITON GOLD INC | TRITON GOLD | TGH4FTL220W XNZ 4000K | Indoor Luminaires | High-Bay | High-Bay Luminaires for Commercial and Industrial Buildings | Standard | FALSE | [9 empty] | 42472 |  |  | No |  | 3.1 | 25161 | 117.1 | 214.9 | 20 | 0.9 | 4000 | 84
PH8AT34M | TRITON GOLD INC | TRITON GOLD | TGH2FTL160W XNZ 4000K | Indoor Luminaires | High-Bay | High-Bay Luminaires for Commercial and Industrial Buildings | Standard | FALSE | [9 empty] | 42472 |  |  | No |  | 3.1 | 18520 | 116.7 | 158.7 | 20 | 0.9 | 4000 | 84
P2UT7VYF | TRITON GOLD INC | TRITON GOLD | TGH2FTL110W XNZ 4000K | Indoor Luminaires | High-Bay | High-Bay Luminaires for Commercial and Industrial Buildings | Standard | FALSE | [9 empty] | 42472 |  |  | No |  | 3.1 | 12282 | 115.2 | 106.6 | 20 | 0.9 | 4000 | 84
PXG5ZEGE | CEA GROUP INTERNATIONAL CO.LTD | CEA/EAEC | HBL3-150(5000K) | Indoor Luminaires | High-Bay | High-Bay Luminaires for Commercial and Industrial Buildings | Standard | FALSE | [9 empty] | 42472 |  |  | No |  | 3.1 | 18258 | 116.07 | 157.3 | 12.72 | 0.9348 | 5000 | 82.6
PBJ4FVSU | CEA GROUP INTERNATIONAL CO.LTD | CEA/EAEC | HBL3-150(4500K) | Indoor Luminaires | High-Bay | High-Bay Luminaires for Commercial and Industrial Buildings | Standard | FALSE | [9 empty] | 42472 |  |  | No |  | 3.1 | 17729 | 113.06 | 156.8 | 12.78 | 0.9343 | 4500 | 80.9
P1NKQY64 | CEA GROUP INTERNATIONAL CO.LTD | CEA/EAEC | HBL3-150(4000K) | Indoor Luminaires | High-Bay | High-Bay Luminaires for Commercial and Industrial Buildings | Standard | FALSE | [9 empty] | 42472 |  |  | No |  | 3.1 | 17729 | 113.06 | 156.8 | 12.78 | 0.9343 | 4000 | 80.9
P2ZH61ER | SNC OPTO ELECTRONIC CO LTD. | SNC LED | SNC-HB-135W-1111-1601 5700K | Indoor Luminaires | High-Bay | High-Bay Luminaires for Commercial and Industrial Buildings | Standard | FALSE | [9 empty] | 42472 |  |  | No |  | 3.1 | 17663 | 131.62 | 134.2 | 14.17 | 0.9239 | 5700 | 75.3
PGHY2FQB | SNC OPTO ELECTRONIC CO LTD. | SNC LED | SNC-HB-100W-1111-1601 5700K | Indoor Luminaires | High-Bay | High-Bay Luminaires for Commercial and Industrial Buildings | Standard | FALSE | [9 empty] | 42472 |  |  | No |  | 3.1 | 13227 | 129.04 | 102.5 | 14.89 | 0.9042 | 5700 | 75.2
P3W8XJFK | SNC OPTO ELECTRONIC CO LTD. | SNC LED | SNC-HB-180W-1111-1601 5700K | Indoor Luminaires | High-Bay | High-Bay Luminaires for Commercial and Industrial Buildings | Standard | FALSE | [9 empty] | 42472 |  |  | No |  | 3.1 | 23798 | 131.92 | 180.4 | 14.53 | 0.9129 | 5700 | 75.2
PF5D8183 | SNC OPTO ELECTRONIC CO LTD. | SNC LED | SNC-HB-150W-1111-1601 5700K | Indoor Luminaires | High-Bay | High-Bay Luminaires for Commercial and Industrial Buildings | Standard | FALSE | [9 empty] | 42472 |  |  | No |  | 3.1 | 20423 | 135.97 | 150.2 | 14.37 | 0.9365 | 5700 | 75.2
PUQ8NMPA | SNC OPTO ELECTRONIC CO LTD. | SNC LED | SNC-HB-180W-1111-1601 5000K | Indoor Luminaires | High-Bay | High-Bay Luminaires for Commercial and Industrial Buildings | Standard | FALSE | [9 empty] | 42472 |  |  | No |  | 3.1 | 23541 | 130.06 | 181 | 14.36 | 0.9112 | 5000 | 73.7
PCTQETE2 | SNC OPTO ELECTRONIC CO LTD. | SNC LED | SNC-HB-150W-1111-1601 5000K | Indoor Luminaires | High-Bay | High-Bay Luminaires for Commercial and Industrial Buildings | Standard | FALSE | [9 empty] | 42472 |  |  | No |  | 3.1 | 20204 | 133.98 | 150.8 | 14.29 | 0.9391 | 5000 | 73.6
P24YTHT5 | SNC OPTO ELECTRONIC CO LTD. | SNC LED | SNC-HB-100W-1111-1601 5000K | Indoor Luminaires | High-Bay | High-Bay Luminaires for Commercial and Industrial Buildings | Standard | FALSE | [9 empty] | 42472 |  |  | No |  | 3.1 | 13005 | 127.63 | 101.9 | 14.78 | 0.9034 | 5000 | 73.5
PBKC75K5 | SNC OPTO ELECTRONIC CO LTD. | SNC LED | SNC-HB-135W-1111-1601 5000K | Indoor Luminaires | High-Bay | High-Bay Luminaires for Commercial and Industrial Buildings | Standard | FALSE | [9 empty] | 42472 |  |  | No |  | 3.1 | 17476 | 129.84 | 134.6 | 14.61 | 0.9288 | 5000 | 73.4
PNQHB96R | RAB Design Lighting | RAB Design | MODX4-LED230P3-C-5K-CL-BLK-AAA-BBBB | Indoor Luminaires | High-Bay | High-Bay Luminaires for Commercial and Industrial Buildings | Standard | FALSE | [9 empty] | 42472 |  |  | Yes |  | 3 | 19158 | 87.3 | 219.48 | 14.23 | 0.9537 | 5248 | 84.01
PMER7ZR4 | RAB Design Lighting | RAB Design | MODX4-LED230L1-C-5K-CL-BLK-AAA-BBBB | Indoor Luminaires | High-Bay | High-Bay Luminaires for Commercial and Industrial Buildings | Standard | FALSE | [9 empty] | 42472 |  |  | Yes |  | 3 | 19158 | 87.3 | 219.48 | 14.23 | 0.9537 | 5248 | 84.01
PJ8DFK5Q | RAB Design Lighting | RAB Design | MODX4-LED230P4-C-5K-CL-BLK-AAA-BBBB | Indoor Luminaires | High-Bay | High-Bay Luminaires for Commercial and Industrial Buildings | Standard | FALSE | [9 empty] | 42472 |  |  | Yes |  | 3 | 19158 | 87.3 | 219.48 | 14.23 | 0.9537 | 5248 | 84.01
PAARCCGP | RAB Design Lighting | RAB Design | MODX4-LED230P2-C-5K-CL-BLK-AAA-BBBB | Indoor Luminaires | High-Bay | High-Bay Luminaires for Commercial and Industrial Buildings | Standard | FALSE | [9 empty] | 42472 |  |  | Yes |  | 3 | 19158 | 87.3 | 219.48 | 14.23 | 0.9537 | 5248 | 84.01
PNVW5QZ5 | RAB Design Lighting | RAB Design | MODX4-LED230P3-B-5K-CL-BLK-AAA-BBBB | Indoor Luminaires | High-Bay | High-Bay Luminaires for Commercial and Industrial Buildings | Standard | FALSE | [9 empty] | 42472 |  |  | Yes |  | 3 | 19375 | 87.4 | 221.69 | 8.35 | 0.9445 | 5248 | 84.01
P7HMDZV7 | RAB Design Lighting | RAB Design | MODX4-LED230P4-B-5K-CL-BLK-AAA-BBBB | Indoor Luminaires | High-Bay | High-Bay Luminaires for Commercial and Industrial Buildings | Standard | FALSE | [9 empty] | 42472 |  |  | Yes |  | 3 | 19375 | 87.4 | 221.69 | 8.35 | 0.9445 | 5248 | 84.01
P65T3TF8 | RAB Design Lighting | RAB Design | MODX4-LED230P2-B-5K-CL-BLK-AAA-BBBB | Indoor Luminaires | High-Bay | High-Bay Luminaires for Commercial and Industrial Buildings | Standard | FALSE | [9 empty] | 42472 |  |  | Yes |  | 3 | 19375 | 87.4 | 221.69 | 8.35 | 0.9445 | 5248 | 84.01
P5ZSB7N5 | RAB Design Lighting | RAB Design | MODX2-LED115P3-B-5K-CL-BLK-AAA-BBBB | Indoor Luminaires | High-Bay | High-Bay Luminaires for Commercial and Industrial Buildings | Standard | FALSE | [9 empty] | 42472 |  |  | Yes |  | 3 | 10209 | 91.6 | 111.46 | 8.06 | 0.9452 | 5243 | 83.85
P5B1Q8UA | RAB Design Lighting | RAB Design | MODX2-LED115P4-B-5K-CL-BLK-AAA-BBBB | Indoor Luminaires | High-Bay | High-Bay Luminaires for Commercial and Industrial Buildings | Standard | FALSE | [9 empty] | 42472 |  |  | Yes |  | 3 | 10209 | 91.6 | 111.46 | 8.06 | 0.9452 | 5243 | 83.85
P4JWSCH3 | RAB Design Lighting | RAB Design | MODX2-LED115P2-B-5K-CL-BLK-AAA-BBBB | Indoor Luminaires | High-Bay | High-Bay Luminaires for Commercial and Industrial Buildings | Standard | FALSE | [9 empty] | 42472 |  |  | Yes |  | 3 | 10209 | 91.6 | 111.46 | 8.06 | 0.9452 | 5243 | 83.85
P3Q6S73D | RAB Design Lighting | RAB Design | MODX2-LED115L1-B-5K-CL-BLK-AAA-BBBB | Indoor Luminaires | High-Bay | High-Bay Luminaires for Commercial and Industrial Buildings | Standard | FALSE | [9 empty] | 42472 |  |  | Yes |  | 3 | 10209 | 91.6 | 111.46 | 8.06 | 0.9452 | 5243 | 83.85
PKG7QZSF | RAB Design Lighting | RAB Design | MODX2-LED115P3-C-5K-CL-BLK-AAA-BBBB | Indoor Luminaires | High-Bay | High-Bay Luminaires for Commercial and Industrial Buildings | Standard | FALSE | [9 empty] | 42472 |  |  | Yes |  | 3 | 9900 | 89.3 | 110.82 | 15.1 | 0.9605 | 5221 | 83.69
PFP3Q4QX | RAB Design Lighting | RAB Design | MODX2-LED115P2-C-5K-CL-BLK-AAA-BBBB | Indoor Luminaires | High-Bay | High-Bay Luminaires for Commercial and Industrial Buildings | Standard | FALSE | [9 empty] | 42472 |  |  | Yes |  | 3 | 9900 | 89.3 | 110.82 | 15.1 | 0.9605 | 5221 | 83.69
P14VA8VS | RAB Design Lighting | RAB Design | MODX2-LED115P4-C-5K-CL-BLK-AAA-BBBB | Indoor Luminaires | High-Bay | High-Bay Luminaires for Commercial and Industrial Buildings | Standard | FALSE | [9 empty] | 42472 |  |  | Yes |  | 3 | 9900 | 89.3 | 110.82 | 15.1 | 0.9605 | 5221 | 83.69
PMJRD3MB | Industrial Lighting Products | Industrial Lighting Products | FZ8F-118WLED-UNIV-50-XXXXX [Any Width Between 4.3?-12? ALL OPTIONS EXCEPT SD480 WC] | Indoor Luminaires | High-Bay | High-Bay Luminaires for Commercial and Industrial Buildings | Standard | FALSE | [9 empty] | 42472 |  |  | Yes |  | 3 | 16661 | 143.5 | 116.1 | 18.7 | 0.95 | 5000 | 80
PXH4CV8G | Industrial Lighting Products | Industrial Lighting Products | FZ8F-118WLED-UNIV-50-FRAL-XXXXX [Any Width Between 4.3?-12? ALL OPTIONS EXCEPT SD480 WC] | Indoor Luminaires | High-Bay | High-Bay Luminaires for Commercial and Industrial Buildings | Standard | FALSE | [9 empty] | 42472 |  |  | Yes |  | 3 | 14348 | 123.6 | 116.1 | 18.7 | 0.95 | 5000 | 80
PM6NY52G | Industrial Lighting Products | Industrial Lighting Products | FZ8F-90WLED-UNIV-50-XXXXX [Any Width Between 4.3?-12? ALL OPTIONS EXCEPT SD480 WC] | Indoor Luminaires | High-Bay | High-Bay Luminaires for Commercial and Industrial Buildings | Standard | FALSE | [9 empty] | 42472 |  |  | Yes |  | 3 | 13671 | 151.9 | 90 | 18.7 | 0.95 | 5000 | 80
PKXFTYFM | Industrial Lighting Products | Industrial Lighting Products | FZ8F-90WLED-UNIV-50-FRAL-XXXXX [Any Width Between 4.3?-12? ALL OPTIONS EXCEPT SD480 WC] | Indoor Luminaires | High-Bay | High-Bay Luminaires for Commercial and Industrial Buildings | Standard | FALSE | [9 empty] | 42472 |  |  | Yes |  | 3 | 11773 | 130.8 | 90 | 18.7 | 0.95 | 5000 | 80
PFBD7XGF | Industrial Lighting Products | Industrial Lighting Products | FZ4C-59WLED-UNIV-50-XXXXX [Any Width Between 4.3?-12? ALL OPTIONS EXCEPT SD480 WC] | Indoor Luminaires | High-Bay | Low-Bay Luminaires for Commercial and Industrial Buildings | Standard | FALSE | [9 empty] | 42472 |  |  | Yes |  | 3 | 8347 | 143.8 | 58 | 18.7 | 0.95 | 5000 | 80
P7MZ4YT7 | Industrial Lighting Products | Industrial Lighting Products | FZ4C-59WLED-UNIV-50-FRAL-XXXXX [Any Width Between 4.3?-12? ALL OPTIONS EXCEPT SD480 WC] | Indoor Luminaires | High-Bay | Low-Bay Luminaires for Commercial and Industrial Buildings | Standard | FALSE | [9 empty] | 42472 |  |  | Yes |  | 3 | 7188 | 123.8 | 58 | 18.7 | 0.95 | 5000 | 80
PB693C77 | Industrial Lighting Products | Industrial Lighting Products | FZ4C-45WLED-UNIV-50-XXXXX [Any Width Between 4.3?-12? ALL OPTIONS EXCEPT SD480 WC] | Indoor Luminaires | High-Bay | Low-Bay Luminaires for Commercial and Industrial Buildings | Standard | FALSE | [9 empty] | 42472 |  |  | Yes |  | 3 | 6849 | 152.2 | 45 | 18.7 | 0.95 | 5000 | 80
P3VFBV37 | Industrial Lighting Products | Industrial Lighting Products | FZ4C-45WLED-UNIV-50-FRAL-XXXXX [Any Width Between 4.3?-12? ALL OPTIONS EXCEPT SD480 WC] | Indoor Luminaires | High-Bay | Low-Bay Luminaires for Commercial and Industrial Buildings | Standard | FALSE | [9 empty] | 42472 |  |  | Yes |  | 3 | 5898 | 131.1 | 45 | 18.7 | 0.95 | 5000 | 80
P9S9F56S | Industrial Lighting Products | Industrial Lighting Products | FZ4C-36WLED-UNIV-50-XXXXX [Any Width Between 4.3?-12? ALL OPTIONS EXCEPT SD480 WC] | Indoor Luminaires | High-Bay | Low-Bay Luminaires for Commercial and Industrial Buildings | Standard | FALSE | [9 empty] | 42472 |  |  | Yes |  | 3 | 5831 | 157.6 | 37 | 18.7 | 0.95 | 5000 | 80
P2NMJKU2 | Industrial Lighting Products | Industrial Lighting Products | FZ4C-36WLED-UNIV-50-FRAL-XXXXX [Any Width Between 4.3?-12? ALL OPTIONS EXCEPT SD480 WC] | Indoor Luminaires | High-Bay | Low-Bay Luminaires for Commercial and Industrial Buildings | Standard | FALSE | [9 empty] | 42472 |  |  | Yes |  | 3 | 5021 | 135.7 | 37 | 18.7 | 0.95 | 5000 | 80
P13BAS6U | Industrial Lighting Products | Industrial Lighting Products | FZ8F-118WLED-UNIV-40-XXXXX [Any Width Between 4.3?-12? ALL OPTIONS EXCEPT SD480 WC] | Indoor Luminaires | High-Bay | High-Bay Luminaires for Commercial and Industrial Buildings | Standard | FALSE | [9 empty] | 42472 |  |  | Yes |  | 3 | 16594 | 139.9 | 118.6 | 18.7 | 0.95 | 4000 | 80
PAXZTSKQ | Industrial Lighting Products | Industrial Lighting Products | FZ8F-118WLED-UNIV-40-FRAL-XXXXX [Any Width Between 4.3?-12? ALL OPTIONS EXCEPT SD480 WC] | Indoor Luminaires | High-Bay | High-Bay Luminaires for Commercial and Industrial Buildings | Standard | FALSE | [9 empty] | 42472 |  |  | Yes |  | 3 | 14290 | 120.5 | 118.6 | 18.7 | 0.95 | 4000 | 80
PW15SUQ4 | Industrial Lighting Products | Industrial Lighting Products | FZ8F-90WLED-UNIV-40-XXXXX [Any Width Between 4.3?-12? ALL OPTIONS EXCEPT SD480 WC] | Indoor Luminaires | High-Bay | High-Bay Luminaires for Commercial and Industrial Buildings | Standard | FALSE | [9 empty] | 42472 |  |  | Yes |  | 3 | 13346 | 148.3 | 90 | 18.7 | 0.95 | 4000 | 80
PTYRAW79 | Industrial Lighting Products | Industrial Lighting Products | FZ8F-90WLED-UNIV-40-FRAL-XXXXX [Any Width Between 4.3?-12? ALL OPTIONS EXCEPT SD480 WC] | Indoor Luminaires | High-Bay | High-Bay Luminaires for Commercial and Industrial Buildings | Standard | FALSE | [9 empty] | 42472 |  |  | Yes |  | 3 | 11493 | 127.7 | 90 | 18.7 | 0.95 | 4000 | 80
PHUCRPCF | Industrial Lighting Products | Industrial Lighting Products | FZ4C-59WLED-UNIV-40-XXXXX [Any Width Between 4.3?-12? ALL OPTIONS EXCEPT SD480 WC] | Indoor Luminaires | High-Bay | Low-Bay Luminaires for Commercial and Industrial Buildings | Standard | FALSE | [9 empty] | 42472 |  |  | Yes |  | 3 | 8313 | 140.2 | 59.3 | 18.7 | 0.95 | 4000 | 80
P4KT5BE2 | Industrial Lighting Products | Industrial Lighting Products | FZ4C-59WLED-UNIV-40-FRAL-XXXXX [Any Width Between 4.3?-12? ALL OPTIONS EXCEPT SD480 WC] | Indoor Luminaires | High-Bay | Low-Bay Luminaires for Commercial and Industrial Buildings | Standard | FALSE | [9 empty] | 42472 |  |  | Yes |  | 3 | 7159 | 120.7 | 59.3 | 18.7 | 0.95 | 4000 | 80
P4M8B8JK | Industrial Lighting Products | Industrial Lighting Products | FZ4C-45WLED-UNIV-40-XXXXX [Any Width Between 4.3?-12? ALL OPTIONS EXCEPT SD480 WC] | Indoor Luminaires | High-Bay | Low-Bay Luminaires for Commercial and Industrial Buildings | Standard | FALSE | [9 empty] | 42472 |  |  | Yes |  | 3 | 6686 | 148.6 | 45 | 18.7 | 0.95 | 4000 | 80
PAQAUS5H | Industrial Lighting Products | Industrial Lighting Products | FZ4C-45WLED-UNIV-40-FRAL-XXXXX [Any Width Between 4.3?-12? ALL OPTIONS EXCEPT SD480 WC] | Indoor Luminaires | High-Bay | Low-Bay Luminaires for Commercial and Industrial Buildings | Standard | FALSE | [9 empty] | 42472 |  |  | Yes |  | 3 | 5758 | 127.9 | 45 | 18.7 | 0.95 | 4000 | 80
PNG7C26J | Industrial Lighting Products | Industrial Lighting Products | FZ4C-36WLED-UNIV-40-XXXXX [Any Width Between 4.3?-12? ALL OPTIONS EXCEPT SD480 WC] | Indoor Luminaires | High-Bay | Low-Bay Luminaires for Commercial and Industrial Buildings | Standard | FALSE | [9 empty] | 42472 |  |  | Yes |  | 3 | 5697 | 154 | 37 | 18.7 | 0.95 | 4000 | 80
P1A1KRB8 | Industrial Lighting Products | Industrial Lighting Products | FZ4C-36WLED-UNIV-40-FRAL-XXXXX [Any Width Between 4.3?-12? ALL OPTIONS EXCEPT SD480 WC] | Indoor Luminaires | High-Bay | Low-Bay Luminaires for Commercial and Industrial Buildings | Standard | FALSE | [9 empty] | 42472 |  |  | Yes |  | 3 | 4906 | 132.6 | 37 | 18.7 | 0.95 | 4000 | 80
P9YATF3V | Industrial Lighting Products | Industrial Lighting Products | FZ8F-118WLED-UNIV-35-XXXXX [Any Width Between 4.3?-12? ALL OPTIONS EXCEPT SD480 WC] | Indoor Luminaires | High-Bay | High-Bay Luminaires for Commercial and Industrial Buildings | Standard | FALSE | [9 empty] | 42472 |  |  | Yes |  | 3 | 16167 | 136.3 | 118.6 | 18.7 | 0.95 | 3500 | 80
PNKJCUFC | Industrial Lighting Products | Industrial Lighting Products | FZ8F-118WLED-UNIV-35-FRAL-XXXXX [Any Width Between 4.3?-12? ALL OPTIONS EXCEPT SD480 WC] | Indoor Luminaires | High-Bay | High-Bay Luminaires for Commercial and Industrial Buildings | Standard | FALSE | [9 empty] | 42472 |  |  | Yes |  | 3 | 13922 | 117.4 | 118.6 | 18.7 | 0.95 | 3500 | 80
PX4KPPVJ | Industrial Lighting Products | Industrial Lighting Products | FZ8F-90WLED-UNIV-35-XXXXX [Any Width Between 4.3?-12? ALL OPTIONS EXCEPT SD480 WC] | Indoor Luminaires | High-Bay | High-Bay Luminaires for Commercial and Industrial Buildings | Standard | FALSE | [9 empty] | 42472 |  |  | Yes |  | 3 | 13021 | 144.7 | 90 | 18.7 | 0.95 | 3500 | 80
P1J5EUYR | Industrial Lighting Products | Industrial Lighting Products | FZ8F-90WLED-UNIV-35-FRAL-XXXXX [Any Width Between 4.3?-12? ALL OPTIONS EXCEPT SD480 WC] | Indoor Luminaires | High-Bay | High-Bay Luminaires for Commercial and Industrial Buildings | Standard | FALSE | [9 empty] | 42472 |  |  | Yes |  | 3 | 11214 | 124.6 | 90 | 18.7 | 0.95 | 3500 | 80
PVZHGSZ6 | Industrial Lighting Products | Industrial Lighting Products | FZ4C-59WLED-UNIV-35-XXXXX [Any Width Between 4.3?-12? ALL OPTIONS EXCEPT SD480 WC] | Indoor Luminaires | High-Bay | Low-Bay Luminaires for Commercial and Industrial Buildings | Standard | FALSE | [9 empty] | 42472 |  |  | Yes |  | 3 | 8099 | 136.6 | 59.3 | 18.7 | 0.95 | 3500 | 80
PV7MCRJM | Industrial Lighting Products | Industrial Lighting Products | FZ4C-59WLED-UNIV-35-FRAL-XXXXX [Any Width Between 4.3?-12? ALL OPTIONS EXCEPT SD480 WC] | Indoor Luminaires | High-Bay | Low-Bay Luminaires for Commercial and Industrial Buildings | Standard | FALSE | [9 empty] | 42472 |  |  | Yes |  | 3 | 6975 | 117.6 | 59.3 | 18.7 | 0.95 | 3500 | 80
PR8P9MSG | Industrial Lighting Products | Industrial Lighting Products | FZ4C-45WLED-UNIV-35-XXXXX [Any Width Between 4.3?-12? ALL OPTIONS EXCEPT SD480 WC] | Indoor Luminaires | High-Bay | Low-Bay Luminaires for Commercial and Industrial Buildings | Standard | FALSE | [9 empty] | 42472 |  |  | Yes |  | 3 | 6523 | 145 | 45 | 18.7 | 0.95 | 3500 | 80
PQGQ2W93 | Industrial Lighting Products | Industrial Lighting Products | FZ4C-45WLED-UNIV-35-FRAL-XXXXX [Any Width Between 4.3?-12? ALL OPTIONS EXCEPT SD480 WC] | Indoor Luminaires | High-Bay | Low-Bay Luminaires for Commercial and Industrial Buildings | Standard | FALSE | [9 empty] | 42472 |  |  | Yes |  | 3 | 5618 | 124.8 | 45 | 18.7 | 0.95 | 3500 | 80
P44PVRNF | Industrial Lighting Products | Industrial Lighting Products | FZ4C-36WLED-UNIV-35-XXXXX [Any Width Between 4.3?-12? ALL OPTIONS EXCEPT SD480 WC] | Indoor Luminaires | High-Bay | Low-Bay Luminaires for Commercial and Industrial Buildings | Standard | FALSE | [9 empty] | 42472 |  |  | Yes |  | 3 | 5563 | 150.4 | 37 | 18.7 | 0.95 | 3500 | 80
P6XXQSX7 | Industrial Lighting Products | Industrial Lighting Products | FZ4C-36WLED-UNIV-35-FRAL-XXXXX [Any Width Between 4.3?-12? ALL OPTIONS EXCEPT SD480 WC] | Indoor Luminaires | High-Bay | Low-Bay Luminaires for Commercial and Industrial Buildings | Standard | FALSE | [9 empty] | 42472 |  |  | Yes |  | 3 | 4791 | 129.5 | 37 | 18.7 | 0.95 | 3500 | 80
PJQ2K7RG | Industrial Lighting Products | Industrial Lighting Products | FZ8F-118WLED-UNIV-30-XXXXX [Any Width Between 4.3?-12? ALL OPTIONS EXCEPT SD480 WC] | Indoor Luminaires | High-Bay | High-Bay Luminaires for Commercial and Industrial Buildings | Standard | FALSE | [9 empty] | 42472 |  |  | Yes |  | 3 | 15607 | 132.7 | 117.6 | 18.7 | 0.95 | 3000 | 80
PERB28GC | Industrial Lighting Products | Industrial Lighting Products | FZ8F-118WLED-UNIV-30-FRAL-XXXXX [Any Width Between 4.3?-12? ALL OPTIONS EXCEPT SD480 WC] | Indoor Luminaires | High-Bay | High-Bay Luminaires for Commercial and Industrial Buildings | Standard | FALSE | [9 empty] | 42472 |  |  | Yes |  | 3 | 13440 | 114.3 | 117.6 | 18.7 | 0.95 | 3000 | 80
PNZUG8TD | Industrial Lighting Products | Industrial Lighting Products | FZ8F-90WLED-UNIV-30-XXXXX [Any Width Between 4.3?-12? ALL OPTIONS EXCEPT SD480 WC] | Indoor Luminaires | High-Bay | High-Bay Luminaires for Commercial and Industrial Buildings | Standard | FALSE | [9 empty] | 42472 |  |  | Yes |  | 3 | 12697 | 141.1 | 90 | 18.7 | 0.95 | 3000 | 80
PNMUY7DW | Industrial Lighting Products | Industrial Lighting Products | FZ4C-59WLED-UNIV-30-XXXXX [Any Width Between 4.3?-12? ALL OPTIONS EXCEPT SD480 WC] | Indoor Luminaires | High-Bay | Low-Bay Luminaires for Commercial and Industrial Buildings | Standard | FALSE | [9 empty] | 42472 |  |  | Yes |  | 3 | 7882 | 133 | 59.3 | 18.7 | 0.95 | 3000 | 80
PJRE6RRE | Industrial Lighting Products | Industrial Lighting Products | FZ4C-59WLED-UNIV-30-FRAL-XXXXX [Any Width Between 4.3?-12? ALL OPTIONS EXCEPT SD480 WC] | Indoor Luminaires | High-Bay | Low-Bay Luminaires for Commercial and Industrial Buildings | Standard | FALSE | [9 empty] | 42472 |  |  | Yes |  | 3 | 6788 | 114.5 | 59.3 | 18.7 | 0.95 | 3000 | 80
PGHZNJ6R | Industrial Lighting Products | Industrial Lighting Products | FZ4C-45WLED-UNIV-30-XXXXX [Any Width Between 4.3?-12? ALL OPTIONS EXCEPT SD480 WC] | Indoor Luminaires | High-Bay | Low-Bay Luminaires for Commercial and Industrial Buildings | Standard | FALSE | [9 empty] | 42472 |  |  | Yes |  | 3 | 6361 | 141.4 | 45 | 18.7 | 0.95 | 3000 | 80
P1C1CPFY | Industrial Lighting Products | Industrial Lighting Products | FZ4C-45WLED-UNIV-30-FRAL-XXXXX [Any Width Between 4.3?-12? ALL OPTIONS EXCEPT SD480 WC] | Indoor Luminaires | High-Bay | Low-Bay Luminaires for Commercial and Industrial Buildings | Standard | FALSE | [9 empty] | 42472 |  |  | Yes |  | 3 | 5478 | 121.7 | 45 | 18.7 | 0.95 | 3000 | 80
P75KZU4V | Industrial Lighting Products | Industrial Lighting Products | FZ4C-36WLED-UNIV-30-XXXXX [Any Width Between 4.3?-12? ALL OPTIONS EXCEPT SD480 WC] | Indoor Luminaires | High-Bay | Low-Bay Luminaires for Commercial and Industrial Buildings | Standard | FALSE | [9 empty] | 42472 |  |  | Yes |  | 3 | 5425 | 146.7 | 37 | 18.7 | 0.95 | 3000 | 80
PWZS89RJ | JWE Inc. | J.W.E | HBLV-RND-150W-40K-120 | Indoor Luminaires | High-Bay | High-Bay Luminaires for Commercial and Industrial Buildings | Premium | TRUE | 18765 | 129.86 | 144.5 | 14.12 | 0.9324 | 3885 | 71.5 | 5 | 50000 | 42471 |  |  | No |  | 3.1 | 18765 | 129.86 | 144.5 | 14.12 | 0.9324 | 4000 | 71.5
PJT5946A | JWE Inc. | J.W.E | HBLV-RND-100W-40K | Indoor Luminaires | High-Bay | High-Bay Luminaires for Commercial and Industrial Buildings | Premium | TRUE | 12469 | 128.56 | 96.99 | 13.24 | 0.9211 | 3928 | 70.7 | 5 | 50000 | 42471 |  |  | No |  | 3.1 | 12469 | 128.56 | 96.99 | 13.24 | 0.9211 | 4000 | 70.7
PKA5EEYV | Super Bright LEDs | Super Bright LEDs | HBL-30K150W-3070 | Indoor Luminaires | High-Bay | High-Bay Luminaires for Commercial and Industrial Buildings | Standard | TRUE | 9700.914 | 100.113 | 96.9 | 13.36 | 0.9202 | 3037 | 71.8 | 5 | 50000 | 42471 |  |  | NotYetVerified |  | 3 | 9700.914 | 100.113 | 96.9 | 13.36 | 0.994 | 3037 | 71.8
PMQ19VVJ | JWE Inc. | J.W.E | HBLV-RND-240W-40K-120 | Indoor Luminaires | High-Bay | High-Bay Luminaires for Commercial and Industrial Buildings | Premium | TRUE | 27477 | 120.72 | 227.6 | 14.21 | 0.9189 | 3893 | 71.4 | 5 | 50000 | 42471 |  |  | No |  | 3.1 | 27477 | 120.72 | 227.6 | 14.21 | 0.9189 | 4000 | 71.4
P1N8GAC1 | JWE Inc. | J.W.E | HBLV-RND-120W-50K | Indoor Luminaires | High-Bay | High-Bay Luminaires for Commercial and Industrial Buildings | Premium | TRUE | 15395 | 127.97 | 120.3 | 15.23 | 0.9153 | 5135 | 81.8 | 5 | 50000 | 42471 | Not Dimmable | Not Dimmable | No |  | 3 | 15395 | 127.97 | 120.3 | 15.23 | 0.9153 | 5135 | 81.8
PJHX4883 | JWE Inc. | J.W.E | HBLV-RND-240W-57K-120 | Indoor Luminaires | High-Bay | High-Bay Luminaires for Commercial and Industrial Buildings | Premium | TRUE | 28318.4 | 124.31 | 227.8 | 14.77 | 0.9123 | 3856 | 71.9 | 5 | 50000 | 42471 |  |  | No |  | 3.1 | 28340 | 123.81 | 228.9 | 14.88 | 0.9176 | 5700 | 75.1
PCXJXJZG | Aleddra Inc. | Aleddra | AL-CN-60W-A-57K | Indoor Luminaires | High-Bay | Low-Bay Luminaires for Commercial and Industrial Buildings | Standard | TRUE | 5972.4 | 105.28 | 56.73 | 17.74 | 0.911 | 5622 | 71.6 | 5 | 50000 | 42471 |  |  | NotYetVerified |  | 3 | 6000 | 100 | 60 |  | 0.986 | 5700 | 70
PXD8T4FQ | JWE Inc. | J.W.E | HBHV-RND-240W-40K-60 | Indoor Luminaires | High-Bay | High-Bay Luminaires for Commercial and Industrial Buildings | Premium | TRUE | 18372 | 126.01 | 145.8 | 13.29 | 0.9044 | 5455 | 77 | 5 | 50000 | 42471 |  |  | No |  | 3.1 | 27798 | 120.03 | 231.6 | 12.7 | 0.9102 | 4000 | 72
PV7TQ41U | JWE Inc. | J.W.E | HBHV-RND-100W-57K-120 | Indoor Luminaires | High-Bay | High-Bay Luminaires for Commercial and Industrial Buildings | Premium | TRUE | 12606 | 128.86 | 97.83 | 14.23 | 0.9037 | 5543 | 77.2 | 5 | 50000 | 42471 |  |  | No |  | 3.1 | 12707 | 129.5 | 98.12 | 14.23 | 0.9037 | 5700 | 77.2
PPCEHZ3D | JWE Inc. | J.W.E | HBHV-RND-100W-40K-120 | Indoor Luminaires | High-Bay | High-Bay Luminaires for Commercial and Industrial Buildings | Premium | TRUE | 12265 | 125.08 | 98.06 | 13.15 | 0.9021 | 3959 | 70.6 | 5 | 50000 | 42471 |  |  | No |  | 3.1 | 12329 | 125.49 | 98.25 | 13.15 | 0.9021 | 4000 | 70.6
PV9VRM6M | JWE Inc. | J.W.E | HBHV-RND-240W-57K-60 | Indoor Luminaires | High-Bay | High-Bay Luminaires for Commercial and Industrial Buildings | Premium | FALSE | [9 empty] | 42471 |  |  | No |  | 3.1 | 28687.53 | 123.86 | 231.6 | 12.7 | 0.9102 | 5700 | 75.5
P1GEYECY | JWE Inc. | J.W.E | HBLV-RND-240W-57K-60 | Indoor Luminaires | High-Bay | High-Bay Luminaires for Commercial and Industrial Buildings | Premium | FALSE | [9 empty] | 42471 |  |  | No |  | 3.1 | 29196.27 | 128.73 | 226.8 | 14.77 | 0.9123 | 5700 | 75.1
PED59WU3 | JWE Inc. | J.W.E | HBHV-RND-240W-57K-120 | Indoor Luminaires | High-Bay | High-Bay Luminaires for Commercial and Industrial Buildings | Premium | FALSE | [9 empty] | 42471 |  |  | No |  | 3.1 | 29146.53 | 125.84 | 231.6 | 12.7 | 0.9102 | 5700 | 75.1
PN3Q8ZYQ | JWE Inc. | J.W.E | HBLV-RND-100W-57K | Indoor Luminaires | High-Bay | High-Bay Luminaires for Commercial and Industrial Buildings | Premium | FALSE | [9 empty] | 42471 |  |  | No |  | 3.1 | 12782 | 131.25 | 97.39 | 13.38 | 0.9223 | 5700 | 74.1
PEVMKX6T | JWE Inc. | J.W.E | HBLV-RND-150W-57K-60 | Indoor Luminaires | High-Bay | High-Bay Luminaires for Commercial and Industrial Buildings | Premium | FALSE | [9 empty] | 42471 |  |  | No |  | 3.1 | 19927.11 | 137.9 | 144.5 | 14.12 | 0.9324 | 5700 | 71.5
PRCP47HB | JWE Inc. | J.W.E | HBLV-RND-150W-57K-120 | Indoor Luminaires | High-Bay | High-Bay Luminaires for Commercial and Industrial Buildings | Premium | FALSE | [9 empty] | 42471 |  |  | No |  | 3.1 | 19346.71 | 133.88 | 144.5 | 14.12 | 0.9324 | 5700 | 71.5
PPTSBKJ6 | JWE Inc. | J.W.E | HBLV-RND-200W-57K-60 | Indoor Luminaires | High-Bay | High-Bay Luminaires for Commercial and Industrial Buildings | Premium | FALSE | [9 empty] | 42471 |  |  | No |  | 3.1 | 25355.7 | 133.38 | 190.1 | 13.61 | 0.9153 | 5700 | 71.4
P63Y5T1Y | JWE Inc. | J.W.E | HBLV-RND-200W-57K-120 | Indoor Luminaires | High-Bay | High-Bay Luminaires for Commercial and Industrial Buildings | Premium | FALSE | [9 empty] | 42471 |  |  | No |  | 3.1 | 24617.18 | 129.49 | 190.1 | 13.61 | 0.9153 | 5700 | 71.4
PRGVXBVH | JWE Inc. | J.W.E | HBHV-RND-150W-57K-120 | Indoor Luminaires | High-Bay | High-Bay Luminaires for Commercial and Industrial Buildings | Premium | FALSE | [9 empty] | 42471 |  |  | No |  | 3.1 | 19014.73 | 131.04 | 145.1 | 14.76 | 0.9031 | 5700 | 70.7
P2YHS8P9 | JWE Inc. | J.W.E | HBHV-RND-120W-57K-120 | Indoor Luminaires | High-Bay | High-Bay Luminaires for Commercial and Industrial Buildings | Premium | FALSE | [9 empty] | 42471 |  |  | No |  | 3.1 | 15625.83 | 130.21 | 120 | 14.23 | 0.9037 | 5700 | 70
PACSPRN2 | JWE Inc. | J.W.E | HBHV-RND-200W-57K-120 | Indoor Luminaires | High-Bay | High-Bay Luminaires for Commercial and Industrial Buildings | Premium | FALSE | [9 empty] | 42471 |  |  | No |  | 3.1 | 25435.85 | 127.17 | 200 | 13.29 | 0.9044 | 5700 | 70
PVK1ZUMA | JWE Inc. | J.W.E | HBHV-RND-200W-57K-60 | Indoor Luminaires | High-Bay | High-Bay Luminaires for Commercial and Industrial Buildings | Premium | FALSE | [9 empty] | 42471 |  |  | No |  | 3.1 | 25035.28 | 125.17 | 200 | 13.29 | 0.9044 | 5700 | 70
P22Y6B1U | JWE Inc. | J.W.E | HBHV-RND-240W-50K-60 | Indoor Luminaires | High-Bay | High-Bay Luminaires for Commercial and Industrial Buildings | Premium | FALSE | [9 empty] | 42471 |  |  | No |  | 3.1 | 28465.15 | 122.9 | 231.6 | 12.7 | 0.9102 | 5000 | 72
PJG3GS2E | JWE Inc. | J.W.E | HBLV-RND-240W-50K-60 | Indoor Luminaires | High-Bay | High-Bay Luminaires for Commercial and Industrial Buildings | Premium | FALSE | [9 empty] | 42471 |  |  | No |  | 3.1 | 28757.33 | 126.79 | 226.8 | 14.77 | 0.9123 | 5000 | 71.9
PF6334JB | JWE Inc. | J.W.E | HBLV-RND-150W-50K-60 | Indoor Luminaires | High-Bay | High-Bay Luminaires for Commercial and Industrial Buildings | Premium | FALSE | [9 empty] | 42471 |  |  | No |  | 3.1 | 19627.53 | 135.83 | 144.5 | 14.12 | 0.9324 | 5000 | 71.5
P5P828U2 | JWE Inc. | J.W.E | HBLV-RND-150W-50K-120 | Indoor Luminaires | High-Bay | High-Bay Luminaires for Commercial and Industrial Buildings | Premium | FALSE | [9 empty] | 42471 |  |  | No |  | 3.1 | 19055.85 | 131.87 | 144.5 | 14.12 | 0.9324 | 5000 | 71.5
PECJVGRS | JWE Inc. | J.W.E | HBHV-RND-240W-50K-120 | Indoor Luminaires | High-Bay | High-Bay Luminaires for Commercial and Industrial Buildings | Premium | FALSE | [9 empty] | 42471 |  |  | No |  | 3.1 | 28920.59 | 124.87 | 231.6 | 12.7 | 0.9102 | 5000 | 71.5
P3YREE47 | JWE Inc. | J.W.E | HBLV-RND-240W-50K-120 | Indoor Luminaires | High-Bay | High-Bay Luminaires for Commercial and Industrial Buildings | Premium | FALSE | [9 empty] | 42471 |  |  | No |  | 3.1 | 27908.5 | 122.62 | 227.6 | 14.21 | 0.9189 | 5000 | 71.4
PSBUJNT1 | JWE Inc. | J.W.E | HBLV-RND-200W-50K-60 | Indoor Luminaires | High-Bay | High-Bay Luminaires for Commercial and Industrial Buildings | Premium | FALSE | [9 empty] | 42471 |  |  | No |  | 3.1 | 24974.5 | 131.37 | 190.1 | 13.61 | 0.9153 | 5000 | 71.4
PJUNC4ZS | JWE Inc. | J.W.E | HBLV-RND-200W-50K-120 | Indoor Luminaires | High-Bay | High-Bay Luminaires for Commercial and Industrial Buildings | Premium | FALSE | [9 empty] | 42471 |  |  | No |  | 3.1 | 24247.09 | 127.54 | 190.1 | 13.61 | 0.9153 | 5000 | 71.4
PJXJMMD8 | JWE Inc. | J.W.E | HBHV-RND-150W-50K-120 | Indoor Luminaires | High-Bay | High-Bay Luminaires for Commercial and Industrial Buildings | Premium | FALSE | [9 empty] | 42471 |  |  | No |  | 3.1 | 18871.79 | 130.06 | 145.1 | 14.76 | 0.9031 | 5000 | 70.7
PX4CKKDF | JWE Inc. | J.W.E | HBLV-RND-100W-50K | Indoor Luminaires | High-Bay | High-Bay Luminaires for Commercial and Industrial Buildings | Premium | FALSE | [9 empty] | 42471 |  |  | No |  | 3.1 | 12469 | 128.56 | 96.99 | 13.24 | 0.9211 | 5000 | 70.7
PJ5GNMD4 | JWE Inc. | J.W.E | HBHV-RND-100W-50K-120 | Indoor Luminaires | High-Bay | High-Bay Luminaires for Commercial and Industrial Buildings | Premium | FALSE | [9 empty] | 42471 |  |  | No |  | 3.1 | 12612.5 | 128.37 | 98.25 | 13.15 | 0.9021 | 5000 | 70.6
PBSF36DC | JWE Inc. | J.W.E | HBHV-RND-120W-50K-120 | Indoor Luminaires | High-Bay | High-Bay Luminaires for Commercial and Industrial Buildings | Premium | FALSE | [9 empty] | 42471 |  |  | No |  | 3.1 | 15508.37 | 129.23 | 120 | 14.23 | 0.9037 | 5000 | 70
PJK85MVE | JWE Inc. | J.W.E | HBHV-RND-200W-50K-120 | Indoor Luminaires | High-Bay | High-Bay Luminaires for Commercial and Industrial Buildings | Premium | FALSE | [9 empty] | 42471 |  |  | No |  | 3.1 | 25238.67 | 126.19 | 200 | 13.29 | 0.9044 | 5000 | 70
PSX46419 | JWE Inc. | J.W.E | HBHV-RND-200W-50K-60 | Indoor Luminaires | High-Bay | High-Bay Luminaires for Commercial and Industrial Buildings | Premium | FALSE | [9 empty] | 42471 |  |  | No |  | 3.1 | 24841.21 | 124.2 | 200 | 13.29 | 0.9044 | 5000 | 70
PS43RF2T | JWE Inc. | J.W.E | HBLV-RND-240W-40K-60 | Indoor Luminaires | High-Bay | High-Bay Luminaires for Commercial and Industrial Buildings | Premium | FALSE | [9 empty] | 42471 |  |  | No |  | 3.1 | 28318.4 | 124.31 | 226.8 | 14.77 | 0.9123 | 4000 | 71.9
PD4ZJE8U | JWE Inc. | J.W.E | HBLV-RND-150W-40K-60 | Indoor Luminaires | High-Bay | High-Bay Luminaires for Commercial and Industrial Buildings | Premium | FALSE | [9 empty] | 42471 |  |  | No |  | 3.1 | 19327.95 | 133.75 | 144.5 | 14.12 | 0.9324 | 4000 | 71.5
PMKR9U3Q | JWE Inc. | J.W.E | HBHV-RND-240W-40K-120 | Indoor Luminaires | High-Bay | High-Bay Luminaires for Commercial and Industrial Buildings | Premium | FALSE | [9 empty] | 42471 |  |  | No |  | 3.1 | 28242.76 | 121.94 | 231.6 | 12.7 | 0.9102 | 4000 | 71.5
PSF8EJ1M | JWE Inc. | J.W.E | HBLV-RND-200W-40K-60 | Indoor Luminaires | High-Bay | High-Bay Luminaires for Commercial and Industrial Buildings | Premium | FALSE | [9 empty] | 42471 |  |  | No |  | 3.1 | 24593.31 | 129.37 | 190.1 | 13.61 | 0.9153 | 4000 | 71.4
PPRG2DYJ | JWE Inc. | J.W.E | HBLV-RND-200W-40K-120 | Indoor Luminaires | High-Bay | High-Bay Luminaires for Commercial and Industrial Buildings | Premium | FALSE | [9 empty] | 42471 |  |  | No |  | 3.1 | 23877 | 125.63 | 190.1 | 13.61 | 0.9153 | 4000 | 71.4
PMW5FYKF | JWE Inc. | J.W.E | HBHV-RND-150W-40K-120 | Indoor Luminaires | High-Bay | High-Bay Luminaires for Commercial and Industrial Buildings | Premium | FALSE | [9 empty] | 42471 |  |  | No |  | 3.1 | 18443 | 127.11 | 145.1 | 14.76 | 0.9031 | 4000 | 70.7
PRX7XB2U | JWE Inc. | J.W.E | HBHV-RND-120W-40K-120 | Indoor Luminaires | High-Bay | High-Bay Luminaires for Commercial and Industrial Buildings | Premium | FALSE | [9 empty] | 42471 |  |  | No |  | 3.1 | 15156 | 126.3 | 120 | 14.23 | 0.9037 | 4000 | 70
PNBUQ924 | JWE Inc. | J.W.E | HBHV-RND-200W-40K-120 | Indoor Luminaires | High-Bay | High-Bay Luminaires for Commercial and Industrial Buildings | Premium | FALSE | [9 empty] | 42471 |  |  | No |  | 3.1 | 24647.14 | 123.23 | 200 | 13.29 | 0.9044 | 4000 | 70
P56RV9EK | JWE Inc. | J.W.E | HBHV-RND-200W-40K-60 | Indoor Luminaires | High-Bay | High-Bay Luminaires for Commercial and Industrial Buildings | Premium | FALSE | [9 empty] | 42471 |  |  | No |  | 3.1 | 24259 | 121.29 | 200 | 13.29 | 0.9044 | 4000 | 70
PAHPP6FG | Super Bright LEDs | Super Bright LEDs | HBL-50K150W-6090 | Indoor Luminaires | High-Bay | High-Bay Luminaires for Commercial and Industrial Buildings | Standard | FALSE | [9 empty] | 42471 |  |  | NotYetVerified |  | 3 | 16564.596 | 106.607 | 155.38 | 13.36 | 0.995 | 5000 | 71.9
PK335JF7 | Eiko Global LLC | EIKO | LLH-3C-U-40 | Indoor Luminaires | High-Bay | High-Bay Luminaires for Commercial and Industrial Buildings | Premium | TRUE | 18520 | 116.7 | 158.7 | 8.8 | 0.972 | 4121 | 84 | 5 | 50000 | 42468 |  |  | No |  | 3.1 | 19246.2 | 120.3 | 160 | 8.8 | 0.972 | 4000 | 80
PCJTPB7E | Eiko Global LLC | EIKO | LLH-4C-U-40 | Indoor Luminaires | High-Bay | High-Bay Luminaires for Commercial and Industrial Buildings | Premium | TRUE | 25161 | 117.1 | 214.9 | 9.2 | 0.969 | 4197 | 84 | 5 | 50000 | 42468 |  |  | No |  | 3.1 | 26665.4 | 121.2 | 220 | 9.2 | 0.969 | 4000 | 80
PA1F7XRS | LSI Industries | INTERIOR | XLHB2 4 SDFL LED HO 40 XX | Indoor Luminaires | High-Bay | High-Bay Luminaires for Commercial and Industrial Buildings | Standard | TRUE | 16008 | 81 | 196.6 | 12.5 | 0.963 | 4134 | 85 | 5 | 60000 | 42468 |  |  | Yes |  | 3.1 | 16008 | 81 | 196.6 | 5.95 | 0.998 | 4134 | 85
P5PENGKM | Eiko Global LLC | EIKO | LLH-2C-U-40 | Indoor Luminaires | High-Bay | High-Bay Luminaires for Commercial and Industrial Buildings | Premium | TRUE | 12282 | 115.2 | 106.6 | 15.2 | 0.963 | 4092 | 84 | 5 | 50000 | 42468 |  |  | No |  | 3.1 | 13061.6 | 118.7 | 110 | 15.2 | 0.963 | 4000 | 80
PRD36RPH | LSI Industries | INTERIOR | XLHB2 4 SDFL LED HO 40 XX BLS | Indoor Luminaires | High-Bay | High-Bay Luminaires for Commercial and Industrial Buildings | Standard | FALSE | [9 empty] | 42468 |  |  | Yes |  | 3.1 | 16008 | 81 | 196.6 | 5.95 | 0.998 | 4134 | 85
PQ91ZXJR | LSI Industries | INTERIOR | XLHB2 2 SDFL LED HO 40 XX BLS | Indoor Luminaires | High-Bay | Low-Bay Luminaires for Commercial and Industrial Buildings | Standard | FALSE | [9 empty] | 42468 |  |  | Yes |  | 3.1 | 8399 | 87 | 96.5 | 5.95 | 0.998 | 4134 | 85
PZS8QJ5W | LSI Industries | INTERIOR | XLHB2 2 SDFL LED HO 40 XX | Indoor Luminaires | High-Bay | Low-Bay Luminaires for Commercial and Industrial Buildings | Standard | FALSE | [9 empty] | 42468 |  |  | Yes |  | 3.1 | 8399 | 87 | 96.5 | 5.95 | 0.998 | 4134 | 85
P43R5QFJ | LSI Industries | INTERIOR | XLHB2 6 SDFL LED SS 40 XX BLS | Indoor Luminaires | High-Bay | High-Bay Luminaires for Commercial and Industrial Buildings | Standard | FALSE | [9 empty] | 42468 |  |  | Yes |  | 3.1 | 17453 | 83 | 211.1 | 3.76 | 0.996 | 4106 | 85
P2FUUWC8 | LSI Industries | INTERIOR | XLHB2 4 SDFL LED SS 40 XX BLS | Indoor Luminaires | High-Bay | High-Bay Luminaires for Commercial and Industrial Buildings | Standard | FALSE | [9 empty] | 42468 |  |  | Yes |  | 3.1 | 12105 | 87 | 138.5 | 3.76 | 0.996 | 4106 | 85
P1ZMTRXA | LSI Industries | INTERIOR | XLHB2 6 SDFL LED SS 40 XX | Indoor Luminaires | High-Bay | High-Bay Luminaires for Commercial and Industrial Buildings | Standard | FALSE | [9 empty] | 42468 |  |  | Yes |  | 3.1 | 17453 | 83 | 211.1 | 3.76 | 0.996 | 4106 | 85
PXKJX9FF | LSI Industries | INTERIOR | XLHB2 4 SDFL LED SS 40 XX | Indoor Luminaires | High-Bay | High-Bay Luminaires for Commercial and Industrial Buildings | Standard | FALSE | [9 empty] | 42468 |  |  | Yes |  | 3.1 | 12105 | 87 | 138.5 | 3.76 | 0.996 | 4106 | 85
P1RCZJCR | Eiko Global LLC | EIKO | LLH-2C-U-57 | Indoor Luminaires | High-Bay | High-Bay Luminaires for Commercial and Industrial Buildings | Premium | FALSE | [9 empty] | 42468 |  |  | No |  | 3.1 | 13949.4 | 126.8 | 110 | 15.2 | 0.963 | 5700 | 80
PWMS7DQJ | Eiko Global LLC | EIKO | LLH-4C-U-57 | Indoor Luminaires | High-Bay | High-Bay Luminaires for Commercial and Industrial Buildings | Premium | FALSE | [9 empty] | 42468 |  |  | No |  | 3.1 | 26938.6 | 122.4 | 220 | 9.2 | 0.969 | 5700 | 80
PDFUCVQ3 | Eiko Global LLC | EIKO | LLH-3C-U-57 | Indoor Luminaires | High-Bay | High-Bay Luminaires for Commercial and Industrial Buildings | Premium | FALSE | [9 empty] | 42468 |  |  | No |  | 3.1 | 19458 | 121.6 | 160 | 8.8 | 0.972 | 5700 | 80
PT1PQ7UT | Eiko Global LLC | EIKO | LLH-2C-U | Indoor Luminaires | High-Bay | High-Bay Luminaires for Commercial and Industrial Buildings | Premium | FALSE | [9 empty] | 42468 |  |  | No |  | 3.1 | 13750 | 125 | 110 | 15.2 | 0.963 | 5000 | 80
PQW1B4SU | Eiko Global LLC | EIKO | LLH-4C-U | Indoor Luminaires | High-Bay | High-Bay Luminaires for Commercial and Industrial Buildings | Premium | FALSE | [9 empty] | 42468 |  |  | No |  | 3.1 | 26730 | 121.5 | 220 | 9.2 | 0.969 | 5000 | 80
PHSYVUTH | Eiko Global LLC | EIKO | LLH-3C-U | Indoor Luminaires | High-Bay | High-Bay Luminaires for Commercial and Industrial Buildings | Premium | FALSE | [9 empty] | 42468 |  |  | No |  | 3.1 | 19280 | 120.5 | 160 | 8.8 | 0.972 | 5000 | 80
PY5YJJCH | LSI Industries | INTERIOR | XLHB2 6 SDFL LED SS 50 XX | Indoor Luminaires | High-Bay | High-Bay Luminaires for Commercial and Industrial Buildings | Standard | TRUE | 23509 | 113 | 207.2 | 12.5 | 0.963 | 4937 | 73 | 5 | 60000 | 42467 |  |  | Yes |  | 3.1 | 23509 | 113 | 207.2 | 7.31 | 0.997 | 4937 | 73
PQE3Q6Z2 | LSI Industries | INTERIOR | XLHB2 2 S LED HO 40 XX | Indoor Luminaires | High-Bay | High-Bay Luminaires for Commercial and Industrial Buildings | Standard | TRUE | 10547 | 109 | 96.5 | 12.5 | 0.963 | 4134 | 85 | 5 | 60000 | 42467 |  |  | Yes |  | 3.1 | 10547 | 109 | 96.5 | 5.95 | 0.998 | 4134 | 85
P5DJQDTX | LSI Industries | INTERIOR | XLHB2 2 SDFL LED SS 40 XX | Indoor Luminaires | High-Bay | High-Bay Luminaires for Commercial and Industrial Buildings | Standard | TRUE | 6256 | 93 | 67.5 | 12.5 | 0.963 | 4106 | 85 | 5 | 60000 | 42467 |  |  | Yes |  | 3.1 | 6256 | 93 | 67.5 | 3.76 | 0.996 | 4106 | 85
PNQEMMVW | Shenzhen Hipower Optoelectronic Co. Ltd | LED VISION | SPC120-HL7-DW-90 | Indoor Luminaires | High-Bay | High-Bay Luminaires for Commercial and Industrial Buildings | Standard | TRUE | 10948 | 91.62 | 119.5 | 9.03 | 0.9623 | 4809 | 75.1 | 5 | 50000 | 42467 |  |  | NotYetVerified |  | 3.1 | 10400 | 87 | 120 | 20 | 0.9623 | 5000 | 70
P44A5RR9 | Shenzhen Hipower Optoelectronic Co. Ltd | LED VISION | SPC120-HL7-DW-120 | Indoor Luminaires | High-Bay | High-Bay Luminaires for Commercial and Industrial Buildings | Standard | TRUE | 11219 | 93.8 | 119.6 | 9.05 | 0.9622 | 4806 | 75.3 | 5 | 50000 | 42467 |  |  | NotYetVerified |  | 3.1 | 10400 | 87 | 120 | 20 | 0.9622 | 5000 | 70
PZCAZAKD | Shenzhen Hipower Optoelectronic Co. Ltd | LED VISION | SPC120-HL7-DW-60 | Indoor Luminaires | High-Bay | High-Bay Luminaires for Commercial and Industrial Buildings | Standard | TRUE | 10454 | 87.63 | 119.3 | 8.91 | 0.9621 | 4806 | 75.2 | 5 | 50000 | 42467 |  |  | NotYetVerified |  | 3.1 | 10400 | 87 | 120 | 20 | 0.9621 | 5000 | 70
PBME3RHM | ThinkLite LLC | ThinkLite | TLKIT-5-XL | Indoor Retrofit Kit | High-Bay | Retrofit Kits for Low-Bay Luminaires for Commercial and Industrial Buildings | Standard | TRUE | 6203.29 | 79.04 | 78.48 | 11.92 | 0.961 | 3173 | 84 | 8 | 70000 | 42467 |  |  | No | ?X? is a fixed letter | 3.1 | 6203.29 | 79.04 | 80 | 10 | 0.92 | 3000 | 83
PBJR76TN | Shenzhen Hipower Optoelectronic Co. Ltd | LED VISION | SPC100-HL7-DW-90 | Indoor Luminaires | High-Bay | Low-Bay Luminaires for Commercial and Industrial Buildings | Standard | TRUE | 8772.8 | 87.76 | 99.96 | 9.72 | 0.9606 | 4865 | 75.1 | 5 | 50000 | 42467 |  |  | NotYetVerified |  | 3.1 | 8300 | 83 | 100 | 20 | 0.9606 | 5000 | 70
PZF1NPBW | Lumax Lighting | Lumax Lighting | HBRLED754L35K48-9ND | Indoor Luminaires | High-Bay | High-Bay Luminaires for Commercial and Industrial Buildings | Standard | TRUE | 59000 | 106 | 554.1 | 14.5 | 0.952 | 3537 | 82.8 | 5 | 139000 | 42467 |  |  | Yes |  | 3.1 | 57578 | 102.45 | 562 | 16.5 | 0.932 | 3500 | 80
PS5P6CVZ | Lumax Lighting | Lumax Lighting | HBRLED126L35K24-[89]FA | Indoor Luminaires | High-Bay | High-Bay Luminaires for Commercial and Industrial Buildings | Standard | TRUE | 11480 | 121.8 | 94.23 | 9.11 | 0.988 | 3601 | 82.8 | 5 | 50000 | 42467 |  |  | Yes | Updated on 1/19/2017 | 3.1 | 11283 | 117.5 | 96 | 8 | 0.98 | 3500 | 80
PMBVRF14 | 1 Source LED | 1 Source LED | HB3-200W-5000K | Indoor Luminaires | High-Bay | High-Bay Luminaires for Commercial and Industrial Buildings | Premium | TRUE | 20355.4 | 109.96 | 185.1 | 12.8 | 0.947 | 4989 | 75.9 | 5 | 50000 | 42467 |  |  | No |  | 3 | 20500 | 110 | 200 | 12.8 | 0.947 | 5000 | 75
PA9W498R | GLOBAL TECH LED | Gemini High Bay | GTL-HB-G16-112-MH-SV-BL-50D | Indoor Luminaires | High-Bay | High-Bay Luminaires for Commercial and Industrial Buildings | Standard | TRUE | 19740 | 78.8 | 250.5 | 16.2 | 0.942 | 4017 | 81 | 5 | 50000 | 42467 |  |  | No |  | 3.1 | 19740 | 78.8 | 250.5 | 16.2 | 0.942 | 4000 | 81
PZY6YHBB | Lumax Lighting | Lumax Lighting | HBRLED189L5K24-[89]C1 | Indoor Luminaires | High-Bay | High-Bay Luminaires for Commercial and Industrial Buildings | Standard | TRUE | 17520 | 125 | 140.7 | 15.9 | 0.932 | 5105 | 83.4 | 5 | 139000 | 42467 |  |  | Yes | Updated on 1/19/2017 | 3.1 | 17439 | 121.1 | 144 | 8 | 0.98 | 5000 | 80
PTX24K4F | 1 Source LED | 1 Source LED | HBL-200W-5500K | Indoor Luminaires | High-Bay | High-Bay Luminaires for Commercial and Industrial Buildings | Standard | TRUE | 21795.8 | 108.27 | 201.3 | 10.82 | 0.918 | 5498 | 82.2 | 5 | 50000 | 42467 |  |  | NotYetVerified |  | 3
PRJVPZHV | 1 Source LED | 1 Source LED | HBL-100W-5500K | Indoor Luminaires | High-Bay | High-Bay Luminaires for Commercial and Industrial Buildings | Standard | TRUE | 10095 | 106.94 | 94.4 | 12.37 | 0.916 | 5494 | 82.2 | 5 | 50000 | 42467 |  |  | NotYetVerified |  | 3
P6DGRYRR | RC Lighting | RC Lighting | RAIL95YNW[All Mounting Options]/347/[D10] RCL | Indoor Luminaires | High-Bay | High-Bay Luminaires for Commercial and Industrial Buildings | Premium | TRUE | 10396 | 114 | 91.2 | 10.8 | 0.915 | 3483 | 82 | 5 | 100000 | 42467 |  |  | Yes |  | 3.1 | 10396 | 112.3 | 91.2 | 9 | 0.975 | 3483 | 82
PZJQAAR4 | 1 Source LED | 1 Source LED | HBL-150W-5500K | Indoor Luminaires | High-Bay | High-Bay Luminaires for Commercial and Industrial Buildings | Standard | TRUE | 15669.7 | 111.12 | 141 | 13.92 | 0.914 | 5498 | 82.2 | 5 | 50000 | 42467 |  |  | NotYetVerified |  | 3
PQSD4NUA | RC Lighting | RC Lighting | RAIL150YNW[All Mounting Options]/347/[D10] RCL | Indoor Luminaires | High-Bay | High-Bay Luminaires for Commercial and Industrial Buildings | Premium | TRUE | 16050 | 108.3 | 148.2 | 16.5 | 0.913 | 3454 | 82 | 5 | 100000 | 42467 |  |  | Yes |  | 3.1 | 16050 | 107.6 | 148.2 | 11.1 | 0.991 | 3454 | 82
P93RF8XN | ThinkLite LLC | ThinkLite | TLKIT-5-X | Indoor Retrofit Kit | High-Bay | Retrofit Kits for Low-Bay Luminaires for Commercial and Industrial Buildings | Standard | FALSE | [9 empty] | 42467 |  |  | No | ?X? is a fixed letter | 3.1 | 7884 | 98.5 | 80 | 10 | 0.92 | 5700 | 83
P2SXPAVD | ThinkLite LLC | ThinkLite | TLKIT-5 | Indoor Retrofit Kit | High-Bay | Retrofit Kits for Low-Bay Luminaires for Commercial and Industrial Buildings | Standard | FALSE | [9 empty] | 42467 |  |  | No |  | 3.1 | 7592 | 95 | 80 | 10 | 0.92 | 5000 | 83
PGWQ3F4E | ThinkLite LLC | ThinkLite | TLKIT-5-6L | Indoor Retrofit Kit | High-Bay | Retrofit Kits for Low-Bay Luminaires for Commercial and Industrial Buildings | Standard | FALSE | [9 empty] | 42467 |  |  | No |  | 3.1 | 7300 | 91.5 | 80 | 10 | 0.92 | 4500 | 83
P832XJX2 | ThinkLite LLC | ThinkLite | TLKIT-5-4L | Indoor Retrofit Kit | High-Bay | Retrofit Kits for Low-Bay Luminaires for Commercial and Industrial Buildings | Standard | FALSE | [9 empty] | 42467 |  |  | No |  | 3.1 | 7008 | 87.6 | 80 | 10 | 0.92 | 4000 | 83
P9Q8NAVU | ThinkLite LLC | ThinkLite | TLKIT-5-3L | Indoor Retrofit Kit | High-Bay | Retrofit Kits for Low-Bay Luminaires for Commercial and Industrial Buildings | Standard | FALSE | [9 empty] | 42467 |  |  | No |  | 3.1 | 6716 | 84 | 80 | 10 | 0.92 | 3500 | 83
P2ZRMNQS | Shenzhen Hipower Optoelectronic Co. Ltd | LED VISION | SPC120-HL7-CW-120 | Indoor Luminaires | High-Bay | High-Bay Luminaires for Commercial and Industrial Buildings | Standard | FALSE | [9 empty] | 42467 |  |  | NotYetVerified |  | 3.1 | 10500 | 87.5 | 120 | 20 | 0.996 | 5700 | 70
PHDYD5T3 | Shenzhen Hipower Optoelectronic Co. Ltd | LED VISION | SPC120-HL7-CW-60 | Indoor Luminaires | High-Bay | High-Bay Luminaires for Commercial and Industrial Buildings | Standard | FALSE | [9 empty] | 42467 |  |  | NotYetVerified |  | 3.1 | 10500 | 87.5 | 120 | 20 | 0.9961 | 5700 | 70
P2RNNGR4 | Shenzhen Hipower Optoelectronic Co. Ltd | LED VISION | SPC120-HL7-CW-90 | Indoor Luminaires | High-Bay | High-Bay Luminaires for Commercial and Industrial Buildings | Standard | FALSE | [9 empty] | 42467 |  |  | NotYetVerified |  | 3.1 | 10500 | 87.5 | 120 | 20 | 0.996 | 5700 | 70
P1PJK9CU | Shenzhen Hipower Optoelectronic Co. Ltd | LED VISION | SPC100-HL7-CW-90 | Indoor Luminaires | High-Bay | Low-Bay Luminaires for Commercial and Industrial Buildings | Standard | FALSE | [9 empty] | 42467 |  |  | NotYetVerified |  | 3.1 | 8500 | 85 | 100 | 20 | 0.9951 | 5700 | 70
PJ7ZPQZS | Shenzhen Hipower Optoelectronic Co. Ltd | LED VISION | SPC120-HL7-CW-D-60 | Indoor Luminaires | High-Bay | High-Bay Luminaires for Commercial and Industrial Buildings | Standard | FALSE | [9 empty] | 42467 |  |  | NotYetVerified |  | 3.1 | 10500 | 87.5 | 120 | 20 | 0.9961 | 5700 | 70
PE8Q48N5 | Shenzhen Hipower Optoelectronic Co. Ltd | LED VISION | SPC120-HL7-CW-D-120 | Indoor Luminaires | High-Bay | High-Bay Luminaires for Commercial and Industrial Buildings | Standard | FALSE | [9 empty] | 42467 |  |  | NotYetVerified |  | 3.1 | 10500 | 87.5 | 120 | 20 | 0.996 | 5700 | 70
PBM7KD36 | Shenzhen Hipower Optoelectronic Co. Ltd | LED VISION | SPC120-HL7-CW-D-90 | Indoor Luminaires | High-Bay | High-Bay Luminaires for Commercial and Industrial Buildings | Standard | FALSE | [9 empty] | 42467 |  |  | NotYetVerified |  | 3.1 | 10500 | 87.5 | 120 | 20 | 0.996 | 5700 | 70
PUPUX797 | Shenzhen Hipower Optoelectronic Co. Ltd | LED VISION | SPC100-HL7-CW-D-90 | Indoor Luminaires | High-Bay | Low-Bay Luminaires for Commercial and Industrial Buildings | Standard | FALSE | [9 empty] | 42467 |  |  | NotYetVerified |  | 3.1 | 8500 | 85 | 100 | 20 | 0.9951 | 5700 | 70
PW1NQTR3 | Shenzhen Hipower Optoelectronic Co. Ltd | LED VISION | SPC120-HL7-DW-D-90 | Indoor Luminaires | High-Bay | High-Bay Luminaires for Commercial and Industrial Buildings | Standard | FALSE | [9 empty] | 42467 |  |  | NotYetVerified |  | 3.1 | 10400 | 87 | 120 | 20 | 0.9623 | 5000 | 70
PBZKDGAG | Shenzhen Hipower Optoelectronic Co. Ltd | LED VISION | SPC120-HL7-DW-D-120 | Indoor Luminaires | High-Bay | High-Bay Luminaires for Commercial and Industrial Buildings | Standard | FALSE | [9 empty] | 42467 |  |  | NotYetVerified |  | 3.1 | 10400 | 87 | 120 | 20 | 0.9622 | 5000 | 70
P8FWCK9U | Shenzhen Hipower Optoelectronic Co. Ltd | LED VISION | SPC120-HL7-DW-D-60 | Indoor Luminaires | High-Bay | High-Bay Luminaires for Commercial and Industrial Buildings | Standard | FALSE | [9 empty] | 42467 |  |  | NotYetVerified |  | 3.1 | 10400 | 87 | 120 | 20 | 0.9621 | 5000 | 70
P2DB511U | Shenzhen Hipower Optoelectronic Co. Ltd | LED VISION | SPC100-HL7-DW-D-90 | Indoor Luminaires | High-Bay | Low-Bay Luminaires for Commercial and Industrial Buildings | Standard | FALSE | [9 empty] | 42467 |  |  | NotYetVerified |  | 3.1 | 8300 | 83 | 100 | 20 | 0.9606 | 5000 | 70
PZ43THBE | RC Lighting | RC Lighting | RAIL225W[All Mounting Options]/347/[D10] RCL | Indoor Luminaires | High-Bay | High-Bay Luminaires for Commercial and Industrial Buildings | Premium | FALSE | [9 empty] | 42467 |  |  | Yes |  | 3.1 | 27209 | 122.7 | 220.6 | 10.9 | 0.992 | 5008 | 74
P8NCC9J8 | RC Lighting | RC Lighting | RAIL95W[All Mounting Options]/347/[D10] RCL | Indoor Luminaires | High-Bay | High-Bay Luminaires for Commercial and Industrial Buildings | Premium | FALSE | [9 empty] | 42467 |  |  | Yes |  | 3.1 | 11719 | 127.1 | 90.8 | 10.5 | 0.975 | 4999 | 74
PQY68F9Z | RC Lighting | RC Lighting | RAIL185W[All Mounting Options]/347/[D10] RCL | Indoor Luminaires | High-Bay | High-Bay Luminaires for Commercial and Industrial Buildings | Premium | FALSE | [9 empty] | 42467 |  |  | Yes |  | 3.1 | 23493 | 128.7 | 179.7 | 11 | 0.975 | 4992 | 75
P7E4Y1N7 | RC Lighting | RC Lighting | RAIL150W[All Mounting Options]/347/[D10] RCL | Indoor Luminaires | High-Bay | High-Bay Luminaires for Commercial and Industrial Buildings | Premium | FALSE | [9 empty] | 42467 |  |  | Yes |  | 3.1 | 18127 | 123.3 | 146.1 | 11.8 | 0.989 | 4982 | 74
PKSZADZU | RC Lighting | RC Lighting | RAIL225YNW[All Mounting Options]/347/[D10] RCL | Indoor Luminaires | High-Bay | High-Bay Luminaires for Commercial and Industrial Buildings | Premium | FALSE | [9 empty] | 42467 |  |  | Yes |  | 3.1 | 24005 | 108.1 | 220.8 | 10.4 | 0.993 | 3476 | 82
PB7TKMHR | RC Lighting | RC Lighting | RAIL185YNW[All Mounting Options]/347/[D10] RCL | Indoor Luminaires | High-Bay | High-Bay Luminaires for Commercial and Industrial Buildings | Premium | FALSE | [9 empty] | 42467 |  |  | Yes |  | 3.1 | 20801 | 113.6 | 180.3 | 10.6 | 0.975 | 3462 | 82
PPRGJNJJ | Lumax Lighting | Lumax Lighting | HBRLED754L5K48-[89] | Indoor Luminaires | High-Bay | High-Bay Luminaires for Commercial and Industrial Buildings | Standard | FALSE | [9 empty] | 42467 |  |  | Yes | Updated on 1/19/2017 | 3.1 | 76170 | 132.7 | 574 | 8 | 0.98 | 5000 | 80
PSMK8TBW | Lumax Lighting | Lumax Lighting | HBRLED754L5K48-[89]CA | Indoor Luminaires | High-Bay | High-Bay Luminaires for Commercial and Industrial Buildings | Standard | FALSE | [9 empty] | 42467 |  |  | Yes | Updated on 1/19/2017 | 3.1 | 73699 | 128.4 | 574 | 8 | 0.98 | 5000 | 80
PNFPFXE7 | Lumax Lighting | Lumax Lighting | HBRLED754L5K48-[89]CP | Indoor Luminaires | High-Bay | High-Bay Luminaires for Commercial and Industrial Buildings | Standard | FALSE | [9 empty] | 42467 |  |  | Yes | Updated on 1/19/2017 | 3.1 | 71296 | 124.2 | 574 | 8 | 0.98 | 5000 | 80
PQGXVF3E | Lumax Lighting | Lumax Lighting | HBRLED754L5K48-[89]FA | Indoor Luminaires | High-Bay | High-Bay Luminaires for Commercial and Industrial Buildings | Standard | FALSE | [9 empty] | 42467 |  |  | Yes | Updated on 1/19/2017 | 3.1 | 69694 | 121.4 | 574 | 8 | 0.98 | 5000 | 80
P7THTYTA | Lumax Lighting | Lumax Lighting | HBRLED754L5K48-[89]C1 | Indoor Luminaires | High-Bay | High-Bay Luminaires for Commercial and Industrial Buildings | Standard | FALSE | [9 empty] | 42467 |  |  | Yes | Updated on 1/19/2017 | 3.1 | 69694 | 121.4 | 574 | 8 | 0.98 | 5000 | 80
PFGY4Z2K | Lumax Lighting | Lumax Lighting | HBRLED629L5K48-[89] | Indoor Luminaires | High-Bay | High-Bay Luminaires for Commercial and Industrial Buildings | Standard | FALSE | [9 empty] | 42467 |  |  | Yes | Updated on 1/19/2017 | 3.1 | 63480 | 132.5 | 479 | 8 | 0.98 | 5000 | 80
PEYJV4F6 | Lumax Lighting | Lumax Lighting | HBRLED629L5K48-[89]CA | Indoor Luminaires | High-Bay | High-Bay Luminaires for Commercial and Industrial Buildings | Standard | FALSE | [9 empty] | 42467 |  |  | Yes | Updated on 1/19/2017 | 3.1 | 61472 | 128.3 | 479 | 8 | 0.98 | 5000 | 80
PWF1RFQX | Lumax Lighting | Lumax Lighting | HBRLED629L5K48-[89]CP | Indoor Luminaires | High-Bay | High-Bay Luminaires for Commercial and Industrial Buildings | Standard | FALSE | [9 empty] | 42467 |  |  | Yes | Updated on 1/19/2017 | 3.1 | 59467 | 124.1 | 479 | 8 | 0.98 | 5000 | 80
P73VXCY4 | Lumax Lighting | Lumax Lighting | HBRLED754L5K48-9ND | Indoor Luminaires | High-Bay | High-Bay Luminaires for Commercial and Industrial Buildings | Standard | FALSE | [9 empty] | 42467 |  |  | Yes |  | 3.1 | 59280 | 105.48 | 562 | 16.5 | 0.932 | 5000 | 80
PHP6KR15 | Lumax Lighting | Lumax Lighting | HBRLED629L5K48-[89]FA | Indoor Luminaires | High-Bay | High-Bay Luminaires for Commercial and Industrial Buildings | Standard | FALSE | [9 empty] | 42467 |  |  | Yes | Updated on 1/19/2017 | 3.1 | 58131 | 121.4 | 479 | 8 | 0.98 | 5000 | 80
P49D4S34 | Lumax Lighting | Lumax Lighting | HBRLED629L5K48-[89]C1 | Indoor Luminaires | High-Bay | High-Bay Luminaires for Commercial and Industrial Buildings | Standard | FALSE | [9 empty] | 42467 |  |  | Yes | Updated on 1/19/2017 | 3.1 | 58131 | 121.4 | 479 | 8 | 0.98 | 5000 | 80
P324RSBQ | Lumax Lighting | Lumax Lighting | HBRLED503L5K48-[89] | Indoor Luminaires | High-Bay | High-Bay Luminaires for Commercial and Industrial Buildings | Standard | FALSE | [9 empty] | 42467 |  |  | Yes | Updated on 1/19/2017 | 3.1 | 50780 | 132.6 | 383 | 8 | 0.98 | 5000 | 80
PD29CZ1A | Lumax Lighting | Lumax Lighting | HBRLED629L5K48-9ND | Indoor Luminaires | High-Bay | High-Bay Luminaires for Commercial and Industrial Buildings | Standard | FALSE | [9 empty] | 42467 |  |  | Yes |  | 3.1 | 49445 | 105.65 | 468 | 16.5 | 0.932 | 5000 | 80
PX2NUD36 | Lumax Lighting | Lumax Lighting | HBRLED503L5K48-[89]CA | Indoor Luminaires | High-Bay | High-Bay Luminaires for Commercial and Industrial Buildings | Standard | FALSE | [9 empty] | 42467 |  |  | Yes | Updated on 1/19/2017 | 3.1 | 49178 | 128.4 | 383 | 8 | 0.98 | 5000 | 80
PYZ2GCGJ | Lumax Lighting | Lumax Lighting | HBRLED503L5K48-[89]CP | Indoor Luminaires | High-Bay | High-Bay Luminaires for Commercial and Industrial Buildings | Standard | FALSE | [9 empty] | 42467 |  |  | Yes | Updated on 1/19/2017 | 3.1 | 47574 | 124.2 | 383 | 8 | 0.98 | 5000 | 80
PPCR8J6F | Lumax Lighting | Lumax Lighting | HBRLED503L5K48-[89]FA | Indoor Luminaires | High-Bay | High-Bay Luminaires for Commercial and Industrial Buildings | Standard | FALSE | [9 empty] | 42467 |  |  | Yes | Updated on 1/19/2017 | 3.1 | 46505 | 121.4 | 383 | 8 | 0.98 | 5000 | 80
PMAGPDUT | Lumax Lighting | Lumax Lighting | HBRLED503L5K48-[89]C1 | Indoor Luminaires | High-Bay | High-Bay Luminaires for Commercial and Industrial Buildings | Standard | FALSE | [9 empty] | 42467 |  |  | Yes | Updated on 1/19/2017 | 3.1 | 46505 | 121.4 | 383 | 8 | 0.98 | 5000 | 80
PVNM8PCG | Lumax Lighting | Lumax Lighting | HBRLED503L5K48-9ND | Indoor Luminaires | High-Bay | High-Bay Luminaires for Commercial and Industrial Buildings | Standard | FALSE | [9 empty] | 42467 |  |  | Yes |  | 3.1 | 39556 | 105.76 | 374 | 16.5 | 0.932 | 5000 | 80
PSFM8Q28 | Lumax Lighting | Lumax Lighting | HBRLED377L5K48-[89] | Indoor Luminaires | High-Bay | High-Bay Luminaires for Commercial and Industrial Buildings | Standard | FALSE | [9 empty] | 42467 |  |  | Yes | Updated on 1/19/2017 | 3.1 | 38085 | 132.7 | 287 | 8 | 0.98 | 5000 | 80
P6NBPHNU | Lumax Lighting | Lumax Lighting | HBRLED377L5K48-[89]CA | Indoor Luminaires | High-Bay | High-Bay Luminaires for Commercial and Industrial Buildings | Standard | FALSE | [9 empty] | 42467 |  |  | Yes | Updated on 1/19/2017 | 3.1 | 36883 | 128.5 | 287 | 8 | 0.98 | 5000 | 80
P83P6ZNZ | Lumax Lighting | Lumax Lighting | HBRLED377L5K48-[89]CP | Indoor Luminaires | High-Bay | High-Bay Luminaires for Commercial and Industrial Buildings | Standard | FALSE | [9 empty] | 42467 |  |  | Yes | Updated on 1/19/2017 | 3.1 | 35680 | 124.3 | 287 | 8 | 0.98 | 5000 | 80
PT47TWM2 | Lumax Lighting | Lumax Lighting | HBRLED377L5K48-[89]FA | Indoor Luminaires | High-Bay | High-Bay Luminaires for Commercial and Industrial Buildings | Standard | FALSE | [9 empty] | 42467 |  |  | Yes | Updated on 1/19/2017 | 3.1 | 34878 | 121.5 | 287 | 8 | 0.98 | 5000 | 80
PE1YY6CX | Lumax Lighting | Lumax Lighting | HBRLED377L5K48-[89]C1 | Indoor Luminaires | High-Bay | High-Bay Luminaires for Commercial and Industrial Buildings | Standard | FALSE | [9 empty] | 42467 |  |  | Yes | Updated on 1/19/2017 | 3.1 | 34878 | 121.5 | 287 | 8 | 0.98 | 5000 | 80
PJ58Q7NT | Lumax Lighting | Lumax Lighting | HBRLED314L5K24-[89] | Indoor Luminaires | High-Bay | High-Bay Luminaires for Commercial and Industrial Buildings | Standard | FALSE | [9 empty] | 42467 |  |  | Yes | Updated on 1/19/2017 | 3.1 | 31740 | 132.8 | 239 | 8 | 0.98 | 5000 | 80
P2QFGV7T | Lumax Lighting | Lumax Lighting | HBRLED314L5K24-[89]CA | Indoor Luminaires | High-Bay | High-Bay Luminaires for Commercial and Industrial Buildings | Standard | FALSE | [9 empty] | 42467 |  |  | Yes | Updated on 1/19/2017 | 3.1 | 30736 | 128.6 | 239 | 8 | 0.98 | 5000 | 80
P16KDQDG | Lumax Lighting | Lumax Lighting | HBRLED314L5K24-[89]CP | Indoor Luminaires | High-Bay | High-Bay Luminaires for Commercial and Industrial Buildings | Standard | FALSE | [9 empty] | 42467 |  |  | Yes | Updated on 1/19/2017 | 3.1 | 29734 | 124.4 | 239 | 8 | 0.98 | 5000 | 80
PMUS47F2 | Lumax Lighting | Lumax Lighting | HBRLED377L5K48-9ND | Indoor Luminaires | High-Bay | High-Bay Luminaires for Commercial and Industrial Buildings | Standard | FALSE | [9 empty] | 42467 |  |  | Yes |  | 3.1 | 29667 | 105.58 | 281 | 16.5 | 0.932 | 5000 | 80
PEZWXCSX | Lumax Lighting | Lumax Lighting | HBRLED314L5K24-[89]FA | Indoor Luminaires | High-Bay | High-Bay Luminaires for Commercial and Industrial Buildings | Standard | FALSE | [9 empty] | 42467 |  |  | Yes | Updated on 1/19/2017 | 3.1 | 29066 | 121.6 | 239 | 8 | 0.98 | 5000 | 80
PDDF2NA5 | Lumax Lighting | Lumax Lighting | HBRLED314L5K24-[89]C1 | Indoor Luminaires | High-Bay | High-Bay Luminaires for Commercial and Industrial Buildings | Standard | FALSE | [9 empty] | 42467 |  |  | Yes | Updated on 1/19/2017 | 3.1 | 29066 | 121.6 | 239 | 8 | 0.98 | 5000 | 80
PEEEG1C9 | Lumax Lighting | Lumax Lighting | HBRLED251L5K48-[89] | Indoor Luminaires | High-Bay | High-Bay Luminaires for Commercial and Industrial Buildings | Standard | FALSE | [9 empty] | 42467 |  |  | Yes | Updated on 1/19/2017 | 3.1 | 25390 | 132.9 | 191 | 8 | 0.98 | 5000 | 80
PBMWW73N | Lumax Lighting | Lumax Lighting | HBRLED251L5K24-[89] | Indoor Luminaires | High-Bay | High-Bay Luminaires for Commercial and Industrial Buildings | Standard | FALSE | [9 empty] | 42467 |  |  | Yes | Updated on 1/19/2017 | 3.1 | 25390 | 132.9 | 191 | 8 | 0.98 | 5000 | 80
PG82GDSB | Lumax Lighting | Lumax Lighting | HBRLED314L5K24-9ND | Indoor Luminaires | High-Bay | High-Bay Luminaires for Commercial and Industrial Buildings | Standard | FALSE | [9 empty] | 42467 |  |  | Yes |  | 3.1 | 24723 | 105.65 | 234 | 16.5 | 0.932 | 5000 | 80
PEDS325M | Lumax Lighting | Lumax Lighting | HBRLED251L5K24-[89]CA | Indoor Luminaires | High-Bay | High-Bay Luminaires for Commercial and Industrial Buildings | Standard | FALSE | [9 empty] | 42467 |  |  | Yes | Updated on 1/19/2017 | 3.1 | 24589 | 128.7 | 191 | 8 | 0.98 | 5000 | 80
P4VTKSYF | Lumax Lighting | Lumax Lighting | HBRLED251L5K48-[89]CA | Indoor Luminaires | High-Bay | High-Bay Luminaires for Commercial and Industrial Buildings | Standard | FALSE | [9 empty] | 42467 |  |  | Yes | Updated on 1/19/2017 | 3.1 | 24589 | 128.7 | 191 | 8 | 0.98 | 5000 | 80
PU1SXY4Z | Lumax Lighting | Lumax Lighting | HBRLED251L5K24-[89]CP | Indoor Luminaires | High-Bay | High-Bay Luminaires for Commercial and Industrial Buildings | Standard | FALSE | [9 empty] | 42467 |  |  | Yes | Updated on 1/19/2017 | 3.1 | 23787 | 124.5 | 191 | 8 | 0.98 | 5000 | 80
P6RJ85P2 | Lumax Lighting | Lumax Lighting | HBRLED251L5K48-[89]CP | Indoor Luminaires | High-Bay | High-Bay Luminaires for Commercial and Industrial Buildings | Standard | FALSE | [9 empty] | 42467 |  |  | Yes | Updated on 1/19/2017 | 3.1 | 23787 | 124.5 | 191 | 8 | 0.98 | 5000 | 80
PDUXA7SU | Lumax Lighting | Lumax Lighting | HBRLED251L5K48-[89]C1 | Indoor Luminaires | High-Bay | High-Bay Luminaires for Commercial and Industrial Buildings | Standard | FALSE | [9 empty] | 42467 |  |  | Yes | Updated on 1/19/2017 | 3.1 | 23252 | 121.7 | 191 | 8 | 0.98 | 5000 | 80
PBXWC6U2 | Lumax Lighting | Lumax Lighting | HBRLED251L5K24-[89]C1 | Indoor Luminaires | High-Bay | High-Bay Luminaires for Commercial and Industrial Buildings | Standard | FALSE | [9 empty] | 42467 |  |  | Yes | Updated on 1/19/2017 | 3.1 | 23252 | 121.7 | 191 | 8 | 0.98 | 5000 | 80
P9PUY77V | Lumax Lighting | Lumax Lighting | HBRLED251L5K24-[89]FA | Indoor Luminaires | High-Bay | High-Bay Luminaires for Commercial and Industrial Buildings | Standard | FALSE | [9 empty] | 42467 |  |  | Yes | Updated on 1/19/2017 | 3.1 | 23252 | 121.7 | 191 | 8 | 0.98 | 5000 | 80
P2X9KW3R | Lumax Lighting | Lumax Lighting | HBRLED251L5K48-[89]FA | Indoor Luminaires | High-Bay | High-Bay Luminaires for Commercial and Industrial Buildings | Standard | FALSE | [9 empty] | 42467 |  |  | Yes | Updated on 1/19/2017 | 3.1 | 23252 | 121.7 | 191 | 8 | 0.98 | 5000 | 80
PQE3ASFD | Lumax Lighting | Lumax Lighting | HBRLED251L5K48-9ND | Indoor Luminaires | High-Bay | High-Bay Luminaires for Commercial and Industrial Buildings | Standard | FALSE | [9 empty] | 42467 |  |  | Yes |  | 3.1 | 19778 | 105.76 | 187 | 16.5 | 0.932 | 5000 | 80
P4DRP1E3 | Lumax Lighting | Lumax Lighting | HBRLED251L5K24-9ND | Indoor Luminaires | High-Bay | High-Bay Luminaires for Commercial and Industrial Buildings | Standard | FALSE | [9 empty] | 42467 |  |  | Yes |  | 3.1 | 19778 | 105.76 | 187 | 16.5 | 0.932 | 5000 | 80
PQKYTV3R | Lumax Lighting | Lumax Lighting | HBRLED189L5K24-[89] | Indoor Luminaires | High-Bay | High-Bay Luminaires for Commercial and Industrial Buildings | Standard | FALSE | [9 empty] | 42467 |  |  | Yes | Updated on 1/19/2017 | 3.1 | 19044 | 132.3 | 144 | 8 | 0.98 | 5000 | 80
PJMV7K29 | Lumax Lighting | Lumax Lighting | HBRLED189L5K24-[89]CA | Indoor Luminaires | High-Bay | High-Bay Luminaires for Commercial and Industrial Buildings | Standard | FALSE | [9 empty] | 42467 |  |  | Yes | Updated on 1/19/2017 | 3.1 | 18441 | 128.1 | 144 | 8 | 0.98 | 5000 | 80
PBNCJ4BT | Lumax Lighting | Lumax Lighting | HBRLED189L5K24-[89]CP | Indoor Luminaires | High-Bay | High-Bay Luminaires for Commercial and Industrial Buildings | Standard | FALSE | [9 empty] | 42467 |  |  | Yes | Updated on 1/19/2017 | 3.1 | 17840 | 123.9 | 144 | 8 | 0.98 | 5000 | 80
PCRXE9B9 | Lumax Lighting | Lumax Lighting | HBRLED189L5K24-[89]FA | Indoor Luminaires | High-Bay | High-Bay Luminaires for Commercial and Industrial Buildings | Standard | FALSE | [9 empty] | 42467 |  |  | Yes | Updated on 1/19/2017 | 3.1 | 17439 | 121.1 | 144 | 8 | 0.98 | 5000 | 80
PB8D1X14 | Lumax Lighting | Lumax Lighting | HBRLED189L5K24-9ND | Indoor Luminaires | High-Bay | High-Bay Luminaires for Commercial and Industrial Buildings | Standard | FALSE | [9 empty] | 42467 |  |  | Yes |  | 3.1 | 14833 | 105.95 | 140 | 16.5 | 0.932 | 5000 | 80
PQJRWK4R | Lumax Lighting | Lumax Lighting | HBRLED126L5K24-[89] | Indoor Luminaires | High-Bay | High-Bay Luminaires for Commercial and Industrial Buildings | Standard | FALSE | [9 empty] | 42467 |  |  | Yes | Updated on 1/19/2017 | 3.1 | 12695 | 132.2 | 96 | 8 | 0.98 | 5000 | 80
P53BYW8X | Lumax Lighting | Lumax Lighting | HBRLED126L5K24-[89]CA | Indoor Luminaires | High-Bay | High-Bay Luminaires for Commercial and Industrial Buildings | Standard | FALSE | [9 empty] | 42467 |  |  | Yes | Updated on 1/19/2017 | 3.1 | 12294 | 128.1 | 96 | 8 | 0.98 | 5000 | 80
PN35GGER | Lumax Lighting | Lumax Lighting | HBRLED126L5K24-[89]CP | Indoor Luminaires | High-Bay | High-Bay Luminaires for Commercial and Industrial Buildings | Standard | FALSE | [9 empty] | 42467 |  |  | Yes | Updated on 1/19/2017 | 3.1 | 11893 | 123.9 | 96 | 8 | 0.98 | 5000 | 80
PDDT9WU8 | Lumax Lighting | Lumax Lighting | HBRLED126L5K24-[89]FA | Indoor Luminaires | High-Bay | High-Bay Luminaires for Commercial and Industrial Buildings | Standard | FALSE | [9 empty] | 42467 |  |  | Yes | Updated on 1/19/2017 | 3.1 | 11626 | 121.1 | 96 | 8 | 0.98 | 5000 | 80
PDCHQQZG | Lumax Lighting | Lumax Lighting | HBRLED126L5K24-[89]C1 | Indoor Luminaires | High-Bay | High-Bay Luminaires for Commercial and Industrial Buildings | Standard | FALSE | [9 empty] | 42467 |  |  | Yes | Updated on 1/19/2017 | 3.1 | 11626 | 121.1 | 96 | 8 | 0.98 | 5000 | 80
PP5B34R3 | Lumax Lighting | Lumax Lighting | HBRLED754L4K48-[89] | Indoor Luminaires | High-Bay | High-Bay Luminaires for Commercial and Industrial Buildings | Standard | FALSE | [9 empty] | 42467 |  |  | Yes | Updated on 1/19/2017 | 3.1 | 75426 | 131.4 | 574 | 8 | 0.98 | 4000 | 80
P9C12AVK | Lumax Lighting | Lumax Lighting | HBRLED754L4K48-[89]CA | Indoor Luminaires | High-Bay | High-Bay Luminaires for Commercial and Industrial Buildings | Standard | FALSE | [9 empty] | 42467 |  |  | Yes | Updated on 1/19/2017 | 3.1 | 73044 | 127.3 | 574 | 8 | 0.98 | 4000 | 80
PHNZT582 | Lumax Lighting | Lumax Lighting | HBRLED754L4K48-[89]CP | Indoor Luminaires | High-Bay | High-Bay Luminaires for Commercial and Industrial Buildings | Standard | FALSE | [9 empty] | 42467 |  |  | Yes | Updated on 1/19/2017 | 3.1 | 70662 | 123.1 | 574 | 8 | 0.98 | 4000 | 80
PBF8FNTX | Lumax Lighting | Lumax Lighting | HBRLED754L4K48-[89]C1 | Indoor Luminaires | High-Bay | High-Bay Luminaires for Commercial and Industrial Buildings | Standard | FALSE | [9 empty] | 42467 |  |  | Yes | Updated on 1/19/2017 | 3.1 | 69074 | 120.3 | 574 | 8 | 0.98 | 4000 | 80
PB2KEDZN | Lumax Lighting | Lumax Lighting | HBRLED754L4K48-[89]FA | Indoor Luminaires | High-Bay | High-Bay Luminaires for Commercial and Industrial Buildings | Standard | FALSE | [9 empty] | 42467 |  |  | Yes | Updated on 1/19/2017 | 3.1 | 69074 | 120.3 | 574 | 8 | 0.98 | 4000 | 80
PBEMGDCJ | Lumax Lighting | Lumax Lighting | HBRLED629L4K48-[89] | Indoor Luminaires | High-Bay | High-Bay Luminaires for Commercial and Industrial Buildings | Standard | FALSE | [9 empty] | 42467 |  |  | Yes | Updated on 1/19/2017 | 3.1 | 62855 | 131.2 | 479 | 8 | 0.98 | 4000 | 80
PX2RY91U | Lumax Lighting | Lumax Lighting | HBRLED629L4K48-[89]CA | Indoor Luminaires | High-Bay | High-Bay Luminaires for Commercial and Industrial Buildings | Standard | FALSE | [9 empty] | 42467 |  |  | Yes | Updated on 1/19/2017 | 3.1 | 60870 | 127.1 | 479 | 8 | 0.98 | 4000 | 80
PGAY7UHD | Lumax Lighting | Lumax Lighting | HBRLED629L4K48-[89]CP | Indoor Luminaires | High-Bay | High-Bay Luminaires for Commercial and Industrial Buildings | Standard | FALSE | [9 empty] | 42467 |  |  | Yes | Updated on 1/19/2017 | 3.1 | 58796 | 122.7 | 479 | 8 | 0.98 | 4000 | 80
PRPE18BH | Lumax Lighting | Lumax Lighting | HBRLED754L4K48-9ND | Indoor Luminaires | High-Bay | High-Bay Luminaires for Commercial and Industrial Buildings | Standard | FALSE | [9 empty] | 42467 |  |  | Yes |  | 3.1 | 58753 | 104.54 | 562 | 16.5 | 0.932 | 4000 | 80
PAYYZ6B3 | Lumax Lighting | Lumax Lighting | HBRLED629L4K48-[89]C1 | Indoor Luminaires | High-Bay | High-Bay Luminaires for Commercial and Industrial Buildings | Standard | FALSE | [9 empty] | 42467 |  |  | Yes | Updated on 1/19/2017 | 3.1 | 57562 | 120.2 | 479 | 8 | 0.98 | 4000 | 80
P899KQZD | Lumax Lighting | Lumax Lighting | HBRLED629L4K48-[89]FA | Indoor Luminaires | High-Bay | High-Bay Luminaires for Commercial and Industrial Buildings | Standard | FALSE | [9 empty] | 42467 |  |  | Yes | Updated on 1/19/2017 | 3.1 | 57562 | 120.2 | 479 | 8 | 0.98 | 4000 | 80
PFZXAPJ2 | Lumax Lighting | Lumax Lighting | HBRLED503L4K48-[89] | Indoor Luminaires | High-Bay | High-Bay Luminaires for Commercial and Industrial Buildings | Standard | FALSE | [9 empty] | 42467 |  |  | Yes | Updated on 1/19/2017 | 3.1 | 50284 | 131.3 | 383 | 8 | 0.98 | 4000 | 80
PCP4U8TY | Lumax Lighting | Lumax Lighting | HBRLED629L4K48-9ND | Indoor Luminaires | High-Bay | High-Bay Luminaires for Commercial and Industrial Buildings | Standard | FALSE | [9 empty] | 42467 |  |  | Yes |  | 3.1 | 48961 | 104.62 | 468 | 16.5 | 0.932 | 4000 | 80
P9XBBZN6 | Lumax Lighting | Lumax Lighting | HBRLED503L4K48-[89]CA | Indoor Luminaires | High-Bay | High-Bay Luminaires for Commercial and Industrial Buildings | Standard | FALSE | [9 empty] | 42467 |  |  | Yes | Updated on 1/19/2017 | 3.1 | 48697 | 127.1 | 383 | 8 | 0.98 | 4000 | 80
P9C5X5F9 | Lumax Lighting | Lumax Lighting | HBRLED503L4K48-[89]CP | Indoor Luminaires | High-Bay | High-Bay Luminaires for Commercial and Industrial Buildings | Standard | FALSE | [9 empty] | 42467 |  |  | Yes | Updated on 1/19/2017 | 3.1 | 47108 | 123 | 383 | 8 | 0.98 | 4000 | 80
PZCY1184 | Lumax Lighting | Lumax Lighting | HBRLED503L4K48-[89]C1 | Indoor Luminaires | High-Bay | High-Bay Luminaires for Commercial and Industrial Buildings | Standard | FALSE | [9 empty] | 42467 |  |  | Yes | Updated on 1/19/2017 | 3.1 | 46049 | 120.2 | 383 | 8 | 0.98 | 4000 | 80
P3W8S4RM | Lumax Lighting | Lumax Lighting | HBRLED503L4K48-[89]FA | Indoor Luminaires | High-Bay | High-Bay Luminaires for Commercial and Industrial Buildings | Standard | FALSE | [9 empty] | 42467 |  |  | Yes | Updated on 1/19/2017 | 3.1 | 46049 | 120.2 | 383 | 8 | 0.98 | 4000 | 80
P67H1XPD | Lumax Lighting | Lumax Lighting | HBRLED503L4K48-9ND | Indoor Luminaires | High-Bay | High-Bay Luminaires for Commercial and Industrial Buildings | Standard | FALSE | [9 empty] | 42467 |  |  | Yes |  | 3.1 | 39168 | 104.73 | 374 | 16.5 | 0.932 | 4000 | 80
PAGPYS6Q | Lumax Lighting | Lumax Lighting | HBRLED377L4K48-[89] | Indoor Luminaires | High-Bay | High-Bay Luminaires for Commercial and Industrial Buildings | Standard | FALSE | [9 empty] | 42467 |  |  | Yes | Updated on 1/19/2017 | 3.1 | 37713 | 131.4 | 287 | 8 | 0.98 | 4000 | 80
PYHAXJHT | Lumax Lighting | Lumax Lighting | HBRLED377L4K48-[89]CA | Indoor Luminaires | High-Bay | High-Bay Luminaires for Commercial and Industrial Buildings | Standard | FALSE | [9 empty] | 42467 |  |  | Yes | Updated on 1/19/2017 | 3.1 | 36522 | 127.3 | 287 | 8 | 0.98 | 4000 | 80
PJMBWCXB | Lumax Lighting | Lumax Lighting | HBRLED377L4K48-[89]CP | Indoor Luminaires | High-Bay | High-Bay Luminaires for Commercial and Industrial Buildings | Standard | FALSE | [9 empty] | 42467 |  |  | Yes | Updated on 1/19/2017 | 3.1 | 35311 | 123 | 287 | 8 | 0.98 | 4000 | 80
PZPDJJG4 | Lumax Lighting | Lumax Lighting | HBRLED377L4K48-[89]FA | Indoor Luminaires | High-Bay | High-Bay Luminaires for Commercial and Industrial Buildings | Standard | FALSE | [9 empty] | 42467 |  |  | Yes | Updated on 1/19/2017 | 3.1 | 34680 | 120.8 | 287 | 8 | 0.98 | 4000 | 80
P86RFRKM | Lumax Lighting | Lumax Lighting | HBRLED377L4K48-[89]C1 | Indoor Luminaires | High-Bay | High-Bay Luminaires for Commercial and Industrial Buildings | Standard | FALSE | [9 empty] | 42467 |  |  | Yes | Updated on 1/19/2017 | 3.1 | 34680 | 120.8 | 287 | 8 | 0.98 | 4000 | 80
P71S26KR | Lumax Lighting | Lumax Lighting | HBRLED314L4K24-[89] | Indoor Luminaires | High-Bay | High-Bay Luminaires for Commercial and Industrial Buildings | Standard | FALSE | [9 empty] | 42467 |  |  | Yes | Updated on 1/19/2017 | 3.1 | 31425 | 131.5 | 239 | 8 | 0.98 | 4000 | 80
PUANXZ2R | Lumax Lighting | Lumax Lighting | HBRLED314L4K24-[89]CA | Indoor Luminaires | High-Bay | High-Bay Luminaires for Commercial and Industrial Buildings | Standard | FALSE | [9 empty] | 42467 |  |  | Yes | Updated on 1/19/2017 | 3.1 | 30435 | 127.3 | 239 | 8 | 0.98 | 4000 | 80
PK9BWZZT | Lumax Lighting | Lumax Lighting | HBRLED314L4K24-[89]CP | Indoor Luminaires | High-Bay | High-Bay Luminaires for Commercial and Industrial Buildings | Standard | FALSE | [9 empty] | 42467 |  |  | Yes | Updated on 1/19/2017 | 3.1 | 29443 | 123.2 | 239 | 8 | 0.98 | 4000 | 80
PEQM5NTR | Lumax Lighting | Lumax Lighting | HBRLED377L4K48-9ND | Indoor Luminaires | High-Bay | High-Bay Luminaires for Commercial and Industrial Buildings | Standard | FALSE | [9 empty] | 42467 |  |  | Yes |  | 3.1 | 29375 | 104.54 | 281 | 16.5 | 0.932 | 4000 | 80
PTW586XR | Lumax Lighting | Lumax Lighting | HBRLED314L4K24-[89]FA | Indoor Luminaires | High-Bay | High-Bay Luminaires for Commercial and Industrial Buildings | Standard | FALSE | [9 empty] | 42467 |  |  | Yes | Updated on 1/19/2017 | 3.1 | 28781 | 120.4 | 239 | 8 | 0.98 | 4000 | 80
PN3Q6TY8 | Lumax Lighting | Lumax Lighting | HBRLED314L4K24-[89]C1 | Indoor Luminaires | High-Bay | High-Bay Luminaires for Commercial and Industrial Buildings | Standard | FALSE | [9 empty] | 42467 |  |  | Yes | Updated on 1/19/2017 | 3.1 | 28781 | 120.4 | 239 | 8 | 0.98 | 4000 | 80
PZCJNCTE | Lumax Lighting | Lumax Lighting | HBRLED251L4K48-[89] | Indoor Luminaires | High-Bay | High-Bay Luminaires for Commercial and Industrial Buildings | Standard | FALSE | [9 empty] | 42467 |  |  | Yes | Updated on 1/19/2017 | 3.1 | 25142 | 131.6 | 191 | 8 | 0.98 | 4000 | 80
PQTPZ3R1 | Lumax Lighting | Lumax Lighting | HBRLED251L4K24-[89] | Indoor Luminaires | High-Bay | High-Bay Luminaires for Commercial and Industrial Buildings | Standard | FALSE | [9 empty] | 42467 |  |  | Yes | Updated on 1/19/2017 | 3.1 | 25142 | 131.6 | 191 | 8 | 0.98 | 4000 | 80
P969X3GM | Lumax Lighting | Lumax Lighting | HBRLED314L4K24-9ND | Indoor Luminaires | High-Bay | High-Bay Luminaires for Commercial and Industrial Buildings | Standard | FALSE | [9 empty] | 42467 |  |  | Yes |  | 3.1 | 24481 | 104.62 | 234 | 16.5 | 0.932 | 4000 | 80
PTU21D9B | Lumax Lighting | Lumax Lighting | HBRLED251L4K48-[89]CA | Indoor Luminaires | High-Bay | High-Bay Luminaires for Commercial and Industrial Buildings | Standard | FALSE | [9 empty] | 42467 |  |  | Yes | Updated on 1/19/2017 | 3.1 | 24348 | 127.5 | 191 | 8 | 0.98 | 4000 | 80
P1529DT1 | Lumax Lighting | Lumax Lighting | HBRLED251L4K24-[89]CA | Indoor Luminaires | High-Bay | High-Bay Luminaires for Commercial and Industrial Buildings | Standard | FALSE | [9 empty] | 42467 |  |  | Yes | Updated on 1/19/2017 | 3.1 | 24348 | 127.5 | 191 | 8 | 0.98 | 4000 | 80
PJJZ52AR | Lumax Lighting | Lumax Lighting | HBRLED251L4K48-[89]CP | Indoor Luminaires | High-Bay | High-Bay Luminaires for Commercial and Industrial Buildings | Standard | FALSE | [9 empty] | 42467 |  |  | Yes | Updated on 1/19/2017 | 3.1 | 23554 | 123.3 | 191 | 8 | 0.98 | 4000 | 80
P4NJG9Y6 | Lumax Lighting | Lumax Lighting | HBRLED251L4K24-[89]CP | Indoor Luminaires | High-Bay | High-Bay Luminaires for Commercial and Industrial Buildings | Standard | FALSE | [9 empty] | 42467 |  |  | Yes | Updated on 1/19/2017 | 3.1 | 23554 | 123.3 | 191 | 8 | 0.98 | 4000 | 80
PS5JDZ7R | Lumax Lighting | Lumax Lighting | HBRLED251L4K48-[89]FA | Indoor Luminaires | High-Bay | High-Bay Luminaires for Commercial and Industrial Buildings | Standard | FALSE | [9 empty] | 42467 |  |  | Yes | Updated on 1/19/2017 | 3.1 | 23025 | 120.5 | 191 | 8 | 0.98 | 4000 | 80
PCX7RDB6 | Lumax Lighting | Lumax Lighting | HBRLED251L4K24-[89]FA | Indoor Luminaires | High-Bay | High-Bay Luminaires for Commercial and Industrial Buildings | Standard | FALSE | [9 empty] | 42467 |  |  | Yes | Updated on 1/19/2017 | 3.1 | 23025 | 120.5 | 191 | 8 | 0.98 | 4000 | 80
PAAXTZ3V | Lumax Lighting | Lumax Lighting | HBRLED251L4K24-[89]C1 | Indoor Luminaires | High-Bay | High-Bay Luminaires for Commercial and Industrial Buildings | Standard | FALSE | [9 empty] | 42467 |  |  | Yes | Updated on 1/19/2017 | 3.1 | 23025 | 120.5 | 191 | 8 | 0.98 | 4000 | 80
P2EW7DS5 | Lumax Lighting | Lumax Lighting | HBRLED251L4K48-[89]C1 | Indoor Luminaires | High-Bay | High-Bay Luminaires for Commercial and Industrial Buildings | Standard | FALSE | [9 empty] | 42467 |  |  | Yes | Updated on 1/19/2017 | 3.1 | 23025 | 120.5 | 191 | 8 | 0.98 | 4000 | 80
PK8341CB | Lumax Lighting | Lumax Lighting | HBRLED251L4K48-9ND | Indoor Luminaires | High-Bay | High-Bay Luminaires for Commercial and Industrial Buildings | Standard | FALSE | [9 empty] | 42467 |  |  | Yes |  | 3.1 | 19584 | 104.73 | 187 | 16.5 | 0.932 | 4000 | 80
P2DG9SNC | Lumax Lighting | Lumax Lighting | HBRLED251L4K24-9ND | Indoor Luminaires | High-Bay | High-Bay Luminaires for Commercial and Industrial Buildings | Standard | FALSE | [9 empty] | 42467 |  |  | Yes |  | 3.1 | 19584 | 104.73 | 187 | 16.5 | 0.932 | 4000 | 80
PHJY9FMK | Lumax Lighting | Lumax Lighting | HBRLED189L4K24-[89] | Indoor Luminaires | High-Bay | High-Bay Luminaires for Commercial and Industrial Buildings | Standard | FALSE | [9 empty] | 42467 |  |  | Yes | Updated on 1/19/2017 | 3.1 | 18885 | 131.1 | 144 | 8 | 0.98 | 4000 | 80
P53BXPMX | Lumax Lighting | Lumax Lighting | HBRLED189L4K24-[89]CA | Indoor Luminaires | High-Bay | High-Bay Luminaires for Commercial and Industrial Buildings | Standard | FALSE | [9 empty] | 42467 |  |  | Yes | Updated on 1/19/2017 | 3.1 | 18261 | 126.8 | 144 | 8 | 0.98 | 4000 | 80
PHANPHAT | Lumax Lighting | Lumax Lighting | HBRLED189L4K24-[89]CP | Indoor Luminaires | High-Bay | High-Bay Luminaires for Commercial and Industrial Buildings | Standard | FALSE | [9 empty] | 42467 |  |  | Yes | Updated on 1/19/2017 | 3.1 | 17666 | 122.7 | 144 | 8 | 0.98 | 4000 | 80
PM1DTYZ7 | Lumax Lighting | Lumax Lighting | HBRLED189L4K24-[89]C1 | Indoor Luminaires | High-Bay | High-Bay Luminaires for Commercial and Industrial Buildings | Standard | FALSE | [9 empty] | 42467 |  |  | Yes | Updated on 1/19/2017 | 3.1 | 17269 | 119.9 | 144 | 8 | 0.98 | 4000 | 80
PD6HSMFK | Lumax Lighting | Lumax Lighting | HBRLED189L4K24-[89]FA | Indoor Luminaires | High-Bay | High-Bay Luminaires for Commercial and Industrial Buildings | Standard | FALSE | [9 empty] | 42467 |  |  | Yes | Updated on 1/19/2017 | 3.1 | 17269 | 119.9 | 144 | 8 | 0.98 | 4000 | 80
PD46PCMJ | Lumax Lighting | Lumax Lighting | HBRLED189L4K24-9ND | Indoor Luminaires | High-Bay | High-Bay Luminaires for Commercial and Industrial Buildings | Standard | FALSE | [9 empty] | 42467 |  |  | Yes |  | 3.1 | 14688 | 104.91 | 140 | 16.5 | 0.932 | 4000 | 80
PDE5QK9C | Lumax Lighting | Lumax Lighting | HBRLED126L4K24-[89] | Indoor Luminaires | High-Bay | High-Bay Luminaires for Commercial and Industrial Buildings | Standard | FALSE | [9 empty] | 42467 |  |  | Yes | Updated on 1/19/2017 | 3.1 | 12571 | 130.9 | 96 | 8 | 0.98 | 4000 | 80
PWB83RF5 | Lumax Lighting | Lumax Lighting | HBRLED126L4K24-[89]CA | Indoor Luminaires | High-Bay | High-Bay Luminaires for Commercial and Industrial Buildings | Standard | FALSE | [9 empty] | 42467 |  |  | Yes | Updated on 1/19/2017 | 3.1 | 12174 | 126.8 | 96 | 8 | 0.98 | 4000 | 80
PR2CVD27 | Lumax Lighting | Lumax Lighting | HBRLED126L4K24-[89]CP | Indoor Luminaires | High-Bay | High-Bay Luminaires for Commercial and Industrial Buildings | Standard | FALSE | [9 empty] | 42467 |  |  | Yes | Updated on 1/19/2017 | 3.1 | 11777 | 122.7 | 96 | 8 | 0.98 | 4000 | 80
PQ2DGHM2 | Lumax Lighting | Lumax Lighting | HBRLED126L4K24-[89]FA | Indoor Luminaires | High-Bay | High-Bay Luminaires for Commercial and Industrial Buildings | Standard | FALSE | [9 empty] | 42467 |  |  | Yes | Updated on 1/19/2017 | 3.1 | 11513 | 119.9 | 96 | 8 | 0.98 | 4000 | 80
P9XB936B | Lumax Lighting | Lumax Lighting | HBRLED126L4K24-[89]C1 | Indoor Luminaires | High-Bay | High-Bay Luminaires for Commercial and Industrial Buildings | Standard | FALSE | [9 empty] | 42467 |  |  | Yes | Updated on 1/19/2017 | 3.1 | 11513 | 119.9 | 96 | 8 | 0.98 | 4000 | 80
P97JT246 | Lumax Lighting | Lumax Lighting | HBRLED754L35K48-[89] | Indoor Luminaires | High-Bay | High-Bay Luminaires for Commercial and Industrial Buildings | Standard | FALSE | [9 empty] | 42467 |  |  | Yes | Updated on 1/19/2017 | 3.1 | 73917 | 128.8 | 574 | 8 | 0.98 | 3500 | 80
PA7NTMYE | Lumax Lighting | Lumax Lighting | HBRLED754L35K48-[89]CA | Indoor Luminaires | High-Bay | High-Bay Luminaires for Commercial and Industrial Buildings | Standard | FALSE | [9 empty] | 42467 |  |  | Yes | Updated on 1/19/2017 | 3.1 | 71583 | 124.7 | 574 | 8 | 0.98 | 3500 | 80
PW7G2A4K | Lumax Lighting | Lumax Lighting | HBRLED754L35K48-[89]CP | Indoor Luminaires | High-Bay | High-Bay Luminaires for Commercial and Industrial Buildings | Standard | FALSE | [9 empty] | 42467 |  |  | Yes | Updated on 1/19/2017 | 3.1 | 69249 | 120.6 | 574 | 8 | 0.98 | 3500 | 80
PJS8PV1D | Lumax Lighting | Lumax Lighting | HBRLED754L35K48-[89]C1 | Indoor Luminaires | High-Bay | High-Bay Luminaires for Commercial and Industrial Buildings | Standard | FALSE | [9 empty] | 42467 |  |  | Yes | Updated on 1/19/2017 | 3.1 | 67693 | 117.9 | 574 | 8 | 0.98 | 3500 | 80
PAPDB67U | Lumax Lighting | Lumax Lighting | HBRLED754L35K48-[89]FA | Indoor Luminaires | High-Bay | High-Bay Luminaires for Commercial and Industrial Buildings | Standard | FALSE | [9 empty] | 42467 |  |  | Yes | Updated on 1/19/2017 | 3.1 | 67693 | 117.9 | 574 | 8 | 0.98 | 3500 | 80
P422NS8C | Lumax Lighting | Lumax Lighting | HBRLED629L35K48-[89] | Indoor Luminaires | High-Bay | High-Bay Luminaires for Commercial and Industrial Buildings | Standard | FALSE | [9 empty] | 42467 |  |  | Yes | Updated on 1/19/2017 | 3.1 | 61598 | 128.6 | 479 | 8 | 0.98 | 3500 | 80
PBCHP4E3 | Lumax Lighting | Lumax Lighting | HBRLED629L35K48-[89]CA | Indoor Luminaires | High-Bay | High-Bay Luminaires for Commercial and Industrial Buildings | Standard | FALSE | [9 empty] | 42467 |  |  | Yes | Updated on 1/19/2017 | 3.1 | 59653 | 124.5 | 479 | 8 | 0.98 | 3500 | 80
P1E9649M | Lumax Lighting | Lumax Lighting | HBRLED629L35K48-[89]CP | Indoor Luminaires | High-Bay | High-Bay Luminaires for Commercial and Industrial Buildings | Standard | FALSE | [9 empty] | 42467 |  |  | Yes | Updated on 1/19/2017 | 3.1 | 57620 | 120.3 | 479 | 8 | 0.98 | 3500 | 80
PKMFXF8D | Lumax Lighting | Lumax Lighting | HBRLED629L35K48-[89]FA | Indoor Luminaires | High-Bay | High-Bay Luminaires for Commercial and Industrial Buildings | Standard | FALSE | [9 empty] | 42467 |  |  | Yes | Updated on 1/19/2017 | 3.1 | 56411 | 117.8 | 479 | 8 | 0.98 | 3500 | 80
P8A5VJGK | Lumax Lighting | Lumax Lighting | HBRLED629L35K48-[89]C1 | Indoor Luminaires | High-Bay | High-Bay Luminaires for Commercial and Industrial Buildings | Standard | FALSE | [9 empty] | 42467 |  |  | Yes | Updated on 1/19/2017 | 3.1 | 56411 | 117.8 | 479 | 8 | 0.98 | 3500 | 80
PWPM1FZC | Lumax Lighting | Lumax Lighting | HBRLED503L35K48-[89] | Indoor Luminaires | High-Bay | High-Bay Luminaires for Commercial and Industrial Buildings | Standard | FALSE | [9 empty] | 42467 |  |  | Yes | Updated on 1/19/2017 | 3.1 | 49278 | 128.7 | 383 | 8 | 0.98 | 3500 | 80
P2EF9HP5 | Lumax Lighting | Lumax Lighting | HBRLED629L35K48-9ND | Indoor Luminaires | High-Bay | High-Bay Luminaires for Commercial and Industrial Buildings | Standard | FALSE | [9 empty] | 42467 |  |  | Yes |  | 3.1 | 47982 | 102.53 | 468 | 16.5 | 0.932 | 3500 | 80
PN7B1PJF | Lumax Lighting | Lumax Lighting | HBRLED503L35K48-[89]CA | Indoor Luminaires | High-Bay | High-Bay Luminaires for Commercial and Industrial Buildings | Standard | FALSE | [9 empty] | 42467 |  |  | Yes | Updated on 1/19/2017 | 3.1 | 47723 | 124.6 | 383 | 8 | 0.98 | 3500 | 80
PJQZZE91 | Lumax Lighting | Lumax Lighting | HBRLED503L35K48-[89]CP | Indoor Luminaires | High-Bay | High-Bay Luminaires for Commercial and Industrial Buildings | Standard | FALSE | [9 empty] | 42467 |  |  | Yes | Updated on 1/19/2017 | 3.1 | 46166 | 120.5 | 383 | 8 | 0.98 | 3500 | 80
PUP2G72T | Lumax Lighting | Lumax Lighting | HBRLED503L35K48-[89]FA | Indoor Luminaires | High-Bay | High-Bay Luminaires for Commercial and Industrial Buildings | Standard | FALSE | [9 empty] | 42467 |  |  | Yes | Updated on 1/19/2017 | 3.1 | 45128 | 117.8 | 383 | 8 | 0.98 | 3500 | 80
PPBETYX3 | Lumax Lighting | Lumax Lighting | HBRLED503L35K48-[89]C1 | Indoor Luminaires | High-Bay | High-Bay Luminaires for Commercial and Industrial Buildings | Standard | FALSE | [9 empty] | 42467 |  |  | Yes | Updated on 1/19/2017 | 3.1 | 45128 | 117.8 | 383 | 8 | 0.98 | 3500 | 80
PXPZMJ7N | Lumax Lighting | Lumax Lighting | HBRLED503L35K48-9ND | Indoor Luminaires | High-Bay | High-Bay Luminaires for Commercial and Industrial Buildings | Standard | FALSE | [9 empty] | 42467 |  |  | Yes |  | 3.1 | 38385 | 102.63 | 374 | 16.5 | 0.932 | 3500 | 80
PM4UEJW7 | Lumax Lighting | Lumax Lighting | HBRLED377L35K48-[89] | Indoor Luminaires | High-Bay | High-Bay Luminaires for Commercial and Industrial Buildings | Standard | FALSE | [9 empty] | 42467 |  |  | Yes | Updated on 1/19/2017 | 3.1 | 36959 | 128.8 | 287 | 8 | 0.98 | 3500 | 80
PZ5J6YGN | Lumax Lighting | Lumax Lighting | HBRLED377L35K48-[89]CA | Indoor Luminaires | High-Bay | High-Bay Luminaires for Commercial and Industrial Buildings | Standard | FALSE | [9 empty] | 42467 |  |  | Yes | Updated on 1/19/2017 | 3.1 | 35792 | 124.7 | 287 | 8 | 0.98 | 3500 | 80
PSFKDXMZ | Lumax Lighting | Lumax Lighting | HBRLED377L35K48-[89]CP | Indoor Luminaires | High-Bay | High-Bay Luminaires for Commercial and Industrial Buildings | Standard | FALSE | [9 empty] | 42467 |  |  | Yes | Updated on 1/19/2017 | 3.1 | 34605 | 120.6 | 287 | 8 | 0.98 | 3500 | 80
PX14V355 | Lumax Lighting | Lumax Lighting | HBRLED377L35K48-[89]C1 | Indoor Luminaires | High-Bay | High-Bay Luminaires for Commercial and Industrial Buildings | Standard | FALSE | [9 empty] | 42467 |  |  | Yes | Updated on 1/19/2017 | 3.1 | 33986 | 118.4 | 287 | 8 | 0.98 | 3500 | 80
PUDWW4ZH | Lumax Lighting | Lumax Lighting | HBRLED377L35K48-[89]FA | Indoor Luminaires | High-Bay | High-Bay Luminaires for Commercial and Industrial Buildings | Standard | FALSE | [9 empty] | 42467 |  |  | Yes | Updated on 1/19/2017 | 3.1 | 33986 | 118.4 | 287 | 8 | 0.98 | 3500 | 80
P1XKVQS6 | Lumax Lighting | Lumax Lighting | HBRLED314L35K24-[89] | Indoor Luminaires | High-Bay | High-Bay Luminaires for Commercial and Industrial Buildings | Standard | FALSE | [9 empty] | 42467 |  |  | Yes | Updated on 1/19/2017 | 3.1 | 30797 | 128.9 | 239 | 8 | 0.98 | 3500 | 80
PWE9H8XE | Lumax Lighting | Lumax Lighting | HBRLED314L35K24-[89]CA | Indoor Luminaires | High-Bay | High-Bay Luminaires for Commercial and Industrial Buildings | Standard | FALSE | [9 empty] | 42467 |  |  | Yes | Updated on 1/19/2017 | 3.1 | 29826 | 124.8 | 239 | 8 | 0.98 | 3500 | 80
PJDKG23D | Lumax Lighting | Lumax Lighting | HBRLED314L35K24-[89]CP | Indoor Luminaires | High-Bay | High-Bay Luminaires for Commercial and Industrial Buildings | Standard | FALSE | [9 empty] | 42467 |  |  | Yes | Updated on 1/19/2017 | 3.1 | 28854 | 120.7 | 239 | 8 | 0.98 | 3500 | 80
PB5KVGWV | Lumax Lighting | Lumax Lighting | HBRLED377L35K48-9ND | Indoor Luminaires | High-Bay | High-Bay Luminaires for Commercial and Industrial Buildings | Standard | FALSE | [9 empty] | 42467 |  |  | Yes |  | 3.1 | 28788 | 102.45 | 281 | 16.5 | 0.932 | 3500 | 80
PCFCJM47 | Lumax Lighting | Lumax Lighting | HBRLED314L35K24-[89]C1 | Indoor Luminaires | High-Bay | High-Bay Luminaires for Commercial and Industrial Buildings | Standard | FALSE | [9 empty] | 42467 |  |  | Yes | Updated on 1/19/2017 | 3.1 | 28205 | 118 | 239 | 8 | 0.98 | 3500 | 80
P6FZ78JT | Lumax Lighting | Lumax Lighting | HBRLED314L35K24-[89]FA | Indoor Luminaires | High-Bay | High-Bay Luminaires for Commercial and Industrial Buildings | Standard | FALSE | [9 empty] | 42467 |  |  | Yes | Updated on 1/19/2017 | 3.1 | 28205 | 118 | 239 | 8 | 0.98 | 3500 | 80
PPJJDKJC | Lumax Lighting | Lumax Lighting | HBRLED251L35K24-[89] | Indoor Luminaires | High-Bay | High-Bay Luminaires for Commercial and Industrial Buildings | Standard | FALSE | [9 empty] | 42467 |  |  | Yes | Updated on 1/19/2017 | 3.1 | 24639 | 129 | 191 | 8 | 0.98 | 3500 | 80
PGN911ZW | Lumax Lighting | Lumax Lighting | HBRLED251L35K48-[89] | Indoor Luminaires | High-Bay | High-Bay Luminaires for Commercial and Industrial Buildings | Standard | FALSE | [9 empty] | 42467 |  |  | Yes | Updated on 1/19/2017 | 3.1 | 24639 | 129 | 191 | 8 | 0.98 | 3500 | 80
PR616MU3 | Lumax Lighting | Lumax Lighting | HBRLED314L35K24-9ND | Indoor Luminaires | High-Bay | High-Bay Luminaires for Commercial and Industrial Buildings | Standard | FALSE | [9 empty] | 42467 |  |  | Yes |  | 3.1 | 23991 | 102.53 | 234 | 16.5 | 0.932 | 3500 | 80
P9XMTHM7 | Lumax Lighting | Lumax Lighting | HBRLED251L35K48-[89]CA | Indoor Luminaires | High-Bay | High-Bay Luminaires for Commercial and Industrial Buildings | Standard | FALSE | [9 empty] | 42467 |  |  | Yes | Updated on 1/19/2017 | 3.1 | 23861 | 124.9 | 191 | 8 | 0.98 | 3500 | 80
P8VJ127A | Lumax Lighting | Lumax Lighting | HBRLED251L35K24-[89]CA | Indoor Luminaires | High-Bay | High-Bay Luminaires for Commercial and Industrial Buildings | Standard | FALSE | [9 empty] | 42467 |  |  | Yes | Updated on 1/19/2017 | 3.1 | 23861 | 124.9 | 191 | 8 | 0.98 | 3500 | 80
PSTPMMFU | Lumax Lighting | Lumax Lighting | HBRLED251L35K24-[89]CP | Indoor Luminaires | High-Bay | High-Bay Luminaires for Commercial and Industrial Buildings | Standard | FALSE | [9 empty] | 42467 |  |  | Yes | Updated on 1/19/2017 | 3.1 | 23083 | 120.9 | 191 | 8 | 0.98 | 3500 | 80
P14Q89WX | Lumax Lighting | Lumax Lighting | HBRLED251L35K48-[89]CP | Indoor Luminaires | High-Bay | High-Bay Luminaires for Commercial and Industrial Buildings | Standard | FALSE | [9 empty] | 42467 |  |  | Yes | Updated on 1/19/2017 | 3.1 | 23083 | 120.9 | 191 | 8 | 0.98 | 3500 | 80
PTMPZQV4 | Lumax Lighting | Lumax Lighting | HBRLED251L35K48-[89]C1 | Indoor Luminaires | High-Bay | High-Bay Luminaires for Commercial and Industrial Buildings | Standard | FALSE | [9 empty] | 42467 |  |  | Yes | Updated on 1/19/2017 | 3.1 | 22565 | 118.1 | 191 | 8 | 0.98 | 3500 | 80
PPTWN87N | Lumax Lighting | Lumax Lighting | HBRLED251L35K24-[89]FA | Indoor Luminaires | High-Bay | High-Bay Luminaires for Commercial and Industrial Buildings | Standard | FALSE | [9 empty] | 42467 |  |  | Yes | Updated on 1/19/2017 | 3.1 | 22565 | 118.1 | 191 | 8 | 0.98 | 3500 | 80
PPHY72QU | Lumax Lighting | Lumax Lighting | HBRLED251L35K48-[89]FA | Indoor Luminaires | High-Bay | High-Bay Luminaires for Commercial and Industrial Buildings | Standard | FALSE | [9 empty] | 42467 |  |  | Yes | Updated on 1/19/2017 | 3.1 | 22565 | 118.1 | 191 | 8 | 0.98 | 3500 | 80
PC4EU2RY | Lumax Lighting | Lumax Lighting | HBRLED251L35K24-[89]C1 | Indoor Luminaires | High-Bay | High-Bay Luminaires for Commercial and Industrial Buildings | Standard | FALSE | [9 empty] | 42467 |  |  | Yes | Updated on 1/19/2017 | 3.1 | 22565 | 118.1 | 191 | 8 | 0.98 | 3500 | 80
PYYHC18Y | Lumax Lighting | Lumax Lighting | HBRLED251L35K24-9ND | Indoor Luminaires | High-Bay | High-Bay Luminaires for Commercial and Industrial Buildings | Standard | FALSE | [9 empty] | 42467 |  |  | Yes |  | 3.1 | 19192 | 102.63 | 187 | 16.5 | 0.932 | 3500 | 80
PM9QH6YT | Lumax Lighting | Lumax Lighting | HBRLED251L35K48-9ND | Indoor Luminaires | High-Bay | High-Bay Luminaires for Commercial and Industrial Buildings | Standard | FALSE | [9 empty] | 42467 |  |  | Yes |  | 3.1 | 19192 | 102.63 | 187 | 16.5 | 0.932 | 3500 | 80
P2SGEMPM | Lumax Lighting | Lumax Lighting | HBRLED189L35K24-[89] | Indoor Luminaires | High-Bay | High-Bay Luminaires for Commercial and Industrial Buildings | Standard | FALSE | [9 empty] | 42467 |  |  | Yes | Updated on 1/19/2017 | 3.1 | 18507 | 128.5 | 144 | 8 | 0.98 | 3500 | 80
P49MF8PB | Lumax Lighting | Lumax Lighting | HBRLED189L35K24-[89]CA | Indoor Luminaires | High-Bay | High-Bay Luminaires for Commercial and Industrial Buildings | Standard | FALSE | [9 empty] | 42467 |  |  | Yes | Updated on 1/19/2017 | 3.1 | 17896 | 124.3 | 144 | 8 | 0.98 | 3500 | 80
PSWPCZA9 | Lumax Lighting | Lumax Lighting | HBRLED189L35K24-[89]CP | Indoor Luminaires | High-Bay | High-Bay Luminaires for Commercial and Industrial Buildings | Standard | FALSE | [9 empty] | 42467 |  |  | Yes | Updated on 1/19/2017 | 3.1 | 17313 | 120.2 | 144 | 8 | 0.98 | 3500 | 80
PYUVTH9D | Lumax Lighting | Lumax Lighting | HBRLED189L35K24-[89]FA | Indoor Luminaires | High-Bay | High-Bay Luminaires for Commercial and Industrial Buildings | Standard | FALSE | [9 empty] | 42467 |  |  | Yes | Updated on 1/19/2017 | 3.1 | 16924 | 117.5 | 144 | 8 | 0.98 | 3500 | 80
PM5TJUKZ | Lumax Lighting | Lumax Lighting | HBRLED189L35K24-[89]C1 | Indoor Luminaires | High-Bay | High-Bay Luminaires for Commercial and Industrial Buildings | Standard | FALSE | [9 empty] | 42467 |  |  | Yes | Updated on 1/19/2017 | 3.1 | 16924 | 117.5 | 144 | 8 | 0.98 | 3500 | 80
PAKUF41C | Lumax Lighting | Lumax Lighting | HBRLED189L35K24-9ND | Indoor Luminaires | High-Bay | High-Bay Luminaires for Commercial and Industrial Buildings | Standard | FALSE | [9 empty] | 42467 |  |  | Yes |  | 3.1 | 14394 | 102.81 | 140 | 16.5 | 0.932 | 3500 | 80
P1M943AC | Lumax Lighting | Lumax Lighting | HBRLED126L35K24-[89] | Indoor Luminaires | High-Bay | High-Bay Luminaires for Commercial and Industrial Buildings | Standard | FALSE | [9 empty] | 42467 |  |  | Yes | Updated on 1/19/2017 | 3.1 | 12320 | 128.3 | 96 | 8 | 0.98 | 3500 | 80
PEUE56J7 | Lumax Lighting | Lumax Lighting | HBRLED126L35K24-[89]CA | Indoor Luminaires | High-Bay | High-Bay Luminaires for Commercial and Industrial Buildings | Standard | FALSE | [9 empty] | 42467 |  |  | Yes | Updated on 1/19/2017 | 3.1 | 11931 | 124.3 | 96 | 8 | 0.98 | 3500 | 80
P55G1H7K | Lumax Lighting | Lumax Lighting | HBRLED126L35K24-[89]CP | Indoor Luminaires | High-Bay | High-Bay Luminaires for Commercial and Industrial Buildings | Standard | FALSE | [9 empty] | 42467 |  |  | Yes | Updated on 1/19/2017 | 3.1 | 11541 | 120.2 | 96 | 8 | 0.98 | 3500 | 80
PU625D33 | Lumax Lighting | Lumax Lighting | HBRLED126L35K24-[89]C1 | Indoor Luminaires | High-Bay | High-Bay Luminaires for Commercial and Industrial Buildings | Standard | FALSE | [9 empty] | 42467 |  |  | Yes | Updated on 1/19/2017 | 3.1 | 11283 | 117.5 | 96 | 8 | 0.98 | 3500 | 80
PXKCE861 | LSI Industries | INTERIOR | XLHB2 8 AL LED HO 50 XX BLS | Indoor Luminaires | High-Bay | High-Bay Luminaires for Commercial and Industrial Buildings | Standard | FALSE | [9 empty] | 42467 |  |  | Yes |  | 3.1 | 42541 | 109 | 391.7 | 7.31 | 0.997 | 4937 | 73
P7BBFHAT | LSI Industries | INTERIOR | XLHB2 8 S LED HO 50 XX BLS | Indoor Luminaires | High-Bay | High-Bay Luminaires for Commercial and Industrial Buildings | Standard | FALSE | [9 empty] | 42467 |  |  | Yes |  | 3.1 | 42115 | 108 | 391.3 | 7.31 | 0.997 | 4937 | 73
P9K8RSTY | LSI Industries | INTERIOR | XLHB2 8 SDFL LED HO 50 XX BLS | Indoor Luminaires | High-Bay | High-Bay Luminaires for Commercial and Industrial Buildings | Standard | FALSE | [9 empty] | 42467 |  |  | Yes |  | 3.1 | 40573 | 104 | 390.6 | 7.31 | 0.997 | 4937 | 73
PCG3FQ8X | LSI Industries | INTERIOR | XLHB2 6 AL LED HO 50 XX BLS | Indoor Luminaires | High-Bay | High-Bay Luminaires for Commercial and Industrial Buildings | Standard | FALSE | [9 empty] | 42467 |  |  | Yes |  | 3.1 | 32915 | 113 | 290.9 | 7.31 | 0.997 | 4937 | 73
PBMGG811 | LSI Industries | INTERIOR | XLHB2 8 AL LED SS 50 XX BLS | Indoor Luminaires | High-Bay | High-Bay Luminaires for Commercial and Industrial Buildings | Standard | FALSE | [9 empty] | 42467 |  |  | Yes |  | 3.1 | 32719 | 119 | 275.7 | 7.31 | 0.997 | 4937 | 73
PDHEUA1Y | LSI Industries | INTERIOR | XLHB2 8 S LED SS 50 XX BLS | Indoor Luminaires | High-Bay | High-Bay Luminaires for Commercial and Industrial Buildings | Standard | FALSE | [9 empty] | 42467 |  |  | Yes |  | 3.1 | 32086 | 117 | 274.9 | 7.31 | 0.997 | 4937 | 73
P9HPA55E | LSI Industries | INTERIOR | XLHB2 6 S LED HO 50 XX BLS | Indoor Luminaires | High-Bay | High-Bay Luminaires for Commercial and Industrial Buildings | Standard | FALSE | [9 empty] | 42467 |  |  | Yes |  | 3.1 | 32012 | 110 | 291.6 | 7.31 | 0.997 | 4937 | 73
PY5NCWAU | LSI Industries | INTERIOR | XLHB2 8 SDFL LED SS 50 XX BLS | Indoor Luminaires | High-Bay | High-Bay Luminaires for Commercial and Industrial Buildings | Standard | FALSE | [9 empty] | 42467 |  |  | Yes |  | 3.1 | 31027 | 113 | 274.9 | 7.31 | 0.997 | 4937 | 73
PT46EEAP | LSI Industries | INTERIOR | XLHB2 6 SDFL LED HO 50 XX BLS | Indoor Luminaires | High-Bay | High-Bay Luminaires for Commercial and Industrial Buildings | Standard | FALSE | [9 empty] | 42467 |  |  | Yes |  | 3.1 | 30879 | 106 | 291.7 | 7.31 | 0.997 | 4937 | 73
PZ57YJ8D | LSI Industries | INTERIOR | XLHB2 6 AL LED SS 50 XX BLS | Indoor Luminaires | High-Bay | High-Bay Luminaires for Commercial and Industrial Buildings | Standard | FALSE | [9 empty] | 42467 |  |  | Yes |  | 3.1 | 25062 | 122 | 205.8 | 7.31 | 0.997 | 4937 | 73
P9W6YNXV | LSI Industries | INTERIOR | XLHB2 6 S LED SS 50 XX BLS | Indoor Luminaires | High-Bay | High-Bay Luminaires for Commercial and Industrial Buildings | Standard | FALSE | [9 empty] | 42467 |  |  | Yes |  | 3.1 | 24378 | 118 | 207.1 | 7.31 | 0.997 | 4937 | 73
PKRMC3MY | LSI Industries | INTERIOR | XLHB2 6 SDFL LED SS 50 XX BLS | Indoor Luminaires | High-Bay | High-Bay Luminaires for Commercial and Industrial Buildings | Standard | FALSE | [9 empty] | 42467 |  |  | Yes |  | 3.1 | 23509 | 113 | 207.2 | 7.31 | 0.997 | 4937 | 73
PY5T8QNW | LSI Industries | INTERIOR | XLHB2 4 S LED HO 50 XX BLS | Indoor Luminaires | High-Bay | High-Bay Luminaires for Commercial and Industrial Buildings | Standard | FALSE | [9 empty] | 42467 |  |  | Yes |  | 3.1 | 22286 | 114 | 194.7 | 7.31 | 0.997 | 4937 | 73
P82AFVJP | LSI Industries | INTERIOR | XLHB2 4 AL LED HO 50 XX BLS | Indoor Luminaires | High-Bay | High-Bay Luminaires for Commercial and Industrial Buildings | Standard | FALSE | [9 empty] | 42467 |  |  | Yes |  | 3.1 | 21839 | 112 | 195.5 | 7.31 | 0.997 | 4937 | 73
P816JS1E | LSI Industries | INTERIOR | XLHB2 4 SDFL LED HO 50 XX BLS | Indoor Luminaires | High-Bay | High-Bay Luminaires for Commercial and Industrial Buildings | Standard | FALSE | [9 empty] | 42467 |  |  | Yes |  | 3.1 | 21651 | 111 | 195 | 7.31 | 0.997 | 4937 | 73
P24DEJK6 | LSI Industries | INTERIOR | XLHB2 4 S LED SS 50 XX BLS | Indoor Luminaires | High-Bay | High-Bay Luminaires for Commercial and Industrial Buildings | Standard | FALSE | [9 empty] | 42467 |  |  | Yes |  | 3.1 | 16918 | 123 | 138 | 7.31 | 0.997 | 4937 | 73
P48NW4JF | LSI Industries | INTERIOR | XLHB2 4 SDFL LED SS 50 XX BLS | Indoor Luminaires | High-Bay | High-Bay Luminaires for Commercial and Industrial Buildings | Standard | FALSE | [9 empty] | 42467 |  |  | Yes |  | 3.1 | 16522 | 120 | 138 | 7.31 | 0.997 | 4937 | 73
PKQC7BXM | LSI Industries | INTERIOR | XLHB2 4 AL LED SS 50 XX BLS | Indoor Luminaires | High-Bay | High-Bay Luminaires for Commercial and Industrial Buildings | Standard | FALSE | [9 empty] | 42467 |  |  | Yes |  | 3.1 | 16506 | 120 | 137.4 | 7.31 | 0.997 | 4937 | 73
P55VBF99 | LSI Industries | INTERIOR | XLHB2 2 S LED HO 50 XX BLS | Indoor Luminaires | High-Bay | High-Bay Luminaires for Commercial and Industrial Buildings | Standard | FALSE | [9 empty] | 42467 |  |  | Yes |  | 3.1 | 11360 | 117 | 97.4 | 7.31 | 0.997 | 4937 | 73
PTBVND5H | LSI Industries | INTERIOR | XLHB2 2 SDFL LED HO 50 XX BLS | Indoor Luminaires | High-Bay | High-Bay Luminaires for Commercial and Industrial Buildings | Standard | FALSE | [9 empty] | 42467 |  |  | Yes |  | 3.1 | 11139 | 114 | 97.4 | 7.31 | 0.997 | 4937 | 73
PNNYNH88 | LSI Industries | INTERIOR | XLHB2 2 AL LED HO 50 XX BLS | Indoor Luminaires | High-Bay | High-Bay Luminaires for Commercial and Industrial Buildings | Standard | FALSE | [9 empty] | 42467 |  |  | Yes |  | 3.1 | 11092 | 116 | 95.9 | 7.31 | 0.997 | 4937 | 73
PSW479TV | LSI Industries | INTERIOR | XLHB2 2 S LED SS 50 XX BLS | Indoor Luminaires | High-Bay | High-Bay Luminaires for Commercial and Industrial Buildings | Standard | FALSE | [9 empty] | 42467 |  |  | Yes |  | 3.1 | 8570 | 126 | 67.9 | 7.31 | 0.997 | 4937 | 73
P6HGVBRG | LSI Industries | INTERIOR | XLHB2 2 SDFL LED SS 50 XX BLS | Indoor Luminaires | High-Bay | High-Bay Luminaires for Commercial and Industrial Buildings | Standard | FALSE | [9 empty] | 42467 |  |  | Yes |  | 3.1 | 8404 | 124 | 68 | 7.31 | 0.997 | 4937 | 73
PX3UGBVM | LSI Industries | INTERIOR | XLHB2 2 AL LED SS 50 XX BLS | Indoor Luminaires | High-Bay | High-Bay Luminaires for Commercial and Industrial Buildings | Standard | FALSE | [9 empty] | 42467 |  |  | Yes |  | 3.1 | 8268 | 122 | 67.6 | 7.31 | 0.997 | 4937 | 73
P2VVSFY5 | LSI Industries | INTERIOR | XLHB2 8 AL LED HO 50 XX | Indoor Luminaires | High-Bay | High-Bay Luminaires for Commercial and Industrial Buildings | Standard | FALSE | [9 empty] | 42467 |  |  | Yes |  | 3.1 | 42541 | 109 | 391.7 | 7.31 | 0.997 | 4937 | 73
PH1E8BA4 | LSI Industries | INTERIOR | XLHB2 8 S LED HO 50 XX | Indoor Luminaires | High-Bay | High-Bay Luminaires for Commercial and Industrial Buildings | Standard | FALSE | [9 empty] | 42467 |  |  | Yes |  | 3.1 | 42115 | 108 | 391.3 | 7.31 | 0.997 | 4937 | 73
PPXM55D1 | LSI Industries | INTERIOR | XLHB2 8 SDFL LED HO 50 XX | Indoor Luminaires | High-Bay | High-Bay Luminaires for Commercial and Industrial Buildings | Standard | FALSE | [9 empty] | 42467 |  |  | Yes |  | 3.1 | 40573 | 104 | 390.6 | 7.31 | 0.997 | 4937 | 73
PREJHVA8 | LSI Industries | INTERIOR | XLHB2 6 AL LED HO 50 XX | Indoor Luminaires | High-Bay | High-Bay Luminaires for Commercial and Industrial Buildings | Standard | FALSE | [9 empty] | 42467 |  |  | Yes |  | 3.1 | 32915 | 113 | 290.9 | 7.31 | 0.997 | 4937 | 73
P7K2GSPG | LSI Industries | INTERIOR | XLHB2 8 AL LED SS 50 XX | Indoor Luminaires | High-Bay | High-Bay Luminaires for Commercial and Industrial Buildings | Standard | FALSE | [9 empty] | 42467 |  |  | Yes |  | 3.1 | 32719 | 119 | 275.7 | 7.31 | 0.997 | 4937 | 73
PU48MXUR | LSI Industries | INTERIOR | XLHB2 8 S LED SS 50 XX | Indoor Luminaires | High-Bay | High-Bay Luminaires for Commercial and Industrial Buildings | Standard | FALSE | [9 empty] | 42467 |  |  | Yes |  | 3.1 | 32086 | 117 | 274.9 | 7.31 | 0.997 | 4937 | 73
PBRZGE8B | LSI Industries | INTERIOR | XLHB2 6 S LED HO 50 XX | Indoor Luminaires | High-Bay | High-Bay Luminaires for Commercial and Industrial Buildings | Standard | FALSE | [9 empty] | 42467 |  |  | Yes |  | 3.1 | 32012 | 110 | 291.6 | 7.31 | 0.997 | 4937 | 73
PFN6QMJY | LSI Industries | INTERIOR | XLHB2 8 SDFL LED SS 50 XX | Indoor Luminaires | High-Bay | High-Bay Luminaires for Commercial and Industrial Buildings | Standard | FALSE | [9 empty] | 42467 |  |  | Yes |  | 3.1 | 31027 | 113 | 274.9 | 7.31 | 0.997 | 4937 | 73
PREYSERS | LSI Industries | INTERIOR | XLHB2 6 SDFL LED HO 50 XX | Indoor Luminaires | High-Bay | High-Bay Luminaires for Commercial and Industrial Buildings | Standard | FALSE | [9 empty] | 42467 |  |  | Yes |  | 3.1 | 30879 | 106 | 291.7 | 7.31 | 0.997 | 4937 | 73
P46N4MFM | LSI Industries | INTERIOR | XLHB2 6 AL LED SS 50 XX | Indoor Luminaires | High-Bay | High-Bay Luminaires for Commercial and Industrial Buildings | Standard | FALSE | [9 empty] | 42467 |  |  | Yes |  | 3.1 | 25062 | 122 | 205.8 | 7.31 | 0.997 | 4937 | 73
PEVD817J | LSI Industries | INTERIOR | XLHB2 6 S LED SS 50 XX | Indoor Luminaires | High-Bay | High-Bay Luminaires for Commercial and Industrial Buildings | Standard | FALSE | [9 empty] | 42467 |  |  | Yes | Updated 2/22/17; | 3.1 | 24378 | 118 | 207.1 | 7.31 | 0.997 | 4937 | 73
PFFTSZ96 | LSI Industries | INTERIOR | XLHB2 4 S LED HO 50 XX | Indoor Luminaires | High-Bay | High-Bay Luminaires for Commercial and Industrial Buildings | Standard | FALSE | [9 empty] | 42467 |  |  | Yes |  | 3.1 | 22286 | 114 | 194.7 | 7.31 | 0.997 | 4937 | 73
PMKP4BS7 | LSI Industries | INTERIOR | XLHB2 4 AL LED HO 50 XX | Indoor Luminaires | High-Bay | High-Bay Luminaires for Commercial and Industrial Buildings | Standard | FALSE | [9 empty] | 42467 |  |  | Yes |  | 3.1 | 21839 | 112 | 195.5 | 7.31 | 0.997 | 4937 | 73
PRNUEUQ1 | LSI Industries | INTERIOR | XLHB2 4 SDFL LED HO 50 XX | Indoor Luminaires | High-Bay | High-Bay Luminaires for Commercial and Industrial Buildings | Standard | FALSE | [9 empty] | 42467 |  |  | Yes |  | 3.1 | 21651 | 111 | 195 | 7.31 | 0.997 | 4937 | 73
PZ2KEH8Y | LSI Industries | INTERIOR | XLHB2 4 S LED SS 50 XX | Indoor Luminaires | High-Bay | High-Bay Luminaires for Commercial and Industrial Buildings | Standard | FALSE | [9 empty] | 42467 |  |  | Yes |  | 3.1 | 16918 | 123 | 138 | 7.31 | 0.997 | 4937 | 73
PP2HPDG8 | LSI Industries | INTERIOR | XLHB2 4 SDFL LED SS 50 XX | Indoor Luminaires | High-Bay | High-Bay Luminaires for Commercial and Industrial Buildings | Standard | FALSE | [9 empty] | 42467 |  |  | Yes |  | 3.1 | 16522 | 120 | 138 | 7.31 | 0.997 | 4937 | 73
P97B39QE | LSI Industries | INTERIOR | XLHB2 4 AL LED SS 50 XX | Indoor Luminaires | High-Bay | High-Bay Luminaires for Commercial and Industrial Buildings | Standard | FALSE | [9 empty] | 42467 |  |  | Yes |  | 3.1 | 16506 | 120 | 137.4 | 7.31 | 0.997 | 4937 | 73
PF2V1ESY | LSI Industries | INTERIOR | XLHB2 2 S LED HO 50 XX | Indoor Luminaires | High-Bay | High-Bay Luminaires for Commercial and Industrial Buildings | Standard | FALSE | [9 empty] | 42467 |  |  | Yes |  | 3.1 | 11360 | 117 | 97.4 | 7.31 | 0.997 | 4937 | 73
P2E9K8EZ | LSI Industries | INTERIOR | XLHB2 2 SDFL LED HO 50 XX | Indoor Luminaires | High-Bay | High-Bay Luminaires for Commercial and Industrial Buildings | Standard | FALSE | [9 empty] | 42467 |  |  | Yes |  | 3.1 | 11139 | 114 | 97.4 | 7.31 | 0.997 | 4937 | 73
PJ5M18JZ | LSI Industries | INTERIOR | XLHB2 2 AL LED HO 50 XX | Indoor Luminaires | High-Bay | High-Bay Luminaires for Commercial and Industrial Buildings | Standard | FALSE | [9 empty] | 42467 |  |  | Yes |  | 3.1 | 11092 | 116 | 95.9 | 7.31 | 0.997 | 4937 | 73
P774BAP1 | LSI Industries | INTERIOR | XLHB2 2 S LED SS 50 XX | Indoor Luminaires | High-Bay | High-Bay Luminaires for Commercial and Industrial Buildings | Standard | FALSE | [9 empty] | 42467 |  |  | Yes |  | 3.1 | 8570 | 126 | 67.9 | 7.31 | 0.997 | 4937 | 73
P5GZ2CYJ | LSI Industries | INTERIOR | XLHB2 2 SDFL LED SS 50 XX | Indoor Luminaires | High-Bay | High-Bay Luminaires for Commercial and Industrial Buildings | Standard | FALSE | [9 empty] | 42467 |  |  | Yes |  | 3.1 | 8404 | 124 | 68 | 7.31 | 0.997 | 4937 | 73
PZSZET18 | LSI Industries | INTERIOR | XLHB2 2 AL LED SS 50 XX | Indoor Luminaires | High-Bay | High-Bay Luminaires for Commercial and Industrial Buildings | Standard | FALSE | [9 empty] | 42467 |  |  | Yes |  | 3.1 | 8268 | 122 | 67.6 | 7.31 | 0.997 | 4937 | 73
PPY4FTQ5 | LSI Industries | INTERIOR | XLHB2 8 AL LED HO 40 XX BLS | Indoor Luminaires | High-Bay | High-Bay Luminaires for Commercial and Industrial Buildings | Standard | FALSE | [9 empty] | 42467 |  |  | Yes |  | 3.1 | 42452 | 109 | 390.6 | 5.95 | 0.998 | 4134 | 85
PY4CRAXD | LSI Industries | INTERIOR | XLHB2 8 S LED HO 40 XX BLS | Indoor Luminaires | High-Bay | High-Bay Luminaires for Commercial and Industrial Buildings | Standard | FALSE | [9 empty] | 42467 |  |  | Yes |  | 3.1 | 40744 | 104 | 390.6 | 5.95 | 0.998 | 4134 | 85
PFEPMCB7 | LSI Industries | INTERIOR | XLHB2 8 SDFL LED HO 40 XX BLS | Indoor Luminaires | High-Bay | High-Bay Luminaires for Commercial and Industrial Buildings | Standard | FALSE | [9 empty] | 42467 |  |  | Yes |  | 3.1 | 37550 | 96 | 389.2 | 5.95 | 0.998 | 4134 | 85
P57P3PXT | LSI Industries | INTERIOR | XLHB2 6 AL LED HO 40 XX BLS | Indoor Luminaires | High-Bay | High-Bay Luminaires for Commercial and Industrial Buildings | Standard | FALSE | [9 empty] | 42467 |  |  | Yes |  | 3.1 | 31496 | 104 | 303.2 | 5.95 | 0.998 | 4134 | 85
PK1CFKNM | LSI Industries | INTERIOR | XLHB2 6 S LED HO 40 XX BLS | Indoor Luminaires | High-Bay | High-Bay Luminaires for Commercial and Industrial Buildings | Standard | FALSE | [9 empty] | 42467 |  |  | Yes |  | 3.1 | 29941 | 99 | 302.5 | 5.95 | 0.998 | 4134 | 85
PG869GPK | LSI Industries | INTERIOR | XLHB2 4 AL LED HO 40 XX BLS | Indoor Luminaires | High-Bay | High-Bay Luminaires for Commercial and Industrial Buildings | Standard | FALSE | [9 empty] | 42467 |  |  | Yes |  | 3.1 | 21087 | 107 | 196.6 | 5.95 | 0.998 | 4134 | 85
PUCRD88A | LSI Industries | INTERIOR | XLHB2 4 S LED HO 40 XX BLS | Indoor Luminaires | High-Bay | High-Bay Luminaires for Commercial and Industrial Buildings | Standard | FALSE | [9 empty] | 42467 |  |  | Yes |  | 3.1 | 20279 | 103 | 193.6 | 5.95 | 0.998 | 4134 | 85
PUG3RF25 | LSI Industries | INTERIOR | XLHB2 2 AL LED HO 40 XX BLS | Indoor Luminaires | High-Bay | High-Bay Luminaires for Commercial and Industrial Buildings | Standard | FALSE | [9 empty] | 42467 |  |  | Yes |  | 3.1 | 10635 | 110 | 96.5 | 5.95 | 0.998 | 4134 | 85
PYK38BY5 | LSI Industries | INTERIOR | XLHB2 2 S LED HO 40 XX BLS | Indoor Luminaires | High-Bay | High-Bay Luminaires for Commercial and Industrial Buildings | Standard | FALSE | [9 empty] | 42467 |  |  | Yes |  | 3.1 | 10547 | 109 | 96.5 | 5.95 | 0.998 | 4134 | 85
PP49YTSV | LSI Industries | INTERIOR | XLHB2 8 AL LED HO 40 XX | Indoor Luminaires | High-Bay | High-Bay Luminaires for Commercial and Industrial Buildings | Standard | FALSE | [9 empty] | 42467 |  |  | Yes |  | 3.1 | 42452 | 109 | 390.6 | 5.95 | 0.998 | 4134 | 85
PVVDCNA9 | LSI Industries | INTERIOR | XLHB2 8 S LED HO 40 XX | Indoor Luminaires | High-Bay | High-Bay Luminaires for Commercial and Industrial Buildings | Standard | FALSE | [9 empty] | 42467 |  |  | Yes |  | 3.1 | 40744 | 104 | 390.6 | 5.95 | 0.998 | 4134 | 85
PU6TUV5Y | LSI Industries | INTERIOR | XLHB2 8 SDFL LED HO 40 XX | Indoor Luminaires | High-Bay | High-Bay Luminaires for Commercial and Industrial Buildings | Standard | FALSE | [9 empty] | 42467 |  |  | Yes |  | 3.1 | 37550 | 96 | 389.2 | 5.95 | 0.998 | 4134 | 85
PGY846DD | LSI Industries | INTERIOR | XLHB2 6 AL LED HO 40 XX | Indoor Luminaires | High-Bay | High-Bay Luminaires for Commercial and Industrial Buildings | Standard | FALSE | [9 empty] | 42467 |  |  | Yes |  | 3.1 | 31496 | 104 | 303.2 | 5.95 | 0.998 | 4134 | 85
PVXH9UNW | LSI Industries | INTERIOR | XLHB2 6 S LED HO 40 XX | Indoor Luminaires | High-Bay | Low-Bay Luminaires for Commercial and Industrial Buildings | Standard | FALSE | [9 empty] | 42467 |  |  | Yes |  | 3.1 | 29941 | 99 | 302.5 | 5.95 | 0.998 | 4134 | 85
PJHNZ133 | LSI Industries | INTERIOR | XLHB2 4 AL LED HO 40 XX | Indoor Luminaires | High-Bay | High-Bay Luminaires for Commercial and Industrial Buildings | Standard | FALSE | [9 empty] | 42467 |  |  | Yes |  | 3.1 | 21087 | 107 | 196.6 | 5.95 | 0.998 | 4134 | 85
PUBF6JJ1 | LSI Industries | INTERIOR | XLHB2 4 S LED HO 40 XX | Indoor Luminaires | High-Bay | High-Bay Luminaires for Commercial and Industrial Buildings | Standard | FALSE | [9 empty] | 42467 |  |  | Yes |  | 3.1 | 20279 | 103 | 193.6 | 5.95 | 0.998 | 4134 | 85
PYD3NT7D | LSI Industries | INTERIOR | XLHB2 2 AL LED HO 40 XX | Indoor Luminaires | High-Bay | High-Bay Luminaires for Commercial and Industrial Buildings | Standard | FALSE | [9 empty] | 42467 |  |  | Yes |  | 3.1 | 10635 | 110 | 96.5 | 5.95 | 0.998 | 4134 | 85
P5F8EK31 | LSI Industries | INTERIOR | XLHB2 8 AL LED SS 40 XX BLS | Indoor Luminaires | High-Bay | High-Bay Luminaires for Commercial and Industrial Buildings | Standard | FALSE | [9 empty] | 42467 |  |  | Yes |  | 3.1 | 32220 | 118 | 273.3 | 3.76 | 0.996 | 4106 | 85
P4SXUB1S | LSI Industries | INTERIOR | XLHB2 8 S LED SS 40 XX BLS | Indoor Luminaires | High-Bay | High-Bay Luminaires for Commercial and Industrial Buildings | Standard | FALSE | [9 empty] | 42467 |  |  | Yes |  | 3.1 | 30878 | 113 | 273.3 | 3.76 | 0.996 | 4106 | 85
PJQV17C1 | LSI Industries | INTERIOR | XLHB2 8 SDFL LED SS 40 XX BLS | Indoor Luminaires | High-Bay | High-Bay Luminaires for Commercial and Industrial Buildings | Standard | FALSE | [9 empty] | 42467 |  |  | Yes |  | 3.1 | 28667 | 105 | 273.3 | 3.76 | 0.996 | 4106 | 85
PBRPVK25 | LSI Industries | INTERIOR | XLHB2 6 AL LED SS 40 XX BLS | Indoor Luminaires | High-Bay | High-Bay Luminaires for Commercial and Industrial Buildings | Standard | FALSE | [9 empty] | 42467 |  |  | Yes |  | 3.1 | 23547 | 112 | 211.1 | 3.76 | 0.996 | 4106 | 85
PGYEWX2N | LSI Industries | INTERIOR | XLHB2 6 S LED SS 40 XX BLS | Indoor Luminaires | High-Bay | High-Bay Luminaires for Commercial and Industrial Buildings | Standard | FALSE | [9 empty] | 42467 |  |  | Yes |  | 3.1 | 22506 | 107 | 211.1 | 3.76 | 0.996 | 4106 | 85
PG6WVXNZ | LSI Industries | INTERIOR | XLHB2 4 AL LED SS 40 XX BLS | Indoor Luminaires | High-Bay | High-Bay Luminaires for Commercial and Industrial Buildings | Standard | FALSE | [9 empty] | 42467 |  |  | Yes |  | 3.1 | 16012 | 116 | 138.5 | 3.76 | 0.996 | 4106 | 85
PY1PHRQ5 | LSI Industries | INTERIOR | XLHB2 4S LED SS 40 XX BLS | Indoor Luminaires | High-Bay | High-Bay Luminaires for Commercial and Industrial Buildings | Standard | FALSE | [9 empty] | 42467 |  |  | Yes |  | 3.1 | 15402 | 111 | 138.5 | 3.76 | 0.996 | 4106 | 85
PAAGSUFF | LSI Industries | INTERIOR | XLHB2 2 AL LED SS 40 XX BLS | Indoor Luminaires | High-Bay | High-Bay Luminaires for Commercial and Industrial Buildings | Standard | FALSE | [9 empty] | 42467 |  |  | Yes |  | 3.1 | 7982 | 116 | 69.1 | 3.76 | 0.996 | 4106 | 85
P5QJMKRF | LSI Industries | INTERIOR | XLHB2 2 S LED SS 40 XX BLS | Indoor Luminaires | High-Bay | High-Bay Luminaires for Commercial and Industrial Buildings | Standard | FALSE | [9 empty] | 42467 |  |  | Yes |  | 3.1 | 7786 | 115 | 67.5 | 3.76 | 0.996 | 4106 | 85
P69HZHAG | LSI Industries | INTERIOR | XLHB2 2 SDFL LED SS 40 XX BLS | Indoor Luminaires | High-Bay | High-Bay Luminaires for Commercial and Industrial Buildings | Standard | FALSE | [9 empty] | 42467 |  |  | Yes |  | 3.1 | 6256 | 93 | 67.5 | 3.76 | 0.996 | 4106 | 85
PZSY2GM3 | LSI Industries | INTERIOR | XLHB2 8 AL LED SS 40 XX | Indoor Luminaires | High-Bay | High-Bay Luminaires for Commercial and Industrial Buildings | Standard | FALSE | [9 empty] | 42467 |  |  | Yes |  | 3.1 | 32220 | 118 | 273.3 | 3.76 | 0.996 | 4106 | 85
PWGEAB2Y | LSI Industries | INTERIOR | XLHB2 8 S LED SS 40 XX | Indoor Luminaires | High-Bay | High-Bay Luminaires for Commercial and Industrial Buildings | Standard | FALSE | [9 empty] | 42467 |  |  | Yes |  | 3.1 | 30878 | 113 | 273.3 | 3.76 | 0.996 | 4106 | 85
PFSUHWBK | LSI Industries | INTERIOR | XLHB2 8 SDFL LED SS 40 XX | Indoor Luminaires | High-Bay | High-Bay Luminaires for Commercial and Industrial Buildings | Standard | FALSE | [9 empty] | 42467 |  |  | Yes |  | 3.1 | 28667 | 105 | 273.3 | 3.76 | 0.996 | 4106 | 85
PNQU6JSS | LSI Industries | INTERIOR | XLHB2 6 AL LED SS 40 XX | Indoor Luminaires | High-Bay | High-Bay Luminaires for Commercial and Industrial Buildings | Standard | FALSE | [9 empty] | 42467 |  |  | Yes |  | 3.1 | 23547 | 112 | 211.1 | 3.76 | 0.996 | 4106 | 85
PZMPNE47 | LSI Industries | INTERIOR | XLHB2 6 S LED SS 40 XX | Indoor Luminaires | High-Bay | High-Bay Luminaires for Commercial and Industrial Buildings | Standard | FALSE | [9 empty] | 42467 |  |  | Yes |  | 3.1 | 22506 | 107 | 211.1 | 3.76 | 0.996 | 4106 | 85
PS9EC76V | LSI Industries | INTERIOR | XLHB2 4 AL LED SS 40 XX | Indoor Luminaires | High-Bay | High-Bay Luminaires for Commercial and Industrial Buildings | Standard | FALSE | [9 empty] | 42467 |  |  | Yes |  | 3.1 | 16012 | 116 | 138.5 | 3.76 | 0.996 | 4106 | 85
PQGTZFUP | LSI Industries | INTERIOR | XLHB2 4 S LED SS 40 XX | Indoor Luminaires | High-Bay | High-Bay Luminaires for Commercial and Industrial Buildings | Standard | FALSE | [9 empty] | 42467 |  |  | Yes |  | 3.1 | 15402 | 111 | 138.5 | 3.76 | 0.996 | 4106 | 85
P5Y264XA | LSI Industries | INTERIOR | XLHB2 2 AL LED SS 40 XX | Indoor Luminaires | High-Bay | High-Bay Luminaires for Commercial and Industrial Buildings | Standard | FALSE | [9 empty] | 42467 |  |  | Yes |  | 3.1 | 7982 | 116 | 69.1 | 3.76 | 0.996 | 4106 | 85
P6C4CBRR | LSI Industries | INTERIOR | XLHB2 2 S LED SS 40 XX | Indoor Luminaires | High-Bay | High-Bay Luminaires for Commercial and Industrial Buildings | Standard | FALSE | [9 empty] | 42467 |  |  | Yes |  | 3.1 | 7786 | 115 | 67.5 | 3.76 | 0.996 | 4106 | 85
P6D7WKMB | GLOBAL TECH LED | Gemini High Bay | GTL-HB-G16-112-MH-SV-GR-25D | Indoor Luminaires | High-Bay | High-Bay Luminaires for Commercial and Industrial Buildings | Standard | FALSE | [9 empty] | 42467 |  |  | No |  | 3.1 | 22062 | 87.9 | 251.13 | 16.2 | 0.942 | 5000 | 73.9
PT2QHYE2 | GLOBAL TECH LED | Gemini High Bay | GTL-HB-G16-112-MH-SV-GR-75D | Indoor Luminaires | High-Bay | High-Bay Luminaires for Commercial and Industrial Buildings | Standard | FALSE | [9 empty] | 42467 |  |  | No |  | 3.1 | 21680 | 86.1 | 251.8 | 16.2 | 0.942 | 5000 | 73.9
P5VUZMC8 | GLOBAL TECH LED | Gemini High Bay | GTL-HB-G16-112-MH-SV-GR-50D | Indoor Luminaires | High-Bay | High-Bay Luminaires for Commercial and Industrial Buildings | Standard | FALSE | [9 empty] | 42467 |  |  | No |  | 3.1 | 21570 | 85.9 | 251.13 | 16.2 | 0.942 | 5000 | 73.9
PQK1DTRT | GLOBAL TECH LED | Gemini High Bay | GTL-HB-G16-112-MH-SV-BL-25D | Indoor Luminaires | High-Bay | High-Bay Luminaires for Commercial and Industrial Buildings | Standard | FALSE | [9 empty] | 42467 |  |  | No |  | 3.1 | 20190 | 80.3 | 251.5 | 16.2 | 0.942 | 4000 | 81
P3YZE3UF | GLOBAL TECH LED | Gemini High Bay | GTL-HB-G16-112-MH-SV-BL-75D | Indoor Luminaires | High-Bay | High-Bay Luminaires for Commercial and Industrial Buildings | Standard | FALSE | [9 empty] | 42467 |  |  | No |  | 3.1 | 19840 | 79.3 | 250.7 | 16.2 | 0.942 | 4000 | 81
P1U3Q8D9 | Envoy Lighting Inc. | Envoy Lighting | ELEDHB110-4K-MV | Indoor Luminaires | High-Bay | High-Bay Luminaires for Commercial and Industrial Buildings | Premium | TRUE | 12990.16 | 124.15 | 104.63 | 7.6 | 0.977 | 3980 | 83.6 | 5 | 90000 | 42466 |  |  | No |  | 3.1 | 14300 | 130 | 110 | 20 | 0.9 | 4000 | 80
P99VBWM8 | Envoy Lighting Inc. | Envoy Lighting | ELEDHB220-4K-MV | Indoor Luminaires | High-Bay | High-Bay Luminaires for Commercial and Industrial Buildings | Premium | TRUE | 26036.27 | 124.76 | 208.69 | 8 | 0.976 | 4010 | 83.7 | 5 | 90000 | 42466 |  |  | No |  | 3.1 | 28600 | 130 | 220 | 20 | 0.9 | 4000 | 80
PNYXD841 | Envoy Lighting Inc. | Envoy Lighting | ELEDHB165-4K-MV | Indoor Luminaires | High-Bay | High-Bay Luminaires for Commercial and Industrial Buildings | Premium | TRUE | 19446.51 | 124.87 | 155.74 | 7.69 | 0.975 | 4006 | 83.6 | 5 | 90000 | 42466 |  |  | No |  | 3.1 | 21450 | 130 | 165 | 20 | 0.9 | 4000 | 80
PF1FWEMW | Aleo Lighting Inc. | aleo | SLB2-160/840/F | Indoor Luminaires | High-Bay | High-Bay Luminaires for Commercial and Industrial Buildings | Premium | TRUE | 18520 | 116.7 | 158.7 | 8.8 | 0.972 | 4121 | 84 | 5 | 50000 | 42466 |  |  | No |  | 3.1 | 19246.2 | 120.3 | 160 | 8.8 | 0.972 | 4000 | 80
PDVH8Z42 | Aleo Lighting Inc. | aleo | SLB4-320/840/F | Indoor Luminaires | High-Bay | High-Bay Luminaires for Commercial and Industrial Buildings | Premium | TRUE | 37301 | 116.8 | 319.2 | 8.6 | 0.971 | 4189 | 84 | 5 | 50000 | 42466 |  |  | No |  | 3.1 | 38558.4 | 120.5 | 320 | 8.6 | 0.971 | 4000 | 80
PE487F11 | Aleo Lighting Inc. | aleo | SLB4-220/840/F | Indoor Luminaires | High-Bay | High-Bay Luminaires for Commercial and Industrial Buildings | Premium | TRUE | 25161 | 117.1 | 214.9 | 9.2 | 0.969 | 4197 | 84 | 5 | 50000 | 42466 |  |  | No |  | 3.1 | 26665.4 | 121.2 | 220 | 9.2 | 0.969 | 4000 | 80
P6KH4FGW | Aleo Lighting Inc. | aleo | SLB2-110/840/F | Indoor Luminaires | High-Bay | High-Bay Luminaires for Commercial and Industrial Buildings | Premium | TRUE | 12282 | 115.2 | 106.6 | 15.2 | 0.963 | 4092 | 84 | 5 | 50000 | 42466 |  |  | No |  | 3.1 | 13061.6 | 118.7 | 110 | 15.2 | 0.963 | 4000 | 80
PT7MT8T7 | Shenzhen Hipower Optoelectronic Co. Ltd | LED VISION | SPC100-HL7-DW-60 | Indoor Luminaires | High-Bay | Low-Bay Luminaires for Commercial and Industrial Buildings | Standard | TRUE | 8354.8 | 83.56 | 99.98 | 9.76 | 0.9605 | 4863 | 75.3 | 5 | 50000 | 42466 |  |  | No |  | 3.1 | 8300 | 83 | 100 | 20 | 0.9605 | 5000 | 70
PTDK4VD5 | Aleo Lighting Inc. | aleo | LLS-8H/835 | Indoor Luminaires | High-Bay | Low-Bay Luminaires for Commercial and Industrial Buildings | Premium | TRUE | 7573.9 | 113.21 | 66.9 | 4.95 | 0.942 | 3492 | 83.9 | 5 | 50000 | 42466 |  |  | No |  | 3.1 | 7600 | 113 | 67 | 20 | 0.997 | 3500 | 83
PCW7XKKY | Aleo Lighting Inc. | aleo | LLS-8L/835 | Indoor Luminaires | High-Bay | Low-Bay Luminaires for Commercial and Industrial Buildings | Premium | TRUE | 4655.01 | 116.38 | 40 | 5.27 | 0.925 | 3485 | 84 | 5 | 50000 | 42466 |  |  | No |  | 3.1 | 4550 | 114 | 40 | 20 | 0.996 | 3500 | 83
PMDZTRWF | Envoy Lighting Inc. | Envoy Lighting | ELEDHB220-5K-MV | Indoor Luminaires | High-Bay | High-Bay Luminaires for Commercial and Industrial Buildings | Premium | FALSE | [9 empty] | 42466 |  |  | No |  | 3.1 | 29370 | 133.5 | 220 | 20 | 0.9 | 5000 | 80
PFFV5Q1U | Envoy Lighting Inc. | Envoy Lighting | ELEDHB165-5K-MV | Indoor Luminaires | High-Bay | High-Bay Luminaires for Commercial and Industrial Buildings | Premium | FALSE | [9 empty] | 42466 |  |  | No |  | 3.1 | 22020 | 133.5 | 165 | 20 | 0.9 | 5000 | 80
PGAZ683W | Envoy Lighting Inc. | Envoy Lighting | ELEDHB110-5K-MV | Indoor Luminaires | High-Bay | High-Bay Luminaires for Commercial and Industrial Buildings | Premium | FALSE | [9 empty] | 42466 |  |  | No |  | 3.1 | 14680 | 133.5 | 110 | 20 | 0.9 | 5000 | 80
P8GTZ1X2 | Shenzhen Hipower Optoelectronic Co. Ltd | LED VISION | SPC100-HL7-CW-60 | Indoor Luminaires | High-Bay | Low-Bay Luminaires for Commercial and Industrial Buildings | Standard | FALSE | [9 empty] | 42466 |  |  | No |  | 3.1 | 8500 | 85 | 100 | 20 | 0.9951 | 5700 | 70
PKVGTKZ6 | Shenzhen Hipower Optoelectronic Co. Ltd | LED VISION | SPC100-HL7-CW-D-60 | Indoor Luminaires | High-Bay | Low-Bay Luminaires for Commercial and Industrial Buildings | Standard | FALSE | [9 empty] | 42466 |  |  | Yes |  | 3.1 | 8500 | 85 | 100 | 20 | 0.9951 | 5700 | 70
PP4WJPEK | Shenzhen Hipower Optoelectronic Co. Ltd | LED VISION | SPC100-HL7-DW-D-60 | Indoor Luminaires | High-Bay | Low-Bay Luminaires for Commercial and Industrial Buildings | Standard | FALSE | [9 empty] | 42466 |  |  | Yes |  | 3.1 | 8300 | 83 | 100 | 20 | 0.9605 | 5000 | 70
PSFPTSEQ | Amled Technologies Inc | AMLED TECHNOLOGIES | HB220FCP40[BW]D | Indoor Luminaires | High-Bay | High-Bay Luminaires for Commercial and Industrial Buildings | Standard | FALSE | [9 empty] | 42466 | Dimmable | Continuous Below 10 | NotYetVerified |  | 3.1 | 27110 | 123 | 220.9 | 6.08 | 0.994 | 4100 | 83.8
PS3HFREP | Amled Technologies Inc | Amled | HB185FCP40[BW]D | Indoor Luminaires | High-Bay | High-Bay Luminaires for Commercial and Industrial Buildings | Standard | FALSE | [9 empty] | 42466 | Dimmable | Continuous Below 10 | NotYetVerified |  | 3.1 | 23710 | 128 | 185.7 | 6.78 | 0.993 | 4086 | 83.9
PGDHY19R | Amled Technologies Inc | AMLED TECHNOLOGIES | HB125DCP40[BW]D | Indoor Luminaires | High-Bay | High-Bay Luminaires for Commercial and Industrial Buildings | Standard | FALSE | [9 empty] | 42466 | Dimmable | Continuous Below 10 | NotYetVerified |  | 3.1 | 16130 | 128.1 | 125.9 | 8.12 | 0.993 | 4017 | 84.1
PHBXUSP5 | Aleo Lighting Inc. | aleo | SLB2-110/857/C | Indoor Luminaires | High-Bay | High-Bay Luminaires for Commercial and Industrial Buildings | Premium | FALSE | [9 empty] | 42466 | Dimmable | Continuous Below 10 | No |  | 3.1 | 14488.9 | 131.7 | 110 | 15.2 | 0.963 | 5700 | 80
PXVJ5RK3 | Aleo Lighting Inc. | aleo | SLB2-110/857/F | Indoor Luminaires | High-Bay | High-Bay Luminaires for Commercial and Industrial Buildings | Premium | FALSE | [9 empty] | 42466 | Dimmable | Continuous Below 10 | No |  | 3.1 | 13949.4 | 126.8 | 110 | 15.2 | 0.963 | 5700 | 80
PFFA79KD | Aleo Lighting Inc. | aleo | SLB4-220/857/C | Indoor Luminaires | High-Bay | High-Bay Luminaires for Commercial and Industrial Buildings | Premium | FALSE | [9 empty] | 42466 | Dimmable | Continuous Below 10 | No |  | 3.1 | 29235.1 | 132.9 | 220 | 9.2 | 0.969 | 5700 | 80
PQ6HAYCF | Aleo Lighting Inc. | aleo | SLB4-220/857/F | Indoor Luminaires | High-Bay | High-Bay Luminaires for Commercial and Industrial Buildings | Premium | FALSE | [9 empty] | 42466 | Dimmable | Continuous Below 10 | No |  | 3.1 | 26938.6 | 122.4 | 220 | 9.2 | 0.969 | 5700 | 80
PEJYGUBH | Aleo Lighting Inc. | aleo | SLB2-160/857/C | Indoor Luminaires | High-Bay | High-Bay Luminaires for Commercial and Industrial Buildings | Premium | FALSE | [9 empty] | 42466 | Dimmable | Continuous Below 10 | No |  | 3.1 | 20734 | 129.6 | 160 | 8.8 | 0.972 | 5700 | 80
PP6GD61N | Aleo Lighting Inc. | aleo | SLB2-160/857/F | Indoor Luminaires | High-Bay | High-Bay Luminaires for Commercial and Industrial Buildings | Premium | FALSE | [9 empty] | 42466 | Dimmable | Continuous Below 10 | No |  | 3.1 | 19458 | 121.6 | 160 | 8.8 | 0.972 | 5700 | 80
PSMS8728 | Aleo Lighting Inc. | aleo | SLB4-320/857/C | Indoor Luminaires | High-Bay | High-Bay Luminaires for Commercial and Industrial Buildings | Premium | FALSE | [9 empty] | 42466 | Dimmable | Continuous Below 10 | No |  | 3.1 | 41845.4 | 130.8 | 320 | 8.6 | 0.971 | 5700 | 80
P33CZ4UY | Aleo Lighting Inc. | aleo | SLB4-320/857/F | Indoor Luminaires | High-Bay | High-Bay Luminaires for Commercial and Industrial Buildings | Premium | FALSE | [9 empty] | 42466 | Dimmable | Continuous Below 10 | No |  | 3.1 | 39675.4 | 124 | 320 | 8.6 | 0.971 | 5700 | 80
PWUPNCCP | Aleo Lighting Inc. | aleo | LLS-8H/850 | Indoor Luminaires | High-Bay | Low-Bay Luminaires for Commercial and Industrial Buildings | Premium | FALSE | [9 empty] | 42466 | Dimmable | Continuous Below 10 | No |  | 3.1 | 7700 | 115 | 67 | 20 | 0.997 | 5000 | 83
PYQAQ8U8 | Aleo Lighting Inc. | aleo | LLS-8L/850 | Indoor Luminaires | High-Bay | Low-Bay Luminaires for Commercial and Industrial Buildings | Premium | FALSE | [9 empty] | 42466 | Dimmable | Continuous Below 10 | No |  | 3.1 | 4700 | 117 | 40 | 20 | 0.996 | 5000 | 83
PF3TSAST | Aleo Lighting Inc. | aleo | SLB2-110/850/C | Indoor Luminaires | High-Bay | High-Bay Luminaires for Commercial and Industrial Buildings | Premium | FALSE | [9 empty] | 42466 | Dimmable | Continuous Below 10 | No |  | 3.1 | 14080 | 128 | 110 | 15.2 | 0.963 | 5000 | 80
P8X3KPMG | Aleo Lighting Inc. | aleo | SLB2-110/850/F | Indoor Luminaires | High-Bay | High-Bay Luminaires for Commercial and Industrial Buildings | Premium | FALSE | [9 empty] | 42466 | Dimmable | Continuous Below 10 | No |  | 3.1 | 13750 | 125 | 110 | 15.2 | 0.963 | 5000 | 80
PMVY6JV7 | Aleo Lighting Inc. | aleo | SLB4-220/850/C | Indoor Luminaires | High-Bay | High-Bay Luminaires for Commercial and Industrial Buildings | Premium | FALSE | [9 empty] | 42466 | Dimmable | Continuous Below 10 | No |  | 3.1 | 27764 | 126.2 | 220 | 9.2 | 0.969 | 5000 | 80
PNSCXK5C | Aleo Lighting Inc. | aleo | SLB4-220/850/F | Indoor Luminaires | High-Bay | High-Bay Luminaires for Commercial and Industrial Buildings | Premium | FALSE | [9 empty] | 42466 | Dimmable | Continuous Below 10 | No |  | 3.1 | 26730 | 121.5 | 220 | 9.2 | 0.969 | 5000 | 80
PVTSAAHU | Aleo Lighting Inc. | aleo | SLB2-160/850/C | Indoor Luminaires | High-Bay | High-Bay Luminaires for Commercial and Industrial Buildings | Premium | FALSE | [9 empty] | 42466 | Dimmable | Continuous Below 10 | No |  | 3.1 | 20000 | 125 | 160 | 8.8 | 0.972 | 5000 | 80
PSPYBDB4 | Aleo Lighting Inc. | aleo | SLB2-160/850/F | Indoor Luminaires | High-Bay | High-Bay Luminaires for Commercial and Industrial Buildings | Premium | FALSE | [9 empty] | 42466 | Dimmable | Continuous Below 10 | No |  | 3.1 | 19280 | 120.5 | 160 | 8.8 | 0.972 | 5000 | 80
PZGG7RJ8 | Aleo Lighting Inc. | aleo | SLB4-320/850/C | Indoor Luminaires | High-Bay | High-Bay Luminaires for Commercial and Industrial Buildings | Premium | FALSE | [9 empty] | 42466 | Dimmable | Continuous Below 10 | No |  | 3.1 | 40960 | 128 | 320 | 8.6 | 0.971 | 5000 | 80
PJ27MG8N | Aleo Lighting Inc. | aleo | SLB4-320/850/F | Indoor Luminaires | High-Bay | High-Bay Luminaires for Commercial and Industrial Buildings | Premium | FALSE | [9 empty] | 42466 | Dimmable | Continuous Below 10 | No |  | 3.1 | 39360 | 123 | 320 | 8.6 | 0.971 | 5000 | 80
PS7PUEX7 | Aleo Lighting Inc. | aleo | LLS-8H/840 | Indoor Luminaires | High-Bay | Low-Bay Luminaires for Commercial and Industrial Buildings | Premium | FALSE | [9 empty] | 42466 | Dimmable | Continuous Below 10 | No |  | 3.1 | 7650 | 114 | 67 | 20 | 0.997 | 4000 | 83
P7EBFX61 | Aleo Lighting Inc. | aleo | LLS-8L/840 | Indoor Luminaires | High-Bay | Low-Bay Luminaires for Commercial and Industrial Buildings | Premium | FALSE | [9 empty] | 42466 | Dimmable | Continuous Below 10 | No |  | 3.1 | 4600 | 115 | 40 | 20 | 0.996 | 4000 | 83
PRRSTN2Y | Aleo Lighting Inc. | aleo | SLB2-110/840/C | Indoor Luminaires | High-Bay | High-Bay Luminaires for Commercial and Industrial Buildings | Premium | FALSE | [9 empty] | 42466 | Dimmable | Continuous Below 10 | No |  | 3.1 | 13811.1 | 125.6 | 110 | 15.2 | 0.963 | 4000 | 80
PDKKPDXT | Aleo Lighting Inc. | aleo | SLB4-220/840/C | Indoor Luminaires | High-Bay | High-Bay Luminaires for Commercial and Industrial Buildings | Premium | FALSE | [9 empty] | 42466 | Dimmable | Continuous Below 10 | No |  | 3.1 | 27348.9 | 124.3 | 220 | 9.2 | 0.969 | 4000 | 80
PC7NWBM6 | Aleo Lighting Inc. | aleo | SLB2-160/840/C | Indoor Luminaires | High-Bay | High-Bay Luminaires for Commercial and Industrial Buildings | Premium | FALSE | [9 empty] | 42466 | Dimmable | Continuous Below 10 | No |  | 3.1 | 19943.4 | 124.6 | 160 | 8.8 | 0.972 | 4000 | 80
P3AE4R7G | Aleo Lighting Inc. | aleo | SLB4-320/840/C | Indoor Luminaires | High-Bay | High-Bay Luminaires for Commercial and Industrial Buildings | Premium | FALSE | [9 empty] | 42466 | Dimmable | Continuous Below 10 | No |  | 3.1 | 40341.9 | 126.1 | 320 | 8.6 | 0.971 | 4000 | 80
P2GH6NSJ | ThinkLite LLC | ThinkLite | TLKIT-3-XL [3000K] | Indoor Retrofit Kit | High-Bay | Retrofit Kits for Low-Bay Luminaires for Commercial and Industrial Buildings | Standard | TRUE | 5097.9 | 78.42 | 65.01 | 10.34 | 0.976 | 3040 | 82.9 | 8 | 70000 | 42465 |  |  | No | X is a fixed letter | 3.1 | 5097.9 | 78.42 | 65 | 10 | 0.92 | 3000 | 83
PYE72FV1 | P.Q.L. Inc. | Superior LifeÂ® | 55208 | Indoor Luminaires | High-Bay | High-Bay Luminaires for Commercial and Industrial Buildings | Premium | TRUE | 18520 | 116.7 | 158.7 | 8.8 | 0.972 | 4121 | 84 | 5 | 50000 | 42465 |  |  | No |  | 3.1 | 19246.2 | 120.3 | 160 | 8.8 | 0.972 | 4000 | 80
PM58H6SX | P.Q.L. Inc. | Superior LifeÂ® | 55213 | Indoor Luminaires | High-Bay | High-Bay Luminaires for Commercial and Industrial Buildings | Premium | TRUE | 25161 | 117.1 | 214.9 | 9.2 | 0.969 | 4197 | 84 | 5 | 50000 | 42465 |  |  | No |  | 3.1 | 26665.4 | 121.2 | 220 | 9.2 | 0.969 | 4000 | 80
PYYFFBQF | P.Q.L. Inc. | Superior LifeÂ® | 55202 | Indoor Luminaires | High-Bay | High-Bay Luminaires for Commercial and Industrial Buildings | Premium | TRUE | 12282 | 115.2 | 106.6 | 15.2 | 0.963 | 4092 | 84 | 5 | 50000 | 42465 |  |  | No |  | 3.1 | 13061.6 | 118.7 | 110 | 15.2 | 0.963 | 4000 | 80
PQTUD45N | Core Industries Group | CIG | 2-25W4X | Indoor Luminaires | High-Bay | High-Bay Luminaires for Commercial and Industrial Buildings | Standard | TRUE | 25876 | 100.84 | 257.4 | 12.66 | 0.9456 | 3060 | 83.4 | 5 | 50000 | 42465 |  |  | No |  | 3.1 | 25956 | 100.84 | 257.4 | 12.66 | 0.9456 | 3000 | 83.4
PPJGZB76 | KRYPTON LIGHTING. LLC | Krypton Lighting | KL-SA-4-EXT-H-240-4K-WDL85 | Indoor Luminaires | High-Bay | High-Bay Luminaires for Commercial and Industrial Buildings | Standard | TRUE | 24440 | 100.62 | 242.9 | 12.5 | 0.937 | 4074 | 85.4 | 5 | 100000 | 42465 |  |  | Yes |  | 3.1 | 24440 | 99.6 | 242.9 | 12.5 | 0.937 | 4074 | 85.4
PKAPXFBQ | Core Industries Group | CIG | 2-12W4X | Indoor Luminaires | High-Bay | High-Bay Luminaires for Commercial and Industrial Buildings | Standard | TRUE | 13154 | 107.45 | 122.8 | 12.16 | 0.9365 | 3043 | 83.5 | 5 | 50000 | 42465 |  |  | No |  | 3.1 | 13195 | 107.45 | 122.8 | 12.16 | 0.9365 | 3000 | 83.5
P2JH6RF3 | ASD Lighting Corp | ASD | ASD-LRHB1-150D35HE | Indoor Luminaires | High-Bay | High-Bay Luminaires for Commercial and Industrial Buildings | Standard | TRUE | 17548 | 114.68 | 153 | 12.78 | 0.9343 | 3479 | 80.9 | 5 | 50000 | 42465 |  |  | No |  | 3.1 | 17729 | 113.06 | 156.8 | 12.78 | 0.9343 | 3500 | 80.9
P1PEAJDC | Core Industries Group | CIG | 2-10W4X | Indoor Luminaires | High-Bay | High-Bay Luminaires for Commercial and Industrial Buildings | Standard | TRUE | 11048 | 106.17 | 104.2 | 12.8 | 0.9328 | 3047 | 83.6 | 5 | 50000 | 42465 |  |  | No |  | 3.1 | 11063 | 106.17 | 104.2 | 12.8 | 0.9328 | 3000 | 83.6
PSUUF8AR | Core Industries Group | CIG | 2-15W4X | Indoor Luminaires | High-Bay | High-Bay Luminaires for Commercial and Industrial Buildings | Standard | TRUE | 16865 | 110.07 | 153.4 | 13.44 | 0.9312 | 3073 | 84 | 5 | 50000 | 42465 |  |  | No |  | 3.1 | 16886 | 110.07 | 153.4 | 13.44 | 0.9312 | 3000 | 84
P12PAEY3 | Core Industries Group | CIG | 2-20W4X | Indoor Luminaires | High-Bay | High-Bay Luminaires for Commercial and Industrial Buildings | Standard | TRUE | 21237 | 103.73 | 205.4 | 13.37 | 0.9211 | 3056 | 83.5 | 5 | 50000 | 42465 |  |  | No |  | 3.1 | 21306 | 103.73 | 205.4 | 13.37 | 0.9211 | 3000 | 83.5
PACDN4UD | Shat-R-Shield | Shat-R-Shield Inc. | 200HB50-PH-XX-VL-X-XX-XX-02 | Indoor Luminaires | High-Bay | High-Bay Luminaires for Commercial and Industrial Buildings | Standard | TRUE | 21927 | 112.42 | 195 | 11.06 | 0.9209 | 4829 | 82.6 | 5 | 60000 | 42465 |  |  | No |  | 3.1 | 21933.5 | 112.48 | 195 | 0.92 | 11.06 | 4829 | 82.6
PAMJG53Q | Shat-R-Shield | Shat-R-Shield Inc. | 200HB50-AH-XX-VL-X-XX-XX-02 | Indoor Luminaires | High-Bay | High-Bay Luminaires for Commercial and Industrial Buildings | Standard | TRUE | 21400 | 109.67 | 195.1 | 11.17 | 0.9206 | 4836 | 82.7 | 5 | 60000 | 42465 |  |  | No |  | 3.1 | 21409.2 | 109.79 | 195 | 0.92 | 11.17 | 4836 | 82.7
PFDXDVWW | Acuity Brands Lighting | Lithonia Lighting | ZL1F L48 6000LM MDD MVOLT 35K 80 CRI XXXXXXX XXXX | Indoor Luminaires | High-Bay | Low-Bay Luminaires for Commercial and Industrial Buildings | Standard | TRUE | 5245 | 78.39 | 66.91 | 19.779 | 0.913 | 3497 | 82.36 | 5 | 50000 | 42465 |  |  | No |  | 3.1 | 5285.22 | 78.99 | 66.91 | 14.64 | 0.97 | 3500 | 80
P8CD8JG9 | Acuity Brands Lighting | Lithonia Lighting | TZL1N L96 10000LM FST MVOLT 30K 80 CRI XXXXXXX XXXX | Indoor Luminaires | High-Bay | High-Bay Luminaires for Commercial and Industrial Buildings | Standard | TRUE | 9081.63 | 108.28 | 83.87 | 19.779 | 0.913 | 3069 | 83 | 5 | 50000 | 42465 |  |  | No |  | 3.1 | 9229.96 | 110.78 | 83.32 | 19.78 | 0.91 | 3000 | 80
PPGQBT84 | Acuity Brands Lighting | Lithonia Lighting | ZL1N L48 5000LM L/LENS MVOLT 30K 80 CRI XXXXXXX XXXX | Indoor Luminaires | High-Bay | Low-Bay Luminaires for Commercial and Industrial Buildings | Standard | TRUE | 5204.51 | 123.21 | 42.24 | 19.779 | 0.913 | 3053 | 82.3 | 5 | 50000 | 42465 |  |  | No |  | 3.1 | 5023.65 | 120.33 | 41.75 | 19.78 | 0.91 | 3000 | 80
P2Z7HN5N | ASD Lighting Corp | ASD | ASD-LRHB1-100D35HE | Indoor Luminaires | High-Bay | High-Bay Luminaires for Commercial and Industrial Buildings | Standard | TRUE | 11603 | 116.93 | 99.23 | 13.41 | 0.9121 | 3492 | 80.9 | 5 | 50000 | 42465 |  |  | No |  | 3.1 | 11603 | 116.93 | 99.23 | 13.41 | 0.9121 | 3500 | 80.9
PN4A3XN7 | ThinkLite LLC | ThinkLite | TLKIT-3-X [5700K] | Indoor Retrofit Kit | High-Bay | Retrofit Kits for Low-Bay Luminaires for Commercial and Industrial Buildings | Standard | FALSE | [9 empty] | 42465 |  |  | No | X is a fixed letter | 3.1 | 6406 | 98.5 | 65 | 10 | 0.92 | 5700 | 83
PK4GECJ9 | ThinkLite LLC | ThinkLite | TLKIT-3 [5000K] | Indoor Retrofit Kit | High-Bay | Retrofit Kits for Low-Bay Luminaires for Commercial and Industrial Buildings | Standard | FALSE | [9 empty] | 42465 |  |  | No |  | 3.1 | 6168 | 95 | 65 | 10 | 0.92 | 5000 | 83
PHNBW1MG | ThinkLite LLC | ThinkLite | TLKIT-3-6L [4500K] | Indoor Retrofit Kit | High-Bay | Retrofit Kits for Low-Bay Luminaires for Commercial and Industrial Buildings | Standard | FALSE | [9 empty] | 42465 |  |  | No |  | 3.1 | 5931 | 91.5 | 65 | 10 | 0.92 | 4500 | 83
PURZZZ4C | ThinkLite LLC | ThinkLite | TLKIT-3-4L [4000K] | Indoor Retrofit Kit | High-Bay | Retrofit Kits for Low-Bay Luminaires for Commercial and Industrial Buildings | Standard | FALSE | [9 empty] | 42465 |  |  | No |  | 3.1 | 5694 | 87.6 | 65 | 10 | 0.92 | 4000 | 83
PV78HDNQ | ThinkLite LLC | ThinkLite | TLKIT-3-3L [3500K] | Indoor Retrofit Kit | High-Bay | Retrofit Kits for Low-Bay Luminaires for Commercial and Industrial Buildings | Standard | FALSE | [9 empty] | 42465 |  |  | No |  | 3.1 | 5457 | 84 | 65 | 10 | 0.92 | 3500 | 83
P3K5YH92 | P.Q.L. Inc. | Superior LifeÂ® | 55203 | Indoor Luminaires | High-Bay | High-Bay Luminaires for Commercial and Industrial Buildings | Premium | FALSE | [9 empty] | 42465 |  |  | No |  | 3.1 | 13750 | 125 | 110 | 15.2 | 0.963 | 5000 | 80
P8C2KSN8 | P.Q.L. Inc. | Superior LifeÂ® | 55214 | Indoor Luminaires | High-Bay | High-Bay Luminaires for Commercial and Industrial Buildings | Premium | FALSE | [9 empty] | 42465 |  |  | No |  | 3.1 | 26730 | 121.5 | 220 | 9.2 | 0.969 | 5000 | 80
P92R6AFD | P.Q.L. Inc. | Superior LifeÂ® | 55209 | Indoor Luminaires | High-Bay | High-Bay Luminaires for Commercial and Industrial Buildings | Premium | FALSE | [9 empty] | 42465 |  |  | No |  | 3.1 | 19280 | 120.5 | 160 | 8.8 | 0.972 | 5000 | 80
PHC7J465 | Acuity Brands Lighting | Lithonia Lighting | TZL1D L96 10000LM FST MVOLT 50K 90 CRI XXXXXXX XXXX | Indoor Luminaires | High-Bay | Low-Bay Luminaires for Commercial and Industrial Buildings | Standard | FALSE | [9 empty] | 42465 | Dimmable | Continuous Below 10 | No |  | 3.1 | 9127.4 | 109.55 | 83.32 | 19.78 | 0.91 | 5000 | 90
P6DQ4EB3 | Acuity Brands Lighting | Holophane | HTZL1D L96 10000LM FST MVOLT 50K 90 CRI XXXXXXX XXXX | Indoor Luminaires | High-Bay | Low-Bay Luminaires for Commercial and Industrial Buildings | Standard | FALSE | [9 empty] | 42465 | Dimmable | Continuous Below 10 | No |  | 3.1 | 9127.4 | 109.55 | 83.32 | 19.78 | 0.91 | 5000 | 90
PWNQ3JWR | Acuity Brands Lighting | Holophane | HTZL1N L92 10000LM L/LENS MVOLT 50K 90 CRI XXXXXXX XXXX | Indoor Luminaires | High-Bay | Low-Bay Luminaires for Commercial and Industrial Buildings | Standard | FALSE | [9 empty] | 42465 | Dimmable | Continuous Below 10 | No |  | 3.1 | 8742.03 | 104.92 | 83.32 | 19.78 | 0.91 | 5000 | 90
PMNXMSFD | Acuity Brands Lighting | Holophane | HTZL1N L96 10000LM L/LENS MVOLT 50K 90 CRI XXXXXXX XXXX | Indoor Luminaires | High-Bay | Low-Bay Luminaires for Commercial and Industrial Buildings | Standard | FALSE | [9 empty] | 42465 | Dimmable | Continuous Below 10 | No |  | 3.1 | 8742.03 | 104.92 | 83.32 | 19.78 | 0.91 | 5000 | 90
PEXPB7BM | Acuity Brands Lighting | Lithonia Lighting | TZL1N L96 10000LM L/LENS MVOLT 50K 90 CRI XXXXXXX XXXX | Indoor Luminaires | High-Bay | Low-Bay Luminaires for Commercial and Industrial Buildings | Standard | FALSE | [9 empty] | 42465 | Dimmable | Continuous Below 10 | No |  | 3.1 | 8742.03 | 104.92 | 83.32 | 19.78 | 0.91 | 5000 | 90
P3V1J1AA | Acuity Brands Lighting | Lithonia Lighting | TZL1N L92 10000LM L/LENS MVOLT 50K 90 CRI XXXXXXX XXXX | Indoor Luminaires | High-Bay | Low-Bay Luminaires for Commercial and Industrial Buildings | Standard | FALSE | [9 empty] | 42465 | Dimmable | Continuous Below 10 | No |  | 3.1 | 8742.03 | 104.92 | 83.32 | 19.78 | 0.91 | 5000 | 90
PZQYDTYH | Acuity Brands Lighting | Holophane | HTZL1N L96 10000LM FST MVOLT 50K 90 CRI XXXXXXX XXXX | Indoor Luminaires | High-Bay | Low-Bay Luminaires for Commercial and Industrial Buildings | Standard | FALSE | [9 empty] | 42465 | Dimmable | Continuous Below 10 | No |  | 3.1 | 8057.43 | 96.7 | 83.32 | 19.78 | 0.91 | 5000 | 90
PYHN9VFA | Acuity Brands Lighting | Holophane | HTZL1N L92 10000LM FST MVOLT 50K 90 CRI XXXXXXX XXXX | Indoor Luminaires | High-Bay | Low-Bay Luminaires for Commercial and Industrial Buildings | Standard | FALSE | [9 empty] | 42465 | Dimmable | Continuous Below 10 | No |  | 3.1 | 8057.43 | 96.7 | 83.32 | 19.78 | 0.91 | 5000 | 90
PE2RMVUW | Acuity Brands Lighting | Lithonia Lighting | TZL1N L96 10000LM FST MVOLT 50K 90 CRI XXXXXXX XXXX | Indoor Luminaires | High-Bay | Low-Bay Luminaires for Commercial and Industrial Buildings | Standard | FALSE | [9 empty] | 42465 | Dimmable | Continuous Below 10 | No |  | 3.1 | 8057.43 | 96.7 | 83.32 | 19.78 | 0.91 | 5000 | 90
P8R4KAM1 | Acuity Brands Lighting | Lithonia Lighting | TZL1N L92 10000LM FST MVOLT 50K 90 CRI XXXXXXX XXXX | Indoor Luminaires | High-Bay | Low-Bay Luminaires for Commercial and Industrial Buildings | Standard | FALSE | [9 empty] | 42465 | Dimmable | Continuous Below 10 | No |  | 3.1 | 8057.43 | 96.7 | 83.32 | 19.78 | 0.91 | 5000 | 90
PJJ2V3WP | Acuity Brands Lighting | Lithonia Lighting | TZL1D L96 6000LM FST MVOLT 50K 90 CRI XXXXXXX XXXX | Indoor Luminaires | High-Bay | Low-Bay Luminaires for Commercial and Industrial Buildings | Standard | FALSE | [9 empty] | 42465 | Dimmable | Continuous Below 10 | No |  | 3.1 | 6515.13 | 108.05 | 60.3 | 19.78 | 0.91 | 5000 | 90
P5RWE9NF | Acuity Brands Lighting | Holophane | HTZL1D L96 6000LM FST MVOLT 50K 90 CRI XXXXXXX XXXX | Indoor Luminaires | High-Bay | Low-Bay Luminaires for Commercial and Industrial Buildings | Standard | FALSE | [9 empty] | 42465 | Dimmable | Continuous Below 10 | No |  | 3.1 | 6515.13 | 108.05 | 60.3 | 19.78 | 0.91 | 5000 | 90
PW4XZKSJ | Acuity Brands Lighting | Lithonia Lighting | TZL1D L96 14000LM FST MVOLT 50K 90 CRI XXXXXXX XXXX | Indoor Luminaires | High-Bay | High-Bay Luminaires for Commercial and Industrial Buildings | Standard | FALSE | [9 empty] | 42465 | Dimmable | Continuous Below 10 | No |  | 3.1 | 13030.94 | 97.38 | 133.81 | 14.64 | 0.97 | 5000 | 90
PH1ACV6W | Acuity Brands Lighting | Holophane | HTZL1D L96 14000LM FST MVOLT 50K 90 CRI XXXXXXX XXXX | Indoor Luminaires | High-Bay | High-Bay Luminaires for Commercial and Industrial Buildings | Standard | FALSE | [9 empty] | 42465 | Dimmable | Continuous Below 10 | No |  | 3.1 | 13030.94 | 97.38 | 133.81 | 14.64 | 0.97 | 5000 | 90
PSMZEV7V | Acuity Brands Lighting | Lithonia Lighting | TZL1N L92 14000LM L/LENS MVOLT 50K 90 CRI XXXXXXX XXXX | Indoor Luminaires | High-Bay | High-Bay Luminaires for Commercial and Industrial Buildings | Standard | FALSE | [9 empty] | 42465 | Dimmable | Continuous Below 10 | No |  | 3.1 | 12480.76 | 93.27 | 133.81 | 14.64 | 0.97 | 5000 | 90
PGMVQH15 | Acuity Brands Lighting | Holophane | HTZL1N L92 14000LM L/LENS MVOLT 50K 90 CRI XXXXXXX XXXX | Indoor Luminaires | High-Bay | High-Bay Luminaires for Commercial and Industrial Buildings | Standard | FALSE | [9 empty] | 42465 | Dimmable | Continuous Below 10 | No |  | 3.1 | 12480.76 | 93.27 | 133.81 | 14.64 | 0.97 | 5000 | 90
P7NMFGCB | Acuity Brands Lighting | Lithonia Lighting | TZL1N L96 14000LM L/LENS MVOLT 50K 90 CRI XXXXXXX XXXX | Indoor Luminaires | High-Bay | High-Bay Luminaires for Commercial and Industrial Buildings | Standard | FALSE | [9 empty] | 42465 | Dimmable | Continuous Below 10 | No |  | 3.1 | 12480.76 | 93.27 | 133.81 | 14.64 | 0.97 | 5000 | 90
P7FANG4F | Acuity Brands Lighting | Holophane | HTZL1N L96 14000LM L/LENS MVOLT 50K 90 CRI XXXXXXX XXXX | Indoor Luminaires | High-Bay | High-Bay Luminaires for Commercial and Industrial Buildings | Standard | FALSE | [9 empty] | 42465 | Dimmable | Continuous Below 10 | No |  | 3.1 | 12480.76 | 93.27 | 133.81 | 14.64 | 0.97 | 5000 | 90
PTE9J3DD | Acuity Brands Lighting | Lithonia Lighting | TZL1N L96 14000LM FST MVOLT 50K 90 CRI XXXXXXX XXXX | Indoor Luminaires | High-Bay | High-Bay Luminaires for Commercial and Industrial Buildings | Standard | FALSE | [9 empty] | 42465 | Dimmable | Continuous Below 10 | No |  | 3.1 | 11503.37 | 85.97 | 133.81 | 14.64 | 0.97 | 5000 | 90
PEX54TXG | Acuity Brands Lighting | Holophane | HTZL1N L92 14000LM FST MVOLT 50K 90 CRI XXXXXXX XXXX | Indoor Luminaires | High-Bay | High-Bay Luminaires for Commercial and Industrial Buildings | Standard | FALSE | [9 empty] | 42465 | Dimmable | Continuous Below 10 | No |  | 3.1 | 11503.37 | 85.97 | 133.81 | 14.64 | 0.97 | 5000 | 90
PDRHFH7X | Acuity Brands Lighting | Lithonia Lighting | TZL1N L92 14000LM FST MVOLT 50K 90 CRI XXXXXXX XXXX | Indoor Luminaires | High-Bay | High-Bay Luminaires for Commercial and Industrial Buildings | Standard | FALSE | [9 empty] | 42465 | Dimmable | Continuous Below 10 | No |  | 3.1 | 11503.37 | 85.97 | 133.81 | 14.64 | 0.97 | 5000 | 90
PA3R3YMK | Acuity Brands Lighting | Holophane | HTZL1N L96 14000LM FST MVOLT 50K 90 CRI XXXXXXX XXXX | Indoor Luminaires | High-Bay | High-Bay Luminaires for Commercial and Industrial Buildings | Standard | FALSE | [9 empty] | 42465 | Dimmable | Continuous Below 10 | No |  | 3.1 | 11503.37 | 85.97 | 133.81 | 14.64 | 0.97 | 5000 | 90
PZAEWAQ1 | Acuity Brands Lighting | Holophane | HZL1D L48 7000LM FST MVOLT 50K 90 CRI XXXXXXX XXXX | Indoor Luminaires | High-Bay | Low-Bay Luminaires for Commercial and Industrial Buildings | Standard | FALSE | [9 empty] | 42465 | Dimmable | Continuous Below 10 | No |  | 3.1 | 6462.35 | 96.81 | 66.75 | 14.64 | 0.97 | 5000 | 90
PXZDPB7Q | Acuity Brands Lighting | Lithonia Lighting | ZL1D L48 7000LM FST MVOLT 50K 90 CRI XXXXXXX XXXX | Indoor Luminaires | High-Bay | Low-Bay Luminaires for Commercial and Industrial Buildings | Standard | FALSE | [9 empty] | 42465 | Dimmable | Continuous Below 10 | No |  | 3.1 | 6462.35 | 96.81 | 66.75 | 14.64 | 0.97 | 5000 | 90
PZWK461J | Acuity Brands Lighting | Holophane | HTZL1N L96 6000LM L/LENS MVOLT 50K 90 CRI XXXXXXX XXXX | Indoor Luminaires | High-Bay | Low-Bay Luminaires for Commercial and Industrial Buildings | Standard | FALSE | [9 empty] | 42465 | Dimmable | Continuous Below 10 | No |  | 3.1 | 6240.05 | 103.48 | 60.3 | 14.64 | 0.97 | 5000 | 90
PMM4TV6N | Acuity Brands Lighting | Lithonia Lighting | TZL1N L96 6000LM L/LENS MVOLT 50K 90 CRI XXXXXXX XXXX | Indoor Luminaires | High-Bay | Low-Bay Luminaires for Commercial and Industrial Buildings | Standard | FALSE | [9 empty] | 42465 | Dimmable | Continuous Below 10 | No |  | 3.1 | 6240.05 | 103.48 | 60.3 | 14.64 | 0.97 | 5000 | 90
PDHXQETW | Acuity Brands Lighting | Lithonia Lighting | TZL1N L92 6000LM L/LENS MVOLT 50K 90 CRI XXXXXXX XXXX | Indoor Luminaires | High-Bay | Low-Bay Luminaires for Commercial and Industrial Buildings | Standard | FALSE | [9 empty] | 42465 | Dimmable | Continuous Below 10 | No |  | 3.1 | 6240.05 | 103.48 | 60.3 | 14.64 | 0.97 | 5000 | 90
PB4AVDDR | Acuity Brands Lighting | Holophane | HTZL1N L92 6000LM L/LENS MVOLT 50K 90 CRI XXXXXXX XXXX | Indoor Luminaires | High-Bay | Low-Bay Luminaires for Commercial and Industrial Buildings | Standard | FALSE | [9 empty] | 42465 | Dimmable | Continuous Below 10 | No |  | 3.1 | 6240.05 | 103.48 | 60.3 | 14.64 | 0.97 | 5000 | 90
PS8H7C8S | Acuity Brands Lighting | Holophane | HZL1N L46 7000LM L/LENS MVOLT 50K 90 CRI XXXXXXX XXXX | Indoor Luminaires | High-Bay | Low-Bay Luminaires for Commercial and Industrial Buildings | Standard | FALSE | [9 empty] | 42465 | Dimmable | Continuous Below 10 | No |  | 3.1 | 6189.5 | 92.73 | 66.75 | 14.64 | 0.97 | 5000 | 90
PNAH3GSR | Acuity Brands Lighting | Lithonia Lighting | ZL1N L46 7000LM L/LENS MVOLT 50K 90 CRI XXXXXXX XXXX | Indoor Luminaires | High-Bay | Low-Bay Luminaires for Commercial and Industrial Buildings | Standard | FALSE | [9 empty] | 42465 | Dimmable | Continuous Below 10 | No |  | 3.1 | 6189.5 | 92.73 | 66.75 | 14.64 | 0.97 | 5000 | 90
PHVWMJ8N | Acuity Brands Lighting | Lithonia Lighting | ZL1N L48 7000LM L/LENS MVOLT 50K 90 CRI XXXXXXX XXXX | Indoor Luminaires | High-Bay | Low-Bay Luminaires for Commercial and Industrial Buildings | Standard | FALSE | [9 empty] | 42465 | Dimmable | Continuous Below 10 | No |  | 3.1 | 6189.5 | 92.73 | 66.75 | 14.64 | 0.97 | 5000 | 90
PHSDDQTM | Acuity Brands Lighting | Holophane | HZL1N L48 7000LM L/LENS MVOLT 50K 90 CRI XXXXXXX XXXX | Indoor Luminaires | High-Bay | Low-Bay Luminaires for Commercial and Industrial Buildings | Standard | FALSE | [9 empty] | 42465 | Dimmable | Continuous Below 10 | No |  | 3.1 | 6189.5 | 92.73 | 66.75 | 14.64 | 0.97 | 5000 | 90
PVNR9PQC | Acuity Brands Lighting | Lithonia Lighting | TZL1N L92 6000LM FST MVOLT 50K 90 CRI XXXXXXX XXXX | Indoor Luminaires | High-Bay | Low-Bay Luminaires for Commercial and Industrial Buildings | Standard | FALSE | [9 empty] | 42465 | Dimmable | Continuous Below 10 | No |  | 3.1 | 5751.38 | 95.38 | 60.3 | 14.64 | 0.97 | 5000 | 90
PH8JDWZF | Acuity Brands Lighting | Holophane | HTZL1N L92 6000LM FST MVOLT 50K 90 CRI XXXXXXX XXXX | Indoor Luminaires | High-Bay | Low-Bay Luminaires for Commercial and Industrial Buildings | Standard | FALSE | [9 empty] | 42465 | Dimmable | Continuous Below 10 | No |  | 3.1 | 5751.38 | 95.38 | 60.3 | 14.64 | 0.97 | 5000 | 90
P6U1ZHP7 | Acuity Brands Lighting | Holophane | HTZL1N L96 6000LM FST MVOLT 50K 90 CRI XXXXXXX XXXX | Indoor Luminaires | High-Bay | Low-Bay Luminaires for Commercial and Industrial Buildings | Standard | FALSE | [9 empty] | 42465 | Dimmable | Continuous Below 10 | No |  | 3.1 | 5751.38 | 95.38 | 60.3 | 14.64 | 0.97 | 5000 | 90
P6N9SQ77 | Acuity Brands Lighting | Lithonia Lighting | TZL1N L96 6000LM FST MVOLT 50K 90 CRI XXXXXXX XXXX | Indoor Luminaires | High-Bay | Low-Bay Luminaires for Commercial and Industrial Buildings | Standard | FALSE | [9 empty] | 42465 | Dimmable | Continuous Below 10 | No |  | 3.1 | 5751.38 | 95.38 | 60.3 | 14.64 | 0.97 | 5000 | 90
PZJVN91R | Acuity Brands Lighting | Holophane | HZL1N L48 7000LM FST MVOLT 50K 90 CRI XXXXXXX XXXX | Indoor Luminaires | High-Bay | Low-Bay Luminaires for Commercial and Industrial Buildings | Standard | FALSE | [9 empty] | 42465 | Dimmable | Continuous Below 10 | No |  | 3.1 | 5704.79 | 85.47 | 66.75 | 14.64 | 0.97 | 5000 | 90
P9Y2MTVV | Acuity Brands Lighting | Lithonia Lighting | ZL1N L46 7000LM FST MVOLT 50K 90 CRI XXXXXXX XXXX | Indoor Luminaires | High-Bay | Low-Bay Luminaires for Commercial and Industrial Buildings | Standard | FALSE | [9 empty] | 42465 | Dimmable | Continuous Below 10 | No |  | 3.1 | 5704.79 | 85.47 | 66.75 | 14.64 | 0.97 | 5000 | 90
P79UH9VC | Acuity Brands Lighting | Lithonia Lighting | ZL1N L48 7000LM FST MVOLT 50K 90 CRI XXXXXXX XXXX | Indoor Luminaires | High-Bay | Low-Bay Luminaires for Commercial and Industrial Buildings | Standard | FALSE | [9 empty] | 42465 | Dimmable | Continuous Below 10 | No |  | 3.1 | 5704.79 | 85.47 | 66.75 | 14.64 | 0.97 | 5000 | 90
P5GW8N5U | Acuity Brands Lighting | Holophane | HZL1N L46 7000LM FST MVOLT 50K 90 CRI XXXXXXX XXXX | Indoor Luminaires | High-Bay | Low-Bay Luminaires for Commercial and Industrial Buildings | Standard | FALSE | [9 empty] | 42465 | Dimmable | Continuous Below 10 | No |  | 3.1 | 5704.79 | 85.47 | 66.75 | 14.64 | 0.97 | 5000 | 90
PEBE6K84 | Acuity Brands Lighting | Lithonia Lighting | TZL1D L96 10000LM FST MVOLT 50K 80 CRI XXXXXXX XXXX | Indoor Luminaires | High-Bay | High-Bay Luminaires for Commercial and Industrial Buildings | Standard | FALSE | [9 empty] | 42465 | Dimmable | Continuous Below 10 | No |  | 3.1 | 11051.64 | 132.64 | 83.32 | 19.78 | 0.91 | 5000 | 80
PB6T873Z | Acuity Brands Lighting | Holophane | HTZL1D L96 10000LM FST MVOLT 50K 80 CRI XXXXXXX XXXX | Indoor Luminaires | High-Bay | High-Bay Luminaires for Commercial and Industrial Buildings | Standard | FALSE | [9 empty] | 42465 | Dimmable | Continuous Below 10 | No |  | 3.1 | 11051.64 | 132.64 | 83.32 | 19.78 | 0.91 | 5000 | 80
PM3EY16J | Acuity Brands Lighting | Holophane | HTZL1N L96 10000LM L/LENS MVOLT 50K 80 CRI XXXXXXX XXXX | Indoor Luminaires | High-Bay | High-Bay Luminaires for Commercial and Industrial Buildings | Standard | FALSE | [9 empty] | 42465 | Dimmable | Continuous Below 10 | No |  | 3.1 | 10585.03 | 127.04 | 83.32 | 19.78 | 0.91 | 5000 | 80
PH8G4WGG | Acuity Brands Lighting | Lithonia Lighting | TZL1N L92 10000LM L/LENS MVOLT 50K 80 CRI XXXXXXX XXXX | Indoor Luminaires | High-Bay | High-Bay Luminaires for Commercial and Industrial Buildings | Standard | FALSE | [9 empty] | 42465 | Dimmable | Continuous Below 10 | No |  | 3.1 | 10585.03 | 127.04 | 83.32 | 19.78 | 0.91 | 5000 | 80
PA824J22 | Acuity Brands Lighting | Holophane | HTZL1N L92 10000LM L/LENS MVOLT 50K 80 CRI XXXXXXX XXXX | Indoor Luminaires | High-Bay | High-Bay Luminaires for Commercial and Industrial Buildings | Standard | FALSE | [9 empty] | 42465 | Dimmable | Continuous Below 10 | No |  | 3.1 | 10585.03 | 127.04 | 83.32 | 19.78 | 0.91 | 5000 | 80
P4QA8C3J | Acuity Brands Lighting | Lithonia Lighting | TZL1N L96 10000LM L/LENS MVOLT 50K 80 CRI XXXXXXX XXXX | Indoor Luminaires | High-Bay | High-Bay Luminaires for Commercial and Industrial Buildings | Standard | FALSE | [9 empty] | 42465 | Dimmable | Continuous Below 10 | No |  | 3.1 | 10585.03 | 127.04 | 83.32 | 19.78 | 0.91 | 5000 | 80
PXM8X5A8 | Acuity Brands Lighting | Lithonia Lighting | TZL1N L92 10000LM FST MVOLT 50K 80 CRI XXXXXXX XXXX | Indoor Luminaires | High-Bay | High-Bay Luminaires for Commercial and Industrial Buildings | Standard | FALSE | [9 empty] | 42465 | Dimmable | Continuous Below 10 | No |  | 3.1 | 9756.1 | 117.09 | 83.32 | 19.78 | 0.91 | 5000 | 80
PRYPQTXB | Acuity Brands Lighting | Lithonia Lighting | TZL1N L96 10000LM FST MVOLT 50K 80 CRI XXXXXXX XXXX | Indoor Luminaires | High-Bay | High-Bay Luminaires for Commercial and Industrial Buildings | Standard | FALSE | [9 empty] | 42465 | Dimmable | Continuous Below 10 | No |  | 3.1 | 9756.1 | 117.09 | 83.32 | 19.78 | 0.91 | 5000 | 80
PCZGVKWF | Acuity Brands Lighting | Holophane | HTZL1N L92 10000LM FST MVOLT 50K 80 CRI XXXXXXX XXXX | Indoor Luminaires | High-Bay | High-Bay Luminaires for Commercial and Industrial Buildings | Standard | FALSE | [9 empty] | 42465 | Dimmable | Continuous Below 10 | No |  | 3.1 | 9756.1 | 117.09 | 83.32 | 19.78 | 0.91 | 5000 | 80
P2YTE891 | Acuity Brands Lighting | Holophane | HTZL1N L96 10000LM FST MVOLT 50K 80 CRI XXXXXXX XXXX | Indoor Luminaires | High-Bay | High-Bay Luminaires for Commercial and Industrial Buildings | Standard | FALSE | [9 empty] | 42465 | Dimmable | Continuous Below 10 | No |  | 3.1 | 9756.1 | 117.09 | 83.32 | 19.78 | 0.91 | 5000 | 80
PBFFSYSF | Acuity Brands Lighting | Lithonia Lighting | TZL1D L96 6000LM FST MVOLT 50K 80 CRI XXXXXXX XXXX | Indoor Luminaires | High-Bay | Low-Bay Luminaires for Commercial and Industrial Buildings | Standard | FALSE | [9 empty] | 42465 | Dimmable | Continuous Below 10 | No |  | 3.1 | 8093.01 | 134.21 | 60.3 | 19.78 | 0.91 | 5000 | 80
P4NEHQVG | Acuity Brands Lighting | Holophane | HTZL1D L96 6000LM FST MVOLT 50K 80 CRI XXXXXXX XXXX | Indoor Luminaires | High-Bay | Low-Bay Luminaires for Commercial and Industrial Buildings | Standard | FALSE | [9 empty] | 42465 | Dimmable | Continuous Below 10 | No |  | 3.1 | 8093.01 | 134.21 | 60.3 | 19.78 | 0.91 | 5000 | 80
PF7XEUXR | Acuity Brands Lighting | Lithonia Lighting | TZL1F L96 9000LM MDD MVOLT 50K 80 CRI XXXXXXX XXXX | Indoor Luminaires | High-Bay | Low-Bay Luminaires for Commercial and Industrial Buildings | Standard | FALSE | [9 empty] | 42465 | Dimmable | Continuous Below 10 | No |  | 3.1 | 7861.34 | 93.98 | 83.65 | 19.78 | 0.91 | 5000 | 80
PZKM2EHG | Acuity Brands Lighting | Lithonia Lighting | TZL1F L96 6000LM MDD MVOLT 50K 80 CRI XXXXXXX XXXX | Indoor Luminaires | High-Bay | Low-Bay Luminaires for Commercial and Industrial Buildings | Standard | FALSE | [9 empty] | 42465 | Dimmable | Continuous Below 10 | No |  | 3.1 | 5710.46 | 88.75 | 64.34 | 19.78 | 0.91 | 5000 | 80
PUNN3E5K | Acuity Brands Lighting | Holophane | HZL1D L48 5000LM FST MVOLT 50K 80 CRI XXXXXXX XXXX | Indoor Luminaires | High-Bay | Low-Bay Luminaires for Commercial and Industrial Buildings | Standard | FALSE | [9 empty] | 42465 | Dimmable | Continuous Below 10 | No |  | 3.1 | 5544.1 | 132.79 | 41.75 | 19.78 | 0.91 | 5000 | 80
P5TWVQ26 | Acuity Brands Lighting | Lithonia Lighting | ZL1D L48 5000LM FST MVOLT 50K 80 CRI XXXXXXX XXXX | Indoor Luminaires | High-Bay | Low-Bay Luminaires for Commercial and Industrial Buildings | Standard | FALSE | [9 empty] | 42465 | Dimmable | Continuous Below 10 | No |  | 3.1 | 5544.1 | 132.79 | 41.75 | 19.78 | 0.91 | 5000 | 80
PWGMVEQQ | Acuity Brands Lighting | Lithonia Lighting | ZL1N L48 5000LM L/LENS MVOLT 50K 80 CRI XXXXXXX XXXX | Indoor Luminaires | High-Bay | Low-Bay Luminaires for Commercial and Industrial Buildings | Standard | FALSE | [9 empty] | 42465 | Dimmable | Continuous Below 10 | No |  | 3.1 | 5310.02 | 127.19 | 41.75 | 19.78 | 0.91 | 5000 | 80
PTMARDD1 | Acuity Brands Lighting | Lithonia Lighting | ZL1N L46 5000LM L/LENS MVOLT 50K 80 CRI XXXXXXX XXXX | Indoor Luminaires | High-Bay | Low-Bay Luminaires for Commercial and Industrial Buildings | Standard | FALSE | [9 empty] | 42465 | Dimmable | Continuous Below 10 | No |  | 3.1 | 5310.02 | 127.19 | 41.75 | 19.78 | 0.91 | 5000 | 80
PPED8RZS | Acuity Brands Lighting | Holophane | HZL1N L46 5000LM L/LENS MVOLT 50K 80 CRI XXXXXXX XXXX | Indoor Luminaires | High-Bay | Low-Bay Luminaires for Commercial and Industrial Buildings | Standard | FALSE | [9 empty] | 42465 | Dimmable | Continuous Below 10 | No |  | 3.1 | 5310.02 | 127.19 | 41.75 | 19.78 | 0.91 | 5000 | 80
PN8KHKZZ | Acuity Brands Lighting | Holophane | HZL1N L48 5000LM L/LENS MVOLT 50K 80 CRI XXXXXXX XXXX | Indoor Luminaires | High-Bay | Low-Bay Luminaires for Commercial and Industrial Buildings | Standard | FALSE | [9 empty] | 42465 | Dimmable | Continuous Below 10 | No |  | 3.1 | 5310.02 | 127.19 | 41.75 | 19.78 | 0.91 | 5000 | 80
PUVPW7SB | Acuity Brands Lighting | Lithonia Lighting | TZL1D L96 14000LM FST MVOLT 50K 80 CRI XXXXXXX XXXX | Indoor Luminaires | High-Bay | High-Bay Luminaires for Commercial and Industrial Buildings | Standard | FALSE | [9 empty] | 42465 | Dimmable | Continuous Below 10 | No |  | 3.1 | 15778.14 | 117.91 | 133.81 | 14.64 | 0.97 | 5000 | 80
P14DGMG8 | Acuity Brands Lighting | Holophane | HTZL1D L96 14000LM FST MVOLT 50K 80 CRI XXXXXXX XXXX | Indoor Luminaires | High-Bay | High-Bay Luminaires for Commercial and Industrial Buildings | Standard | FALSE | [9 empty] | 42465 | Dimmable | Continuous Below 10 | No |  | 3.1 | 15778.14 | 117.91 | 133.81 | 14.64 | 0.97 | 5000 | 80
PYMY9BP1 | Acuity Brands Lighting | Holophane | HTZL1N L92 14000LM L/LENS MVOLT 50K 80 CRI XXXXXXX XXXX | Indoor Luminaires | High-Bay | High-Bay Luminaires for Commercial and Industrial Buildings | Standard | FALSE | [9 empty] | 42465 | Dimmable | Continuous Below 10 | No |  | 3.1 | 15111.96 | 112.94 | 133.81 | 14.64 | 0.97 | 5000 | 80
PPYXVFPE | Acuity Brands Lighting | Lithonia Lighting | TZL1N L92 14000LM L/LENS MVOLT 50K 80 CRI XXXXXXX XXXX | Indoor Luminaires | High-Bay | High-Bay Luminaires for Commercial and Industrial Buildings | Standard | FALSE | [9 empty] | 42465 | Dimmable | Continuous Below 10 | No |  | 3.1 | 15111.96 | 112.94 | 133.81 | 14.64 | 0.97 | 5000 | 80
PGT9NCJQ | Acuity Brands Lighting | Lithonia Lighting | TZL1N L96 14000LM L/LENS MVOLT 50K 80 CRI XXXXXXX XXXX | Indoor Luminaires | High-Bay | High-Bay Luminaires for Commercial and Industrial Buildings | Standard | FALSE | [9 empty] | 42465 | Dimmable | Continuous Below 10 | No |  | 3.1 | 15111.96 | 112.94 | 133.81 | 14.64 | 0.97 | 5000 | 80
P4DU3UDG | Acuity Brands Lighting | Holophane | HTZL1N L96 14000LM L/LENS MVOLT 50K 80 CRI XXXXXXX XXXX | Indoor Luminaires | High-Bay | High-Bay Luminaires for Commercial and Industrial Buildings | Standard | FALSE | [9 empty] | 42465 | Dimmable | Continuous Below 10 | No |  | 3.1 | 15111.96 | 112.94 | 133.81 | 14.64 | 0.97 | 5000 | 80
PD56YGSK | Acuity Brands Lighting | Lithonia Lighting | TZL1N L96 14000LM FST MVOLT 50K 80 CRI XXXXXXX XXXX | Indoor Luminaires | High-Bay | High-Bay Luminaires for Commercial and Industrial Buildings | Standard | FALSE | [9 empty] | 42465 | Dimmable | Continuous Below 10 | No |  | 3.1 | 13928.52 | 104.09 | 133.81 | 14.64 | 0.97 | 5000 | 80
P6FWYTSS | Acuity Brands Lighting | Holophane | HTZL1N L96 14000LM FST MVOLT 50K 80 CRI XXXXXXX XXXX | Indoor Luminaires | High-Bay | High-Bay Luminaires for Commercial and Industrial Buildings | Standard | FALSE | [9 empty] | 42465 | Dimmable | Continuous Below 10 | No |  | 3.1 | 13928.52 | 104.09 | 133.81 | 14.64 | 0.97 | 5000 | 80
P4M9B27D | Acuity Brands Lighting | Lithonia Lighting | TZL1N L92 14000LM FST MVOLT 50K 80 CRI XXXXXXX XXXX | Indoor Luminaires | High-Bay | High-Bay Luminaires for Commercial and Industrial Buildings | Standard | FALSE | [9 empty] | 42465 | Dimmable | Continuous Below 10 | No |  | 3.1 | 13928.52 | 104.09 | 133.81 | 14.64 | 0.97 | 5000 | 80
P3BT4YTK | Acuity Brands Lighting | Holophane | HTZL1N L92 14000LM FST MVOLT 50K 80 CRI XXXXXXX XXXX | Indoor Luminaires | High-Bay | High-Bay Luminaires for Commercial and Industrial Buildings | Standard | FALSE | [9 empty] | 42465 | Dimmable | Continuous Below 10 | No |  | 3.1 | 13928.52 | 104.09 | 133.81 | 14.64 | 0.97 | 5000 | 80
P4JPC1BV | Acuity Brands Lighting | Lithonia Lighting | TZL1F L96 12000LM MDD MVOLT 50K 80 CRI XXXXXXX XXXX | Indoor Luminaires | High-Bay | High-Bay Luminaires for Commercial and Industrial Buildings | Standard | FALSE | [9 empty] | 42465 | Dimmable | Continuous Below 10 | No |  | 3.1 | 11617.49 | 85.73 | 135.52 | 14.64 | 0.97 | 5000 | 80
PE8XCD27 | Acuity Brands Lighting | Holophane | HZL1D L48 7000LM FST MVOLT 50K 80 CRI XXXXXXX XXXX | Indoor Luminaires | High-Bay | Low-Bay Luminaires for Commercial and Industrial Buildings | Standard | FALSE | [9 empty] | 42465 | Dimmable | Continuous Below 10 | No |  | 3.1 | 7824.75 | 117.22 | 66.75 | 14.64 | 0.97 | 5000 | 80
PCT76HDF | Acuity Brands Lighting | Lithonia Lighting | ZL1D L48 7000LM FST MVOLT 50K 80 CRI XXXXXXX XXXX | Indoor Luminaires | High-Bay | Low-Bay Luminaires for Commercial and Industrial Buildings | Standard | FALSE | [9 empty] | 42465 | Dimmable | Continuous Below 10 | No |  | 3.1 | 7824.75 | 117.22 | 66.75 | 14.64 | 0.97 | 5000 | 80
PZ3KBVU2 | Acuity Brands Lighting | Lithonia Lighting | TZL1N L96 6000LM L/LENS MVOLT 50K 80 CRI XXXXXXX XXXX | Indoor Luminaires | High-Bay | Low-Bay Luminaires for Commercial and Industrial Buildings | Standard | FALSE | [9 empty] | 42465 | Dimmable | Continuous Below 10 | No |  | 3.1 | 7751.31 | 128.55 | 60.3 | 14.64 | 0.97 | 5000 | 80
PKMDC57X | Acuity Brands Lighting | Holophane | HTZL1N L96 6000LM L/LENS MVOLT 50K 80 CRI XXXXXXX XXXX | Indoor Luminaires | High-Bay | Low-Bay Luminaires for Commercial and Industrial Buildings | Standard | FALSE | [9 empty] | 42465 | Dimmable | Continuous Below 10 | No |  | 3.1 | 7751.31 | 128.55 | 60.3 | 14.64 | 0.97 | 5000 | 80
P7PEEEWY | Acuity Brands Lighting | Holophane | HTZL1N L92 6000LM L/LENS MVOLT 50K 80 CRI XXXXXXX XXXX | Indoor Luminaires | High-Bay | Low-Bay Luminaires for Commercial and Industrial Buildings | Standard | FALSE | [9 empty] | 42465 | Dimmable | Continuous Below 10 | No |  | 3.1 | 7751.31 | 128.55 | 60.3 | 14.64 | 0.97 | 5000 | 80
P4GJ7SHN | Acuity Brands Lighting | Lithonia Lighting | TZL1N L92 6000LM L/LENS MVOLT 50K 80 CRI XXXXXXX XXXX | Indoor Luminaires | High-Bay | Low-Bay Luminaires for Commercial and Industrial Buildings | Standard | FALSE | [9 empty] | 42465 | Dimmable | Continuous Below 10 | No |  | 3.1 | 7751.31 | 128.55 | 60.3 | 14.64 | 0.97 | 5000 | 80
PW1845A1 | Acuity Brands Lighting | Holophane | HZL1N L48 7000LM L/LENS MVOLT 50K 80 CRI XXXXXXX XXXX | Indoor Luminaires | High-Bay | Low-Bay Luminaires for Commercial and Industrial Buildings | Standard | FALSE | [9 empty] | 42465 | Dimmable | Continuous Below 10 | No |  | 3.1 | 7494.37 | 112.28 | 66.75 | 14.64 | 0.97 | 5000 | 80
PSD9AYPP | Acuity Brands Lighting | Holophane | HZL1N L46 7000LM L/LENS MVOLT 50K 80 CRI XXXXXXX XXXX | Indoor Luminaires | High-Bay | Low-Bay Luminaires for Commercial and Industrial Buildings | Standard | FALSE | [9 empty] | 42465 | Dimmable | Continuous Below 10 | No |  | 3.1 | 7494.37 | 112.28 | 66.75 | 14.64 | 0.97 | 5000 | 80
PNK5JMPC | Acuity Brands Lighting | Lithonia Lighting | ZL1N L48 7000LM L/LENS MVOLT 50K 80 CRI XXXXXXX XXXX | Indoor Luminaires | High-Bay | Low-Bay Luminaires for Commercial and Industrial Buildings | Standard | FALSE | [9 empty] | 42465 | Dimmable | Continuous Below 10 | No |  | 3.1 | 7494.37 | 112.28 | 66.75 | 14.64 | 0.97 | 5000 | 80
P8DAS2MW | Acuity Brands Lighting | Lithonia Lighting | ZL1N L46 7000LM L/LENS MVOLT 50K 80 CRI XXXXXXX XXXX | Indoor Luminaires | High-Bay | Low-Bay Luminaires for Commercial and Industrial Buildings | Standard | FALSE | [9 empty] | 42465 | Dimmable | Continuous Below 10 | No |  | 3.1 | 7494.37 | 112.28 | 66.75 | 14.64 | 0.97 | 5000 | 80
PYQ2WSA6 | Acuity Brands Lighting | Lithonia Lighting | TZL1N L92 6000LM FST MVOLT 50K 80 CRI XXXXXXX XXXX | Indoor Luminaires | High-Bay | Low-Bay Luminaires for Commercial and Industrial Buildings | Standard | FALSE | [9 empty] | 42465 | Dimmable | Continuous Below 10 | No |  | 3.1 | 7144.3 | 118.48 | 60.3 | 14.64 | 0.97 | 5000 | 80
PYD2VVG9 | Acuity Brands Lighting | Holophane | HTZL1N L96 6000LM FST MVOLT 50K 80 CRI XXXXXXX XXXX | Indoor Luminaires | High-Bay | Low-Bay Luminaires for Commercial and Industrial Buildings | Standard | FALSE | [9 empty] | 42465 | Dimmable | Continuous Below 10 | No |  | 3.1 | 7144.3 | 118.48 | 60.3 | 14.64 | 0.97 | 5000 | 80
P9VPY4SW | Acuity Brands Lighting | Holophane | HTZL1N L92 6000LM FST MVOLT 50K 80 CRI XXXXXXX XXXX | Indoor Luminaires | High-Bay | Low-Bay Luminaires for Commercial and Industrial Buildings | Standard | FALSE | [9 empty] | 42465 | Dimmable | Continuous Below 10 | No |  | 3.1 | 7144.3 | 118.48 | 60.3 | 14.64 | 0.97 | 5000 | 80
P1185PKN | Acuity Brands Lighting | Lithonia Lighting | TZL1N L96 6000LM FST MVOLT 50K 80 CRI XXXXXXX XXXX | Indoor Luminaires | High-Bay | Low-Bay Luminaires for Commercial and Industrial Buildings | Standard | FALSE | [9 empty] | 42465 | Dimmable | Continuous Below 10 | No |  | 3.1 | 7144.3 | 118.48 | 60.3 | 14.64 | 0.97 | 5000 | 80
PWQTG7SA | Acuity Brands Lighting | Lithonia Lighting | ZL1N L48 7000LM FST MVOLT 50K 80 CRI XXXXXXX XXXX | Indoor Luminaires | High-Bay | Low-Bay Luminaires for Commercial and Industrial Buildings | Standard | FALSE | [9 empty] | 42465 | Dimmable | Continuous Below 10 | No |  | 3.1 | 6907.48 | 103.48 | 66.75 | 14.64 | 0.97 | 5000 | 80
PTNDMJ1D | Acuity Brands Lighting | Holophane | HZL1N L46 7000LM FST MVOLT 50K 80 CRI XXXXXXX XXXX | Indoor Luminaires | High-Bay | Low-Bay Luminaires for Commercial and Industrial Buildings | Standard | FALSE | [9 empty] | 42465 | Dimmable | Continuous Below 10 | No |  | 3.1 | 6907.48 | 103.48 | 66.75 | 14.64 | 0.97 | 5000 | 80
PBKAJKR9 | Acuity Brands Lighting | Holophane | HZL1N L48 7000LM FST MVOLT 50K 80 CRI XXXXXXX XXXX | Indoor Luminaires | High-Bay | Low-Bay Luminaires for Commercial and Industrial Buildings | Standard | FALSE | [9 empty] | 42465 | Dimmable | Continuous Below 10 | No |  | 3.1 | 6907.48 | 103.48 | 66.75 | 14.64 | 0.97 | 5000 | 80
P5FYK9GQ | Acuity Brands Lighting | Lithonia Lighting | ZL1N L46 7000LM FST MVOLT 50K 80 CRI XXXXXXX XXXX | Indoor Luminaires | High-Bay | Low-Bay Luminaires for Commercial and Industrial Buildings | Standard | FALSE | [9 empty] | 42465 | Dimmable | Continuous Below 10 | No |  | 3.1 | 6907.48 | 103.48 | 66.75 | 14.64 | 0.97 | 5000 | 80
PB5JJXMJ | Acuity Brands Lighting | Lithonia Lighting | ZL1F L48 6000LM MDD MVOLT 50K 80 CRI XXXXXXX XXXX | Indoor Luminaires | High-Bay | Low-Bay Luminaires for Commercial and Industrial Buildings | Standard | FALSE | [9 empty] | 42465 | Dimmable | Continuous Below 10 | No |  | 3.1 | 5621.07 | 84.01 | 66.91 | 14.64 | 0.97 | 5000 | 80
PTQUGT76 | Acuity Brands Lighting | Lithonia Lighting | TZL1D L96 10000LM FST MVOLT 40K 90 CRI XXXXXXX XXXX | Indoor Luminaires | High-Bay | Low-Bay Luminaires for Commercial and Industrial Buildings | Standard | FALSE | [9 empty] | 42465 | Dimmable | Continuous Below 10 | No |  | 3.1 | 9016.71 | 108.22 | 83.32 | 19.78 | 0.91 | 4000 | 90
PJPDYJHS | Acuity Brands Lighting | Holophane | HTZL1D L96 10000LM FST MVOLT 40K 90 CRI XXXXXXX XXXX | Indoor Luminaires | High-Bay | Low-Bay Luminaires for Commercial and Industrial Buildings | Standard | FALSE | [9 empty] | 42465 | Dimmable | Continuous Below 10 | No |  | 3.1 | 9016.71 | 108.22 | 83.32 | 19.78 | 0.91 | 4000 | 90
PX7UFT8W | Acuity Brands Lighting | Lithonia Lighting | TZL1N L92 10000LM L/LENS MVOLT 40K 90 CRI XXXXXXX XXXX | Indoor Luminaires | High-Bay | Low-Bay Luminaires for Commercial and Industrial Buildings | Standard | FALSE | [9 empty] | 42465 | Dimmable | Continuous Below 10 | No |  | 3.1 | 8636.01 | 103.65 | 83.32 | 19.78 | 0.91 | 4000 | 90
PTX3675Y | Acuity Brands Lighting | Holophane | HTZL1N L96 10000LM L/LENS MVOLT 40K 90 CRI XXXXXXX XXXX | Indoor Luminaires | High-Bay | Low-Bay Luminaires for Commercial and Industrial Buildings | Standard | FALSE | [9 empty] | 42465 | Dimmable | Continuous Below 10 | No |  | 3.1 | 8636.01 | 103.65 | 83.32 | 19.78 | 0.91 | 4000 | 90
PDF3VDVH | Acuity Brands Lighting | Holophane | HTZL1N L92 10000LM L/LENS MVOLT 40K 90 CRI XXXXXXX XXXX | Indoor Luminaires | High-Bay | Low-Bay Luminaires for Commercial and Industrial Buildings | Standard | FALSE | [9 empty] | 42465 | Dimmable | Continuous Below 10 | No |  | 3.1 | 8636.01 | 103.65 | 83.32 | 19.78 | 0.91 | 4000 | 90
PCPJZ332 | Acuity Brands Lighting | Lithonia Lighting | TZL1N L96 10000LM L/LENS MVOLT 40K 90 CRI XXXXXXX XXXX | Indoor Luminaires | High-Bay | Low-Bay Luminaires for Commercial and Industrial Buildings | Standard | FALSE | [9 empty] | 42465 | Dimmable | Continuous Below 10 | No |  | 3.1 | 8636.01 | 103.65 | 83.32 | 19.78 | 0.91 | 4000 | 90
PG8A6J6U | Acuity Brands Lighting | Lithonia Lighting | TZL1N L92 10000LM FST MVOLT 40K 90 CRI XXXXXXX XXXX | Indoor Luminaires | High-Bay | Low-Bay Luminaires for Commercial and Industrial Buildings | Standard | FALSE | [9 empty] | 42465 | Dimmable | Continuous Below 10 | No |  | 3.1 | 7959.71 | 95.53 | 83.32 | 19.78 | 0.91 | 4000 | 90
PFHHSQD3 | Acuity Brands Lighting | Holophane | HTZL1N L92 10000LM FST MVOLT 40K 90 CRI XXXXXXX XXXX | Indoor Luminaires | High-Bay | Low-Bay Luminaires for Commercial and Industrial Buildings | Standard | FALSE | [9 empty] | 42465 | Dimmable | Continuous Below 10 | No |  | 3.1 | 7959.71 | 95.53 | 83.32 | 19.78 | 0.91 | 4000 | 90
P97YTYV3 | Acuity Brands Lighting | Lithonia Lighting | TZL1N L96 10000LM FST MVOLT 40K 90 CRI XXXXXXX XXXX | Indoor Luminaires | High-Bay | Low-Bay Luminaires for Commercial and Industrial Buildings | Standard | FALSE | [9 empty] | 42465 | Dimmable | Continuous Below 10 | No |  | 3.1 | 7959.71 | 95.53 | 83.32 | 19.78 | 0.91 | 4000 | 90
P89C3BUQ | Acuity Brands Lighting | Holophane | HTZL1N L96 10000LM FST MVOLT 40K 90 CRI XXXXXXX XXXX | Indoor Luminaires | High-Bay | Low-Bay Luminaires for Commercial and Industrial Buildings | Standard | FALSE | [9 empty] | 42465 | Dimmable | Continuous Below 10 | No |  | 3.1 | 7959.71 | 95.53 | 83.32 | 19.78 | 0.91 | 4000 | 90
PYTAM3VK | Acuity Brands Lighting | Lithonia Lighting | TZL1D L96 6000LM FST MVOLT 40K 90 CRI XXXXXXX XXXX | Indoor Luminaires | High-Bay | Low-Bay Luminaires for Commercial and Industrial Buildings | Standard | FALSE | [9 empty] | 42465 | Dimmable | Continuous Below 10 | No |  | 3.1 | 6438.78 | 106.78 | 60.3 | 19.78 | 0.91 | 4000 | 90
PFBCG4BE | Acuity Brands Lighting | Holophane | HTZL1D L96 6000LM FST MVOLT 40K 90 CRI XXXXXXX XXXX | Indoor Luminaires | High-Bay | Low-Bay Luminaires for Commercial and Industrial Buildings | Standard | FALSE | [9 empty] | 42465 | Dimmable | Continuous Below 10 | No |  | 3.1 | 6438.78 | 106.78 | 60.3 | 19.78 | 0.91 | 4000 | 90
PVBQSD9W | Acuity Brands Lighting | Lithonia Lighting | TZL1D L96 14000LM FST MVOLT 40K 90 CRI XXXXXXX XXXX | Indoor Luminaires | High-Bay | High-Bay Luminaires for Commercial and Industrial Buildings | Standard | FALSE | [9 empty] | 42465 | Dimmable | Continuous Below 10 | No |  | 3.1 | 12872.92 | 96.2 | 133.81 | 14.64 | 0.97 | 4000 | 90
P7EJYS4B | Acuity Brands Lighting | Holophane | HTZL1D L96 14000LM FST MVOLT 40K 90 CRI XXXXXXX XXXX | Indoor Luminaires | High-Bay | High-Bay Luminaires for Commercial and Industrial Buildings | Standard | FALSE | [9 empty] | 42465 | Dimmable | Continuous Below 10 | No |  | 3.1 | 12872.92 | 96.2 | 133.81 | 14.64 | 0.97 | 4000 | 90
PXFNUCBZ | Acuity Brands Lighting | Lithonia Lighting | TZL1N L96 14000LM L/LENS MVOLT 40K 90 CRI XXXXXXX XXXX | Indoor Luminaires | High-Bay | High-Bay Luminaires for Commercial and Industrial Buildings | Standard | FALSE | [9 empty] | 42465 | Dimmable | Continuous Below 10 | No |  | 3.1 | 12329.41 | 92.14 | 133.81 | 14.64 | 0.97 | 4000 | 90
PPHJQZK6 | Acuity Brands Lighting | Lithonia Lighting | TZL1N L92 14000LM L/LENS MVOLT 40K 90 CRI XXXXXXX XXXX | Indoor Luminaires | High-Bay | High-Bay Luminaires for Commercial and Industrial Buildings | Standard | FALSE | [9 empty] | 42465 | Dimmable | Continuous Below 10 | No |  | 3.1 | 12329.41 | 92.14 | 133.81 | 14.64 | 0.97 | 4000 | 90
PCE51X7G | Acuity Brands Lighting | Holophane | HTZL1N L92 14000LM L/LENS MVOLT 40K 90 CRI XXXXXXX XXXX | Indoor Luminaires | High-Bay | High-Bay Luminaires for Commercial and Industrial Buildings | Standard | FALSE | [9 empty] | 42465 | Dimmable | Continuous Below 10 | No |  | 3.1 | 12329.41 | 92.14 | 133.81 | 14.64 | 0.97 | 4000 | 90
P23U3GUB | Acuity Brands Lighting | Holophane | HTZL1N L96 14000LM L/LENS MVOLT 40K 90 CRI XXXXXXX XXXX | Indoor Luminaires | High-Bay | High-Bay Luminaires for Commercial and Industrial Buildings | Standard | FALSE | [9 empty] | 42465 | Dimmable | Continuous Below 10 | No |  | 3.1 | 12329.41 | 92.14 | 133.81 | 14.64 | 0.97 | 4000 | 90
PNCB32ZA | Acuity Brands Lighting | Holophane | HTZL1N L96 14000LM FST MVOLT 40K 90 CRI XXXXXXX XXXX | Indoor Luminaires | High-Bay | High-Bay Luminaires for Commercial and Industrial Buildings | Standard | FALSE | [9 empty] | 42465 | Dimmable | Continuous Below 10 | No |  | 3.1 | 11363.87 | 84.93 | 133.81 | 14.64 | 0.97 | 4000 | 90
PGHZ9ECS | Acuity Brands Lighting | Lithonia Lighting | TZL1N L96 14000LM FST MVOLT 40K 90 CRI XXXXXXX XXXX | Indoor Luminaires | High-Bay | High-Bay Luminaires for Commercial and Industrial Buildings | Standard | FALSE | [9 empty] | 42465 | Dimmable | Continuous Below 10 | No |  | 3.1 | 11363.87 | 84.93 | 133.81 | 14.64 | 0.97 | 4000 | 90
PDSNVH4M | Acuity Brands Lighting | Holophane | HTZL1N L92 14000LM FST MVOLT 40K 90 CRI XXXXXXX XXXX | Indoor Luminaires | High-Bay | High-Bay Luminaires for Commercial and Industrial Buildings | Standard | FALSE | [9 empty] | 42465 | Dimmable | Continuous Below 10 | No |  | 3.1 | 11363.87 | 84.93 | 133.81 | 14.64 | 0.97 | 4000 | 90
P55YEHY1 | Acuity Brands Lighting | Lithonia Lighting | TZL1N L92 14000LM FST MVOLT 40K 90 CRI XXXXXXX XXXX | Indoor Luminaires | High-Bay | High-Bay Luminaires for Commercial and Industrial Buildings | Standard | FALSE | [9 empty] | 42465 | Dimmable | Continuous Below 10 | No |  | 3.1 | 11363.87 | 84.93 | 133.81 | 14.64 | 0.97 | 4000 | 90
PH1G3A57 | Acuity Brands Lighting | Holophane | HZL1D L48 7000LM FST MVOLT 40K 90 CRI XXXXXXX XXXX | Indoor Luminaires | High-Bay | Low-Bay Luminaires for Commercial and Industrial Buildings | Standard | FALSE | [9 empty] | 42465 | Dimmable | Continuous Below 10 | No |  | 3.1 | 6383.98 | 95.64 | 66.75 | 14.64 | 0.97 | 4000 | 90
PBEU2CYS | Acuity Brands Lighting | Lithonia Lighting | ZL1D L48 7000LM FST MVOLT 40K 90 CRI XXXXXXX XXXX | Indoor Luminaires | High-Bay | Low-Bay Luminaires for Commercial and Industrial Buildings | Standard | FALSE | [9 empty] | 42465 | Dimmable | Continuous Below 10 | No |  | 3.1 | 6383.98 | 95.64 | 66.75 | 14.64 | 0.97 | 4000 | 90
PMWV2VS6 | Acuity Brands Lighting | Lithonia Lighting | TZL1N L92 6000LM L/LENS MVOLT 40K 90 CRI XXXXXXX XXXX | Indoor Luminaires | High-Bay | Low-Bay Luminaires for Commercial and Industrial Buildings | Standard | FALSE | [9 empty] | 42465 | Dimmable | Continuous Below 10 | No |  | 3.1 | 6166.92 | 102.27 | 60.3 | 14.64 | 0.97 | 4000 | 90
PE275SS8 | Acuity Brands Lighting | Holophane | HTZL1N L92 6000LM L/LENS MVOLT 40K 90 CRI XXXXXXX XXXX | Indoor Luminaires | High-Bay | Low-Bay Luminaires for Commercial and Industrial Buildings | Standard | FALSE | [9 empty] | 42465 | Dimmable | Continuous Below 10 | No |  | 3.1 | 6166.92 | 102.27 | 60.3 | 14.64 | 0.97 | 4000 | 90
PDJ6FQPT | Acuity Brands Lighting | Holophane | HTZL1N L96 6000LM L/LENS MVOLT 40K 90 CRI XXXXXXX XXXX | Indoor Luminaires | High-Bay | Low-Bay Luminaires for Commercial and Industrial Buildings | Standard | FALSE | [9 empty] | 42465 | Dimmable | Continuous Below 10 | No |  | 3.1 | 6166.92 | 102.27 | 60.3 | 14.64 | 0.97 | 4000 | 90
PA32H3P7 | Acuity Brands Lighting | Lithonia Lighting | TZL1N L96 6000LM L/LENS MVOLT 40K 90 CRI XXXXXXX XXXX | Indoor Luminaires | High-Bay | Low-Bay Luminaires for Commercial and Industrial Buildings | Standard | FALSE | [9 empty] | 42465 | Dimmable | Continuous Below 10 | No |  | 3.1 | 6166.92 | 102.27 | 60.3 | 14.64 | 0.97 | 4000 | 90
PP889Z3U | Acuity Brands Lighting | Lithonia Lighting | ZL1N L46 7000LM L/LENS MVOLT 40K 90 CRI XXXXXXX XXXX | Indoor Luminaires | High-Bay | Low-Bay Luminaires for Commercial and Industrial Buildings | Standard | FALSE | [9 empty] | 42465 | Dimmable | Continuous Below 10 | No |  | 3.1 | 6114.44 | 91.6 | 66.75 | 14.64 | 0.97 | 4000 | 90
PFHTMVFY | Acuity Brands Lighting | Holophane | HZL1N L48 7000LM L/LENS MVOLT 40K 90 CRI XXXXXXX XXXX | Indoor Luminaires | High-Bay | Low-Bay Luminaires for Commercial and Industrial Buildings | Standard | FALSE | [9 empty] | 42465 | Dimmable | Continuous Below 10 | No |  | 3.1 | 6114.44 | 91.6 | 66.75 | 14.64 | 0.97 | 4000 | 90
PD6BK92A | Acuity Brands Lighting | Lithonia Lighting | ZL1N L48 7000LM L/LENS MVOLT 40K 90 CRI XXXXXXX XXXX | Indoor Luminaires | High-Bay | Low-Bay Luminaires for Commercial and Industrial Buildings | Standard | FALSE | [9 empty] | 42465 | Dimmable | Continuous Below 10 | No |  | 3.1 | 6114.44 | 91.6 | 66.75 | 14.64 | 0.97 | 4000 | 90
PAGZ1S87 | Acuity Brands Lighting | Holophane | HZL1N L46 7000LM L/LENS MVOLT 40K 90 CRI XXXXXXX XXXX | Indoor Luminaires | High-Bay | Low-Bay Luminaires for Commercial and Industrial Buildings | Standard | FALSE | [9 empty] | 42465 | Dimmable | Continuous Below 10 | No |  | 3.1 | 6114.44 | 91.6 | 66.75 | 14.64 | 0.97 | 4000 | 90
PZ62R118 | Acuity Brands Lighting | Holophane | HTZL1N L92 6000LM FST MVOLT 40K 90 CRI XXXXXXX XXXX | Indoor Luminaires | High-Bay | Low-Bay Luminaires for Commercial and Industrial Buildings | Standard | FALSE | [9 empty] | 42465 | Dimmable | Continuous Below 10 | No |  | 3.1 | 5683.98 | 94.26 | 60.3 | 14.64 | 0.97 | 4000 | 90
PNADUEKJ | Acuity Brands Lighting | Lithonia Lighting | TZL1N L96 6000LM FST MVOLT 40K 90 CRI XXXXXXX XXXX | Indoor Luminaires | High-Bay | Low-Bay Luminaires for Commercial and Industrial Buildings | Standard | FALSE | [9 empty] | 42465 | Dimmable | Continuous Below 10 | No |  | 3.1 | 5683.98 | 94.26 | 60.3 | 14.64 | 0.97 | 4000 | 90
PJANY9YZ | Acuity Brands Lighting | Holophane | HTZL1N L96 6000LM FST MVOLT 40K 90 CRI XXXXXXX XXXX | Indoor Luminaires | High-Bay | Low-Bay Luminaires for Commercial and Industrial Buildings | Standard | FALSE | [9 empty] | 42465 | Dimmable | Continuous Below 10 | No |  | 3.1 | 5683.98 | 94.26 | 60.3 | 14.64 | 0.97 | 4000 | 90
P5EGHSAG | Acuity Brands Lighting | Lithonia Lighting | TZL1N L92 6000LM FST MVOLT 40K 90 CRI XXXXXXX XXXX | Indoor Luminaires | High-Bay | Low-Bay Luminaires for Commercial and Industrial Buildings | Standard | FALSE | [9 empty] | 42465 | Dimmable | Continuous Below 10 | No |  | 3.1 | 5683.98 | 94.26 | 60.3 | 14.64 | 0.97 | 4000 | 90
PU166RKU | Acuity Brands Lighting | Lithonia Lighting | ZL1N L46 7000LM FST MVOLT 40K 90 CRI XXXXXXX XXXX | Indoor Luminaires | High-Bay | Low-Bay Luminaires for Commercial and Industrial Buildings | Standard | FALSE | [9 empty] | 42465 | Dimmable | Continuous Below 10 | No |  | 3.1 | 5635.61 | 84.43 | 66.75 | 14.64 | 0.97 | 4000 | 90
PKWVAN79 | Acuity Brands Lighting | Holophane | HZL1N L48 7000LM FST MVOLT 40K 90 CRI XXXXXXX XXXX | Indoor Luminaires | High-Bay | Low-Bay Luminaires for Commercial and Industrial Buildings | Standard | FALSE | [9 empty] | 42465 | Dimmable | Continuous Below 10 | No |  | 3.1 | 5635.61 | 84.43 | 66.75 | 14.64 | 0.97 | 4000 | 90
PH1FQTN6 | Acuity Brands Lighting | Holophane | HZL1N L46 7000LM FST MVOLT 40K 90 CRI XXXXXXX XXXX | Indoor Luminaires | High-Bay | Low-Bay Luminaires for Commercial and Industrial Buildings | Standard | FALSE | [9 empty] | 42465 | Dimmable | Continuous Below 10 | No |  | 3.1 | 5635.61 | 84.43 | 66.75 | 14.64 | 0.97 | 4000 | 90
PBWTXG3D | Acuity Brands Lighting | Lithonia Lighting | ZL1N L48 7000LM FST MVOLT 40K 90 CRI XXXXXXX XXXX | Indoor Luminaires | High-Bay | Low-Bay Luminaires for Commercial and Industrial Buildings | Standard | FALSE | [9 empty] | 42465 | Dimmable | Continuous Below 10 | No |  | 3.1 | 5635.61 | 84.43 | 66.75 | 14.64 | 0.97 | 4000 | 90
PTURBZNG | Acuity Brands Lighting | Lithonia Lighting | TZL1D L96 10000LM FST MVOLT 40K 80 CRI XXXXXXX XXXX | Indoor Luminaires | High-Bay | High-Bay Luminaires for Commercial and Industrial Buildings | Standard | FALSE | [9 empty] | 42465 | Dimmable | Continuous Below 10 | No |  | 3.1 | 10957.98 | 131.52 | 83.32 | 19.78 | 0.91 | 4000 | 80
PGAN9DC7 | Acuity Brands Lighting | Holophane | HTZL1D L96 10000LM FST MVOLT 40K 80 CRI XXXXXXX XXXX | Indoor Luminaires | High-Bay | High-Bay Luminaires for Commercial and Industrial Buildings | Standard | FALSE | [9 empty] | 42465 | Dimmable | Continuous Below 10 | No |  | 3.1 | 10957.98 | 131.52 | 83.32 | 19.78 | 0.91 | 4000 | 80
PZJG5MF9 | Acuity Brands Lighting | Lithonia Lighting | TZL1N L96 10000LM L/LENS MVOLT 40K 80 CRI XXXXXXX XXXX | Indoor Luminaires | High-Bay | High-Bay Luminaires for Commercial and Industrial Buildings | Standard | FALSE | [9 empty] | 42465 | Dimmable | Continuous Below 10 | No |  | 3.1 | 10495.32 | 125.96 | 83.32 | 19.78 | 0.91 | 4000 | 80
PSFEKYA2 | Acuity Brands Lighting | Lithonia Lighting | TZL1N L92 10000LM L/LENS MVOLT 40K 80 CRI XXXXXXX XXXX | Indoor Luminaires | High-Bay | High-Bay Luminaires for Commercial and Industrial Buildings | Standard | FALSE | [9 empty] | 42465 | Dimmable | Continuous Below 10 | No |  | 3.1 | 10495.32 | 125.96 | 83.32 | 19.78 | 0.91 | 4000 | 80
PQ7VPDTW | Acuity Brands Lighting | Holophane | HTZL1N L92 10000LM L/LENS MVOLT 40K 80 CRI XXXXXXX XXXX | Indoor Luminaires | High-Bay | High-Bay Luminaires for Commercial and Industrial Buildings | Standard | FALSE | [9 empty] | 42465 | Dimmable | Continuous Below 10 | No |  | 3.1 | 10495.32 | 125.96 | 83.32 | 19.78 | 0.91 | 4000 | 80
PHF3FJ65 | Acuity Brands Lighting | Holophane | HTZL1N L96 10000LM L/LENS MVOLT 40K 80 CRI XXXXXXX XXXX | Indoor Luminaires | High-Bay | High-Bay Luminaires for Commercial and Industrial Buildings | Standard | FALSE | [9 empty] | 42465 | Dimmable | Continuous Below 10 | No |  | 3.1 | 10495.32 | 125.96 | 83.32 | 19.78 | 0.91 | 4000 | 80
PZTPEHCM | Acuity Brands Lighting | Holophane | HTZL1N L96 10000LM FST MVOLT 40K 80 CRI XXXXXXX XXXX | Indoor Luminaires | High-Bay | High-Bay Luminaires for Commercial and Industrial Buildings | Standard | FALSE | [9 empty] | 42465 | Dimmable | Continuous Below 10 | No |  | 3.1 | 9673.42 | 116.1 | 83.32 | 19.78 | 0.91 | 4000 | 80
PR7TAMFX | Acuity Brands Lighting | Lithonia Lighting | TZL1N L92 10000LM FST MVOLT 40K 80 CRI XXXXXXX XXXX | Indoor Luminaires | High-Bay | High-Bay Luminaires for Commercial and Industrial Buildings | Standard | FALSE | [9 empty] | 42465 | Dimmable | Continuous Below 10 | No |  | 3.1 | 9673.42 | 116.1 | 83.32 | 19.78 | 0.91 | 4000 | 80
P81VNDV8 | Acuity Brands Lighting | Lithonia Lighting | TZL1N L96 10000LM FST MVOLT 40K 80 CRI XXXXXXX XXXX | Indoor Luminaires | High-Bay | High-Bay Luminaires for Commercial and Industrial Buildings | Standard | FALSE | [9 empty] | 42465 | Dimmable | Continuous Below 10 | No |  | 3.1 | 9673.42 | 116.1 | 83.32 | 19.78 | 0.91 | 4000 | 80
P31P7DJQ | Acuity Brands Lighting | Holophane | HTZL1N L92 10000LM FST MVOLT 40K 80 CRI XXXXXXX XXXX | Indoor Luminaires | High-Bay | High-Bay Luminaires for Commercial and Industrial Buildings | Standard | FALSE | [9 empty] | 42465 | Dimmable | Continuous Below 10 | No |  | 3.1 | 9673.42 | 116.1 | 83.32 | 19.78 | 0.91 | 4000 | 80
PWW66XE8 | Acuity Brands Lighting | Lithonia Lighting | TZL1F L96 9000LM MDD MVOLT 40K 80 CRI XXXXXXX XXXX | Indoor Luminaires | High-Bay | Low-Bay Luminaires for Commercial and Industrial Buildings | Standard | FALSE | [9 empty] | 42465 | Dimmable | Continuous Below 10 | No |  | 3.1 | 7794.72 | 93.18 | 83.65 | 19.78 | 0.91 | 4000 | 80
PW6D94X3 | Acuity Brands Lighting | Lithonia Lighting | TZL1D L96 6000LM FST MVOLT 40K 80 CRI XXXXXXX XXXX | Indoor Luminaires | High-Bay | Low-Bay Luminaires for Commercial and Industrial Buildings | Standard | FALSE | [9 empty] | 42465 | Dimmable | Continuous Below 10 | No |  | 3.1 | 7736.71 | 128.3 | 60.3 | 19.78 | 0.91 | 4000 | 80
P7D3MWRD | Acuity Brands Lighting | Holophane | HTZL1D L96 6000LM FST MVOLT 40K 80 CRI XXXXXXX XXXX | Indoor Luminaires | High-Bay | Low-Bay Luminaires for Commercial and Industrial Buildings | Standard | FALSE | [9 empty] | 42465 | Dimmable | Continuous Below 10 | No |  | 3.1 | 7736.71 | 128.3 | 60.3 | 19.78 | 0.91 | 4000 | 80
PY952SB3 | Acuity Brands Lighting | Holophane | HZL1D L48 5000LM FST MVOLT 40K 80 CRI XXXXXXX XXXX | Indoor Luminaires | High-Bay | Low-Bay Luminaires for Commercial and Industrial Buildings | Standard | FALSE | [9 empty] | 42465 | Dimmable | Continuous Below 10 | No |  | 3.1 | 5497.11 | 131.67 | 41.75 | 19.78 | 0.91 | 4000 | 80
PP1H3QB3 | Acuity Brands Lighting | Lithonia Lighting | ZL1D L48 5000LM FST MVOLT 40K 80 CRI XXXXXXX XXXX | Indoor Luminaires | High-Bay | Low-Bay Luminaires for Commercial and Industrial Buildings | Standard | FALSE | [9 empty] | 42465 | Dimmable | Continuous Below 10 | No |  | 3.1 | 5497.11 | 131.67 | 41.75 | 19.78 | 0.91 | 4000 | 80
PU4BQV3E | Acuity Brands Lighting | Lithonia Lighting | TZL1F L96 6000LM MDD MVOLT 40K 80 CRI XXXXXXX XXXX | Indoor Luminaires | High-Bay | Low-Bay Luminaires for Commercial and Industrial Buildings | Standard | FALSE | [9 empty] | 42465 | Dimmable | Continuous Below 10 | No |  | 3.1 | 5459.06 | 84.85 | 64.34 | 19.78 | 0.91 | 4000 | 80
PMZ1T989 | Acuity Brands Lighting | Holophane | HZL1N L46 5000LM L/LENS MVOLT 40K 80 CRI XXXXXXX XXXX | Indoor Luminaires | High-Bay | Low-Bay Luminaires for Commercial and Industrial Buildings | Standard | FALSE | [9 empty] | 42465 | Dimmable | Continuous Below 10 | No |  | 3.1 | 5265.02 | 126.11 | 41.75 | 19.78 | 0.91 | 4000 | 80
PGY896KJ | Acuity Brands Lighting | Holophane | HZL1N L48 5000LM L/LENS MVOLT 40K 80 CRI XXXXXXX XXXX | Indoor Luminaires | High-Bay | Low-Bay Luminaires for Commercial and Industrial Buildings | Standard | FALSE | [9 empty] | 42465 | Dimmable | Continuous Below 10 | No |  | 3.1 | 5265.02 | 126.11 | 41.75 | 19.78 | 0.91 | 4000 | 80
P7SSMWXG | Acuity Brands Lighting | Lithonia Lighting | ZL1N L46 5000LM L/LENS MVOLT 40K 80 CRI XXXXXXX XXXX | Indoor Luminaires | High-Bay | Low-Bay Luminaires for Commercial and Industrial Buildings | Standard | FALSE | [9 empty] | 42465 | Dimmable | Continuous Below 10 | No |  | 3.1 | 5265.02 | 126.11 | 41.75 | 19.78 | 0.91 | 4000 | 80
P67KBRAA | Acuity Brands Lighting | Lithonia Lighting | ZL1N L48 5000LM L/LENS MVOLT 40K 80 CRI XXXXXXX XXXX | Indoor Luminaires | High-Bay | Low-Bay Luminaires for Commercial and Industrial Buildings | Standard | FALSE | [9 empty] | 42465 | Dimmable | Continuous Below 10 | No |  | 3.1 | 5265.02 | 126.11 | 41.75 | 19.78 | 0.91 | 4000 | 80
PVE1X6PS | Acuity Brands Lighting | Holophane | HTZL1D L96 14000LM FST MVOLT 40K 80 CRI XXXXXXX XXXX | Indoor Luminaires | High-Bay | High-Bay Luminaires for Commercial and Industrial Buildings | Standard | FALSE | [9 empty] | 42465 | Dimmable | Continuous Below 10 | No |  | 3.1 | 15644.42 | 116.92 | 133.81 | 14.64 | 0.97 | 4000 | 80
P5NWNNN8 | Acuity Brands Lighting | Lithonia Lighting | TZL1D L96 14000LM FST MVOLT 40K 80 CRI XXXXXXX XXXX | Indoor Luminaires | High-Bay | High-Bay Luminaires for Commercial and Industrial Buildings | Standard | FALSE | [9 empty] | 42465 | Dimmable | Continuous Below 10 | No |  | 3.1 | 15644.42 | 116.92 | 133.81 | 14.64 | 0.97 | 4000 | 80
PY7YRQQQ | Acuity Brands Lighting | Holophane | HTZL1N L92 14000LM L/LENS MVOLT 40K 80 CRI XXXXXXX XXXX | Indoor Luminaires | High-Bay | High-Bay Luminaires for Commercial and Industrial Buildings | Standard | FALSE | [9 empty] | 42465 | Dimmable | Continuous Below 10 | No |  | 3.1 | 14983.9 | 111.98 | 133.81 | 14.64 | 0.97 | 4000 | 80
PTJD66BF | Acuity Brands Lighting | Lithonia Lighting | TZL1N L92 14000LM L/LENS MVOLT 40K 80 CRI XXXXXXX XXXX | Indoor Luminaires | High-Bay | High-Bay Luminaires for Commercial and Industrial Buildings | Standard | FALSE | [9 empty] | 42465 | Dimmable | Continuous Below 10 | No |  | 3.1 | 14983.9 | 111.98 | 133.81 | 14.64 | 0.97 | 4000 | 80
PJHKEZD1 | Acuity Brands Lighting | Holophane | HTZL1N L96 14000LM L/LENS MVOLT 40K 80 CRI XXXXXXX XXXX | Indoor Luminaires | High-Bay | High-Bay Luminaires for Commercial and Industrial Buildings | Standard | FALSE | [9 empty] | 42465 | Dimmable | Continuous Below 10 | No |  | 3.1 | 14983.9 | 111.98 | 133.81 | 14.64 | 0.97 | 4000 | 80
P567EUPG | Acuity Brands Lighting | Lithonia Lighting | TZL1N L96 14000LM L/LENS MVOLT 40K 80 CRI XXXXXXX XXXX | Indoor Luminaires | High-Bay | High-Bay Luminaires for Commercial and Industrial Buildings | Standard | FALSE | [9 empty] | 42465 | Dimmable | Continuous Below 10 | No |  | 3.1 | 14983.9 | 111.98 | 133.81 | 14.64 | 0.97 | 4000 | 80
PYW3P6N7 | Acuity Brands Lighting | Lithonia Lighting | TZL1N L96 14000LM FST MVOLT 40K 80 CRI XXXXXXX XXXX | Indoor Luminaires | High-Bay | High-Bay Luminaires for Commercial and Industrial Buildings | Standard | FALSE | [9 empty] | 42465 | Dimmable | Continuous Below 10 | No |  | 3.1 | 13810.49 | 103.21 | 133.81 | 14.64 | 0.97 | 4000 | 80
P8U9H9CB | Acuity Brands Lighting | Lithonia Lighting | TZL1N L92 14000LM FST MVOLT 40K 80 CRI XXXXXXX XXXX | Indoor Luminaires | High-Bay | High-Bay Luminaires for Commercial and Industrial Buildings | Standard | FALSE | [9 empty] | 42465 | Dimmable | Continuous Below 10 | No |  | 3.1 | 13810.49 | 103.21 | 133.81 | 14.64 | 0.97 | 4000 | 80
P8S2DF49 | Acuity Brands Lighting | Holophane | HTZL1N L92 14000LM FST MVOLT 40K 80 CRI XXXXXXX XXXX | Indoor Luminaires | High-Bay | High-Bay Luminaires for Commercial and Industrial Buildings | Standard | FALSE | [9 empty] | 42465 | Dimmable | Continuous Below 10 | No |  | 3.1 | 13810.49 | 103.21 | 133.81 | 14.64 | 0.97 | 4000 | 80
P7SPV3KE | Acuity Brands Lighting | Holophane | HTZL1N L96 14000LM FST MVOLT 40K 80 CRI XXXXXXX XXXX | Indoor Luminaires | High-Bay | High-Bay Luminaires for Commercial and Industrial Buildings | Standard | FALSE | [9 empty] | 42465 | Dimmable | Continuous Below 10 | No |  | 3.1 | 13810.49 | 103.21 | 133.81 | 14.64 | 0.97 | 4000 | 80
P72PUN98 | Acuity Brands Lighting | Lithonia Lighting | TZL1F L96 12000LM MDD MVOLT 40K 80 CRI XXXXXXX XXXX | Indoor Luminaires | High-Bay | High-Bay Luminaires for Commercial and Industrial Buildings | Standard | FALSE | [9 empty] | 42465 | Dimmable | Continuous Below 10 | No |  | 3.1 | 11519.03 | 85 | 135.52 | 14.64 | 0.97 | 4000 | 80
PTUS9QJ2 | Acuity Brands Lighting | Lithonia Lighting | ZL1D L48 7000LM FST MVOLT 40K 80 CRI XXXXXXX XXXX | Indoor Luminaires | High-Bay | Low-Bay Luminaires for Commercial and Industrial Buildings | Standard | FALSE | [9 empty] | 42465 | Dimmable | Continuous Below 10 | No |  | 3.1 | 7758.43 | 116.23 | 66.75 | 14.64 | 0.97 | 4000 | 80
P9WKMYMD | Acuity Brands Lighting | Holophane | HZL1D L48 7000LM FST MVOLT 40K 80 CRI XXXXXXX XXXX | Indoor Luminaires | High-Bay | Low-Bay Luminaires for Commercial and Industrial Buildings | Standard | FALSE | [9 empty] | 42465 | Dimmable | Continuous Below 10 | No |  | 3.1 | 7758.43 | 116.23 | 66.75 | 14.64 | 0.97 | 4000 | 80
PKJJAR3E | Acuity Brands Lighting | Holophane | HZL1N L48 7000LM L/LENS MVOLT 40K 80 CRI XXXXXXX XXXX | Indoor Luminaires | High-Bay | Low-Bay Luminaires for Commercial and Industrial Buildings | Standard | FALSE | [9 empty] | 42465 | Dimmable | Continuous Below 10 | No |  | 3.1 | 7430.86 | 111.32 | 66.75 | 14.64 | 0.97 | 4000 | 80
PCF3WYAE | Acuity Brands Lighting | Lithonia Lighting | ZL1N L48 7000LM L/LENS MVOLT 40K 80 CRI XXXXXXX XXXX | Indoor Luminaires | High-Bay | Low-Bay Luminaires for Commercial and Industrial Buildings | Standard | FALSE | [9 empty] | 42465 | Dimmable | Continuous Below 10 | No |  | 3.1 | 7430.86 | 111.32 | 66.75 | 14.64 | 0.97 | 4000 | 80
P4AK9YTF | Acuity Brands Lighting | Holophane | HZL1N L46 7000LM L/LENS MVOLT 40K 80 CRI XXXXXXX XXXX | Indoor Luminaires | High-Bay | Low-Bay Luminaires for Commercial and Industrial Buildings | Standard | FALSE | [9 empty] | 42465 | Dimmable | Continuous Below 10 | No |  | 3.1 | 7430.86 | 111.32 | 66.75 | 14.64 | 0.97 | 4000 | 80
P2UG9UUD | Acuity Brands Lighting | Lithonia Lighting | ZL1N L46 7000LM L/LENS MVOLT 40K 80 CRI XXXXXXX XXXX | Indoor Luminaires | High-Bay | Low-Bay Luminaires for Commercial and Industrial Buildings | Standard | FALSE | [9 empty] | 42465 | Dimmable | Continuous Below 10 | No |  | 3.1 | 7430.86 | 111.32 | 66.75 | 14.64 | 0.97 | 4000 | 80
PRX7H7EE | Acuity Brands Lighting | Holophane | HTZL1N L96 6000LM L/LENS MVOLT 40K 80 CRI XXXXXXX XXXX | Indoor Luminaires | High-Bay | Low-Bay Luminaires for Commercial and Industrial Buildings | Standard | FALSE | [9 empty] | 42465 | Dimmable | Continuous Below 10 | No |  | 3.1 | 7410.06 | 122.89 | 60.3 | 14.64 | 0.97 | 4000 | 80
PNVJPSEY | Acuity Brands Lighting | Holophane | HTZL1N L92 6000LM L/LENS MVOLT 40K 80 CRI XXXXXXX XXXX | Indoor Luminaires | High-Bay | Low-Bay Luminaires for Commercial and Industrial Buildings | Standard | FALSE | [9 empty] | 42465 | Dimmable | Continuous Below 10 | No |  | 3.1 | 7410.06 | 122.89 | 60.3 | 14.64 | 0.97 | 4000 | 80
PMUD9S9S | Acuity Brands Lighting | Lithonia Lighting | TZL1N L92 6000LM L/LENS MVOLT 40K 80 CRI XXXXXXX XXXX | Indoor Luminaires | High-Bay | Low-Bay Luminaires for Commercial and Industrial Buildings | Standard | FALSE | [9 empty] | 42465 | Dimmable | Continuous Below 10 | No |  | 3.1 | 7410.06 | 122.89 | 60.3 | 14.64 | 0.97 | 4000 | 80
PHFXRMWH | Acuity Brands Lighting | Lithonia Lighting | TZL1N L96 6000LM L/LENS MVOLT 40K 80 CRI XXXXXXX XXXX | Indoor Luminaires | High-Bay | Low-Bay Luminaires for Commercial and Industrial Buildings | Standard | FALSE | [9 empty] | 42465 | Dimmable | Continuous Below 10 | No |  | 3.1 | 7410.06 | 122.89 | 60.3 | 14.64 | 0.97 | 4000 | 80
PSKCMDJG | Acuity Brands Lighting | Holophane | HZL1N L48 7000LM FST MVOLT 40K 80 CRI XXXXXXX XXXX | Indoor Luminaires | High-Bay | Low-Bay Luminaires for Commercial and Industrial Buildings | Standard | FALSE | [9 empty] | 42465 | Dimmable | Continuous Below 10 | No |  | 3.1 | 6848.94 | 102.61 | 66.75 | 14.64 | 0.97 | 4000 | 80
PS1M3YNP | Acuity Brands Lighting | Holophane | HZL1N L46 7000LM FST MVOLT 40K 80 CRI XXXXXXX XXXX | Indoor Luminaires | High-Bay | Low-Bay Luminaires for Commercial and Industrial Buildings | Standard | FALSE | [9 empty] | 42465 | Dimmable | Continuous Below 10 | No |  | 3.1 | 6848.94 | 102.61 | 66.75 | 14.64 | 0.97 | 4000 | 80
PRTSNBPH | Acuity Brands Lighting | Lithonia Lighting | ZL1N L48 7000LM FST MVOLT 40K 80 CRI XXXXXXX XXXX | Indoor Luminaires | High-Bay | Low-Bay Luminaires for Commercial and Industrial Buildings | Standard | FALSE | [9 empty] | 42465 | Dimmable | Continuous Below 10 | No |  | 3.1 | 6848.94 | 102.61 | 66.75 | 14.64 | 0.97 | 4000 | 80
P4KVDQNV | Acuity Brands Lighting | Lithonia Lighting | ZL1N L46 7000LM FST MVOLT 40K 80 CRI XXXXXXX XXXX | Indoor Luminaires | High-Bay | Low-Bay Luminaires for Commercial and Industrial Buildings | Standard | FALSE | [9 empty] | 42465 | Dimmable | Continuous Below 10 | No |  | 3.1 | 6848.94 | 102.61 | 66.75 | 14.64 | 0.97 | 4000 | 80
PVA7XKPE | Acuity Brands Lighting | Holophane | HTZL1N L92 6000LM FST MVOLT 40K 80 CRI XXXXXXX XXXX | Indoor Luminaires | High-Bay | Low-Bay Luminaires for Commercial and Industrial Buildings | Standard | FALSE | [9 empty] | 42465 | Dimmable | Continuous Below 10 | No |  | 3.1 | 6829.77 | 113.26 | 60.3 | 14.64 | 0.97 | 4000 | 80
PNB9DNRK | Acuity Brands Lighting | Holophane | HTZL1N L96 6000LM FST MVOLT 40K 80 CRI XXXXXXX XXXX | Indoor Luminaires | High-Bay | Low-Bay Luminaires for Commercial and Industrial Buildings | Standard | FALSE | [9 empty] | 42465 | Dimmable | Continuous Below 10 | No |  | 3.1 | 6829.77 | 113.26 | 60.3 | 14.64 | 0.97 | 4000 | 80
PN6SVFD7 | Acuity Brands Lighting | Lithonia Lighting | TZL1N L96 6000LM FST MVOLT 40K 80 CRI XXXXXXX XXXX | Indoor Luminaires | High-Bay | Low-Bay Luminaires for Commercial and Industrial Buildings | Standard | FALSE | [9 empty] | 42465 | Dimmable | Continuous Below 10 | No |  | 3.1 | 6829.77 | 113.26 | 60.3 | 14.64 | 0.97 | 4000 | 80
P89BQJD7 | Acuity Brands Lighting | Lithonia Lighting | TZL1N L92 6000LM FST MVOLT 40K 80 CRI XXXXXXX XXXX | Indoor Luminaires | High-Bay | Low-Bay Luminaires for Commercial and Industrial Buildings | Standard | FALSE | [9 empty] | 42465 | Dimmable | Continuous Below 10 | No |  | 3.1 | 6829.77 | 113.26 | 60.3 | 14.64 | 0.97 | 4000 | 80
PW1EH429 | Acuity Brands Lighting | Lithonia Lighting | ZL1F L48 6000LM MDD MVOLT 40K 80 CRI XXXXXXX XXXX | Indoor Luminaires | High-Bay | Low-Bay Luminaires for Commercial and Industrial Buildings | Standard | FALSE | [9 empty] | 42465 | Dimmable | Continuous Below 10 | No |  | 3.1 | 5373.6 | 80.31 | 66.91 | 14.64 | 0.97 | 4000 | 80
PJ1JWC7J | Acuity Brands Lighting | Lithonia Lighting | TZL1D L96 10000LM FST MVOLT 35K 90 CRI XXXXXXX XXXX | Indoor Luminaires | High-Bay | Low-Bay Luminaires for Commercial and Industrial Buildings | Standard | FALSE | [9 empty] | 42465 | Dimmable | Continuous Below 10 | No |  | 3.1 | 8761.28 | 105.15 | 83.32 | 19.78 | 0.91 | 3500 | 90
P3TRC319 | Acuity Brands Lighting | Holophane | HTZL1D L96 10000LM FST MVOLT 35K 90 CRI XXXXXXX XXXX | Indoor Luminaires | High-Bay | Low-Bay Luminaires for Commercial and Industrial Buildings | Standard | FALSE | [9 empty] | 42465 | Dimmable | Continuous Below 10 | No |  | 3.1 | 8761.28 | 105.15 | 83.32 | 19.78 | 0.91 | 3500 | 90
PXUJ8S9H | Acuity Brands Lighting | Lithonia Lighting | TZL1N L96 10000LM L/LENS MVOLT 35K 90 CRI XXXXXXX XXXX | Indoor Luminaires | High-Bay | Low-Bay Luminaires for Commercial and Industrial Buildings | Standard | FALSE | [9 empty] | 42465 | Dimmable | Continuous Below 10 | No |  | 3.1 | 8391.37 | 100.71 | 83.32 | 19.78 | 0.91 | 3500 | 90
PXBFUU5X | Acuity Brands Lighting | Holophane | HTZL1N L96 10000LM L/LENS MVOLT 35K 90 CRI XXXXXXX XXXX | Indoor Luminaires | High-Bay | Low-Bay Luminaires for Commercial and Industrial Buildings | Standard | FALSE | [9 empty] | 42465 | Dimmable | Continuous Below 10 | No |  | 3.1 | 8391.37 | 100.71 | 83.32 | 19.78 | 0.91 | 3500 | 90
PPEMME9G | Acuity Brands Lighting | Lithonia Lighting | TZL1N L92 10000LM L/LENS MVOLT 35K 90 CRI XXXXXXX XXXX | Indoor Luminaires | High-Bay | Low-Bay Luminaires for Commercial and Industrial Buildings | Standard | FALSE | [9 empty] | 42465 | Dimmable | Continuous Below 10 | No |  | 3.1 | 8391.37 | 100.71 | 83.32 | 19.78 | 0.91 | 3500 | 90
PHK18Z2Q | Acuity Brands Lighting | Holophane | HTZL1N L92 10000LM L/LENS MVOLT 35K 90 CRI XXXXXXX XXXX | Indoor Luminaires | High-Bay | Low-Bay Luminaires for Commercial and Industrial Buildings | Standard | FALSE | [9 empty] | 42465 | Dimmable | Continuous Below 10 | No |  | 3.1 | 8391.37 | 100.71 | 83.32 | 19.78 | 0.91 | 3500 | 90
PZKAVC5H | Acuity Brands Lighting | Holophane | HTZL1N L92 10000LM FST MVOLT 35K 90 CRI XXXXXXX XXXX | Indoor Luminaires | High-Bay | Low-Bay Luminaires for Commercial and Industrial Buildings | Standard | FALSE | [9 empty] | 42465 | Dimmable | Continuous Below 10 | No |  | 3.1 | 7734.23 | 92.83 | 83.32 | 19.78 | 0.91 | 3500 | 90
PQU59RFT | Acuity Brands Lighting | Holophane | HTZL1N L96 10000LM FST MVOLT 35K 90 CRI XXXXXXX XXXX | Indoor Luminaires | High-Bay | Low-Bay Luminaires for Commercial and Industrial Buildings | Standard | FALSE | [9 empty] | 42465 | Dimmable | Continuous Below 10 | No |  | 3.1 | 7734.23 | 92.83 | 83.32 | 19.78 | 0.91 | 3500 | 90
PF5BYNKP | Acuity Brands Lighting | Lithonia Lighting | TZL1N L96 10000LM FST MVOLT 35K 90 CRI XXXXXXX XXXX | Indoor Luminaires | High-Bay | Low-Bay Luminaires for Commercial and Industrial Buildings | Standard | FALSE | [9 empty] | 42465 | Dimmable | Continuous Below 10 | No |  | 3.1 | 7734.23 | 92.83 | 83.32 | 19.78 | 0.91 | 3500 | 90
P6139MRP | Acuity Brands Lighting | Lithonia Lighting | TZL1N L92 10000LM FST MVOLT 35K 90 CRI XXXXXXX XXXX | Indoor Luminaires | High-Bay | Low-Bay Luminaires for Commercial and Industrial Buildings | Standard | FALSE | [9 empty] | 42465 | Dimmable | Continuous Below 10 | No |  | 3.1 | 7734.23 | 92.83 | 83.32 | 19.78 | 0.91 | 3500 | 90
PP6AKGS9 | Acuity Brands Lighting | Holophane | HTZL1D L96 6000LM FST MVOLT 35K 90 CRI XXXXXXX XXXX | Indoor Luminaires | High-Bay | Low-Bay Luminaires for Commercial and Industrial Buildings | Standard | FALSE | [9 empty] | 42465 | Dimmable | Continuous Below 10 | No |  | 3.1 | 6235.18 | 103.4 | 60.3 | 19.78 | 0.91 | 3500 | 90
PMQ5EAJ4 | Acuity Brands Lighting | Lithonia Lighting | TZL1D L96 6000LM FST MVOLT 35K 90 CRI XXXXXXX XXXX | Indoor Luminaires | High-Bay | Low-Bay Luminaires for Commercial and Industrial Buildings | Standard | FALSE | [9 empty] | 42465 | Dimmable | Continuous Below 10 | No |  | 3.1 | 6235.18 | 103.4 | 60.3 | 19.78 | 0.91 | 3500 | 90
PEMRDABK | Acuity Brands Lighting | Holophane | HTZL1D L96 14000LM FST MVOLT 35K 90 CRI XXXXXXX XXXX | Indoor Luminaires | High-Bay | High-Bay Luminaires for Commercial and Industrial Buildings | Standard | FALSE | [9 empty] | 42465 | Dimmable | Continuous Below 10 | No |  | 3.1 | 12508.25 | 93.48 | 133.81 | 14.64 | 0.97 | 3500 | 90
P4PP1SA6 | Acuity Brands Lighting | Lithonia Lighting | TZL1D L96 14000LM FST MVOLT 35K 90 CRI XXXXXXX XXXX | Indoor Luminaires | High-Bay | High-Bay Luminaires for Commercial and Industrial Buildings | Standard | FALSE | [9 empty] | 42465 | Dimmable | Continuous Below 10 | No |  | 3.1 | 12508.25 | 93.48 | 133.81 | 14.64 | 0.97 | 3500 | 90
PYAH4D65 | Acuity Brands Lighting | Holophane | HTZL1N L96 14000LM L/LENS MVOLT 35K 90 CRI XXXXXXX XXXX | Indoor Luminaires | High-Bay | High-Bay Luminaires for Commercial and Industrial Buildings | Standard | FALSE | [9 empty] | 42465 | Dimmable | Continuous Below 10 | No |  | 3.1 | 11980.13 | 89.53 | 133.81 | 14.64 | 0.97 | 3500 | 90
PTM95NHY | Acuity Brands Lighting | Lithonia Lighting | TZL1N L92 14000LM L/LENS MVOLT 35K 90 CRI XXXXXXX XXXX | Indoor Luminaires | High-Bay | High-Bay Luminaires for Commercial and Industrial Buildings | Standard | FALSE | [9 empty] | 42465 | Dimmable | Continuous Below 10 | No |  | 3.1 | 11980.13 | 89.53 | 133.81 | 14.64 | 0.97 | 3500 | 90
PMYZFXBB | Acuity Brands Lighting | Holophane | HTZL1N L92 14000LM L/LENS MVOLT 35K 90 CRI XXXXXXX XXXX | Indoor Luminaires | High-Bay | High-Bay Luminaires for Commercial and Industrial Buildings | Standard | FALSE | [9 empty] | 42465 | Dimmable | Continuous Below 10 | No |  | 3.1 | 11980.13 | 89.53 | 133.81 | 14.64 | 0.97 | 3500 | 90
PKEBMMKV | Acuity Brands Lighting | Lithonia Lighting | TZL1N L96 14000LM L/LENS MVOLT 35K 90 CRI XXXXXXX XXXX | Indoor Luminaires | High-Bay | High-Bay Luminaires for Commercial and Industrial Buildings | Standard | FALSE | [9 empty] | 42465 | Dimmable | Continuous Below 10 | No |  | 3.1 | 11980.13 | 89.53 | 133.81 | 14.64 | 0.97 | 3500 | 90
PYPUDBKD | Acuity Brands Lighting | Lithonia Lighting | TZL1N L92 14000LM FST MVOLT 35K 90 CRI XXXXXXX XXXX | Indoor Luminaires | High-Bay | High-Bay Luminaires for Commercial and Industrial Buildings | Standard | FALSE | [9 empty] | 42465 | Dimmable | Continuous Below 10 | No |  | 3.1 | 11041.95 | 82.52 | 133.81 | 14.64 | 0.97 | 3500 | 90
PSHDVT2B | Acuity Brands Lighting | Holophane | HTZL1N L96 14000LM FST MVOLT 35K 90 CRI XXXXXXX XXXX | Indoor Luminaires | High-Bay | High-Bay Luminaires for Commercial and Industrial Buildings | Standard | FALSE | [9 empty] | 42465 | Dimmable | Continuous Below 10 | No |  | 3.1 | 11041.95 | 82.52 | 133.81 | 14.64 | 0.97 | 3500 | 90
PPBMMJ8B | Acuity Brands Lighting | Holophane | HTZL1N L92 14000LM FST MVOLT 35K 90 CRI XXXXXXX XXXX | Indoor Luminaires | High-Bay | High-Bay Luminaires for Commercial and Industrial Buildings | Standard | FALSE | [9 empty] | 42465 | Dimmable | Continuous Below 10 | No |  | 3.1 | 11041.95 | 82.52 | 133.81 | 14.64 | 0.97 | 3500 | 90
PKQBD4FK | Acuity Brands Lighting | Lithonia Lighting | TZL1N L96 14000LM FST MVOLT 35K 90 CRI XXXXXXX XXXX | Indoor Luminaires | High-Bay | High-Bay Luminaires for Commercial and Industrial Buildings | Standard | FALSE | [9 empty] | 42465 | Dimmable | Continuous Below 10 | No |  | 3.1 | 11041.95 | 82.52 | 133.81 | 14.64 | 0.97 | 3500 | 90
PANKK8WG | Acuity Brands Lighting | Lithonia Lighting | ZL1D L48 7000LM FST MVOLT 35K 90 CRI XXXXXXX XXXX | Indoor Luminaires | High-Bay | Low-Bay Luminaires for Commercial and Industrial Buildings | Standard | FALSE | [9 empty] | 42465 | Dimmable | Continuous Below 10 | No |  | 3.1 | 6203.13 | 92.93 | 66.75 | 14.64 | 0.97 | 3500 | 90
P9D9UG29 | Acuity Brands Lighting | Holophane | HZL1D L48 7000LM FST MVOLT 35K 90 CRI XXXXXXX XXXX | Indoor Luminaires | High-Bay | Low-Bay Luminaires for Commercial and Industrial Buildings | Standard | FALSE | [9 empty] | 42465 | Dimmable | Continuous Below 10 | No |  | 3.1 | 6203.13 | 92.93 | 66.75 | 14.64 | 0.97 | 3500 | 90
PKNRPY5E | Acuity Brands Lighting | Lithonia Lighting | TZL1N L96 6000LM L/LENS MVOLT 35K 90 CRI XXXXXXX XXXX | Indoor Luminaires | High-Bay | Low-Bay Luminaires for Commercial and Industrial Buildings | Standard | FALSE | [9 empty] | 42465 | Dimmable | Continuous Below 10 | No |  | 3.1 | 5971.92 | 99.04 | 60.3 | 14.64 | 0.97 | 3500 | 90
PGZ994VR | Acuity Brands Lighting | Holophane | HTZL1N L96 6000LM L/LENS MVOLT 35K 90 CRI XXXXXXX XXXX | Indoor Luminaires | High-Bay | Low-Bay Luminaires for Commercial and Industrial Buildings | Standard | FALSE | [9 empty] | 42465 | Dimmable | Continuous Below 10 | No |  | 3.1 | 5971.92 | 99.04 | 60.3 | 14.64 | 0.97 | 3500 | 90
P7HQ56FZ | Acuity Brands Lighting | Lithonia Lighting | TZL1N L92 6000LM L/LENS MVOLT 35K 90 CRI XXXXXXX XXXX | Indoor Luminaires | High-Bay | Low-Bay Luminaires for Commercial and Industrial Buildings | Standard | FALSE | [9 empty] | 42465 | Dimmable | Continuous Below 10 | No |  | 3.1 | 5971.92 | 99.04 | 60.3 | 14.64 | 0.97 | 3500 | 90
P57VSK4C | Acuity Brands Lighting | Holophane | HTZL1N L92 6000LM L/LENS MVOLT 35K 90 CRI XXXXXXX XXXX | Indoor Luminaires | High-Bay | Low-Bay Luminaires for Commercial and Industrial Buildings | Standard | FALSE | [9 empty] | 42465 | Dimmable | Continuous Below 10 | No |  | 3.1 | 5971.92 | 99.04 | 60.3 | 14.64 | 0.97 | 3500 | 90
PDC7DHTB | Acuity Brands Lighting | Lithonia Lighting | ZL1N L46 7000LM L/LENS MVOLT 35K 90 CRI XXXXXXX XXXX | Indoor Luminaires | High-Bay | Low-Bay Luminaires for Commercial and Industrial Buildings | Standard | FALSE | [9 empty] | 42465 | Dimmable | Continuous Below 10 | No |  | 3.1 | 5941.23 | 89.01 | 66.75 | 14.64 | 0.97 | 3500 | 90
PD4DJUBC | Acuity Brands Lighting | Lithonia Lighting | ZL1N L48 7000LM L/LENS MVOLT 35K 90 CRI XXXXXXX XXXX | Indoor Luminaires | High-Bay | Low-Bay Luminaires for Commercial and Industrial Buildings | Standard | FALSE | [9 empty] | 42465 | Dimmable | Continuous Below 10 | No |  | 3.1 | 5941.23 | 89.01 | 66.75 | 14.64 | 0.97 | 3500 | 90
P3GEXRQ5 | Acuity Brands Lighting | Holophane | HZL1N L46 7000LM L/LENS MVOLT 35K 90 CRI XXXXXXX XXXX | Indoor Luminaires | High-Bay | Low-Bay Luminaires for Commercial and Industrial Buildings | Standard | FALSE | [9 empty] | 42465 | Dimmable | Continuous Below 10 | No |  | 3.1 | 5941.23 | 89.01 | 66.75 | 14.64 | 0.97 | 3500 | 90
P14CESMT | Acuity Brands Lighting | Holophane | HZL1N L48 7000LM L/LENS MVOLT 35K 90 CRI XXXXXXX XXXX | Indoor Luminaires | High-Bay | Low-Bay Luminaires for Commercial and Industrial Buildings | Standard | FALSE | [9 empty] | 42465 | Dimmable | Continuous Below 10 | No |  | 3.1 | 5941.23 | 89.01 | 66.75 | 14.64 | 0.97 | 3500 | 90
PZESRRN6 | Acuity Brands Lighting | Lithonia Lighting | TZL1N L92 6000LM FST MVOLT 35K 90 CRI XXXXXXX XXXX | Indoor Luminaires | High-Bay | Low-Bay Luminaires for Commercial and Industrial Buildings | Standard | FALSE | [9 empty] | 42465 | Dimmable | Continuous Below 10 | No |  | 3.1 | 5504.25 | 91.28 | 60.3 | 14.64 | 0.97 | 3500 | 90
PDUR9WPU | Acuity Brands Lighting | Holophane | HTZL1N L96 6000LM FST MVOLT 35K 90 CRI XXXXXXX XXXX | Indoor Luminaires | High-Bay | Low-Bay Luminaires for Commercial and Industrial Buildings | Standard | FALSE | [9 empty] | 42465 | Dimmable | Continuous Below 10 | No |  | 3.1 | 5504.25 | 91.28 | 60.3 | 14.64 | 0.97 | 3500 | 90
PA4GYV2N | Acuity Brands Lighting | Holophane | HTZL1N L92 6000LM FST MVOLT 35K 90 CRI XXXXXXX XXXX | Indoor Luminaires | High-Bay | Low-Bay Luminaires for Commercial and Industrial Buildings | Standard | FALSE | [9 empty] | 42465 | Dimmable | Continuous Below 10 | No |  | 3.1 | 5504.25 | 91.28 | 60.3 | 14.64 | 0.97 | 3500 | 90
P9C9Q4AF | Acuity Brands Lighting | Lithonia Lighting | TZL1N L96 6000LM FST MVOLT 35K 90 CRI XXXXXXX XXXX | Indoor Luminaires | High-Bay | Low-Bay Luminaires for Commercial and Industrial Buildings | Standard | FALSE | [9 empty] | 42465 | Dimmable | Continuous Below 10 | No |  | 3.1 | 5504.25 | 91.28 | 60.3 | 14.64 | 0.97 | 3500 | 90
PNT626BY | Acuity Brands Lighting | Lithonia Lighting | ZL1N L46 7000LM FST MVOLT 35K 90 CRI XXXXXXX XXXX | Indoor Luminaires | High-Bay | Low-Bay Luminaires for Commercial and Industrial Buildings | Standard | FALSE | [9 empty] | 42465 | Dimmable | Continuous Below 10 | No |  | 3.1 | 5475.96 | 82.04 | 66.75 | 14.64 | 0.97 | 3500 | 90
PH5SVW5B | Acuity Brands Lighting | Holophane | HZL1N L46 7000LM FST MVOLT 35K 90 CRI XXXXXXX XXXX | Indoor Luminaires | High-Bay | Low-Bay Luminaires for Commercial and Industrial Buildings | Standard | FALSE | [9 empty] | 42465 | Dimmable | Continuous Below 10 | No |  | 3.1 | 5475.96 | 82.04 | 66.75 | 14.64 | 0.97 | 3500 | 90
PEC2F791 | Acuity Brands Lighting | Lithonia Lighting | ZL1N L48 7000LM FST MVOLT 35K 90 CRI XXXXXXX XXXX | Indoor Luminaires | High-Bay | Low-Bay Luminaires for Commercial and Industrial Buildings | Standard | FALSE | [9 empty] | 42465 | Dimmable | Continuous Below 10 | No |  | 3.1 | 5475.96 | 82.04 | 66.75 | 14.64 | 0.97 | 3500 | 90
PB8TV335 | Acuity Brands Lighting | Holophane | HZL1N L48 7000LM FST MVOLT 35K 90 CRI XXXXXXX XXXX | Indoor Luminaires | High-Bay | Low-Bay Luminaires for Commercial and Industrial Buildings | Standard | FALSE | [9 empty] | 42465 | Dimmable | Continuous Below 10 | No |  | 3.1 | 5475.96 | 82.04 | 66.75 | 14.64 | 0.97 | 3500 | 90
PM9BZ93V | Acuity Brands Lighting | Holophane | HTZL1D L96 10000LM FST MVOLT 35K 80 CRI XXXXXXX XXXX | Indoor Luminaires | High-Bay | High-Bay Luminaires for Commercial and Industrial Buildings | Standard | FALSE | [9 empty] | 42465 | Dimmable | Continuous Below 10 | No |  | 3.1 | 10668.5 | 128.04 | 83.32 | 19.78 | 0.91 | 3500 | 80
PANEQE6R | Acuity Brands Lighting | Lithonia Lighting | TZL1D L96 10000LM FST MVOLT 35K 80 CRI XXXXXXX XXXX | Indoor Luminaires | High-Bay | High-Bay Luminaires for Commercial and Industrial Buildings | Standard | FALSE | [9 empty] | 42465 | Dimmable | Continuous Below 10 | No |  | 3.1 | 10668.5 | 128.04 | 83.32 | 19.78 | 0.91 | 3500 | 80
PYQS6AGC | Acuity Brands Lighting | Lithonia Lighting | TZL1N L92 10000LM L/LENS MVOLT 35K 80 CRI XXXXXXX XXXX | Indoor Luminaires | High-Bay | High-Bay Luminaires for Commercial and Industrial Buildings | Standard | FALSE | [9 empty] | 42465 | Dimmable | Continuous Below 10 | No |  | 3.1 | 10218.06 | 122.64 | 83.32 | 19.78 | 0.91 | 3500 | 80
PYAVMWCU | Acuity Brands Lighting | Holophane | HTZL1N L96 10000LM L/LENS MVOLT 35K 80 CRI XXXXXXX XXXX | Indoor Luminaires | High-Bay | High-Bay Luminaires for Commercial and Industrial Buildings | Standard | FALSE | [9 empty] | 42465 | Dimmable | Continuous Below 10 | No |  | 3.1 | 10218.06 | 122.64 | 83.32 | 19.78 | 0.91 | 3500 | 80
PUTMQMZX | Acuity Brands Lighting | Lithonia Lighting | TZL1N L96 10000LM L/LENS MVOLT 35K 80 CRI XXXXXXX XXXX | Indoor Luminaires | High-Bay | High-Bay Luminaires for Commercial and Industrial Buildings | Standard | FALSE | [9 empty] | 42465 | Dimmable | Continuous Below 10 | No |  | 3.1 | 10218.06 | 122.64 | 83.32 | 19.78 | 0.91 | 3500 | 80
PCSK1W5Z | Acuity Brands Lighting | Holophane | HTZL1N L92 10000LM L/LENS MVOLT 35K 80 CRI XXXXXXX XXXX | Indoor Luminaires | High-Bay | High-Bay Luminaires for Commercial and Industrial Buildings | Standard | FALSE | [9 empty] | 42465 | Dimmable | Continuous Below 10 | No |  | 3.1 | 10218.06 | 122.64 | 83.32 | 19.78 | 0.91 | 3500 | 80
PPPGQ2ZK | Acuity Brands Lighting | Lithonia Lighting | TZL1N L96 10000LM FST MVOLT 35K 80 CRI XXXXXXX XXXX | Indoor Luminaires | High-Bay | High-Bay Luminaires for Commercial and Industrial Buildings | Standard | FALSE | [9 empty] | 42465 | Dimmable | Continuous Below 10 | No |  | 3.1 | 9417.87 | 113.03 | 83.32 | 19.78 | 0.91 | 3500 | 80
PKDNP6CQ | Acuity Brands Lighting | Lithonia Lighting | TZL1N L92 10000LM FST MVOLT 35K 80 CRI XXXXXXX XXXX | Indoor Luminaires | High-Bay | Low-Bay Luminaires for Commercial and Industrial Buildings | Standard | FALSE | [9 empty] | 42465 | Dimmable | Continuous Below 10 | No |  | 3.1 | 9417.87 | 113.03 | 83.32 | 19.78 | 0.91 | 3500 | 80
PA3KVZ5U | Acuity Brands Lighting | Holophane | HTZL1N L92 10000LM FST MVOLT 35K 80 CRI XXXXXXX XXXX | Indoor Luminaires | High-Bay | Low-Bay Luminaires for Commercial and Industrial Buildings | Standard | FALSE | [9 empty] | 42465 | Dimmable | Continuous Below 10 | No |  | 3.1 | 9417.87 | 113.03 | 83.32 | 19.78 | 0.91 | 3500 | 80
P8SBQHHQ | Acuity Brands Lighting | Holophane | HTZL1N L96 10000LM FST MVOLT 35K 80 CRI XXXXXXX XXXX | Indoor Luminaires | High-Bay | High-Bay Luminaires for Commercial and Industrial Buildings | Standard | FALSE | [9 empty] | 42465 | Dimmable | Continuous Below 10 | No |  | 3.1 | 9417.87 | 113.03 | 83.32 | 19.78 | 0.91 | 3500 | 80
PYS8HHP5 | Acuity Brands Lighting | Holophane | HTZL1D L96 6000LM FST MVOLT 35K 80 CRI XXXXXXX XXXX | Indoor Luminaires | High-Bay | Low-Bay Luminaires for Commercial and Industrial Buildings | Standard | FALSE | [9 empty] | 42465 | Dimmable | Continuous Below 10 | No |  | 3.1 | 7609.46 | 126.19 | 60.3 | 19.78 | 0.91 | 3500 | 80
PKSXUH8T | Acuity Brands Lighting | Lithonia Lighting | TZL1D L96 6000LM FST MVOLT 35K 80 CRI XXXXXXX XXXX | Indoor Luminaires | High-Bay | Low-Bay Luminaires for Commercial and Industrial Buildings | Standard | FALSE | [9 empty] | 42465 | Dimmable | Continuous Below 10 | No |  | 3.1 | 7609.46 | 126.19 | 60.3 | 19.78 | 0.91 | 3500 | 80
PZY72XB5 | Acuity Brands Lighting | Lithonia Lighting | TZL1F L96 9000LM MDD MVOLT 35K 80 CRI XXXXXXX XXXX | Indoor Luminaires | High-Bay | Low-Bay Luminaires for Commercial and Industrial Buildings | Standard | FALSE | [9 empty] | 42465 | Dimmable | Continuous Below 10 | No |  | 3.1 | 7588.8 | 90.72 | 83.65 | 19.78 | 0.91 | 3500 | 80
PSP85TV4 | Acuity Brands Lighting | Lithonia Lighting | TZL1F L96 6000LM MDD MVOLT 35K 80 CRI XXXXXXX XXXX | Indoor Luminaires | High-Bay | Low-Bay Luminaires for Commercial and Industrial Buildings | Standard | FALSE | [9 empty] | 42465 | Dimmable | Continuous Below 10 | No |  | 3.1 | 5369.27 | 83.45 | 64.34 | 19.78 | 0.91 | 3500 | 80
PVJVN6JZ | Acuity Brands Lighting | Holophane | HZL1D L48 5000LM FST MVOLT 35K 80 CRI XXXXXXX XXXX | Indoor Luminaires | High-Bay | Low-Bay Luminaires for Commercial and Industrial Buildings | Standard | FALSE | [9 empty] | 42465 | Dimmable | Continuous Below 10 | No |  | 3.1 | 5351.89 | 128.19 | 41.75 | 19.78 | 0.91 | 3500 | 80
P4UN1N8P | Acuity Brands Lighting | Lithonia Lighting | ZL1D L48 5000LM FST MVOLT 35K 80 CRI XXXXXXX XXXX | Indoor Luminaires | High-Bay | Low-Bay Luminaires for Commercial and Industrial Buildings | Standard | FALSE | [9 empty] | 42465 | Dimmable | Continuous Below 10 | No |  | 3.1 | 5351.89 | 128.19 | 41.75 | 19.78 | 0.91 | 3500 | 80
PYQNP12V | Acuity Brands Lighting | Lithonia Lighting | ZL1N L48 5000LM L/LENS MVOLT 35K 80 CRI XXXXXXX XXXX | Indoor Luminaires | High-Bay | Low-Bay Luminaires for Commercial and Industrial Buildings | Standard | FALSE | [9 empty] | 42465 | Dimmable | Continuous Below 10 | No |  | 3.1 | 5125.93 | 122.78 | 41.75 | 19.78 | 0.91 | 3500 | 80
PKTCDPM9 | Acuity Brands Lighting | Holophane | HZL1N L46 5000LM L/LENS MVOLT 35K 80 CRI XXXXXXX XXXX | Indoor Luminaires | High-Bay | Low-Bay Luminaires for Commercial and Industrial Buildings | Standard | FALSE | [9 empty] | 42465 | Dimmable | Continuous Below 10 | No |  | 3.1 | 5125.93 | 122.78 | 41.75 | 19.78 | 0.91 | 3500 | 80
PHR8D134 | Acuity Brands Lighting | Lithonia Lighting | ZL1N L46 5000LM L/LENS MVOLT 35K 80 CRI XXXXXXX XXXX | Indoor Luminaires | High-Bay | Low-Bay Luminaires for Commercial and Industrial Buildings | Standard | FALSE | [9 empty] | 42465 | Dimmable | Continuous Below 10 | No |  | 3.1 | 5125.93 | 122.78 | 41.75 | 19.78 | 0.91 | 3500 | 80
PBUA4YM4 | Acuity Brands Lighting | Holophane | HZL1N L48 5000LM L/LENS MVOLT 35K 80 CRI XXXXXXX XXXX | Indoor Luminaires | High-Bay | Low-Bay Luminaires for Commercial and Industrial Buildings | Standard | FALSE | [9 empty] | 42465 | Dimmable | Continuous Below 10 | No |  | 3.1 | 5125.93 | 122.78 | 41.75 | 19.78 | 0.91 | 3500 | 80
PVCK2NX7 | Acuity Brands Lighting | Lithonia Lighting | TZL1D L96 14000LM FST MVOLT 35K 80 CRI XXXXXXX XXXX | Indoor Luminaires | High-Bay | High-Bay Luminaires for Commercial and Industrial Buildings | Standard | FALSE | [9 empty] | 42465 | Dimmable | Continuous Below 10 | No |  | 3.1 | 15231.13 | 113.83 | 133.81 | 14.64 | 0.97 | 3500 | 80
P23QV844 | Acuity Brands Lighting | Holophane | HTZL1D L96 14000LM FST MVOLT 35K 80 CRI XXXXXXX XXXX | Indoor Luminaires | High-Bay | High-Bay Luminaires for Commercial and Industrial Buildings | Standard | FALSE | [9 empty] | 42465 | Dimmable | Continuous Below 10 | No |  | 3.1 | 15231.13 | 113.83 | 133.81 | 14.64 | 0.97 | 3500 | 80
PQKSEW4J | Acuity Brands Lighting | Holophane | HTZL1N L96 14000LM L/LENS MVOLT 35K 80 CRI XXXXXXX XXXX | Indoor Luminaires | High-Bay | High-Bay Luminaires for Commercial and Industrial Buildings | Standard | FALSE | [9 empty] | 42465 | Dimmable | Continuous Below 10 | No |  | 3.1 | 14588.05 | 109.02 | 133.81 | 14.64 | 0.97 | 3500 | 80
PHED2F5P | Acuity Brands Lighting | Holophane | HTZL1N L92 14000LM L/LENS MVOLT 35K 80 CRI XXXXXXX XXXX | Indoor Luminaires | High-Bay | High-Bay Luminaires for Commercial and Industrial Buildings | Standard | FALSE | [9 empty] | 42465 | Dimmable | Continuous Below 10 | No |  | 3.1 | 14588.05 | 109.02 | 133.81 | 14.64 | 0.97 | 3500 | 80
PB8Y6VJR | Acuity Brands Lighting | Lithonia Lighting | TZL1N L92 14000LM L/LENS MVOLT 35K 80 CRI XXXXXXX XXXX | Indoor Luminaires | High-Bay | High-Bay Luminaires for Commercial and Industrial Buildings | Standard | FALSE | [9 empty] | 42465 | Dimmable | Continuous Below 10 | No |  | 3.1 | 14588.05 | 109.02 | 133.81 | 14.64 | 0.97 | 3500 | 80
P94MPJRF | Acuity Brands Lighting | Lithonia Lighting | TZL1N L96 14000LM L/LENS MVOLT 35K 80 CRI XXXXXXX XXXX | Indoor Luminaires | High-Bay | High-Bay Luminaires for Commercial and Industrial Buildings | Standard | FALSE | [9 empty] | 42465 | Dimmable | Continuous Below 10 | No |  | 3.1 | 14588.05 | 109.02 | 133.81 | 14.64 | 0.97 | 3500 | 80
PTS1YS1U | Acuity Brands Lighting | Holophane | HTZL1N L92 14000LM FST MVOLT 35K 80 CRI XXXXXXX XXXX | Indoor Luminaires | High-Bay | High-Bay Luminaires for Commercial and Industrial Buildings | Standard | FALSE | [9 empty] | 42465 | Dimmable | Continuous Below 10 | No |  | 3.1 | 13445.64 | 100.48 | 133.81 | 14.64 | 0.97 | 3500 | 80
PPEM4Q9W | Acuity Brands Lighting | Lithonia Lighting | TZL1N L92 14000LM FST MVOLT 35K 80 CRI XXXXXXX XXXX | Indoor Luminaires | High-Bay | High-Bay Luminaires for Commercial and Industrial Buildings | Standard | FALSE | [9 empty] | 42465 | Dimmable | Continuous Below 10 | No |  | 3.1 | 13445.64 | 100.48 | 133.81 | 14.64 | 0.97 | 3500 | 80
PAJ7G9TB | Acuity Brands Lighting | Lithonia Lighting | TZL1N L96 14000LM FST MVOLT 35K 80 CRI XXXXXXX XXXX | Indoor Luminaires | High-Bay | High-Bay Luminaires for Commercial and Industrial Buildings | Standard | FALSE | [9 empty] | 42465 | Dimmable | Continuous Below 10 | No |  | 3.1 | 13445.64 | 100.48 | 133.81 | 14.64 | 0.97 | 3500 | 80
P17PR2QM | Acuity Brands Lighting | Holophane | HTZL1N L96 14000LM FST MVOLT 35K 80 CRI XXXXXXX XXXX | Indoor Luminaires | High-Bay | High-Bay Luminaires for Commercial and Industrial Buildings | Standard | FALSE | [9 empty] | 42465 | Dimmable | Continuous Below 10 | No |  | 3.1 | 13445.64 | 100.48 | 133.81 | 14.64 | 0.97 | 3500 | 80
PU8YC6YQ | Acuity Brands Lighting | Lithonia Lighting | TZL1F L96 12000LM MDD MVOLT 35K 80 CRI XXXXXXX XXXX | Indoor Luminaires | High-Bay | High-Bay Luminaires for Commercial and Industrial Buildings | Standard | FALSE | [9 empty] | 42465 | Dimmable | Continuous Below 10 | No |  | 3.1 | 11214.72 | 82.75 | 135.52 | 14.64 | 0.97 | 3500 | 80
P9S9GW32 | Acuity Brands Lighting | Holophane | HZL1D L48 7000LM FST MVOLT 35K 80 CRI XXXXXXX XXXX | Indoor Luminaires | High-Bay | Low-Bay Luminaires for Commercial and Industrial Buildings | Standard | FALSE | [9 empty] | 42465 | Dimmable | Continuous Below 10 | No |  | 3.1 | 7553.47 | 113.16 | 66.75 | 14.64 | 0.97 | 3500 | 80
P11XC4BD | Acuity Brands Lighting | Lithonia Lighting | ZL1D L48 7000LM FST MVOLT 35K 80 CRI XXXXXXX XXXX | Indoor Luminaires | High-Bay | Low-Bay Luminaires for Commercial and Industrial Buildings | Standard | FALSE | [9 empty] | 42465 | Dimmable | Continuous Below 10 | No |  | 3.1 | 7553.47 | 113.16 | 66.75 | 14.64 | 0.97 | 3500 | 80
PZVJ5HZS | Acuity Brands Lighting | Lithonia Lighting | TZL1N L96 6000LM L/LENS MVOLT 35K 80 CRI XXXXXXX XXXX | Indoor Luminaires | High-Bay | Low-Bay Luminaires for Commercial and Industrial Buildings | Standard | FALSE | [9 empty] | 42465 | Dimmable | Continuous Below 10 | No |  | 3.1 | 7288.18 | 120.87 | 60.3 | 14.64 | 0.97 | 3500 | 80
PNNMHRKH | Acuity Brands Lighting | Holophane | HTZL1N L96 6000LM L/LENS MVOLT 35K 80 CRI XXXXXXX XXXX | Indoor Luminaires | High-Bay | Low-Bay Luminaires for Commercial and Industrial Buildings | Standard | FALSE | [9 empty] | 42465 | Dimmable | Continuous Below 10 | No |  | 3.1 | 7288.18 | 120.87 | 60.3 | 14.64 | 0.97 | 3500 | 80
PG8K2RT1 | Acuity Brands Lighting | Holophane | HTZL1N L92 6000LM L/LENS MVOLT 35K 80 CRI XXXXXXX XXXX | Indoor Luminaires | High-Bay | Low-Bay Luminaires for Commercial and Industrial Buildings | Standard | FALSE | [9 empty] | 42465 | Dimmable | Continuous Below 10 | No |  | 3.1 | 7288.18 | 120.87 | 60.3 | 14.64 | 0.97 | 3500 | 80
P43HZFVF | Acuity Brands Lighting | Lithonia Lighting | TZL1N L92 6000LM L/LENS MVOLT 35K 80 CRI XXXXXXX XXXX | Indoor Luminaires | High-Bay | Low-Bay Luminaires for Commercial and Industrial Buildings | Standard | FALSE | [9 empty] | 42465 | Dimmable | Continuous Below 10 | No |  | 3.1 | 7288.18 | 120.87 | 60.3 | 14.64 | 0.97 | 3500 | 80
PWHR2YB3 | Acuity Brands Lighting | Holophane | HZL1N L46 7000LM L/LENS MVOLT 35K 80 CRI XXXXXXX XXXX | Indoor Luminaires | High-Bay | Low-Bay Luminaires for Commercial and Industrial Buildings | Standard | FALSE | [9 empty] | 42465 | Dimmable | Continuous Below 10 | No |  | 3.1 | 7234.55 | 108.38 | 66.75 | 14.64 | 0.97 | 3500 | 80
PS64J7DH | Acuity Brands Lighting | Holophane | HZL1N L48 7000LM L/LENS MVOLT 35K 80 CRI XXXXXXX XXXX | Indoor Luminaires | High-Bay | Low-Bay Luminaires for Commercial and Industrial Buildings | Standard | FALSE | [9 empty] | 42465 | Dimmable | Continuous Below 10 | No |  | 3.1 | 7234.55 | 108.38 | 66.75 | 14.64 | 0.97 | 3500 | 80
PS53GM1W | Acuity Brands Lighting | Lithonia Lighting | ZL1N L48 7000LM L/LENS MVOLT 35K 80 CRI XXXXXXX XXXX | Indoor Luminaires | High-Bay | Low-Bay Luminaires for Commercial and Industrial Buildings | Standard | FALSE | [9 empty] | 42465 | Dimmable | Continuous Below 10 | No |  | 3.1 | 7234.55 | 108.38 | 66.75 | 14.64 | 0.97 | 3500 | 80
PJHZE7D6 | Acuity Brands Lighting | Lithonia Lighting | ZL1N L46 7000LM L/LENS MVOLT 35K 80 CRI XXXXXXX XXXX | Indoor Luminaires | High-Bay | Low-Bay Luminaires for Commercial and Industrial Buildings | Standard | FALSE | [9 empty] | 42465 | Dimmable | Continuous Below 10 | No |  | 3.1 | 7234.55 | 108.38 | 66.75 | 14.64 | 0.97 | 3500 | 80
PGDFMTJQ | Acuity Brands Lighting | Lithonia Lighting | TZL1N L96 6000LM FST MVOLT 35K 80 CRI XXXXXXX XXXX | Indoor Luminaires | High-Bay | Low-Bay Luminaires for Commercial and Industrial Buildings | Standard | FALSE | [9 empty] | 42465 | Dimmable | Continuous Below 10 | No |  | 3.1 | 6717.44 | 111.4 | 60.3 | 14.64 | 0.97 | 3500 | 80
P475XTY1 | Acuity Brands Lighting | Lithonia Lighting | TZL1N L92 6000LM FST MVOLT 35K 80 CRI XXXXXXX XXXX | Indoor Luminaires | High-Bay | Low-Bay Luminaires for Commercial and Industrial Buildings | Standard | FALSE | [9 empty] | 42465 | Dimmable | Continuous Below 10 | No |  | 3.1 | 6717.44 | 111.4 | 60.3 | 14.64 | 0.97 | 3500 | 80
P46F68YU | Acuity Brands Lighting | Holophane | HTZL1N L92 6000LM FST MVOLT 35K 80 CRI XXXXXXX XXXX | Indoor Luminaires | High-Bay | Low-Bay Luminaires for Commercial and Industrial Buildings | Standard | FALSE | [9 empty] | 42465 | Dimmable | Continuous Below 10 | No |  | 3.1 | 6717.44 | 111.4 | 60.3 | 14.64 | 0.97 | 3500 | 80
P1PD1PEX | Acuity Brands Lighting | Holophane | HTZL1N L96 6000LM FST MVOLT 35K 80 CRI XXXXXXX XXXX | Indoor Luminaires | High-Bay | Low-Bay Luminaires for Commercial and Industrial Buildings | Standard | FALSE | [9 empty] | 42465 | Dimmable | Continuous Below 10 | No |  | 3.1 | 6717.44 | 111.4 | 60.3 | 14.64 | 0.97 | 3500 | 80
PY7C3USH | Acuity Brands Lighting | Lithonia Lighting | ZL1N L46 7000LM FST MVOLT 35K 80 CRI XXXXXXX XXXX | Indoor Luminaires | High-Bay | Low-Bay Luminaires for Commercial and Industrial Buildings | Standard | FALSE | [9 empty] | 42465 | Dimmable | Continuous Below 10 | No |  | 3.1 | 6668.01 | 99.9 | 66.75 | 14.64 | 0.97 | 3500 | 80
PQ6PF2X8 | Acuity Brands Lighting | Holophane | HZL1N L48 7000LM FST MVOLT 35K 80 CRI XXXXXXX XXXX | Indoor Luminaires | High-Bay | Low-Bay Luminaires for Commercial and Industrial Buildings | Standard | FALSE | [9 empty] | 42465 | Dimmable | Continuous Below 10 | No |  | 3.1 | 6668.01 | 99.9 | 66.75 | 14.64 | 0.97 | 3500 | 80
PERT219V | Acuity Brands Lighting | Lithonia Lighting | ZL1N L48 7000LM FST MVOLT 35K 80 CRI XXXXXXX XXXX | Indoor Luminaires | High-Bay | Low-Bay Luminaires for Commercial and Industrial Buildings | Standard | FALSE | [9 empty] | 42465 | Dimmable | Continuous Below 10 | No |  | 3.1 | 6668.01 | 99.9 | 66.75 | 14.64 | 0.97 | 3500 | 80
P11T23YV | Acuity Brands Lighting | Holophane | HZL1N L46 7000LM FST MVOLT 35K 80 CRI XXXXXXX XXXX | Indoor Luminaires | High-Bay | Low-Bay Luminaires for Commercial and Industrial Buildings | Standard | FALSE | [9 empty] | 42465 | Dimmable | Continuous Below 10 | No |  | 3.1 | 6668.01 | 99.9 | 66.75 | 14.64 | 0.97 | 3500 | 80
PUSEHRBQ | Acuity Brands Lighting | Holophane | HTZL1D L96 10000LM FST MVOLT 30K 90 CRI XXXXXXX XXXX | Indoor Luminaires | High-Bay | Low-Bay Luminaires for Commercial and Industrial Buildings | Standard | FALSE | [9 empty] | 42465 | Dimmable | Continuous Below 10 | No |  | 3.1 | 8437.73 | 101.27 | 83.32 | 19.78 | 0.91 | 3000 | 90
PPAXEWBN | Acuity Brands Lighting | Lithonia Lighting | TZL1D L96 10000LM FST MVOLT 30K 90 CRI XXXXXXX XXXX | Indoor Luminaires | High-Bay | Low-Bay Luminaires for Commercial and Industrial Buildings | Standard | FALSE | [9 empty] | 42465 | Dimmable | Continuous Below 10 | No |  | 3.1 | 8437.73 | 101.27 | 83.32 | 19.78 | 0.91 | 3000 | 90
PS2E5UFJ | Acuity Brands Lighting | Holophane | HTZL1N L92 10000LM L/LENS MVOLT 30K 90 CRI XXXXXXX XXXX | Indoor Luminaires | High-Bay | Low-Bay Luminaires for Commercial and Industrial Buildings | Standard | FALSE | [9 empty] | 42465 | Dimmable | Continuous Below 10 | No |  | 3.1 | 8081.48 | 96.99 | 83.32 | 19.78 | 0.91 | 3000 | 90
PR4GYHBA | Acuity Brands Lighting | Lithonia Lighting | TZL1N L96 10000LM L/LENS MVOLT 30K 90 CRI XXXXXXX XXXX | Indoor Luminaires | High-Bay | Low-Bay Luminaires for Commercial and Industrial Buildings | Standard | FALSE | [9 empty] | 42465 | Dimmable | Continuous Below 10 | No |  | 3.1 | 8081.48 | 96.99 | 83.32 | 19.78 | 0.91 | 3000 | 90
P98CGMEB | Acuity Brands Lighting | Lithonia Lighting | TZL1N L92 10000LM L/LENS MVOLT 30K 90 CRI XXXXXXX XXXX | Indoor Luminaires | High-Bay | Low-Bay Luminaires for Commercial and Industrial Buildings | Standard | FALSE | [9 empty] | 42465 | Dimmable | Continuous Below 10 | No |  | 3.1 | 8081.48 | 96.99 | 83.32 | 19.78 | 0.91 | 3000 | 90
P2Z3SNQJ | Acuity Brands Lighting | Holophane | HTZL1N L96 10000LM L/LENS MVOLT 30K 90 CRI XXXXXXX XXXX | Indoor Luminaires | High-Bay | Low-Bay Luminaires for Commercial and Industrial Buildings | Standard | FALSE | [9 empty] | 42465 | Dimmable | Continuous Below 10 | No |  | 3.1 | 8081.48 | 96.99 | 83.32 | 19.78 | 0.91 | 3000 | 90
PWJZP6W3 | Acuity Brands Lighting | Lithonia Lighting | TZL1N L92 10000LM FST MVOLT 30K 90 CRI XXXXXXX XXXX | Indoor Luminaires | High-Bay | Low-Bay Luminaires for Commercial and Industrial Buildings | Standard | FALSE | [9 empty] | 42465 | Dimmable | Continuous Below 10 | No |  | 3.1 | 7448.61 | 89.4 | 83.32 | 19.78 | 0.91 | 3000 | 90
PT6GPGPY | Acuity Brands Lighting | Holophane | HTZL1N L92 10000LM FST MVOLT 30K 90 CRI XXXXXXX XXXX | Indoor Luminaires | High-Bay | Low-Bay Luminaires for Commercial and Industrial Buildings | Standard | FALSE | [9 empty] | 42465 | Dimmable | Continuous Below 10 | No |  | 3.1 | 7448.61 | 89.4 | 83.32 | 19.78 | 0.91 | 3000 | 90
PGC4NHHS | Acuity Brands Lighting | Holophane | HTZL1N L96 10000LM FST MVOLT 30K 90 CRI XXXXXXX XXXX | Indoor Luminaires | High-Bay | Low-Bay Luminaires for Commercial and Industrial Buildings | Standard | FALSE | [9 empty] | 42465 | Dimmable | Continuous Below 10 | No |  | 3.1 | 7448.61 | 89.4 | 83.32 | 19.78 | 0.91 | 3000 | 90
PCPG3HE1 | Acuity Brands Lighting | Lithonia Lighting | TZL1N L96 10000LM FST MVOLT 30K 90 CRI XXXXXXX XXXX | Indoor Luminaires | High-Bay | Low-Bay Luminaires for Commercial and Industrial Buildings | Standard | FALSE | [9 empty] | 42465 | Dimmable | Continuous Below 10 | No |  | 3.1 | 7448.61 | 89.4 | 83.32 | 19.78 | 0.91 | 3000 | 90
PUMUSG74 | Acuity Brands Lighting | Lithonia Lighting | TZL1D L96 6000LM FST MVOLT 30K 90 CRI XXXXXXX XXXX | Indoor Luminaires | High-Bay | Low-Bay Luminaires for Commercial and Industrial Buildings | Standard | FALSE | [9 empty] | 42465 | Dimmable | Continuous Below 10 | No |  | 3.1 | 6107.93 | 101.29 | 60.3 | 19.78 | 0.91 | 3000 | 90
PQDCAUBY | Acuity Brands Lighting | Holophane | HTZL1D L96 6000LM FST MVOLT 30K 90 CRI XXXXXXX XXXX | Indoor Luminaires | High-Bay | Low-Bay Luminaires for Commercial and Industrial Buildings | Standard | FALSE | [9 empty] | 42465 | Dimmable | Continuous Below 10 | No |  | 3.1 | 6107.93 | 101.29 | 60.3 | 19.78 | 0.91 | 3000 | 90
PS9NSWGZ | Acuity Brands Lighting | Lithonia Lighting | TZL1D L96 14000LM FST MVOLT 30K 90 CRI XXXXXXX XXXX | Indoor Luminaires | High-Bay | High-Bay Luminaires for Commercial and Industrial Buildings | Standard | FALSE | [9 empty] | 42465 | Dimmable | Continuous Below 10 | No |  | 3.1 | 12046.33 | 90.03 | 133.81 | 14.64 | 0.97 | 3000 | 90
PCG486Q1 | Acuity Brands Lighting | Holophane | HTZL1D L96 14000LM FST MVOLT 30K 90 CRI XXXXXXX XXXX | Indoor Luminaires | High-Bay | High-Bay Luminaires for Commercial and Industrial Buildings | Standard | FALSE | [9 empty] | 42465 | Dimmable | Continuous Below 10 | No |  | 3.1 | 12046.33 | 90.03 | 133.81 | 14.64 | 0.97 | 3000 | 90
PS96EK9W | Acuity Brands Lighting | Holophane | HTZL1N L96 14000LM L/LENS MVOLT 30K 90 CRI XXXXXXX XXXX | Indoor Luminaires | High-Bay | High-Bay Luminaires for Commercial and Industrial Buildings | Standard | FALSE | [9 empty] | 42465 | Dimmable | Continuous Below 10 | No |  | 3.1 | 11537.72 | 86.22 | 133.81 | 14.64 | 0.97 | 3000 | 90
PQ22PR9P | Acuity Brands Lighting | Lithonia Lighting | TZL1N L92 14000LM L/LENS MVOLT 30K 90 CRI XXXXXXX XXXX | Indoor Luminaires | High-Bay | High-Bay Luminaires for Commercial and Industrial Buildings | Standard | FALSE | [9 empty] | 42465 | Dimmable | Continuous Below 10 | No |  | 3.1 | 11537.72 | 86.22 | 133.81 | 14.64 | 0.97 | 3000 | 90
P2BHRPJN | Acuity Brands Lighting | Lithonia Lighting | TZL1N L96 14000LM L/LENS MVOLT 30K 90 CRI XXXXXXX XXXX | Indoor Luminaires | High-Bay | High-Bay Luminaires for Commercial and Industrial Buildings | Standard | FALSE | [9 empty] | 42465 | Dimmable | Continuous Below 10 | No |  | 3.1 | 11537.72 | 86.22 | 133.81 | 14.64 | 0.97 | 3000 | 90
P1ESF9W9 | Acuity Brands Lighting | Holophane | HTZL1N L92 14000LM L/LENS MVOLT 30K 90 CRI XXXXXXX XXXX | Indoor Luminaires | High-Bay | High-Bay Luminaires for Commercial and Industrial Buildings | Standard | FALSE | [9 empty] | 42465 | Dimmable | Continuous Below 10 | No |  | 3.1 | 11537.72 | 86.22 | 133.81 | 14.64 | 0.97 | 3000 | 90
PYJWE1CG | Acuity Brands Lighting | Holophane | HTZL1N L92 14000LM FST MVOLT 30K 90 CRI XXXXXXX XXXX | Indoor Luminaires | High-Bay | High-Bay Luminaires for Commercial and Industrial Buildings | Standard | FALSE | [9 empty] | 42465 | Dimmable | Continuous Below 10 | No |  | 3.1 | 10634.18 | 79.47 | 133.81 | 14.64 | 0.97 | 3000 | 90
PH4TU1TD | Acuity Brands Lighting | Lithonia Lighting | TZL1N L92 14000LM FST MVOLT 30K 90 CRI XXXXXXX XXXX | Indoor Luminaires | High-Bay | High-Bay Luminaires for Commercial and Industrial Buildings | Standard | FALSE | [9 empty] | 42465 | Dimmable | Continuous Below 10 | No |  | 3.1 | 10634.18 | 79.47 | 133.81 | 14.64 | 0.97 | 3000 | 90
PFAUCJWJ | Acuity Brands Lighting | Lithonia Lighting | TZL1N L96 14000LM FST MVOLT 30K 90 CRI XXXXXXX XXXX | Indoor Luminaires | High-Bay | High-Bay Luminaires for Commercial and Industrial Buildings | Standard | FALSE | [9 empty] | 42465 | Dimmable | Continuous Below 10 | No |  | 3.1 | 10634.18 | 79.47 | 133.81 | 14.64 | 0.97 | 3000 | 90
PEYVGQW8 | Acuity Brands Lighting | Holophane | HTZL1N L96 14000LM FST MVOLT 30K 90 CRI XXXXXXX XXXX | Indoor Luminaires | High-Bay | High-Bay Luminaires for Commercial and Industrial Buildings | Standard | FALSE | [9 empty] | 42465 | Dimmable | Continuous Below 10 | No |  | 3.1 | 10634.18 | 79.47 | 133.81 | 14.64 | 0.97 | 3000 | 90
PCYSFWHU | Acuity Brands Lighting | Holophane | HZL1D L48 7000LM FST MVOLT 30K 90 CRI XXXXXXX XXXX | Indoor Luminaires | High-Bay | Low-Bay Luminaires for Commercial and Industrial Buildings | Standard | FALSE | [9 empty] | 42465 | Dimmable | Continuous Below 10 | No |  | 3.1 | 5974.05 | 89.5 | 66.75 | 14.64 | 0.97 | 3000 | 90
PABRN669 | Acuity Brands Lighting | Lithonia Lighting | ZL1D L48 7000LM FST MVOLT 30K 90 CRI XXXXXXX XXXX | Indoor Luminaires | High-Bay | Low-Bay Luminaires for Commercial and Industrial Buildings | Standard | FALSE | [9 empty] | 42465 | Dimmable | Continuous Below 10 | No |  | 3.1 | 5974.05 | 89.5 | 66.75 | 14.64 | 0.97 | 3000 | 90
PHD2GB4V | Acuity Brands Lighting | Lithonia Lighting | TZL1N L96 6000LM L/LENS MVOLT 30K 90 CRI XXXXXXX XXXX | Indoor Luminaires | High-Bay | Low-Bay Luminaires for Commercial and Industrial Buildings | Standard | FALSE | [9 empty] | 42465 | Dimmable | Continuous Below 10 | No |  | 3.1 | 5850.05 | 97.02 | 60.3 | 14.64 | 0.97 | 3000 | 90
P989VRH4 | Acuity Brands Lighting | Holophane | HTZL1N L92 6000LM L/LENS MVOLT 30K 90 CRI XXXXXXX XXXX | Indoor Luminaires | High-Bay | Low-Bay Luminaires for Commercial and Industrial Buildings | Standard | FALSE | [9 empty] | 42465 | Dimmable | Continuous Below 10 | No |  | 3.1 | 5850.05 | 97.02 | 60.3 | 14.64 | 0.97 | 3000 | 90
P7SCAG8P | Acuity Brands Lighting | Lithonia Lighting | TZL1N L92 6000LM L/LENS MVOLT 30K 90 CRI XXXXXXX XXXX | Indoor Luminaires | High-Bay | Low-Bay Luminaires for Commercial and Industrial Buildings | Standard | FALSE | [9 empty] | 42465 | Dimmable | Continuous Below 10 | No |  | 3.1 | 5850.05 | 97.02 | 60.3 | 14.64 | 0.97 | 3000 | 90
P4X15337 | Acuity Brands Lighting | Holophane | HTZL1N L96 6000LM L/LENS MVOLT 30K 90 CRI XXXXXXX XXXX | Indoor Luminaires | High-Bay | Low-Bay Luminaires for Commercial and Industrial Buildings | Standard | FALSE | [9 empty] | 42465 | Dimmable | Continuous Below 10 | No |  | 3.1 | 5850.05 | 97.02 | 60.3 | 14.64 | 0.97 | 3000 | 90
PJFXGG9T | Acuity Brands Lighting | Lithonia Lighting | ZL1N L48 7000LM L/LENS MVOLT 30K 90 CRI XXXXXXX XXXX | Indoor Luminaires | High-Bay | Low-Bay Luminaires for Commercial and Industrial Buildings | Standard | FALSE | [9 empty] | 42465 | Dimmable | Continuous Below 10 | No |  | 3.1 | 5721.82 | 85.72 | 66.75 | 14.64 | 0.97 | 3000 | 90
PD6ZKNM9 | Acuity Brands Lighting | Holophane | HZL1N L46 7000LM L/LENS MVOLT 30K 90 CRI XXXXXXX XXXX | Indoor Luminaires | High-Bay | Low-Bay Luminaires for Commercial and Industrial Buildings | Standard | FALSE | [9 empty] | 42465 | Dimmable | Continuous Below 10 | No |  | 3.1 | 5721.82 | 85.72 | 66.75 | 14.64 | 0.97 | 3000 | 90
PAD2DDNB | Acuity Brands Lighting | Holophane | HZL1N L48 7000LM L/LENS MVOLT 30K 90 CRI XXXXXXX XXXX | Indoor Luminaires | High-Bay | Low-Bay Luminaires for Commercial and Industrial Buildings | Standard | FALSE | [9 empty] | 42465 | Dimmable | Continuous Below 10 | No |  | 3.1 | 5721.82 | 85.72 | 66.75 | 14.64 | 0.97 | 3000 | 90
P764Z52R | Acuity Brands Lighting | Lithonia Lighting | ZL1N L46 7000LM L/LENS MVOLT 30K 90 CRI XXXXXXX XXXX | Indoor Luminaires | High-Bay | Low-Bay Luminaires for Commercial and Industrial Buildings | Standard | FALSE | [9 empty] | 42465 | Dimmable | Continuous Below 10 | No |  | 3.1 | 5721.82 | 85.72 | 66.75 | 14.64 | 0.97 | 3000 | 90
PTXMVEK6 | Acuity Brands Lighting | Holophane | HTZL1N L96 6000LM FST MVOLT 30K 90 CRI XXXXXXX XXXX | Indoor Luminaires | High-Bay | Low-Bay Luminaires for Commercial and Industrial Buildings | Standard | FALSE | [9 empty] | 42465 | Dimmable | Continuous Below 10 | No |  | 3.1 | 5391.92 | 89.42 | 60.3 | 14.64 | 0.97 | 3000 | 90
PMYN6PBF | Acuity Brands Lighting | Lithonia Lighting | TZL1N L92 6000LM FST MVOLT 30K 90 CRI XXXXXXX XXXX | Indoor Luminaires | High-Bay | Low-Bay Luminaires for Commercial and Industrial Buildings | Standard | FALSE | [9 empty] | 42465 | Dimmable | Continuous Below 10 | No |  | 3.1 | 5391.92 | 89.42 | 60.3 | 14.64 | 0.97 | 3000 | 90
P88K9242 | Acuity Brands Lighting | Lithonia Lighting | TZL1N L96 6000LM FST MVOLT 30K 90 CRI XXXXXXX XXXX | Indoor Luminaires | High-Bay | Low-Bay Luminaires for Commercial and Industrial Buildings | Standard | FALSE | [9 empty] | 42465 | Dimmable | Continuous Below 10 | No |  | 3.1 | 5391.92 | 89.42 | 60.3 | 14.64 | 0.97 | 3000 | 90
P5XGT7HS | Acuity Brands Lighting | Holophane | HTZL1N L92 6000LM FST MVOLT 30K 90 CRI XXXXXXX XXXX | Indoor Luminaires | High-Bay | Low-Bay Luminaires for Commercial and Industrial Buildings | Standard | FALSE | [9 empty] | 42465 | Dimmable | Continuous Below 10 | No |  | 3.1 | 5391.92 | 89.42 | 60.3 | 14.64 | 0.97 | 3000 | 90
PWGQ58SE | Acuity Brands Lighting | Holophane | HZL1N L48 7000LM FST MVOLT 30K 90 CRI XXXXXXX XXXX | Indoor Luminaires | High-Bay | Low-Bay Luminaires for Commercial and Industrial Buildings | Standard | FALSE | [9 empty] | 42465 | Dimmable | Continuous Below 10 | No |  | 3.1 | 5273.74 | 79.01 | 66.75 | 14.64 | 0.97 | 3000 | 90
PW6PZ87P | Acuity Brands Lighting | Lithonia Lighting | ZL1N L48 7000LM FST MVOLT 30K 90 CRI XXXXXXX XXXX | Indoor Luminaires | High-Bay | Low-Bay Luminaires for Commercial and Industrial Buildings | Standard | FALSE | [9 empty] | 42465 | Dimmable | Continuous Below 10 | No |  | 3.1 | 5273.74 | 79.01 | 66.75 | 14.64 | 0.97 | 3000 | 90
PN2RA3UG | Acuity Brands Lighting | Lithonia Lighting | ZL1N L46 7000LM FST MVOLT 30K 90 CRI XXXXXXX XXXX | Indoor Luminaires | High-Bay | Low-Bay Luminaires for Commercial and Industrial Buildings | Standard | FALSE | [9 empty] | 42465 | Dimmable | Continuous Below 10 | No |  | 3.1 | 5273.74 | 79.01 | 66.75 | 14.64 | 0.97 | 3000 | 90
P3RF8CVE | Acuity Brands Lighting | Holophane | HZL1N L46 7000LM FST MVOLT 30K 90 CRI XXXXXXX XXXX | Indoor Luminaires | High-Bay | Low-Bay Luminaires for Commercial and Industrial Buildings | Standard | FALSE | [9 empty] | 42465 | Dimmable | Continuous Below 10 | No |  | 3.1 | 5273.74 | 79.01 | 66.75 | 14.64 | 0.97 | 3000 | 90
PGHNU3HS | Acuity Brands Lighting | Holophane | HTZL1D L96 10000LM FST MVOLT 30K 80 CRI XXXXXXX XXXX | Indoor Luminaires | High-Bay | High-Bay Luminaires for Commercial and Industrial Buildings | Standard | FALSE | [9 empty] | 42465 | Dimmable | Continuous Below 10 | No |  | 3.1 | 10455.64 | 125.49 | 83.32 | 19.78 | 0.91 | 3000 | 80
P8KEXER2 | Acuity Brands Lighting | Lithonia Lighting | TZL1D L96 10000LM FST MVOLT 30K 80 CRI XXXXXXX XXXX | Indoor Luminaires | High-Bay | High-Bay Luminaires for Commercial and Industrial Buildings | Standard | FALSE | [9 empty] | 42465 | Dimmable | Continuous Below 10 | No |  | 3.1 | 10455.64 | 125.49 | 83.32 | 19.78 | 0.91 | 3000 | 80
PQX1JUAM | Acuity Brands Lighting | Lithonia Lighting | TZL1N L96 10000LM L/LENS MVOLT 30K 80 CRI XXXXXXX XXXX | Indoor Luminaires | High-Bay | High-Bay Luminaires for Commercial and Industrial Buildings | Standard | FALSE | [9 empty] | 42465 | Dimmable | Continuous Below 10 | No |  | 3.1 | 10014.19 | 120.19 | 83.32 | 19.78 | 0.91 | 3000 | 80
PPE5DDMM | Acuity Brands Lighting | Lithonia Lighting | TZL1N L92 10000LM L/LENS MVOLT 30K 80 CRI XXXXXXX XXXX | Indoor Luminaires | High-Bay | High-Bay Luminaires for Commercial and Industrial Buildings | Standard | FALSE | [9 empty] | 42465 | Dimmable | Continuous Below 10 | No |  | 3.1 | 10014.19 | 120.19 | 83.32 | 19.78 | 0.91 | 3000 | 80
PB9TVXPX | Acuity Brands Lighting | Holophane | HTZL1N L92 10000LM L/LENS MVOLT 30K 80 CRI XXXXXXX XXXX | Indoor Luminaires | High-Bay | High-Bay Luminaires for Commercial and Industrial Buildings | Standard | FALSE | [9 empty] | 42465 | Dimmable | Continuous Below 10 | No |  | 3.1 | 10014.19 | 120.19 | 83.32 | 19.78 | 0.91 | 3000 | 80
P4FV8RF6 | Acuity Brands Lighting | Holophane | HTZL1N L96 10000LM L/LENS MVOLT 30K 80 CRI XXXXXXX XXXX | Indoor Luminaires | High-Bay | High-Bay Luminaires for Commercial and Industrial Buildings | Standard | FALSE | [9 empty] | 42465 | Dimmable | Continuous Below 10 | No |  | 3.1 | 10014.19 | 120.19 | 83.32 | 19.78 | 0.91 | 3000 | 80
PQT484DW | Acuity Brands Lighting | Holophane | HTZL1N L96 10000LM FST MVOLT 30K 80 CRI XXXXXXX XXXX | Indoor Luminaires | High-Bay | High-Bay Luminaires for Commercial and Industrial Buildings | Standard | FALSE | [9 empty] | 42465 | Dimmable | Continuous Below 10 | No |  | 3.1 | 9229.96 | 110.78 | 83.32 | 19.78 | 0.91 | 3000 | 80
PNF83Z3V | Acuity Brands Lighting | Holophane | HTZL1N L92 10000LM FST MVOLT 30K 80 CRI XXXXXXX XXXX | Indoor Luminaires | High-Bay | High-Bay Luminaires for Commercial and Industrial Buildings | Standard | FALSE | [9 empty] | 42465 | Dimmable | Continuous Below 10 | No |  | 3.1 | 9229.96 | 110.78 | 83.32 | 19.78 | 0.91 | 3000 | 80
P591R5R3 | Acuity Brands Lighting | Lithonia Lighting | TZL1N L92 10000LM FST MVOLT 30K 80 CRI XXXXXXX XXXX | Indoor Luminaires | High-Bay | High-Bay Luminaires for Commercial and Industrial Buildings | Standard | FALSE | [9 empty] | 42465 | Dimmable | Continuous Below 10 | No |  | 3.1 | 9229.96 | 110.78 | 83.32 | 19.78 | 0.91 | 3000 | 80
PP27GGZE | Acuity Brands Lighting | Lithonia Lighting | TZL1F L96 9000LM MDD MVOLT 30K 80 CRI XXXXXXX XXXX | Indoor Luminaires | High-Bay | Low-Bay Luminaires for Commercial and Industrial Buildings | Standard | FALSE | [9 empty] | 42465 | Dimmable | Continuous Below 10 | No |  | 3.1 | 7437.39 | 88.91 | 83.65 | 19.78 | 0.91 | 3000 | 80
PVCY2RNE | Acuity Brands Lighting | Holophane | HTZL1D L96 6000LM FST MVOLT 30K 80 CRI XXXXXXX XXXX | Indoor Luminaires | High-Bay | Low-Bay Luminaires for Commercial and Industrial Buildings | Standard | FALSE | [9 empty] | 42465 | Dimmable | Continuous Below 10 | No |  | 3.1 | 7431.32 | 123.24 | 60.3 | 19.78 | 0.91 | 3000 | 80
PRUGAQ51 | Acuity Brands Lighting | Lithonia Lighting | TZL1D L96 6000LM FST MVOLT 30K 80 CRI XXXXXXX XXXX | Indoor Luminaires | High-Bay | Low-Bay Luminaires for Commercial and Industrial Buildings | Standard | FALSE | [9 empty] | 42465 | Dimmable | Continuous Below 10 | No |  | 3.1 | 7431.32 | 123.24 | 60.3 | 19.78 | 0.91 | 3000 | 80
PKKQFPRZ | Acuity Brands Lighting | Lithonia Lighting | ZL1D L48 5000LM FST MVOLT 30K 80 CRI XXXXXXX XXXX | Indoor Luminaires | High-Bay | Low-Bay Luminaires for Commercial and Industrial Buildings | Standard | FALSE | [9 empty] | 42465 | Dimmable | Continuous Below 10 | No |  | 3.1 | 5245.11 | 125.63 | 41.75 | 19.78 | 0.91 | 3000 | 80
P3BY3GHZ | Acuity Brands Lighting | Holophane | HZL1D L48 5000LM FST MVOLT 30K 80 CRI XXXXXXX XXXX | Indoor Luminaires | High-Bay | Low-Bay Luminaires for Commercial and Industrial Buildings | Standard | FALSE | [9 empty] | 42465 | Dimmable | Continuous Below 10 | No |  | 3.1 | 5245.11 | 125.63 | 41.75 | 19.78 | 0.91 | 3000 | 80
PYDYYG2W | Acuity Brands Lighting | Lithonia Lighting | TZL1F L96 6000LM MDD MVOLT 30K 80 CRI XXXXXXX XXXX | Indoor Luminaires | High-Bay | Low-Bay Luminaires for Commercial and Industrial Buildings | Standard | FALSE | [9 empty] | 42465 | Dimmable | Continuous Below 10 | No |  | 3.1 | 5243.57 | 81.5 | 64.34 | 19.78 | 0.91 | 3000 | 80
PARVV18X | Acuity Brands Lighting | Holophane | HZL1N L48 5000LM L/LENS MVOLT 30K 80 CRI XXXXXXX XXXX | Indoor Luminaires | High-Bay | Low-Bay Luminaires for Commercial and Industrial Buildings | Standard | FALSE | [9 empty] | 42465 | Dimmable | Continuous Below 10 | No |  | 3.1 | 5023.65 | 120.33 | 41.75 | 19.78 | 0.91 | 3000 | 80
PDUTNVVT | Acuity Brands Lighting | Lithonia Lighting | TZL1D L96 14000LM FST MVOLT 30K 80 CRI XXXXXXX XXXX | Indoor Luminaires | High-Bay | High-Bay Luminaires for Commercial and Industrial Buildings | Standard | FALSE | [9 empty] | 42465 | Dimmable | Continuous Below 10 | No |  | 3.1 | 14927.24 | 111.56 | 133.81 | 14.64 | 0.97 | 3000 | 80
P24CTMPD | Acuity Brands Lighting | Holophane | HTZL1D L96 14000LM FST MVOLT 30K 80 CRI XXXXXXX XXXX | Indoor Luminaires | High-Bay | High-Bay Luminaires for Commercial and Industrial Buildings | Standard | FALSE | [9 empty] | 42465 | Dimmable | Continuous Below 10 | No |  | 3.1 | 14927.24 | 111.56 | 133.81 | 14.64 | 0.97 | 3000 | 80
PTEYN7E9 | Acuity Brands Lighting | Holophane | HTZL1N L92 14000LM L/LENS MVOLT 30K 80 CRI XXXXXXX XXXX | Indoor Luminaires | High-Bay | High-Bay Luminaires for Commercial and Industrial Buildings | Standard | FALSE | [9 empty] | 42465 | Dimmable | Continuous Below 10 | No |  | 3.1 | 14296.99 | 106.85 | 133.81 | 14.64 | 0.97 | 3000 | 80
PRYW7K6X | Acuity Brands Lighting | Lithonia Lighting | TZL1N L92 14000LM L/LENS MVOLT 30K 80 CRI XXXXXXX XXXX | Indoor Luminaires | High-Bay | High-Bay Luminaires for Commercial and Industrial Buildings | Standard | FALSE | [9 empty] | 42465 | Dimmable | Continuous Below 10 | No |  | 3.1 | 14296.99 | 106.85 | 133.81 | 14.64 | 0.97 | 3000 | 80
P7E4DDCR | Acuity Brands Lighting | Lithonia Lighting | TZL1N L96 14000LM L/LENS MVOLT 30K 80 CRI XXXXXXX XXXX | Indoor Luminaires | High-Bay | High-Bay Luminaires for Commercial and Industrial Buildings | Standard | FALSE | [9 empty] | 42465 | Dimmable | Continuous Below 10 | No |  | 3.1 | 14296.99 | 106.85 | 133.81 | 14.64 | 0.97 | 3000 | 80
P5FX17DR | Acuity Brands Lighting | Holophane | HTZL1N L96 14000LM L/LENS MVOLT 30K 80 CRI XXXXXXX XXXX | Indoor Luminaires | High-Bay | High-Bay Luminaires for Commercial and Industrial Buildings | Standard | FALSE | [9 empty] | 42465 | Dimmable | Continuous Below 10 | No |  | 3.1 | 14296.99 | 106.85 | 133.81 | 14.64 | 0.97 | 3000 | 80
PMZ4J3EZ | Acuity Brands Lighting | Lithonia Lighting | TZL1N L96 14000LM FST MVOLT 30K 80 CRI XXXXXXX XXXX | Indoor Luminaires | High-Bay | High-Bay Luminaires for Commercial and Industrial Buildings | Standard | FALSE | [9 empty] | 42465 | Dimmable | Continuous Below 10 | No |  | 3.1 | 13177.37 | 98.48 | 133.81 | 14.64 | 0.97 | 3000 | 80
PM7NT636 | Acuity Brands Lighting | Holophane | HTZL1N L96 14000LM FST MVOLT 30K 80 CRI XXXXXXX XXXX | Indoor Luminaires | High-Bay | High-Bay Luminaires for Commercial and Industrial Buildings | Standard | FALSE | [9 empty] | 42465 | Dimmable | Continuous Below 10 | No |  | 3.1 | 13177.37 | 98.48 | 133.81 | 14.64 | 0.97 | 3000 | 80
PD1MPZ9S | Acuity Brands Lighting | Lithonia Lighting | TZL1N L92 14000LM FST MVOLT 30K 80 CRI XXXXXXX XXXX | Indoor Luminaires | High-Bay | High-Bay Luminaires for Commercial and Industrial Buildings | Standard | FALSE | [9 empty] | 42465 | Dimmable | Continuous Below 10 | No |  | 3.1 | 13177.37 | 98.48 | 133.81 | 14.64 | 0.97 | 3000 | 80
P2D88C23 | Acuity Brands Lighting | Holophane | HTZL1N L92 14000LM FST MVOLT 30K 80 CRI XXXXXXX XXXX | Indoor Luminaires | High-Bay | High-Bay Luminaires for Commercial and Industrial Buildings | Standard | FALSE | [9 empty] | 42465 | Dimmable | Continuous Below 10 | No |  | 3.1 | 13177.37 | 98.48 | 133.81 | 14.64 | 0.97 | 3000 | 80
P3ADVT4J | Acuity Brands Lighting | Lithonia Lighting | TZL1F L96 12000LM MDD MVOLT 30K 80 CRI XXXXXXX XXXX | Indoor Luminaires | High-Bay | High-Bay Luminaires for Commercial and Industrial Buildings | Standard | FALSE | [9 empty] | 42465 | Dimmable | Continuous Below 10 | No |  | 3.1 | 10990.97 | 81.1 | 135.52 | 14.64 | 0.97 | 3000 | 80
PZ53W1CN | Acuity Brands Lighting | Holophane | HZL1D L48 7000LM FST MVOLT 30K 80 CRI XXXXXXX XXXX | Indoor Luminaires | High-Bay | Low-Bay Luminaires for Commercial and Industrial Buildings | Standard | FALSE | [9 empty] | 42465 | Dimmable | Continuous Below 10 | No |  | 3.1 | 7402.76 | 110.9 | 66.75 | 14.64 | 0.97 | 3000 | 80
PQR44KG2 | Acuity Brands Lighting | Lithonia Lighting | ZL1D L48 7000LM FST MVOLT 30K 80 CRI XXXXXXX XXXX | Indoor Luminaires | High-Bay | Low-Bay Luminaires for Commercial and Industrial Buildings | Standard | FALSE | [9 empty] | 42465 | Dimmable | Continuous Below 10 | No |  | 3.1 | 7402.76 | 110.9 | 66.75 | 14.64 | 0.97 | 3000 | 80
PDNN98WB | Acuity Brands Lighting | Lithonia Lighting | TZL1N L96 6000LM L/LENS MVOLT 30K 80 CRI XXXXXXX XXXX | Indoor Luminaires | High-Bay | Low-Bay Luminaires for Commercial and Industrial Buildings | Standard | FALSE | [9 empty] | 42465 | Dimmable | Continuous Below 10 | No |  | 3.1 | 7117.56 | 118.04 | 60.3 | 14.64 | 0.97 | 3000 | 80
PA51XXC3 | Acuity Brands Lighting | Holophane | HTZL1N L96 6000LM L/LENS MVOLT 30K 80 CRI XXXXXXX XXXX | Indoor Luminaires | High-Bay | Low-Bay Luminaires for Commercial and Industrial Buildings | Standard | FALSE | [9 empty] | 42465 | Dimmable | Continuous Below 10 | No |  | 3.1 | 7117.56 | 118.04 | 60.3 | 14.64 | 0.97 | 3000 | 80
P8H1EMEZ | Acuity Brands Lighting | Holophane | HTZL1N L92 6000LM L/LENS MVOLT 30K 80 CRI XXXXXXX XXXX | Indoor Luminaires | High-Bay | Low-Bay Luminaires for Commercial and Industrial Buildings | Standard | FALSE | [9 empty] | 42465 | Dimmable | Continuous Below 10 | No |  | 3.1 | 7117.56 | 118.04 | 60.3 | 14.64 | 0.97 | 3000 | 80
P1JQ2TEZ | Acuity Brands Lighting | Lithonia Lighting | TZL1N L92 6000LM L/LENS MVOLT 30K 80 CRI XXXXXXX XXXX | Indoor Luminaires | High-Bay | Low-Bay Luminaires for Commercial and Industrial Buildings | Standard | FALSE | [9 empty] | 42465 | Dimmable | Continuous Below 10 | No |  | 3.1 | 7117.56 | 118.04 | 60.3 | 14.64 | 0.97 | 3000 | 80
PXFXQ2C2 | Acuity Brands Lighting | Holophane | HZL1N L48 7000LM L/LENS MVOLT 30K 80 CRI XXXXXXX XXXX | Indoor Luminaires | High-Bay | Low-Bay Luminaires for Commercial and Industrial Buildings | Standard | FALSE | [9 empty] | 42465 | Dimmable | Continuous Below 10 | No |  | 3.1 | 7090.21 | 106.22 | 66.75 | 14.64 | 0.97 | 3000 | 80
PNTYVMYW | Acuity Brands Lighting | Lithonia Lighting | ZL1N L48 7000LM L/LENS MVOLT 30K 80 CRI XXXXXXX XXXX | Indoor Luminaires | High-Bay | Low-Bay Luminaires for Commercial and Industrial Buildings | Standard | FALSE | [9 empty] | 42465 | Dimmable | Continuous Below 10 | No |  | 3.1 | 7090.21 | 106.22 | 66.75 | 14.64 | 0.97 | 3000 | 80
PHYXAUB3 | Acuity Brands Lighting | Lithonia Lighting | ZL1N L46 7000LM L/LENS MVOLT 30K 80 CRI XXXXXXX XXXX | Indoor Luminaires | High-Bay | Low-Bay Luminaires for Commercial and Industrial Buildings | Standard | FALSE | [9 empty] | 42465 | Dimmable | Continuous Below 10 | No |  | 3.1 | 7090.21 | 106.22 | 66.75 | 14.64 | 0.97 | 3000 | 80
PDUTB2NC | Acuity Brands Lighting | Holophane | HZL1N L46 7000LM L/LENS MVOLT 30K 80 CRI XXXXXXX XXXX | Indoor Luminaires | High-Bay | Low-Bay Luminaires for Commercial and Industrial Buildings | Standard | FALSE | [9 empty] | 42465 | Dimmable | Continuous Below 10 | No |  | 3.1 | 7090.21 | 106.22 | 66.75 | 14.64 | 0.97 | 3000 | 80
PWRBBXGS | Acuity Brands Lighting | Lithonia Lighting | TZL1N L92 6000LM FST MVOLT 30K 80 CRI XXXXXXX XXXX | Indoor Luminaires | High-Bay | Low-Bay Luminaires for Commercial and Industrial Buildings | Standard | FALSE | [9 empty] | 42465 | Dimmable | Continuous Below 10 | No |  | 3.1 | 6560.17 | 108.79 | 60.3 | 14.64 | 0.97 | 3000 | 80
PPSYYXAY | Acuity Brands Lighting | Lithonia Lighting | TZL1N L96 6000LM FST MVOLT 30K 80 CRI XXXXXXX XXXX | Indoor Luminaires | High-Bay | Low-Bay Luminaires for Commercial and Industrial Buildings | Standard | FALSE | [9 empty] | 42465 | Dimmable | Continuous Below 10 | No |  | 3.1 | 6560.17 | 108.79 | 60.3 | 14.64 | 0.97 | 3000 | 80
PJA247FN | Acuity Brands Lighting | Holophane | HTZL1N L96 6000LM FST MVOLT 30K 80 CRI XXXXXXX XXXX | Indoor Luminaires | High-Bay | Low-Bay Luminaires for Commercial and Industrial Buildings | Standard | FALSE | [9 empty] | 42465 | Dimmable | Continuous Below 10 | No |  | 3.1 | 6560.17 | 108.79 | 60.3 | 14.64 | 0.97 | 3000 | 80
PBUATCUH | Acuity Brands Lighting | Holophane | HTZL1N L92 6000LM FST MVOLT 30K 80 CRI XXXXXXX XXXX | Indoor Luminaires | High-Bay | Low-Bay Luminaires for Commercial and Industrial Buildings | Standard | FALSE | [9 empty] | 42465 | Dimmable | Continuous Below 10 | No |  | 3.1 | 6560.17 | 108.79 | 60.3 | 14.64 | 0.97 | 3000 | 80
PTWCGQRK | Acuity Brands Lighting | Holophane | HZL1N L48 7000LM FST MVOLT 30K 80 CRI XXXXXXX XXXX | Indoor Luminaires | High-Bay | Low-Bay Luminaires for Commercial and Industrial Buildings | Standard | FALSE | [9 empty] | 42465 | Dimmable | Continuous Below 10 | No |  | 3.1 | 6534.97 | 97.9 | 66.75 | 14.64 | 0.97 | 3000 | 80
PNXEZUA6 | Acuity Brands Lighting | Lithonia Lighting | ZL1N L48 7000LM FST MVOLT 30K 80 CRI XXXXXXX XXXX | Indoor Luminaires | High-Bay | Low-Bay Luminaires for Commercial and Industrial Buildings | Standard | FALSE | [9 empty] | 42465 | Dimmable | Continuous Below 10 | No |  | 3.1 | 6534.97 | 97.9 | 66.75 | 14.64 | 0.97 | 3000 | 80
P8NRXE9N | Acuity Brands Lighting | Holophane | HZL1N L46 7000LM FST MVOLT 30K 80 CRI XXXXXXX XXXX | Indoor Luminaires | High-Bay | Low-Bay Luminaires for Commercial and Industrial Buildings | Standard | FALSE | [9 empty] | 42465 | Dimmable | Continuous Below 10 | No |  | 3.1 | 6534.97 | 97.9 | 66.75 | 14.64 | 0.97 | 3000 | 80
P81DJ9F4 | Acuity Brands Lighting | Lithonia Lighting | ZL1N L46 7000LM FST MVOLT 30K 80 CRI XXXXXXX XXXX | Indoor Luminaires | High-Bay | Low-Bay Luminaires for Commercial and Industrial Buildings | Standard | FALSE | [9 empty] | 42465 | Dimmable | Continuous Below 10 | No |  | 3.1 | 6534.97 | 97.9 | 66.75 | 14.64 | 0.97 | 3000 | 80
P5U5ZF3V | Core Industries Group | CIG | 2-25C4X | Indoor Luminaires | High-Bay | High-Bay Luminaires for Commercial and Industrial Buildings | Standard | FALSE | [9 empty] | 42465 | Not Dimmable | Not Dimmable | No |  | 3.1 | 26605 | 104.21 | 255.3 | 12.7 | 0.9439 | 5700 | 85.2
PGKVK36S | Core Industries Group | CIG | 2-10C4X | Indoor Luminaires | High-Bay | High-Bay Luminaires for Commercial and Industrial Buildings | Standard | FALSE | [9 empty] | 42465 | Not Dimmable | Not Dimmable | No |  | 3.1 | 11327 | 109.34 | 103.6 | 12.32 | 0.9332 | 5700 | 85.2
PXUETEED | Core Industries Group | CIG | 2-15C4X | Indoor Luminaires | High-Bay | High-Bay Luminaires for Commercial and Industrial Buildings | Standard | FALSE | [9 empty] | 42465 | Not Dimmable | Not Dimmable | No |  | 3.1 | 17217 | 113.2 | 152.1 | 13.77 | 0.9326 | 5700 | 85.1
PS3FJWNX | Core Industries Group | CIG | 2-20C4X | Indoor Luminaires | High-Bay | High-Bay Luminaires for Commercial and Industrial Buildings | Standard | FALSE | [9 empty] | 42465 | Not Dimmable | Not Dimmable | No |  | 3.1 | 21799 | 107.28 | 203.2 | 13.74 | 0.9217 | 5700 | 84.9
PWE22RDG | Core Industries Group | CIG | 2-12C4X | Indoor Luminaires | High-Bay | High-Bay Luminaires for Commercial and Industrial Buildings | Standard | FALSE | [9 empty] | 42465 | Not Dimmable | Not Dimmable | No |  | 3.1 | 13623 | 110.31 | 123.5 | 12.25 | 0.9354 | 5700 | 84.9
PS4VDP56 | Core Industries Group | CIG | 2-15D4X | Indoor Luminaires | High-Bay | High-Bay Luminaires for Commercial and Industrial Buildings | Standard | FALSE | [9 empty] | 42465 | Not Dimmable | Not Dimmable | No |  | 3.1 | 17150 | 112.24 | 152.8 | 13.44 | 0.9312 | 5000 | 84
PEWTN176 | Core Industries Group | CIG | 2-10D4X | Indoor Luminaires | High-Bay | High-Bay Luminaires for Commercial and Industrial Buildings | Standard | FALSE | [9 empty] | 42465 | Not Dimmable | Not Dimmable | No |  | 3.1 | 11275 | 108.52 | 103.9 | 12.8 | 0.9328 | 5000 | 83.6
P2HG2ZBZ | Core Industries Group | CIG | 2-20D4X | Indoor Luminaires | High-Bay | High-Bay Luminaires for Commercial and Industrial Buildings | Standard | FALSE | [9 empty] | 42465 | Not Dimmable | Not Dimmable | No |  | 3.1 | 21698 | 106.21 | 204.3 | 13.37 | 0.9211 | 5000 | 83.5
P3Z1WPUV | Core Industries Group | CIG | 2-12D4X | Indoor Luminaires | High-Bay | High-Bay Luminaires for Commercial and Industrial Buildings | Standard | FALSE | [9 empty] | 42465 | Not Dimmable | Not Dimmable | No |  | 3.1 | 13535 | 109.86 | 123.2 | 12.16 | 0.9365 | 5000 | 83.5
PV4ME7VZ | Core Industries Group | CIG | 2-25D4X | Indoor Luminaires | High-Bay | High-Bay Luminaires for Commercial and Industrial Buildings | Standard | FALSE | [9 empty] | 42465 | Not Dimmable | Not Dimmable | No |  | 3.1 | 26476 | 102.86 | 257.4 | 12.66 | 0.9456 | 5000 | 83.4
PQJGFPJF | Core Industries Group | CIG | 2-15F4X | Indoor Luminaires | High-Bay | High-Bay Luminaires for Commercial and Industrial Buildings | Standard | FALSE | [9 empty] | 42465 | Not Dimmable | Not Dimmable | No |  | 3.1 | 17084 | 111.81 | 152.8 | 13.44 | 0.9312 | 4500 | 84
P5WTP7TU | Core Industries Group | CIG | 2-10F4X | Indoor Luminaires | High-Bay | High-Bay Luminaires for Commercial and Industrial Buildings | Standard | FALSE | [9 empty] | 42465 | Not Dimmable | Not Dimmable | No |  | 3.1 | 11222 | 108.01 | 103.9 | 12.8 | 0.9328 | 4500 | 83.6
PEPD9UAF | Core Industries Group | CIG | 2-20F4X | Indoor Luminaires | High-Bay | High-Bay Luminaires for Commercial and Industrial Buildings | Standard | FALSE | [9 empty] | 42465 | Not Dimmable | Not Dimmable | No |  | 3.1 | 21600 | 105.73 | 204.3 | 13.37 | 0.9211 | 4500 | 83.5
PPGDKSEV | Core Industries Group | CIG | 2-12F4X | Indoor Luminaires | High-Bay | High-Bay Luminaires for Commercial and Industrial Buildings | Standard | FALSE | [9 empty] | 42465 | Not Dimmable | Not Dimmable | No |  | 3.1 | 13450 | 109.17 | 123.2 | 12.16 | 0.9365 | 4500 | 83.5
PF43UAN3 | Core Industries Group | CIG | 2-25F4X | Indoor Luminaires | High-Bay | High-Bay Luminaires for Commercial and Industrial Buildings | Standard | FALSE | [9 empty] | 42465 | Not Dimmable | Not Dimmable | No |  | 3.1 | 26346 | 102.35 | 257.4 | 12.66 | 0.9456 | 4500 | 83.4
P3KNZ65E | Core Industries Group | CIG | 2-15N4X | Indoor Luminaires | High-Bay | High-Bay Luminaires for Commercial and Industrial Buildings | Standard | FALSE | [9 empty] | 42465 | Not Dimmable | Not Dimmable | No |  | 3.1 | 17018 | 111.37 | 152.8 | 13.44 | 0.9312 | 4000 | 84
P3CJAPJB | Core Industries Group | CIG | 2-10N4X | Indoor Luminaires | High-Bay | High-Bay Luminaires for Commercial and Industrial Buildings | Standard | FALSE | [9 empty] | 42465 | Not Dimmable | Not Dimmable | No |  | 3.1 | 11169 | 107.5 | 103.9 | 12.8 | 0.9328 | 4000 | 83.6
PKN9V1KG | Core Industries Group | CIG | 2-20N4X | Indoor Luminaires | High-Bay | High-Bay Luminaires for Commercial and Industrial Buildings | Standard | FALSE | [9 empty] | 42465 | Not Dimmable | Not Dimmable | No |  | 3.1 | 21502 | 105.25 | 204.3 | 13.37 | 0.9211 | 4000 | 83.5
P2WWMVTB | Core Industries Group | CIG | 2-12N4X | Indoor Luminaires | High-Bay | High-Bay Luminaires for Commercial and Industrial Buildings | Standard | FALSE | [9 empty] | 42465 | Not Dimmable | Not Dimmable | No |  | 3.1 | 13365 | 108.48 | 123.2 | 12.16 | 0.9365 | 4000 | 83.5
PPKAWYXD | Core Industries Group | CIG | 2-25N4X | Indoor Luminaires | High-Bay | High-Bay Luminaires for Commercial and Industrial Buildings | Standard | FALSE | [9 empty] | 42465 | Not Dimmable | Not Dimmable | No |  | 3.1 | 26216 | 101.85 | 257.4 | 12.66 | 0.9456 | 4000 | 83.4
PY98GNQ7 | Core Industries Group | CIG | 2-15T4X | Indoor Luminaires | High-Bay | High-Bay Luminaires for Commercial and Industrial Buildings | Standard | FALSE | [9 empty] | 42465 | Not Dimmable | Not Dimmable | No |  | 3.1 | 16952 | 110.94 | 152.8 | 13.44 | 0.9312 | 3500 | 84
PG9ZRAPA | Core Industries Group | CIG | 2-10T4X | Indoor Luminaires | High-Bay | High-Bay Luminaires for Commercial and Industrial Buildings | Standard | FALSE | [9 empty] | 42465 | Not Dimmable | Not Dimmable | No |  | 3.1 | 11116 | 106.98 | 103.9 | 12.8 | 0.9328 | 3500 | 83.6
P5PBVJBB | Core Industries Group | CIG | 2-20T4X | Indoor Luminaires | High-Bay | High-Bay Luminaires for Commercial and Industrial Buildings | Standard | FALSE | [9 empty] | 42465 | Not Dimmable | Not Dimmable | No |  | 3.1 | 21404 | 104.77 | 204.3 | 13.37 | 0.9211 | 3500 | 83.5
P8E93U85 | Core Industries Group | CIG | 2-12T4X | Indoor Luminaires | High-Bay | High-Bay Luminaires for Commercial and Industrial Buildings | Standard | FALSE | [9 empty] | 42465 | Not Dimmable | Not Dimmable | No |  | 3.1 | 13280 | 107.79 | 123.2 | 12.16 | 0.9365 | 3500 | 83.5
PFE7P57W | Core Industries Group | CIG | 2-25T4X | Indoor Luminaires | High-Bay | High-Bay Luminaires for Commercial and Industrial Buildings | Standard | FALSE | [9 empty] | 42465 | Not Dimmable | Not Dimmable | No |  | 3.1 | 26086 | 101.34 | 257.4 | 12.66 | 0.9456 | 3500 | 83.4
PPTYR35D | ASD Lighting Corp | ASD | ASD-LRHB1-150D50HE | Indoor Luminaires | High-Bay | High-Bay Luminaires for Commercial and Industrial Buildings | Standard | FALSE | [9 empty] | 42465 | Dimmable | Continuous Below 10 | No |  | 3.1 | 18258 | 116.07 | 157.3 | 12.72 | 0.9348 | 5000 | 82.6
PR4VYXF9 | ASD Lighting Corp | ASD | ASD-LRHB1-100D50HE | Indoor Luminaires | High-Bay | High-Bay Luminaires for Commercial and Industrial Buildings | Standard | FALSE | [9 empty] | 42465 | Dimmable | Continuous Below 10 | No |  | 3.1 | 11940 | 120.67 | 98.95 | 13.47 | 0.9055 | 5000 | 82.5
PA3U3Z9Q | ASD Lighting Corp | ASD | ASD-LRHB1-100D40HE | Indoor Luminaires | High-Bay | High-Bay Luminaires for Commercial and Industrial Buildings | Standard | FALSE | [9 empty] | 42465 | Dimmable | Continuous Below 10 | No |  | 3.1 | 11603 | 116.93 | 99.23 | 13.41 | 0.9121 | 4000 | 80.9
PZG9BN9S | ASD Lighting Corp | ASD | ASD-LRHB1-150D40HE | Indoor Luminaires | High-Bay | High-Bay Luminaires for Commercial and Industrial Buildings | Standard | FALSE | [9 empty] | 42465 | Dimmable | Continuous Below 10 | No |  | 3.1 | 17729 | 113.06 | 156.8 | 12.78 | 0.9343 | 4000 | 80.9
P5TVZRHY | Envirotech Lighting | Envirotech Lighting | ENV-LHB7-160-4K-FL | Indoor Luminaires | High-Bay | High-Bay Luminaires for Commercial and Industrial Buildings | Premium | TRUE | 18520 | 116.7 | 158.7 | 8.8 | 0.972 | 4121 | 84 | 5 | 50000 | 42464 |  |  | No |  | 3.1 | 19246.2 | 120.3 | 160 | 8.8 | 0.972 | 4000 | 80
PPBPADXP | Envirotech Lighting | Envirotech Lighting | ENV-LHB7-320-4K-FL | Indoor Luminaires | High-Bay | High-Bay Luminaires for Commercial and Industrial Buildings | Premium | TRUE | 37301 | 116.8 | 319.2 | 8.6 | 0.971 | 4189 | 84 | 5 | 50000 | 42464 |  |  | No |  | 3.1 | 38558.4 | 120.5 | 320 | 8.6 | 0.971 | 4000 | 80
PFBNGHPD | Envirotech Lighting | Envirotech Lighting | ENV-LHB7-220-4K-FL | Indoor Luminaires | High-Bay | High-Bay Luminaires for Commercial and Industrial Buildings | Premium | TRUE | 25161 | 117.1 | 214.9 | 9.2 | 0.969 | 4197 | 84 | 5 | 50000 | 42464 |  |  | No |  | 3.1 | 26665.4 | 121.2 | 220 | 9.2 | 0.969 | 4000 | 80
P6WSFDT3 | ThinkLite LLC | ThinkLite | TLKIT-10-XL | Indoor Retrofit Kit | High-Bay | Retrofit Kits for High-Bay Luminaires for Commercial and Industrial Buildings | Standard | TRUE | 35515.93 | 110.76 | 320.65 | 6.17 | 0.963 | 3133 | 83.9 | 8 | 100000 | 42464 |  |  | No | ?X? is a fixed letter | 3.1 | 35515.93 | 110.76 | 320 | 10 | 0.92 | 3000 | 83
PQMJ2SMT | Envirotech Lighting | Envirotech Lighting | ENV-LHB7-110-4K-FL | Indoor Luminaires | High-Bay | High-Bay Luminaires for Commercial and Industrial Buildings | Premium | TRUE | 12282 | 115.2 | 106.6 | 15.2 | 0.963 | 4092 | 84 | 5 | 50000 | 42464 |  |  | No |  | 3.1 | 13061.6 | 118.7 | 110 | 15.2 | 0.963 | 4000 | 80
PWKSDQNV | ThinkLite LLC | ThinkLite | TLKIT-4-XL | Indoor Retrofit Kit | High-Bay | Retrofit Kits for Low-Bay Luminaires for Commercial and Industrial Buildings | Standard | TRUE | 5955.63 | 80.24 | 74.22 | 11.93 | 0.959 | 3136 | 83.8 | 8 | 100000 | 42464 |  |  | No | ?X? is a fixed letter | 3.1 | 5955.63 | 80.24 | 75 | 10 | 0.92 | 3000 | 83
PBDRC3ZK | LED Rite LLC | LEDRite | BK280XXX30KX | Indoor Luminaires | High-Bay | High-Bay Luminaires for Commercial and Industrial Buildings | Standard | TRUE | 26344.2 | 96.5 | 282.4 | 9.72 | 0.9491 | 3094 | 73.5 | 5 | 50000 | 42464 |  |  | NotYetVerified |  | 3 | 26344 |  | 272.9 | 20 | 0.95 | 3000 | 73.5
PB3FXJH6 | Envirotech Lighting | Envirotech Lighting | ENV-LRS-8H-35K | Indoor Luminaires | High-Bay | Low-Bay Luminaires for Commercial and Industrial Buildings | Premium | TRUE | 7573.9 | 113.21 | 66.9 | 4.95 | 0.942 | 3492 | 83.9 | 5 | 50000 | 42464 |  |  | No |  | 3.1 | 7600 | 113 | 67 | 20 | 0.997 | 3500 | 83
PVQXVJQK | Sigma Luminous | Sigma ICE | ICE-CD40-300W-30K90 | Indoor Luminaires | High-Bay | High-Bay Luminaires for Commercial and Industrial Buildings | Standard | TRUE | 33548.14 | 111.11 | 301.93 | 23.24 | 0.939 | 3063 | 80.5 | 5 |  | 42464 |  |  | No |  | 3.1 | 33548.14 | 111.11 | 301.93 | 23.24 | 0.939 | 3063 | 80.5
PQ5CU5S6 | LED Rite LLC | LEDRite | BK240XXX30KX | Indoor Luminaires | High-Bay | High-Bay Luminaires for Commercial and Industrial Buildings | Standard | TRUE | 22529.3 | 95.1 | 237 | 9.58 | 0.936 | 3078 | 73.4 | 5 | 50000 | 42464 |  |  | NotYetVerified |  | 3 | 22529 | 95.1 | 237 | 20 | 0.95 | 3000 | 73.4
PKQZPPUX | LED Rite LLC | LEDRite | BK200XXX30KX | Indoor Luminaires | High-Bay | High-Bay Luminaires for Commercial and Industrial Buildings | Standard | TRUE | 18497.1 | 95.3 | 194.1 | 10.03 | 0.935 | 3118 | 73.4 | 5 | 50000 | 42464 |  |  | NotYetVerified |  | 3 | 18497 |  | 194.1 | 20 | 0.95 | 3000 | 73.4
PUE1UVR4 | Envirotech Lighting | Envirotech Lighting | ENV-LRS-8L-35K | Indoor Luminaires | High-Bay | Low-Bay Luminaires for Commercial and Industrial Buildings | Premium | TRUE | 4655.01 | 116.38 | 40 | 5.27 | 0.925 | 3485 | 84 | 5 | 50000 | 42464 |  |  | No |  | 3.1 | 4550 | 114 | 40 | 20 | 0.996 | 3500 | 83
PAJRGAZ3 | LED Rite LLC | LEDRite | BK400XXX30KX | Indoor Luminaires | High-Bay | High-Bay Luminaires for Commercial and Industrial Buildings | Standard | TRUE | 40328 | 104.29 | 393.3 | 15.64 | 0.9236 | 3117 | 73.2 | 5 | 50000 | 42464 |  |  | NotYetVerified |  | 3 | 41057 | 104.92 | 391.3 | 8.38 | 0.9791 | 3000 | 73.2
PQDKC9JG | Solas Ray Lighting | Low Bay | LB16-170-50-EX-U-XX | Indoor Luminaires | High-Bay | High-Bay Luminaires for Commercial and Industrial Buildings | Standard | TRUE | 15649 | 93 | 168.24 | 15.3 | 0.921 | 5101 | 73.9 | 5 | 50000 | 42464 |  |  | No |  | 3.1 | 15732 | 93.5 | 168.23 | 6.23 | 0.995 | 5101 | 73.9
PJTPKJHG | LED Rite LLC | LEDRite | BK160XXX30KX | Indoor Luminaires | High-Bay | High-Bay Luminaires for Commercial and Industrial Buildings | Standard | TRUE | 14792.7 | 96.5 | 155.4 | 14.05 | 0.915 | 3094 | 73.5 | 5 | 50000 | 42464 |  |  | NotYetVerified |  | 3 | 14793 | 96.5 | 153.3 | 20 | 0.95 | 3000 | 73.5
PPQ622XW | Litetronics International | LITETRONICS | HB185[BW]340 | Indoor Luminaires | High-Bay | High-Bay Luminaires for Commercial and Industrial Buildings | Standard | TRUE | 22210 | 120 | 185.1 | 22.6 | 0.907 | 4086 | 83.9 | 5 | 75000 | 42464 |  |  | No |  | 3.1 | 23710 | 128 | 185.7 | 6.78 | 0.993 | 4086 | 83.9
PPFTRSQY | LED Rite LLC | LEDRite | BK120XXX30KX | Indoor Luminaires | High-Bay | High-Bay Luminaires for Commercial and Industrial Buildings | Standard | TRUE | 11037.5 | 94.9 | 116.3 | 15.98 | 0.9067 | 3088 | 73.4 | 5 | 50000 | 42464 |  |  | NotYetVerified |  | 3 | 11037 | 94.9 | 116.3 | 20 | 0.95 | 3000 | 73.4
P672KES4 | LED Rite LLC | LEDRite | BK080XXX30KX | Indoor Luminaires | High-Bay | Low-Bay Luminaires for Commercial and Industrial Buildings | Standard | TRUE | 7124 | 95.4 | 74.7 | 18.79 | 0.9048 | 3090 | 73.6 | 5 | 50000 | 42464 |  |  | NotYetVerified |  | 3 | 7124.1 | 95.4 | 74.7 | 20 | 0.95 | 3000 | 73.6
P6ASP9AP | AZZ Lighting Systems | Rig-A-Lite | LHFL07LUP76XX [All options excluding PC] | Indoor Luminaires | High-Bay | Low-Bay Luminaires for Commercial and Industrial Buildings | Standard | TRUE | 6918.94 | 106 | 65.24 | 19 | 0.88 | 5108 | 72 | 5 | 50000 | 42464 |  |  | No |  | 3 | 6918.94 | 106.05 | 65.24 | 19 | 0.88 | 5108 | 71.7
PWR9E4QV | AZZ Lighting Systems | Rig-A-Lite | LHFL15LUP76XX [All options excluding PC] | Indoor Luminaires | High-Bay | High-Bay Luminaires for Commercial and Industrial Buildings | Standard | TRUE | 13562.18 | 105 | 129.77 | 19 | 0.87 | 5088 | 73 | 5 | 50000 | 42464 |  |  | No |  | 3 | 13562.18 | 104.51 | 129.77 | 19 | 0.87 | 5088 | 72.6
P2QUCSD1 | ThinkLite LLC | ThinkLite | TLKIT-10-X | Indoor Retrofit Kit | High-Bay | Retrofit Kits for High-Bay Luminaires for Commercial and Industrial Buildings | Standard | FALSE | [9 empty] | 42464 |  |  | No | ?X? is a fixed letter | 3.1 | 43200 | 135 | 320 | 10 | 0.92 | 5700 | 83
PPNS4C73 | ThinkLite LLC | ThinkLite | TLKIT-4-X | Indoor Retrofit Kit | High-Bay | Retrofit Kits for Low-Bay Luminaires for Commercial and Industrial Buildings | Standard | FALSE | [9 empty] | 42464 |  |  | No | ?X? is a fixed letter | 3.1 | 7391 | 98.5 | 75 | 10 | 0.92 | 5700 | 83
PBNFYET1 | ThinkLite LLC | ThinkLite | TLKIT-10-XX | Indoor Retrofit Kit | High-Bay | Retrofit Kits for High-Bay Luminaires for Commercial and Industrial Buildings | Standard | FALSE | [9 empty] | 42464 |  |  | No |  | 3.1 | 41600 | 130 | 320 | 10 | 0.92 | 5000 | 83
PYSNUQPP | ThinkLite LLC | ThinkLite | TLKIT-4 | Indoor Retrofit Kit | High-Bay | Retrofit Kits for Low-Bay Luminaires for Commercial and Industrial Buildings | Standard | FALSE | [9 empty] | 42464 |  |  | No |  | 3.1 | 7117 | 95 | 75 | 10 | 0.92 | 5000 | 83
PGA929AW | ThinkLite LLC | ThinkLite | TLKIT-10-8L | Indoor Retrofit Kit | High-Bay | Retrofit Kits for High-Bay Luminaires for Commercial and Industrial Buildings | Standard | FALSE | [9 empty] | 42464 |  |  | No |  | 3.1 | 40000 | 125 | 320 | 10 | 0.92 | 4500 | 83
PRMX3VK4 | ThinkLite LLC | ThinkLite | TLKIT-4-6L | Indoor Retrofit Kit | High-Bay | Retrofit Kits for Low-Bay Luminaires for Commercial and Industrial Buildings | Standard | FALSE | [9 empty] | 42464 |  |  | No |  | 3.1 | 6843 | 91.5 | 75 | 10 | 0.92 | 4500 | 83
PQJMD7SG | ThinkLite LLC | ThinkLite | TLKIT-10-12L | Indoor Retrofit Kit | High-Bay | Retrofit Kits for High-Bay Luminaires for Commercial and Industrial Buildings | Standard | FALSE | [9 empty] | 42464 |  |  | No |  | 3.1 | 38400 | 120 | 320 | 10 | 0.92 | 4000 | 83
P3WRECEW | ThinkLite LLC | ThinkLite | TLKIT-4-4L | Indoor Retrofit Kit | High-Bay | Retrofit Kits for Low-Bay Luminaires for Commercial and Industrial Buildings | Standard | FALSE | [9 empty] | 42464 |  |  | No |  | 3.1 | 6570 | 87.6 | 75 | 10 | 0.92 | 4000 | 83
PP6MV35U | ThinkLite LLC | ThinkLite | TLKIT-10 | Indoor Retrofit Kit | High-Bay | Retrofit Kits for High-Bay Luminaires for Commercial and Industrial Buildings | Standard | FALSE | [9 empty] | 42464 |  |  | No |  | 3.1 | 36800 | 115 | 320 | 10 | 0.92 | 3500 | 83
PC93PNC6 | ThinkLite LLC | ThinkLite | TLKIT-4-3L | Indoor Retrofit Kit | High-Bay | Retrofit Kits for Low-Bay Luminaires for Commercial and Industrial Buildings | Standard | FALSE | [9 empty] | 42464 |  |  | No |  | 3.1 | 6296 | 84 | 75 | 10 | 0.92 | 3500 | 83
PVT7U5TR | Solas Ray Lighting | Low Bay | LB16-170-50-EX-U-XX-DMS | Indoor Luminaires | High-Bay | High-Bay Luminaires for Commercial and Industrial Buildings | Standard | FALSE | [9 empty] | 42464 |  |  | Yes |  | 3.1 | 15732 | 93.5 | 168.23 | 6.23 | 0.995 | 5101 | 73.9
PUZJWNDW | Sigma Luminous | Sigma ICE | ICE-CD40-300W-57K90 | Indoor Luminaires | High-Bay | High-Bay Luminaires for Commercial and Industrial Buildings | Standard | FALSE | [9 empty] | 42464 |  |  | No |  | 3.1 | 36520 | 124.18 | 294.09 | 23.24 | 0.939 | 5721 | 82.4
P6SD4BHS | LED Rite LLC | LEDRite | BK200XXX57KX | Indoor Luminaires | High-Bay | High-Bay Luminaires for Commercial and Industrial Buildings | Standard | FALSE | [9 empty] | 42464 |  |  | NotYetVerified |  | 3 | 20312 | 105.2 | 193.1 | 20 | 0.95 | 5700 | 77.2
PGDP9PX9 | LED Rite LLC | LEDRite | BK160XXX57KX | Indoor Luminaires | High-Bay | High-Bay Luminaires for Commercial and Industrial Buildings | Standard | FALSE | [9 empty] | 42464 |  |  | NotYetVerified |  | 3 | 16514 | 107.5 | 153.6 | 20 | 0.95 | 5700 | 77
PWKFB2KP | LED Rite LLC | LEDRite | BK280XXX57KX | Indoor Luminaires | High-Bay | High-Bay Luminaires for Commercial and Industrial Buildings | Standard | FALSE | [9 empty] | 42464 |  |  | NotYetVerified |  | 3 | 29212 | 106.2 | 280 | 20 | 0.95 | 5700 | 76.4
PVB9VRM8 | LED Rite LLC | LEDRite | BK120XXX57KX | Indoor Luminaires | High-Bay | High-Bay Luminaires for Commercial and Industrial Buildings | Standard | FALSE | [9 empty] | 42464 |  |  | NotYetVerified |  | 3 | 12149 | 105.1 | 115.6 | 20 | 0.95 | 5700 | 75.9
P3T2WDPF | LED Rite LLC | LEDRite | BK240XXX57KX | Indoor Luminaires | High-Bay | High-Bay Luminaires for Commercial and Industrial Buildings | Standard | FALSE | [9 empty] | 42464 |  |  | NotYetVerified |  | 3 | 25357 | 107.3 | 236.3 | 20 | 0.95 | 5700 | 77.6
PPY1JTF3 | LED Rite LLC | LEDRite | BK080XXX57KX | Indoor Luminaires | High-Bay | Low-Bay Luminaires for Commercial and Industrial Buildings | Standard | FALSE | [9 empty] | 42464 |  |  | NotYetVerified |  | 3 | 7924.3 | 106.1 | 74.7 | 20 | 0.95 | 5700 | 76.9
PHKRUECS | LED Rite LLC | LEDRite | BK400XXX57KX | Indoor Luminaires | High-Bay | High-Bay Luminaires for Commercial and Industrial Buildings | Standard | FALSE | [9 empty] | 42464 |  |  | NotYetVerified |  | 3 | 44259 | 112.91 | 393.6 | 8.14 | 0.9804 | 5700 | 74.9
PEWS8E3D | Envirotech Lighting | Envirotech Lighting | ENV-LRS-8H-5K | Indoor Luminaires | High-Bay | Low-Bay Luminaires for Commercial and Industrial Buildings | Premium | FALSE | [9 empty] | 42464 |  |  | No |  | 3 | 7700 | 115 | 67 | 20 | 0.997 | 5000 | 83
PB2JUGT6 | Envirotech Lighting | Envirotech Lighting | ENV-LRS-8L-5K | Indoor Luminaires | High-Bay | Low-Bay Luminaires for Commercial and Industrial Buildings | Premium | FALSE | [9 empty] | 42464 |  |  | No |  | 3.1 | 4700 | 117 | 40 | 20 | 0.996 | 5000 | 83
P3B3BKTJ | Envirotech Lighting | Envirotech Lighting | ENV-LHB7-110-5K-FL | Indoor Luminaires | High-Bay | High-Bay Luminaires for Commercial and Industrial Buildings | Premium | FALSE | [9 empty] | 42464 |  |  | No |  | 3.1 | 13750 | 125 | 110 | 15.2 | 0.963 | 5000 | 80
P4UWGCSC | Envirotech Lighting | Envirotech Lighting | ENV-LHB7-220-5K-FL | Indoor Luminaires | High-Bay | High-Bay Luminaires for Commercial and Industrial Buildings | Premium | FALSE | [9 empty] | 42464 |  |  | No |  | 3.1 | 26730 | 121.5 | 220 | 9.2 | 0.969 | 5000 | 80
PU1K9GF4 | Envirotech Lighting | Envirotech Lighting | ENV-LHB7-160-5K-FL | Indoor Luminaires | High-Bay | High-Bay Luminaires for Commercial and Industrial Buildings | Premium | FALSE | [9 empty] | 42464 |  |  | No |  | 3.1 | 19280 | 120.5 | 160 | 8.8 | 0.972 | 5000 | 80
P38XP9U6 | Envirotech Lighting | Envirotech Lighting | ENV-LHB7-320-5K-FL | Indoor Luminaires | High-Bay | High-Bay Luminaires for Commercial and Industrial Buildings | Premium | FALSE | [9 empty] | 42464 |  |  | No |  | 3.1 | 39360 | 123 | 320 | 8.6 | 0.971 | 5000 | 80
PZA3J73N | Envirotech Lighting | Envirotech Lighting | ENV-LRS-8H-4K | Indoor Luminaires | High-Bay | Low-Bay Luminaires for Commercial and Industrial Buildings | Premium | FALSE | [9 empty] | 42464 |  |  | No |  | 3 | 7650 | 114 | 67 | 20 | 0.997 | 4000 | 83
PTTJ473Z | Envirotech Lighting | Envirotech Lighting | ENV-LRS-8L-4K | Indoor Luminaires | High-Bay | Low-Bay Luminaires for Commercial and Industrial Buildings | Premium | FALSE | [9 empty] | 42464 |  |  | No |  | 3.1 | 4600 | 115 | 40 | 20 | 0.996 | 4000 | 83
PERZXW63 | AZZ Lighting Systems | Rig-A-Lite | LHFL20LUP76XX [All options excluding PC] | Indoor Luminaires | High-Bay | High-Bay Luminaires for Commercial and Industrial Buildings | Standard | FALSE | [9 empty] | 42464 | Not Dimmable | Not Dimmable | No |  | 3 | 19518.06 | 104.09 | 187.52 | 19 | 0.95 | 5218 | 75.13
PW4E81XU | Alphalite Inc. | Alphalite | EHB2-20/840-FLN | Indoor Luminaires | High-Bay | High-Bay Luminaires for Commercial and Industrial Buildings | Premium | TRUE | 18520 | 116.7 | 158.7 | 8.8 | 0.972 | 4121 | 84 | 5 | 50000 | 42461 |  |  | No |  | 3.1 | 19246.2 | 120.3 | 160 | 8.8 | 0.972 | 4000 | 80
P2H893BZ | Alphalite Inc. | Alphalite | EHB4-40/840-FLN | Indoor Luminaires | High-Bay | High-Bay Luminaires for Commercial and Industrial Buildings | Premium | TRUE | 37301 | 116.8 | 319.2 | 8.6 | 0.971 | 4189 | 84 | 5 | 50000 | 42461 |  |  | No |  | 3.1 | 38558.4 | 120.5 | 320 | 8.6 | 0.971 | 4000 | 80
PKV2CZ97 | Energy Efficient Lighting Co. Ltd. | EEL | HB12LED12-347 (P) (5000K) | Indoor Luminaires | High-Bay | High-Bay Luminaires for Commercial and Industrial Buildings | Standard | TRUE | 14451 | 129 | 111.98 | 7.19 | 0.9692 | 4994 | 83.29 | 5 | 94000 | 42461 |  |  | No |  | 3.1 | 14451 | 129 | 111.98 | 7.19 | 0.9692 | 4994 | 83.29
P6MKR1S6 | Alphalite Inc. | Alphalite | EHB4-26/840-FLN | Indoor Luminaires | High-Bay | High-Bay Luminaires for Commercial and Industrial Buildings | Premium | TRUE | 25161 | 117.1 | 214.9 | 9.2 | 0.969 | 4197 | 84 | 5 | 50000 | 42461 |  |  | No |  | 3.1 | 26665.4 | 121.2 | 220 | 9.2 | 0.969 | 4000 | 80
PFVG97KY | Alphalite Inc. | Alphalite | EHB2-13/840-FLN | Indoor Luminaires | High-Bay | High-Bay Luminaires for Commercial and Industrial Buildings | Premium | TRUE | 12282 | 115.2 | 106.6 | 15.2 | 0.963 | 4092 | 84 | 5 | 50000 | 42461 |  |  | No |  | 3.1 | 13061.6 | 118.7 | 110 | 15.2 | 0.963 | 4000 | 80
PCQM2A3M | Energy Efficient Lighting Co. Ltd. | EEL | HB12LED12-120M (LW-P) | Indoor Luminaires | High-Bay | High-Bay Luminaires for Commercial and Industrial Buildings | Standard | TRUE | 10070 | 130.8 | 76.96 | 8 | 0.955 | 5027 | 83.33 | 5 | 94000 | 42461 |  |  | No |  | 3.1 | 10481 | 135 | 77.63 | 8 | 0.955 | 5027 | 83.33
PH9GYNTP | Delta Electronics Inc. | Delta | HBD[FB]M4H00U[Qualified when install staight down only] | Indoor Luminaires | High-Bay | High-Bay Luminaires for Commercial and Industrial Buildings | Standard | TRUE | 26460.27 | 117.79 | 224.63 | 9.61 | 0.945 | 4055 | 83.2 | 5 | 50000 | 42461 |  |  | Yes |  | 3.1 | 26460.27 | 117.79 | 224.63 | 9.61 | 0.945 | 4055 | 83.2
PGF1VUCR | Alphalite Inc. | Alphalite | LHB2-90/840 | Indoor Luminaires | High-Bay | Low-Bay Luminaires for Commercial and Industrial Buildings | Standard | TRUE | 7230.8 | 106.59 | 67.84 | 4.79 | 0.9418 | 3991 | 82.9 | 5 | 50000 | 42461 |  |  | No |  | 3 | 7230.8 | 106.59 | 67.84 | 20 | 0.997 | 4000 | 82.9
PT3VQXX4 | Alphalite Inc. | Alphalite | LHB2-120/840 | Indoor Luminaires | High-Bay | High-Bay Luminaires for Commercial and Industrial Buildings | Standard | TRUE | 10370 | 100.56 | 103.1 | 4.98 | 0.9342 | 4009 | 82.9 | 5 | 50000 | 42461 |  |  | No |  | 3 | 10370 | 100.56 | 103.1 | 20 | 0.997 | 4000 | 82.9
PW29Y9E7 | RISE-LITE GROUP CO. LTD | RISELITE | RL-RK-100W-B-LV-D-NW | Indoor Retrofit Kit | High-Bay | Retrofit Kits for High-Bay Luminaires for Commercial and Industrial Buildings | Premium | TRUE | 10572 | 108.68 | 97.28 | 10.36 | 0.929 | 4183 | 75.7 | 5 | 50000 | 42461 |  |  | NotYetVerified |  | 3 | 10572 | 108.68 | 97.28 | 10.36 | 0.929 | 4100 | 75.7
PBWDKD4N | RISE-LITE GROUP CO. LTD | RISELITE | RL-RTK-100W-HV-D-NW | Indoor Retrofit Kit | High-Bay | Retrofit Kits for High-Bay Luminaires for Commercial and Industrial Buildings | Premium | TRUE | 10967 | 109.26 | 100.4 | 10.82 | 0.9251 | 4183 | 75.7 | 5 | 50000 | 42461 | Dimmable | Continuous Below 10 | NotYetVerified |  | 3 | 109767 | 109.26 | 100.4 | 10.82 | 0.9251 | 4100 | 75.7
P5JCYC8K | Venture Lighting International | Venture Lighting International | HBX-120NA | Indoor Luminaires | High-Bay | High-Bay Luminaires for Commercial and Industrial Buildings | Standard | TRUE | 14274.47 | 117 | 121.68 | 11.73 | 0.922 | 3938 | 86 | 5 | 190000 | 42461 |  |  | No |  | 3.1 | 14274.47 | 117 | 121.68 | 11.73 | 0.922 | 3938 | 86
PMJCSNW4 | RISE-LITE GROUP CO. LTD | RISELITE | RL-RTK-100W-HV-D-CW | Indoor Retrofit Kit | High-Bay | Retrofit Kits for High-Bay Luminaires for Commercial and Industrial Buildings | Premium | FALSE | [9 empty] | 42461 |  |  | NotYetVerified |  | 3 | 11430 | 115.22 | 99.2 | 10.69 | 0.9098 | 5700 | 71.5
P9KV59QY | RISE-LITE GROUP CO. LTD | RISELITE | RL-RK-100W-B-LV-D-CW | Indoor Retrofit Kit | High-Bay | Retrofit Kits for High-Bay Luminaires for Commercial and Industrial Buildings | Premium | FALSE | [9 empty] | 42461 | Dimmable | Continuous Below 10 | NotYetVerified |  | 3 | 11063 | 114.11 | 96.95 | 10.68 | 0.9214 | 5700 | 71.5
P1XX9EAK | RISE-LITE GROUP CO. LTD | RISELITE | RL-RTK-100W-HV-D-DW | Indoor Retrofit Kit | High-Bay | Retrofit Kits for High-Bay Luminaires for Commercial and Industrial Buildings | Premium | FALSE | [9 empty] | 42461 | Dimmable | Continuous Below 10 | NotYetVerified |  | 3 | 109767 | 109.26 | 100.4 | 10.82 | 0.9251 | 5000 | 75.7
PZEF56KW | RISE-LITE GROUP CO. LTD | RISELITE | RL-RK-100W-B-LV-D-DW | Indoor Retrofit Kit | High-Bay | Retrofit Kits for High-Bay Luminaires for Commercial and Industrial Buildings | Premium | FALSE | [9 empty] | 42461 |  |  | NotYetVerified |  | 3 | 10572 | 108.68 | 97.28 | 10.36 | 0.929 | 5000 | 75.7
PM1V43Q5 | Alphalite Inc. | Alphalite | EHB2-13/857-CLN | Indoor Luminaires | High-Bay | High-Bay Luminaires for Commercial and Industrial Buildings | Premium | FALSE | [9 empty] | 42461 |  |  | No |  | 3.1 | 14488.9 | 131.7 | 110 | 15.2 | 0.963 | 5700 | 80
P29H4SU1 | Alphalite Inc. | Alphalite | EHB2-13/857-FLN | Indoor Luminaires | High-Bay | High-Bay Luminaires for Commercial and Industrial Buildings | Premium | FALSE | [9 empty] | 42461 |  |  | No |  | 3.1 | 13949.4 | 126.8 | 110 | 15.2 | 0.963 | 5700 | 80
PZJWYPFF | Alphalite Inc. | Alphalite | EHB4-26/857-CLN | Indoor Luminaires | High-Bay | High-Bay Luminaires for Commercial and Industrial Buildings | Premium | FALSE | [9 empty] | 42461 |  |  | No |  | 3.1 | 29235.1 | 132.9 | 220 | 9.2 | 0.969 | 5700 | 80
P9WVJU15 | Alphalite Inc. | Alphalite | EHB4-26/857-FLN | Indoor Luminaires | High-Bay | High-Bay Luminaires for Commercial and Industrial Buildings | Premium | FALSE | [9 empty] | 42461 |  |  | No |  | 3.1 | 26938.6 | 122.4 | 220 | 9.2 | 0.969 | 5700 | 80
P8DRV7H4 | Alphalite Inc. | Alphalite | EHB2-20/857-CLN | Indoor Luminaires | High-Bay | High-Bay Luminaires for Commercial and Industrial Buildings | Premium | FALSE | [9 empty] | 42461 |  |  | No |  | 3.1 | 20734 | 129.6 | 160 | 8.8 | 0.972 | 5700 | 80
PB3QTJ71 | Alphalite Inc. | Alphalite | EHB2-20/857-FLN | Indoor Luminaires | High-Bay | High-Bay Luminaires for Commercial and Industrial Buildings | Premium | FALSE | [9 empty] | 42461 |  |  | No |  | 3.1 | 19458 | 121.6 | 160 | 8.8 | 0.972 | 5700 | 80
PTJ81W7V | Alphalite Inc. | Alphalite | EHB4-40/857-CLN | Indoor Luminaires | High-Bay | High-Bay Luminaires for Commercial and Industrial Buildings | Premium | FALSE | [9 empty] | 42461 |  |  | No |  | 3.1 | 41845.4 | 130.8 | 320 | 8.6 | 0.971 | 5700 | 80
PVU5T2U3 | Alphalite Inc. | Alphalite | EHB4-40/857-FLN | Indoor Luminaires | High-Bay | High-Bay Luminaires for Commercial and Industrial Buildings | Premium | FALSE | [9 empty] | 42461 |  |  | No |  | 3.1 | 39675.4 | 124 | 320 | 8.6 | 0.971 | 5700 | 80
PMXT74J3 | Alphalite Inc. | Alphalite | LHB2-90/850 | Indoor Luminaires | High-Bay | Low-Bay Luminaires for Commercial and Industrial Buildings | Standard | FALSE | [9 empty] | 42461 |  |  | No |  | 3 | 7459.86 | 108.92 | 68.49 | 20 | 0.997 | 5000 | 81.7
P3RBKH98 | Alphalite Inc. | Alphalite | LHB2-120/850 | Indoor Luminaires | High-Bay | High-Bay Luminaires for Commercial and Industrial Buildings | Standard | FALSE | [9 empty] | 42461 |  |  | No |  | 3 | 10514.2 | 100.84 | 104.27 | 20 | 0.997 | 5000 | 81.4
PTBAJYCK | Alphalite Inc. | Alphalite | EHB2-13/850-CLN | Indoor Luminaires | High-Bay | High-Bay Luminaires for Commercial and Industrial Buildings | Premium | FALSE | [9 empty] | 42461 |  |  | No |  | 3.1 | 14080 | 128 | 110 | 15.2 | 0.963 | 5000 | 80
PYQFEZMY | Alphalite Inc. | Alphalite | EHB2-13/850-FLN | Indoor Luminaires | High-Bay | High-Bay Luminaires for Commercial and Industrial Buildings | Premium | FALSE | [9 empty] | 42461 |  |  | No |  | 3.1 | 13750 | 125 | 110 | 15.2 | 0.963 | 5000 | 80
P63JVK6Q | Alphalite Inc. | Alphalite | EHB4-26/850-CLN | Indoor Luminaires | High-Bay | High-Bay Luminaires for Commercial and Industrial Buildings | Premium | FALSE | [9 empty] | 42461 |  |  | No |  | 3.1 | 27764 | 126.2 | 220 | 9.2 | 0.969 | 5000 | 80
PKABXKCP | Alphalite Inc. | Alphalite | EHB4-26/850-FLN | Indoor Luminaires | High-Bay | High-Bay Luminaires for Commercial and Industrial Buildings | Premium | FALSE | [9 empty] | 42461 |  |  | No |  | 3.1 | 26730 | 121.5 | 220 | 9.2 | 0.969 | 5000 | 80
P7HMVM5V | Alphalite Inc. | Alphalite | EHB2-20/850-CLN | Indoor Luminaires | High-Bay | High-Bay Luminaires for Commercial and Industrial Buildings | Premium | FALSE | [9 empty] | 42461 |  |  | No |  | 3.1 | 20000 | 125 | 160 | 8.8 | 0.972 | 5000 | 80
P1M9K6ED | Alphalite Inc. | Alphalite | EHB2-20/850-FLN | Indoor Luminaires | High-Bay | High-Bay Luminaires for Commercial and Industrial Buildings | Premium | FALSE | [9 empty] | 42461 |  |  | No |  | 3.1 | 19280 | 120.5 | 160 | 8.8 | 0.972 | 5000 | 80
PT4561UM | Alphalite Inc. | Alphalite | EHB4-40/850-CLN | Indoor Luminaires | High-Bay | High-Bay Luminaires for Commercial and Industrial Buildings | Premium | FALSE | [9 empty] | 42461 |  |  | No |  | 3.1 | 40960 | 128 | 320 | 8.6 | 0.971 | 5000 | 80
PYAQ5QMN | Alphalite Inc. | Alphalite | EHB4-40/850-FLN | Indoor Luminaires | High-Bay | High-Bay Luminaires for Commercial and Industrial Buildings | Premium | FALSE | [9 empty] | 42461 |  |  | No |  | 3.1 | 39360 | 123 | 320 | 8.6 | 0.971 | 5000 | 80
P2TKRSG6 | Alphalite Inc. | Alphalite | EHB2-13/840-CLN | Indoor Luminaires | High-Bay | High-Bay Luminaires for Commercial and Industrial Buildings | Premium | FALSE | [9 empty] | 42461 |  |  | No |  | 3.1 | 13811.1 | 125.6 | 110 | 15.2 | 0.963 | 4000 | 80
PG5UPSC4 | Alphalite Inc. | Alphalite | EHB4-26/840-CLN | Indoor Luminaires | High-Bay | High-Bay Luminaires for Commercial and Industrial Buildings | Premium | FALSE | [9 empty] | 42461 |  |  | No |  | 3.1 | 27348.9 | 124.3 | 220 | 9.2 | 0.969 | 4000 | 80
PBUQUPA1 | Alphalite Inc. | Alphalite | EHB2-20/840-CLN | Indoor Luminaires | High-Bay | High-Bay Luminaires for Commercial and Industrial Buildings | Premium | FALSE | [9 empty] | 42461 |  |  | No |  | 3.1 | 19943.4 | 124.6 | 160 | 8.8 | 0.972 | 4000 | 80
PU11VHZN | Alphalite Inc. | Alphalite | EHB4-40/840-CLN | Indoor Luminaires | High-Bay | High-Bay Luminaires for Commercial and Industrial Buildings | Premium | FALSE | [9 empty] | 42461 |  |  | No |  | 3.1 | 40341.9 | 126.1 | 320 | 8.6 | 0.971 | 4000 | 80
PKSSVVZ2 | Energy Efficient Lighting Co. Ltd. | EEL | HB80LED08-347 (P) (5000K) | Indoor Luminaires | High-Bay | High-Bay Luminaires for Commercial and Industrial Buildings | Standard | FALSE | [9 empty] | 42461 |  |  | No |  | 3 | 10070 | 130.5 | 77.18 | 16.7 | 0.887 | 5007 | 83
PEB3NB99 | Energy Efficient Lighting Co. Ltd. | EEL | HB16LED16-347 (P) (5000K) | Indoor Luminaires | High-Bay | High-Bay Luminaires for Commercial and Industrial Buildings | Standard | FALSE | [9 empty] | 42461 |  |  | No |  | 3 | 19964 | 129.5 | 154.1 | 12.9 | 0.907 | 5007 | 83
P1RXQPES | Energy Efficient Lighting Co. Ltd. | EEL | HB80LED08-120M (P) (5000K) | Indoor Luminaires | High-Bay | High-Bay Luminaires for Commercial and Industrial Buildings | Standard | FALSE | [9 empty] | 42461 |  |  | No |  | 3 | 9993 | 127.6 | 78.34 | 7.79 | 0.9557 | 5007 | 83
P5HMD7AX | Energy Efficient Lighting Co. Ltd. | EEL | HB16LED16-120M (P) (5000K) | Indoor Luminaires | High-Bay | High-Bay Luminaires for Commercial and Industrial Buildings | Standard | FALSE | [9 empty] | 42461 |  |  | No |  | 3 | 19811.5 | 126.7 | 156.4 | 6.03 | 0.976 | 5007 | 83
PSF1A6FV | Energy Efficient Lighting Co. Ltd. | EEL | HB12LED12-347 (LW-P) | Indoor Luminaires | High-Bay | High-Bay Luminaires for Commercial and Industrial Buildings | Standard | FALSE | [9 empty] | 42461 |  |  | No |  | 3.1 | 11564 | 131.1 | 88.2 | 9 | 0.9512 | 4998 | 83.5
PRW2YUW2 | Energy Efficient Lighting Co. Ltd. | EEL | HB12LED12-120M (P) (5000K) | Indoor Luminaires | High-Bay | High-Bay Luminaires for Commercial and Industrial Buildings | Standard | FALSE | [9 empty] | 42461 |  |  | No |  | 3.1 | 14592 | 130.5 | 111.8 | 7.21 | 0.9837 | 4994 | 83.29
PK8Y1ZW7 | Delta Electronics Inc. | Delta | HBD[FB]M5H00U[Qualified when install staight down only] | Indoor Luminaires | High-Bay | High-Bay Luminaires for Commercial and Industrial Buildings | Standard | FALSE | [9 empty] | 42461 | Not Dimmable | Not Dimmable | Yes |  | 3.1 | 27140.77 | 123.49 | 219.79 | 9.3 | 0.944 | 5050 | 82.9
PXDQKFYV | Delta Electronics Inc. | Delta | HBD[FB]M5H0MU[Qualified when install staight down only] | Indoor Luminaires | High-Bay | High-Bay Luminaires for Commercial and Industrial Buildings | Standard | FALSE | [9 empty] | 42461 | Dimmable | Continuous Above 10 | Yes |  | 3.1 | 27140.77 | 123.49 | 219.79 | 9.3 | 0.944 | 5050 | 82.9
P49ASUD2 | Delta Electronics Inc. | Delta | HBD[FB]MNH00U[Qualified when install staight down only] | Indoor Luminaires | High-Bay | High-Bay Luminaires for Commercial and Industrial Buildings | Standard | FALSE | [9 empty] | 42461 | Not Dimmable | Not Dimmable | Yes |  | 3.1 | 27185.93 | 123.47 | 220.19 | 11.16 | 0.943 | 5004 | 74
PZ2PZK6E | Delta Electronics Inc. | Delta | HBD[FB]MNH0MU[Qualified when install staight down only] | Indoor Luminaires | High-Bay | High-Bay Luminaires for Commercial and Industrial Buildings | Standard | FALSE | [9 empty] | 42461 | Dimmable | Continuous Above 10 | Yes |  | 3.1 | 27185.93 | 123.47 | 220.19 | 11.16 | 0.943 | 5004 | 74
P53PWZCW | Delta Electronics Inc. | Delta | HBD[FB]M4H0MU[Qualified when install staight down only] | Indoor Luminaires | High-Bay | High-Bay Luminaires for Commercial and Industrial Buildings | Standard | FALSE | [9 empty] | 42461 | Dimmable | Continuous Above 10 | Yes |  | 3.1 | 26460.27 | 117.79 | 224.63 | 9.61 | 0.945 | 4055 | 83.2
PJHZWG87 | Delta Electronics Inc. | Delta | HBD[FB]MHH00U[Qualified when install staight down only] | Indoor Luminaires | High-Bay | High-Bay Luminaires for Commercial and Industrial Buildings | Standard | FALSE | [9 empty] | 42461 | Not Dimmable | Not Dimmable | Yes |  | 3.1 | 26529.66 | 119.51 | 221.98 | 11.05 | 0.946 | 4009 | 73.3
PQ6EUY95 | Delta Electronics Inc. | Delta | HBD[FB]MHH0MU[Qualified when install staight down only] | Indoor Luminaires | High-Bay | High-Bay Luminaires for Commercial and Industrial Buildings | Standard | FALSE | [9 empty] | 42461 | Dimmable | Continuous Above 10 | Yes |  | 3.1 | 26529.66 | 119.51 | 221.98 | 11.05 | 0.946 | 4009 | 73.3
PAAJF6ZR | Luxtronik Technology(China) Company Limited | LUXTRONIK | LM-LUX-HB-100 | Indoor Luminaires | High-Bay | High-Bay Luminaires for Commercial and Industrial Buildings | Standard | TRUE | 13285 | 117.55 | 113.02 | 6.01 | 0.9956 | 4905 | 75.4 | 5 | 50000 | 42460 |  |  | No |  | 3.1 | 13000 | 113 | 115 | 15 | 0.9 | 5000 | 70
PPAWEVY7 | LED Rite LLC | LEDRite | TR2640160HIB2F | Indoor Luminaires | High-Bay | High-Bay Luminaires for Commercial and Industrial Buildings | Premium | TRUE | 18520 | 116.7 | 158.7 | 8.8 | 0.972 | 4121 | 84 | 5 | 50000 | 42460 |  |  | No |  | 3.1 | 19246.2 | 120.3 | 160 | 8.8 | 0.972 | 4000 | 80
PM8CMQWH | LED Rite LLC | LEDRite | TR4440220HIB2F | Indoor Luminaires | High-Bay | High-Bay Luminaires for Commercial and Industrial Buildings | Premium | TRUE | 25161 | 117.1 | 214.9 | 9.2 | 0.969 | 4197 | 84 | 5 | 50000 | 42460 |  |  | No |  | 3.1 | 26665.4 | 121.2 | 220 | 9.2 | 0.969 | 4000 | 80
PVQGDJRF | LED Rite LLC | LEDRite | TR2440105HIB2F | Indoor Luminaires | High-Bay | High-Bay Luminaires for Commercial and Industrial Buildings | Premium | TRUE | 12282 | 115.2 | 106.6 | 15.2 | 0.963 | 4092 | 84 | 5 | 50000 | 42460 |  |  | No |  | 3.1 | 13061.6 | 118.7 | 110 | 15.2 | 0.963 | 4000 | 80
P9FYPHGZ | Fine Technix Co. Ltd | Fine Technix | HU150L2-L850(BA-A1R) | Indoor Luminaires | High-Bay | High-Bay Luminaires for Commercial and Industrial Buildings | Standard | TRUE | 21043 | 135.9 | 154.8 | 18.8 | 0.94 | 5081 | 83.1 | 5 |  | 42460 |  |  | No |  | 3.1 | 21043 | 135.936 | 154.8 | 18.8 | 0.94 | 5081 | 83.1
P5JZAG39 | LED Rite LLC | LEDRite | TR2450105HIB2 | Indoor Luminaires | High-Bay | High-Bay Luminaires for Commercial and Industrial Buildings | Premium | FALSE | [9 empty] | 42460 |  |  | No |  | 3.1 | 14080 | 128 | 110 | 15.2 | 0.963 | 5000 | 80
P2NFKK6K | LED Rite LLC | LEDRite | TR2450105HIB2F | Indoor Luminaires | High-Bay | High-Bay Luminaires for Commercial and Industrial Buildings | Premium | FALSE | [9 empty] | 42460 |  |  | No |  | 3.1 | 13750 | 125 | 110 | 15.2 | 0.963 | 5000 | 80
PTW6GPAE | LED Rite LLC | LEDRite | TR4450220HIB2 | Indoor Luminaires | High-Bay | High-Bay Luminaires for Commercial and Industrial Buildings | Premium | FALSE | [9 empty] | 42460 |  |  | No |  | 3.1 | 27764 | 126.2 | 220 | 9.2 | 0.969 | 5000 | 80
PAVBZKAV | LED Rite LLC | LEDRite | TR4450220HIB2F | Indoor Luminaires | High-Bay | High-Bay Luminaires for Commercial and Industrial Buildings | Premium | FALSE | [9 empty] | 42460 |  |  | No |  | 3.1 | 26730 | 121.5 | 220 | 9.2 | 0.969 | 5000 | 80
P9NKG6TF | LED Rite LLC | LEDRite | TR2650160HIB2 | Indoor Luminaires | High-Bay | High-Bay Luminaires for Commercial and Industrial Buildings | Premium | FALSE | [9 empty] | 42460 |  |  | No |  | 3.1 | 20000 | 125 | 160 | 8.8 | 0.972 | 5000 | 80
PFZCEU8X | LED Rite LLC | LEDRite | TR2650160HIB2F | Indoor Luminaires | High-Bay | High-Bay Luminaires for Commercial and Industrial Buildings | Premium | FALSE | [9 empty] | 42460 |  |  | No |  | 3.1 | 19280 | 120.5 | 160 | 8.8 | 0.972 | 5000 | 80
PBSQK1KH | LED Rite LLC | LEDRite | TR2440105HIB2 | Indoor Luminaires | High-Bay | High-Bay Luminaires for Commercial and Industrial Buildings | Premium | FALSE | [9 empty] | 42460 |  |  | No |  | 3.1 | 13811.1 | 125.6 | 110 | 15.2 | 0.963 | 4000 | 80
PYS2V8G1 | LED Rite LLC | LEDRite | TR4440220HIB2 | Indoor Luminaires | High-Bay | High-Bay Luminaires for Commercial and Industrial Buildings | Premium | FALSE | [9 empty] | 42460 |  |  | No |  | 3.1 | 27348.9 | 124.3 | 220 | 9.2 | 0.969 | 4000 | 80
PKNYCHV4 | LED Rite LLC | LEDRite | TR2640160HIB2 | Indoor Luminaires | High-Bay | High-Bay Luminaires for Commercial and Industrial Buildings | Premium | FALSE | [9 empty] | 42460 |  |  | No |  | 3.1 | 19943.4 | 124.6 | 160 | 8.8 | 0.972 | 4000 | 80
P8SAN5BC | Fine Technix Co. Ltd | Fine Technix | HU150L2-L850(BP-A1R) | Indoor Luminaires | High-Bay | High-Bay Luminaires for Commercial and Industrial Buildings | Standard | FALSE | [9 empty] | 42460 |  |  | No |  | 3.1 | 21043 | 135.936 | 154.8 | 18.8 | 0.94 | 5081 | 83.1
P5Y63P6W | Fine Technix Co. Ltd | Fine Technix | HU150L2-L850(BS-A1R) | Indoor Luminaires | High-Bay | High-Bay Luminaires for Commercial and Industrial Buildings | Standard | FALSE | [9 empty] | 42460 |  |  | No |  | 3.1 | 21043 | 135.936 | 154.8 | 18.8 | 0.94 | 5081 | 83.1
PKKCCK67 | SAN-LED Corporation | SAN-STARR | SS-AS01-050W-3000K-B-DD | Indoor Luminaires | High-Bay | Low-Bay Luminaires for Commercial and Industrial Buildings | Standard | TRUE | 6218.4 | 112.8 | 55.15 | 7.04 | 0.9986 | 2978 | 72 | 5 | 50000 | 42459 |  |  | No |  | 3.1 | 6218.4 | 112.8 | 55.15 | 7.04 | 0.9986 | 2978 | 72
PH3H93XH | SAN-LED Corporation | SAN-STARR | SS-HS01-200W-5000K-B-DD | Indoor Luminaires | High-Bay | High-Bay Luminaires for Commercial and Industrial Buildings | Standard | TRUE | 24846 | 114.3 | 217.3 | 7.21 | 0.9847 | 4886 | 74.1 | 5 | 50000 | 42459 |  |  | No |  | 3.1 | 24846 | 114.3 | 217.3 | 7.21 | 0.9847 | 4886 | 74.1
PZ9DGD4C | SAN-LED Corporation | SAN-STARR | SS-AS01-040W-3000K-B-DD | Indoor Luminaires | High-Bay | Low-Bay Luminaires for Commercial and Industrial Buildings | Standard | TRUE | 5277.4 | 118.7 | 44.46 | 8.56 | 0.9779 | 2974 | 72 | 5 | 50000 | 42459 |  |  | No |  | 3.1 | 5277.4 | 118.7 | 44.46 | 8.56 | 0.9978 | 2974 | 72
PSZ9263X | SAN-LED Corporation | SAN-STARR | SS-HS01-080W-5000K-B-DD | Indoor Luminaires | High-Bay | High-Bay Luminaires for Commercial and Industrial Buildings | Standard | TRUE | 11963 | 135.5 | 88.3 | 8.85 | 0.9773 | 4863 | 73.2 | 5 | 50000 | 42459 |  |  | No |  | 3.1 | 11963 | 135.5 | 88.3 | 8.85 | 0.9979 | 4863 | 73.2
PZ4DH9Z6 | Advanced Energy Ideas | Advanced Energy Ideas | AEIHB291 | Indoor Luminaires | High-Bay | High-Bay Luminaires for Commercial and Industrial Buildings | Standard | TRUE | 27372.12 | 95.27 | 287.3 | 16.73 | 0.9361 | 5129 | 73.24 | 5 | 50000 | 42459 |  |  | NotYetVerified |  | 3 | 27880 | 94.08 | 296.32 | 16.73 | 0.9361 | 5000 | 73.24
PKJRQ34K | Advanced Energy Ideas | Advanced Energy Ideas | AEIHB178 | Indoor Luminaires | High-Bay | High-Bay Luminaires for Commercial and Industrial Buildings | Standard | TRUE | 16399.02 | 92.89 | 176.53 | 12.66 | 0.932 | 5204 | 72.7 | 5 | 50000 | 42459 |  |  | NotYetVerified |  | 3 | 16440 | 93.12 | 176.53 | 12.66 | 0.9321 | 5204 | 72.66
PRAXAHRE | Litetronics International | LITETRONICS | HB220[BW]340 | Indoor Luminaires | High-Bay | High-Bay Luminaires for Commercial and Industrial Buildings | Standard | TRUE | 27110 | 123 | 220.9 | 19 | 0.929 | 4100 | 83.8 | 5 | 50000 | 42459 |  |  | No |  | 3.1 | 27110 | 123 | 220.9 | 6.08 | 0.994 | 4100 | 83.8
PSSTESV8 | Litetronics International | LITETRONICS | HB125[BW]340 | Indoor Luminaires | High-Bay | High-Bay Luminaires for Commercial and Industrial Buildings | Standard | TRUE | 16130 | 128.1 | 125.9 | 16 | 0.927 | 4017 | 84.1 | 5 | 50000 | 42459 |  |  | No |  | 3.1 | 16130 | 128.1 | 125.9 | 8.12 | 0.993 | 4017 | 84.1
PJBP8A6G | SAN-LED Corporation | SAN-STARR | SS-AS01-040W-5000K-B-DD | Indoor Luminaires | High-Bay | Low-Bay Luminaires for Commercial and Industrial Buildings | Standard | FALSE | [9 empty] | 42459 |  |  | No |  | 3.1 | 5277 | 131.9 | 40 | 8.85 | 0.9978 | 5000 | 70
PX6PE7Y2 | SAN-LED Corporation | SAN-STARR | SS-HS01-150W-5000K-B-DD | Indoor Luminaires | High-Bay | High-Bay Luminaires for Commercial and Industrial Buildings | Standard | FALSE | [9 empty] | 42459 |  |  | No |  | 3.1 | 19500 | 130 | 150 | 7.21 | 0.9847 | 5000 | 70
PZDVAGAR | SAN-LED Corporation | SAN-STARR | SS-HS01-100W-5000K-B-DD | Indoor Luminaires | High-Bay | High-Bay Luminaires for Commercial and Industrial Buildings | Standard | FALSE | [9 empty] | 42459 |  |  | No |  | 3.1 | 13400 | 134 | 100 | 7.21 | 0.9847 | 5000 | 70
P2NSXY71 | SAN-LED Corporation | SAN-STARR | SS-AS01-050W-5000K-B-DD | Indoor Luminaires | High-Bay | Low-Bay Luminaires for Commercial and Industrial Buildings | Standard | FALSE | [9 empty] | 42459 |  |  | No |  | 3.1 | 6218 | 124.4 | 50 | 7.21 | 0.9847 | 5000 | 70
PK27EECB | Precision Lighting & Transformer Inc | PLT | PLT/E3102 | Indoor Luminaires | High-Bay | Low-Bay Luminaires for Commercial and Industrial Buildings | Standard | TRUE | 5591 | 89.6 | 62.4 | 16.53 | 0.9794 | 4935 | 70.6 | 5 | 50000 | 42458 |  |  | NotYetVerified |  | 3 | 5500 | 82 |  |  | 0.95 | 5000 | 70
PE6T59J4 | RCA Commercial Electronics | RCA | HB62480W27 | Indoor Luminaires | High-Bay | Low-Bay Luminaires for Commercial and Industrial Buildings | Standard | TRUE | 6548.4 | 81.33 | 80.52 | 10.93 | 0.9595 | 2747 | 84.3 | 5 | 50000 | 42458 |  |  | NotYetVerified |  | 3 | 6548 | 77.8 | 84.2 | 15 | 0.9 | 2700 | 84
P4FGG17H | RCA Commercial Electronics | RCA | HB648120W27 | Indoor Luminaires | High-Bay | High-Bay Luminaires for Commercial and Industrial Buildings | Standard | TRUE | 10868 | 89.38 | 121.6 | 9.65 | 0.9422 | 2740 | 94.7 | 5 | 50000 | 42458 |  |  | NotYetVerified |  | 3 | 10860 | 89 | 122 | 15 | 0.9 | 2700 | 84
PAXWN993 | CEA GROUP INTERNATIONAL CO.LTD | CEA/EAEC | HBL3-150-DRHB410PC(2700K) | Indoor Luminaires | High-Bay | High-Bay Luminaires for Commercial and Industrial Buildings | Standard | TRUE | 14189 | 96.46 | 147.1 | 13.28 | 0.9254 | 2732 | 80.4 | 5 | 50000 | 42458 |  |  | No |  | 3.1 | 14189 | 96.46 | 147.1 | 13.28 | 0.9254 | 2700 | 80.4
PAQ82QJP | RCA Commercial Electronics | RCA | HB648160W27 | Indoor Luminaires | High-Bay | High-Bay Luminaires for Commercial and Industrial Buildings | Standard | TRUE | 13233 | 81.99 | 161.4 | 12.32 | 0.9237 | 2751 | 84.7 | 5 | 50000 | 42458 |  |  | NotYetVerified |  | 3 | 13230 | 81.7 | 162 | 15 | 0.9 | 2700 | 84
PKCQ334R | RCA Commercial Electronics | RCA | HB660200W27 | Indoor Luminaires | High-Bay | High-Bay Luminaires for Commercial and Industrial Buildings | Standard | TRUE | 17289 | 85 | 203.4 | 10.46 | 0.9191 | 2767 | 84.4 | 5 | 50000 | 42458 |  |  | NotYetVerified |  | 3 | 17280 | 84.3 | 205 | 15 | 0.9 | 2700 | 83
PJWEUGHF | RCA Commercial Electronics | RCA | HB648160W57 | Indoor Luminaires | High-Bay | High-Bay Luminaires for Commercial and Industrial Buildings | Standard | FALSE | [9 empty] | 42458 |  |  | NotYetVerified |  | 3 | 14660 | 90.5 | 162 | 15 | 0.9 | 5700 | 84
P54DCUZP | RCA Commercial Electronics | RCA | HB648120W57 | Indoor Luminaires | High-Bay | High-Bay Luminaires for Commercial and Industrial Buildings | Standard | FALSE | [9 empty] | 42458 |  |  | NotYetVerified |  | 3 | 12230 | 100.2 | 122 | 15 | 0.9 | 5700 | 84
PYJ84NY3 | RCA Commercial Electronics | RCA | HB62480W57 | Indoor Luminaires | High-Bay | Low-Bay Luminaires for Commercial and Industrial Buildings | Standard | FALSE | [9 empty] | 42458 |  |  | NotYetVerified |  | 3 | 7440 | 88.4 | 84.2 | 15 | 0.9 | 5700 | 84
P5AGDUVY | RCA Commercial Electronics | RCA | HB648160W50 | Indoor Luminaires | High-Bay | High-Bay Luminaires for Commercial and Industrial Buildings | Standard | FALSE | [9 empty] | 42458 |  |  | NotYetVerified |  | 3 | 14300 | 88.3 | 162 | 15 | 0.9 | 5000 | 84
PDMGAXNX | RCA Commercial Electronics | RCA | HB648120W50 | Indoor Luminaires | High-Bay | High-Bay Luminaires for Commercial and Industrial Buildings | Standard | FALSE | [9 empty] | 42458 |  |  | NotYetVerified |  | 3 | 11900 | 97.5 | 122 | 15 | 0.9 | 5000 | 84
P72FX9XR | RCA Commercial Electronics | RCA | HB62480W50 | Indoor Luminaires | High-Bay | Low-Bay Luminaires for Commercial and Industrial Buildings | Standard | FALSE | [9 empty] | 42458 |  |  | NotYetVerified |  | 3 | 7200 | 85.5 | 84.2 | 15 | 0.9 | 5000 | 84
PQ2X5YZP | RCA Commercial Electronics | RCA | HB660200W50 | Indoor Luminaires | High-Bay | High-Bay Luminaires for Commercial and Industrial Buildings | Standard | FALSE | [9 empty] | 42458 |  |  | NotYetVerified |  | 3 | 19000 | 92.67 | 205 | 15 | 0.9 | 5000 | 83
PU6XEVV1 | RCA Commercial Electronics | RCA | HB648160W40 | Indoor Luminaires | High-Bay | High-Bay Luminaires for Commercial and Industrial Buildings | Standard | FALSE | [9 empty] | 42458 |  |  | NotYetVerified |  | 3 | 13950 | 86.1 | 162 | 15 | 0.9 | 4000 | 84
PGZBGGCG | RCA Commercial Electronics | RCA | HB648120W40 | Indoor Luminaires | High-Bay | High-Bay Luminaires for Commercial and Industrial Buildings | Standard | FALSE | [9 empty] | 42458 |  |  | NotYetVerified |  | 3 | 11550 | 94.7 | 122 | 15 | 0.9 | 4000 | 84
PHGWFTNS | RCA Commercial Electronics | RCA | HB62480W40 | Indoor Luminaires | High-Bay | Low-Bay Luminaires for Commercial and Industrial Buildings | Standard | FALSE | [9 empty] | 42458 |  |  | NotYetVerified |  | 3 | 6950 | 82.5 | 84.2 | 15 | 0.9 | 4000 | 84
P7R79EYF | RCA Commercial Electronics | RCA | HB660200W40 | Indoor Luminaires | High-Bay | High-Bay Luminaires for Commercial and Industrial Buildings | Standard | FALSE | [9 empty] | 42458 |  |  | NotYetVerified |  | 3 | 18300 | 89.3 | 205 | 15 | 0.9 | 4000 | 83
PYRR514S | RCA Commercial Electronics | RCA | HB648160W30 | Indoor Luminaires | High-Bay | High-Bay Luminaires for Commercial and Industrial Buildings | Standard | FALSE | [9 empty] | 42458 |  |  | NotYetVerified |  | 3 | 13550 | 83.6 | 162 | 15 | 0.9 | 3000 | 84
PTD1GD6X | RCA Commercial Electronics | RCA | HB648120W30 | Indoor Luminaires | High-Bay | High-Bay Luminaires for Commercial and Industrial Buildings | Standard | FALSE | [9 empty] | 42458 |  |  | NotYetVerified |  | 3 | 11150 | 91.4 | 122 | 15 | 0.9 | 3000 | 84
PMD38QHS | RCA Commercial Electronics | RCA | HB62480W30 | Indoor Luminaires | High-Bay | Low-Bay Luminaires for Commercial and Industrial Buildings | Standard | FALSE | [9 empty] | 42458 |  |  | NotYetVerified |  | 3 | 6750 | 81.2 | 84.2 | 15 | 0.9 | 3000 | 84
P62E6UFK | RCA Commercial Electronics | RCA | HB660200W30 | Indoor Luminaires | High-Bay | High-Bay Luminaires for Commercial and Industrial Buildings | Standard | FALSE | [9 empty] | 42458 |  |  | NotYetVerified |  | 3 | 17700 | 86.3 | 205 | 15 | 0.9 | 3000 | 83
PVSCASTB | CEA GROUP INTERNATIONAL CO.LTD | CEA/EAEC | HBL3-150-DRHB410PC(5700K) | Indoor Luminaires | High-Bay | High-Bay Luminaires for Commercial and Industrial Buildings | Standard | FALSE | [9 empty] | 42458 |  |  | No |  | 3.1 | 14961 | 100.48 | 148.9 | 13.03 | 0.9227 | 5700 | 83.9
P17DBZWS | CEA GROUP INTERNATIONAL CO.LTD | CEA/EAEC | HBL3-150-DRHB410PC(5000K) | Indoor Luminaires | High-Bay | High-Bay Luminaires for Commercial and Industrial Buildings | Standard | FALSE | [9 empty] | 42458 |  |  | No |  | 3.1 | 14832 | 100.22 | 148 | 13.28 | 0.9254 | 5000 | 80.4
PFFW9VH3 | CEA GROUP INTERNATIONAL CO.LTD | CEA/EAEC | HBL3-150-DRHB410PC(4500K) | Indoor Luminaires | High-Bay | High-Bay Luminaires for Commercial and Industrial Buildings | Standard | FALSE | [9 empty] | 42458 |  |  | No |  | 3.1 | 14704 | 99.35 | 148 | 13.28 | 0.9254 | 4500 | 80.4
PSYK7HSY | CEA GROUP INTERNATIONAL CO.LTD | CEA/EAEC | HBL3-150-DRHB410PC(4000K) | Indoor Luminaires | High-Bay | High-Bay Luminaires for Commercial and Industrial Buildings | Standard | FALSE | [9 empty] | 42458 |  |  | No |  | 3.1 | 14575 | 98.48 | 148 | 13.28 | 0.9254 | 4000 | 80.4
PADQQBU2 | CEA GROUP INTERNATIONAL CO.LTD | CEA/EAEC | HBL3-150-DRHB410PC(3500K) | Indoor Luminaires | High-Bay | High-Bay Luminaires for Commercial and Industrial Buildings | Standard | FALSE | [9 empty] | 42458 |  |  | No |  | 3.1 | 14446 | 97.61 | 148 | 13.28 | 0.9254 | 3500 | 80.4
PYY4E5R5 | CEA GROUP INTERNATIONAL CO.LTD | CEA/EAEC | HBL3-150-DRHB410PC(3000K) | Indoor Luminaires | High-Bay | High-Bay Luminaires for Commercial and Industrial Buildings | Standard | FALSE | [9 empty] | 42458 |  |  | No |  | 3.1 | 14318 | 96.74 | 148 | 13.28 | 0.9254 | 3000 | 80.4
PEZPFK7N | International Development LLC | Paladin | SV1001-XXYY | Indoor Luminaires | High-Bay | High-Bay Luminaires for Commercial and Industrial Buildings | Standard | TRUE | 11227.08 | 119.6 | 93.84 | 5.2 | 0.995 | 5262 | 75.6 | 5 | 50000 | 42457 |  |  | No |  | 3.1 | 10000 | 100 | 100 | 10 | 0.99 | 5000 | 75
P3TUQ63T | Best Lights Inc. | TRIANGULAR LED SERIES | TRI-LED-XL-IS 5000/277/AL/[Pendent Cable or Unistrut] | Indoor Luminaires | High-Bay | Specialty: Indirect High-Bay | Standard | TRUE | 66289 | 101.5 | 653 | 13.6 | 0.941 | 5047 | 73 | 5 | 50000 | 42457 |  |  | No |  | 3.1 | 66289 | 101.5 | 653 | 5.6 | 0.996 | 5047 | 73
P7UZQFRW | Best Lights Inc. | TRIANGULAR LED SERIES | TRI-LED-XL-IS 5000/277/AL/Cable | Indoor Luminaires | High-Bay | High-Bay Luminaires for Commercial and Industrial Buildings | Standard | TRUE | 65366 | 100.4 | 650.9 | 13.6 | 0.941 | 5047 | 73 | 5 | 50000 | 42457 |  |  | Yes |  | 3.1 | 65366 | 100.4 | 650.9 | 5.6 | 0.997 | 5047 | 73
PD5WH2AR | CEA GROUP INTERNATIONAL CO.LTD | CEA/EAEC | HBL3-200-DRHB410PC(2700K) | Indoor Luminaires | High-Bay | High-Bay Luminaires for Commercial and Industrial Buildings | Standard | TRUE | 18795 | 91.5 | 205.4 | 14.25 | 0.9401 | 2765 | 80.1 | 5 | 50000 | 42457 |  |  | No |  | 3.1 | 18795 | 91.5 | 205.4 | 14.25 | 0.9401 | 2700 | 80.1
P1Q2ETRF | RISE-LITE GROUP CO. LTD | RISELITE | RL-RTK-150W-LV-D-NW | Indoor Retrofit Kit | High-Bay | Retrofit Kits for High-Bay Luminaires for Commercial and Industrial Buildings | Premium | TRUE | 16614 | 108.9 | 152.5 | 10.16 | 0.9317 | 4161 | 74.7 | 10 | 50000 | 42457 |  |  | Yes |  | 3.1 | 16614 | 108.9 | 152.5 | 10.16 | 0.9217 | 4100 | 74.7
PCVJD94Y | ATG Electronics Corp. | ATG Electronics Corp. | LBCC90-3K | Indoor Luminaires | High-Bay | Low-Bay Luminaires for Commercial and Industrial Buildings | Standard | TRUE | 9337.4 | 100.4 | 92.98 | 16.3 | 0.922 | 3004 | 73.2 | 5 | 58000 | 42457 |  |  | NotYetVerified |  | 3.1 | 9400 | 100 | 94 | 15 | 0.9 | 3000 | 70
P8CTAP71 | Green Image Tech | Green Image Tech | GI-40HBL | Indoor Luminaires | High-Bay | Low-Bay Luminaires for Commercial and Industrial Buildings | Standard | TRUE | 5508.734 | 134.622 | 40.92 | 21.82 | 0.922 | 5258 | 83.2 | 5 | 50000 | 42457 |  |  | No |  | 3.1 | 5508.734 | 134.622 | 40.92 | 21.82 | 0.996 | 5000 | 83.2
P3CV4F6R | Green Image Tech | Green Image Tech | GI-80HBL | Indoor Luminaires | High-Bay | High-Bay Luminaires for Commercial and Industrial Buildings | Standard | TRUE | 10144.918 | 133.609 | 75.93 | 21.86 | 0.916 | 5260 | 82.9 | 5 | 50000 | 42457 |  |  | No |  | 3.1 | 10144.918 | 133.609 | 75.93 | 21.86 | 0.992 | 5000 | 82.9
PX22CGVS | CEA GROUP INTERNATIONAL CO.LTD | CEA/EAEC | HBL3-200-DRHB410PC(5700K) | Indoor Luminaires | High-Bay | High-Bay Luminaires for Commercial and Industrial Buildings | Standard | FALSE | [9 empty] | 42457 |  |  | No |  | 3.1 | 19987 | 96.28 | 207.6 | 14.09 | 0.9401 | 5700 | 83.9
PAUVXZ7T | CEA GROUP INTERNATIONAL CO.LTD | CEA/EAEC | HBL3-200-DRHB410PC(5000K) | Indoor Luminaires | High-Bay | High-Bay Luminaires for Commercial and Industrial Buildings | Standard | FALSE | [9 empty] | 42457 |  |  | No |  | 3.1 | 19788 | 95.83 | 206.5 | 14.25 | 0.9401 | 5000 | 80.1
P4363GDN | CEA GROUP INTERNATIONAL CO.LTD | CEA/EAEC | HBL3-200-DRHB410PC(4500K) | Indoor Luminaires | High-Bay | High-Bay Luminaires for Commercial and Industrial Buildings | Standard | FALSE | [9 empty] | 42457 |  |  | No |  | 3.1 | 19590 | 94.87 | 206.5 | 14.25 | 0.9401 | 4500 | 80.1
PVPQD7KH | CEA GROUP INTERNATIONAL CO.LTD | CEA/EAEC | HBL3-200-DRHB410PC(4000K) | Indoor Luminaires | High-Bay | High-Bay Luminaires for Commercial and Industrial Buildings | Standard | FALSE | [9 empty] | 42457 |  |  | No |  | 3.1 | 19391 | 93.9 | 206.5 | 14.25 | 0.9401 | 4000 | 80.1
PRCN2B5P | CEA GROUP INTERNATIONAL CO.LTD | CEA/EAEC | HBL3-200-DRHB410PC(3500K) | Indoor Luminaires | High-Bay | High-Bay Luminaires for Commercial and Industrial Buildings | Standard | FALSE | [9 empty] | 42457 |  |  | No |  | 3.1 | 19192 | 92.94 | 206.5 | 14.25 | 0.9401 | 3500 | 80.1
PCFTGPGR | CEA GROUP INTERNATIONAL CO.LTD | CEA/EAEC | HBL3-200-DRHB410PC(3000K) | Indoor Luminaires | High-Bay | High-Bay Luminaires for Commercial and Industrial Buildings | Standard | FALSE | [9 empty] | 42457 |  |  | No |  | 3.1 | 18994 | 91.98 | 206.5 | 14.25 | 0.9401 | 3000 | 80.1
PPFCDRU2 | RISE-LITE GROUP CO. LTD | RISELITE | RL-RTK-150W-LV-D-CW | Indoor Retrofit Kit | High-Bay | Retrofit Kits for High-Bay Luminaires for Commercial and Industrial Buildings | Premium | FALSE | [9 empty] | 42457 |  |  | Yes |  | 3.1 | 17520 | 110.54 | 158.5 | 10.68 | 0.9384 | 5700 | 72.6
PE41HJPW | RISE-LITE GROUP CO. LTD | RISELITE | RL-RTK-150W-LV-D-DW | Indoor Retrofit Kit | High-Bay | Retrofit Kits for High-Bay Luminaires for Commercial and Industrial Buildings | Premium | FALSE | [9 empty] | 42457 |  |  | Yes |  | 3.1 | 16614 | 108.9 | 152.5 | 10.16 | 0.9217 | 5000 | 74.7
PFV7K5ZK | ATG Electronics Corp. | ATG Electronics Corp. | LBCC90-4K | Indoor Luminaires | High-Bay | Low-Bay Luminaires for Commercial and Industrial Buildings | Standard | FALSE | [9 empty] | 42457 | Dimmable | Continuous Below 10 | NotYetVerified |  | 3 | 9400 | 100 | 94 | 15 | 0.9 | 4000 | 70
PVAF5TZY | ATG Electronics Corp. | ATG Electronics Corp. | LBCC90-3K5 | Indoor Luminaires | High-Bay | Low-Bay Luminaires for Commercial and Industrial Buildings | Standard | FALSE | [9 empty] | 42457 | Dimmable | Continuous Below 10 | NotYetVerified |  | 3 | 9400 | 100 | 94 | 15 | 0.9 | 3500 | 70
P423E2BE | cBright Lighting | cBright | CB-AA-100P | Indoor Luminaires | High-Bay | High-Bay Luminaires for Commercial and Industrial Buildings | Premium | TRUE | 11086.39 | 113.8 | 97.42 | 10.79 | 0.969 | 5339 | 87.7 | 5 | 50000 | 42454 |  |  | No |  | 3.1 | 11000 | 110 | 100 | 15 | 0.95 | 5700 | 80
P8X4Z3Y3 | cBright Lighting | cBright | CB-AA-160P | Indoor Luminaires | High-Bay | High-Bay Luminaires for Commercial and Industrial Buildings | Premium | TRUE | 17945.76 | 117.88 | 152.24 | 10.92 | 0.945 | 5327 | 86.8 | 5 | 50000 | 42454 |  |  | No |  | 3.1 | 17600 | 110 | 160 | 15 | 0.95 | 5700 | 80
PJWYK4RZ | cBright Lighting | cBright | CB-AA-240P | Indoor Luminaires | High-Bay | High-Bay Luminaires for Commercial and Industrial Buildings | Premium | TRUE | 26013.6 | 111.92 | 232.44 | 14.74 | 0.939 | 5399 | 87 | 5 | 50000 | 42454 |  |  | No |  | 3.1 | 26400 | 110 | 240 | 15 | 0.95 | 5700 | 80
PWPYEKP5 | ZhongShan Halcon Lighting & Electrical Co. Ltd | Halcon | HG-L225A/DM-XXX(2700K) | Indoor Luminaires | High-Bay | High-Bay Luminaires for Commercial and Industrial Buildings | Standard | TRUE | 20965 | 94.36 | 222.19 | 5.31 | 0.977 | 2776 | 82.8 | 5 | 50000 | 42453 |  |  | No |  | 3.1 | 20500 | 97.62 | 210 | 20 | 0.9 | 2700 | 75
P3TG5FQT | NINGBO TOP OPTOELECTRONIC TECHNOLOGY CO.LTD | DP | TOP8417-LED-U-4000K | Indoor Luminaires | High-Bay | Low-Bay Luminaires for Commercial and Industrial Buildings | Standard | TRUE | 4684.9 | 93.89 | 49.89 | 8.12 | 0.977 | 4095 | 83.9 | 5 | 50000 | 42453 |  |  | No |  | 3.1 | 4560 | 95 | 50 | 20 | 0.9 | 4000 | 80
P7FC3H6K | NINGBO TOP OPTOELECTRONIC TECHNOLOGY CO.LTD | DP | TOP8432-LED-U-4000K | Indoor Luminaires | High-Bay | Low-Bay Luminaires for Commercial and Industrial Buildings | Standard | TRUE | 9428.41 | 94.04 | 100.26 | 8.31 | 0.9764 | 4171 | 85 | 5 | 50000 | 42453 |  |  | No |  | 3.1 | 9000 | 95 | 101 | 20 | 0.9 | 4000 | 80
PS91AZU1 | NINGBO TOP OPTOELECTRONIC TECHNOLOGY CO.LTD | DP | TOP8332-LED-U-4000K | Indoor Luminaires | High-Bay | Low-Bay Luminaires for Commercial and Industrial Buildings | Standard | TRUE | 6860.86 | 96.46 | 71.12 | 8.31 | 0.9764 | 4051 | 84 | 5 | 50000 | 42453 |  |  | No |  | 3.1 | 6840 | 95 | 72 | 20 | 0.9 | 4000 | 80
PNZJQTCX | Elakeview Enterprise LTD | Elakeview Enterprise LTD | AALHB160W4KF | Indoor Luminaires | High-Bay | High-Bay Luminaires for Commercial and Industrial Buildings | Premium | TRUE | 18520 | 116.7 | 158.7 | 8.8 | 0.972 | 4121 | 84 | 5 | 50000 | 42453 |  |  | No |  | 3.1 | 19246.2 | 120.3 | 160 | 8.8 | 0.972 | 4000 | 80
PPXS2EFP | Elakeview Enterprise LTD | Elakeview Enterprise LTD | AALHB320W4KF | Indoor Luminaires | High-Bay | High-Bay Luminaires for Commercial and Industrial Buildings | Premium | TRUE | 37301 | 116.8 | 319.2 | 8.6 | 0.971 | 4189 | 84 | 5 | 50000 | 42453 |  |  | No |  | 3.1 | 38558.4 | 120.5 | 320 | 8.6 | 0.971 | 4000 | 80
P282VTE6 | Elakeview Enterprise LTD | Elakeview Enterprise LTD | AALHB220W4KF | Indoor Luminaires | High-Bay | High-Bay Luminaires for Commercial and Industrial Buildings | Premium | TRUE | 25161 | 117.1 | 214.9 | 9.2 | 0.969 | 4197 | 84 | 5 | 50000 | 42453 |  |  | No |  | 3.1 | 26665.4 | 121.2 | 220 | 9.2 | 0.969 | 4000 | 80
PV45KQP1 | Elakeview Enterprise LTD | Elakeview Enterprise LTD | AALHB110W4KF | Indoor Luminaires | High-Bay | High-Bay Luminaires for Commercial and Industrial Buildings | Premium | TRUE | 12282 | 115.2 | 106.6 | 15.2 | 0.963 | 4092 | 84 | 5 | 50000 | 42453 |  |  | No |  | 3.1 | 13061.6 | 118.7 | 110 | 15.2 | 0.963 | 4000 | 80
PSQHGZB3 | Besser Energy S.A.P.I. DE C.V. | Besser Energy | AP-HO-S-55-S-1-N | Indoor Luminaires | High-Bay | High-Bay Luminaires for Commercial and Industrial Buildings | Standard | TRUE | 35701.64 | 119.29 | 299.29 | 5 | 0.96 | 5650 | 71.8 | 5 | 58000 | 42453 |  |  | No |  | 3.1 | 35710 | 120 | 300 | 20 | 1 | 5650 | 72
P475E6P6 | Mester LED Limited | MESTER | HBL22D105W27V40KH[BLANK M]PD[BLANK B] | Indoor Luminaires | High-Bay | High-Bay Luminaires for Commercial and Industrial Buildings | Standard | TRUE | 13028.27 | 126.26 | 103.19 | 21.64 | 0.9493 | 4034 | 82.8 | 5 | 50000 | 42453 |  |  | No | Product updated on 9/30/2016 | 3.1 | 13000 | 124 | 105 | 20 | 0.9 | 4000 | 80
PRQD3NYP | Electro-Matic Visual Inc. | Electro-Matic | LE3T2M120EB2G01 | Indoor Luminaires | High-Bay | High-Bay Luminaires for Commercial and Industrial Buildings | Standard | TRUE | 11437 | 90.1 | 126.9 | 17.64 | 0.941 | 4135 | 74.2 | 5 | 50000 | 42453 |  |  | No |  | 3.1 | 11437 | 90.1 | 126.9 | 9.33 | 0.995 | 4135 | 74.2
P26Y2XGF | CEA GROUP INTERNATIONAL CO.LTD | CEA | HBL3-200-DRHB480PC(2700K) | Indoor Luminaires | High-Bay | High-Bay Luminaires for Commercial and Industrial Buildings | Standard | TRUE | 16784 | 80.65 | 208.1 | 14.61 | 0.9371 | 2773 | 81.7 | 5 | 50000 | 42453 |  |  | No |  | 3.1 | 16784 | 80.65 | 208.1 | 14.61 | 0.9371 | 2700 | 81.7
P1FRU1WN | Sharp Source Inc. | Sharp Source | SS-EHB-150W | Indoor Luminaires | High-Bay | High-Bay Luminaires for Commercial and Industrial Buildings | Premium | TRUE | 18522 | 123.98 | 149.4 | 17.98 | 0.935 | 5132 | 81.6 | 5 | 50000 | 42453 | Not Dimmable | Not Dimmable | No |  | 3 | 18522 | 123.98 | 149.4 | 17.98 | 0.935 | 5132 | 81.6
PJUBXZC4 | Electro-Matic Visual Inc. | Electro-Matic | LE3T2M060EB2G02 | Indoor Luminaires | High-Bay | Low-Bay Luminaires for Commercial and Industrial Buildings | Standard | TRUE | 5837 | 86.2 | 67.72 | 16.12 | 0.928 | 4099 | 73.5 | 5 | 50000 | 42453 |  |  | No |  | 3.1 | 5972 | 88.1 | 67.76 | 12.68 | 0.977 | 4099 | 73.5
PT2HTENW | Electro-Matic Visual Inc. | Electro-Matic | LE3T2M060EB2G01 | Indoor Luminaires | High-Bay | Low-Bay Luminaires for Commercial and Industrial Buildings | Standard | TRUE | 6036 | 91.9 | 65.65 | 11.5 | 0.928 | 4036 | 73 | 5 | 50000 | 42453 |  |  | No |  | 3.1 | 6217 | 94.6 | 65.74 | 6.74 | 0.996 | 4036 | 73
P7SW53MM | Electro-Matic Visual Inc. | Electro-Matic | LE3L5W060EB2G02 | Indoor Luminaires | High-Bay | Low-Bay Luminaires for Commercial and Industrial Buildings | Standard | TRUE | 5819 | 89.1 | 65.31 | 16.7 | 0.923 | 4037 | 73.3 | 5 | 50000 | 42453 |  |  | No |  | 3.1 | 5916 | 90.5 | 65.39 | 13.2 | 0.975 | 4037 | 73.3
PZG798YZ | CEA GROUP INTERNATIONAL CO.LTD | CEA | HBL3-150-DRHB480PC(2700K) | Indoor Luminaires | High-Bay | High-Bay Luminaires for Commercial and Industrial Buildings | Standard | TRUE | 12416 | 86.04 | 144.3 | 13.88 | 0.9222 | 2753 | 81.9 | 5 | 50000 | 42453 |  |  | No |  | 3.1 | 12416 | 86.04 | 144.3 | 13.88 | 0.9222 | 2700 | 81.9
P74SR5UH | Besser Energy S.A.P.I. DE C.V. | Besser Energy | AP-SO-S-55-S-1-N | Indoor Luminaires | High-Bay | High-Bay Luminaires for Commercial and Industrial Buildings | Standard | TRUE | 15701.47 | 130.054 | 120.73 | 11.1 | 0.92 | 5578 | 71.4 | 5 | 58000 | 42453 |  |  | No |  | 3.1 | 15800 | 131 | 121 | 20 | 1 | 5600 | 72
PVJMB3EE | Electro-Matic Visual Inc. | Electro-Matic | LE3T2M090EB2G01 | Indoor Luminaires | High-Bay | Low-Bay Luminaires for Commercial and Industrial Buildings | Standard | TRUE | 8182 | 85 | 96.29 | 19.14 | 0.917 | 4161 | 74.8 | 5 | 50000 | 42453 |  |  | No |  | 3.1 | 8182 | 85 | 96.29 | 10.68 | 0.992 | 4161 | 74.8
P7ZTM2GR | Sharp Source Inc. | Sharp Source | SS-EHB-120W | Indoor Luminaires | High-Bay | High-Bay Luminaires for Commercial and Industrial Buildings | Premium | TRUE | 15395 | 127.97 | 120.3 | 15.23 | 0.9153 | 5135 | 81.8 | 5 | 50000 | 42453 | Not Dimmable | Not Dimmable | No |  | 3 | 15395 | 127.97 | 120.3 | 15.23 | 0.9153 | 5135 | 81.8
PMCXRGX6 | CEA GROUP INTERNATIONAL CO.LTD | CEA | HBL3-100-DRHB480PC(2700K) | Indoor Luminaires | High-Bay | Low-Bay Luminaires for Commercial and Industrial Buildings | Standard | TRUE | 8491.1 | 85.11 | 99.77 | 13.21 | 0.9144 | 2764 | 81.9 | 5 | 50000 | 42453 |  |  | No |  | 3.1 | 8491.1 | 85.11 | 99.77 | 13.21 | 0.9144 | 2700 | 81.9
PBB9NDX8 | CEA GROUP INTERNATIONAL CO.LTD | CEA | HBL3-200-DRHB480PC(5700K) | Indoor Luminaires | High-Bay | High-Bay Luminaires for Commercial and Industrial Buildings | Standard | FALSE | [9 empty] | 42453 |  |  | No |  | 3.1 | 17673 | 85.13 | 207.6 | 14.03 | 0.9322 | 5700 | 84
P7HT33X6 | CEA GROUP INTERNATIONAL CO.LTD | CEA | HBL3-150-DRHB480PC(5700K) | Indoor Luminaires | High-Bay | High-Bay Luminaires for Commercial and Industrial Buildings | Standard | FALSE | [9 empty] | 42453 |  |  | No |  | 3.1 | 13077 | 90.06 | 145.2 | 13.43 | 0.9227 | 5700 | 84
PHPY9Q3Y | CEA GROUP INTERNATIONAL CO.LTD | CEA | HBL3-100-DRHB480PC(5700K) | Indoor Luminaires | High-Bay | Low-Bay Luminaires for Commercial and Industrial Buildings | Standard | FALSE | [9 empty] | 42453 |  |  | No |  | 3.1 | 8937 | 89.1 | 100.3 | 13.42 | 0.9111 | 5700 | 83.8
PXUF1215 | CEA GROUP INTERNATIONAL CO.LTD | CEA | HBL3-150-DRHB480PC(5000K) | Indoor Luminaires | High-Bay | High-Bay Luminaires for Commercial and Industrial Buildings | Standard | FALSE | [9 empty] | 42453 |  |  | No |  | 3.1 | 12967 | 89.58 | 144.8 | 13.88 | 0.9222 | 5000 | 81.9
PAHG9QSJ | CEA GROUP INTERNATIONAL CO.LTD | CEA | HBL3-100-DRHB480PC(5000K) | Indoor Luminaires | High-Bay | Low-Bay Luminaires for Commercial and Industrial Buildings | Standard | FALSE | [9 empty] | 42453 |  |  | No |  | 3.1 | 8862.7 | 88.6 | 100.04 | 13.21 | 0.9144 | 5000 | 81.9
P6U9GJYW | CEA GROUP INTERNATIONAL CO.LTD | CEA | HBL3-200-DRHB480PC(5000K) | Indoor Luminaires | High-Bay | High-Bay Luminaires for Commercial and Industrial Buildings | Standard | FALSE | [9 empty] | 42453 |  |  | No |  | 3.1 | 17525 | 84.31 | 207.9 | 14.61 | 0.9371 | 5000 | 81.7
PQ43PQ72 | CEA GROUP INTERNATIONAL CO.LTD | CEA | HBL3-150-DRHB480PC(4500K) | Indoor Luminaires | High-Bay | High-Bay Luminaires for Commercial and Industrial Buildings | Standard | FALSE | [9 empty] | 42453 |  |  | No |  | 3.1 | 12857 | 88.82 | 144.8 | 13.88 | 0.9222 | 4500 | 81.9
PAAUXZGA | CEA GROUP INTERNATIONAL CO.LTD | CEA | HBL3-100-DRHB480PC(4500K) | Indoor Luminaires | High-Bay | Low-Bay Luminaires for Commercial and Industrial Buildings | Standard | FALSE | [9 empty] | 42453 |  |  | No |  | 3.1 | 8788.4 | 87.85 | 100.04 | 13.21 | 0.9144 | 4500 | 81.9
P3G7NP9C | CEA GROUP INTERNATIONAL CO.LTD | CEA | HBL3-200-DRHB480PC(4500K) | Indoor Luminaires | High-Bay | High-Bay Luminaires for Commercial and Industrial Buildings | Standard | FALSE | [9 empty] | 42453 |  |  | No |  | 3.1 | 17377 | 83.6 | 207.9 | 14.61 | 0.9371 | 4500 | 81.7
PJACR5DT | CEA GROUP INTERNATIONAL CO.LTD | CEA | HBL3-150-DRHB480PC(4000K) | Indoor Luminaires | High-Bay | High-Bay Luminaires for Commercial and Industrial Buildings | Standard | FALSE | [9 empty] | 42453 |  |  | No |  | 3.1 | 12747 | 88.06 | 144.8 | 13.88 | 0.9222 | 4000 | 81.9
PE65QGUU | CEA GROUP INTERNATIONAL CO.LTD | CEA | HBL3-100-DRHB480PC(4000K) | Indoor Luminaires | High-Bay | Low-Bay Luminaires for Commercial and Industrial Buildings | Standard | FALSE | [9 empty] | 42453 |  |  | No |  | 3.1 | 8714.1 | 87.11 | 100.04 | 13.21 | 0.9144 | 4000 | 81.9
PRFZKGUM | CEA GROUP INTERNATIONAL CO.LTD | CEA | HBL3-200-DRHB480PC(4000K) | Indoor Luminaires | High-Bay | High-Bay Luminaires for Commercial and Industrial Buildings | Standard | FALSE | [9 empty] | 42453 |  |  | No |  | 3.1 | 17229 | 82.89 | 207.9 | 14.61 | 0.9371 | 4000 | 81.7
PB46B8G6 | CEA GROUP INTERNATIONAL CO.LTD | CEA | HBL3-150-DRHB480PC(3500K) | Indoor Luminaires | High-Bay | High-Bay Luminaires for Commercial and Industrial Buildings | Standard | FALSE | [9 empty] | 42453 |  |  | No |  | 3.1 | 12636 | 87.3 | 144.8 | 13.88 | 0.9222 | 3500 | 81.9
PGFAA6HJ | CEA GROUP INTERNATIONAL CO.LTD | CEA | HBL3-100-DRHB480PC(3500K) | Indoor Luminaires | High-Bay | Low-Bay Luminaires for Commercial and Industrial Buildings | Standard | FALSE | [9 empty] | 42453 |  |  | No |  | 3.1 | 8639.7 | 86.37 | 100.04 | 13.21 | 0.9144 | 3500 | 81.9
PC69TDZD | CEA GROUP INTERNATIONAL CO.LTD | CEA | HBL3-200-DRHB480PC(3500K) | Indoor Luminaires | High-Bay | High-Bay Luminaires for Commercial and Industrial Buildings | Standard | FALSE | [9 empty] | 42453 |  |  | No |  | 3.1 | 17080 | 82.18 | 207.9 | 14.61 | 0.9371 | 3500 | 81.7
P8N936NM | CEA GROUP INTERNATIONAL CO.LTD | CEA | HBL3-150-DRHB480PC(3000K) | Indoor Luminaires | High-Bay | High-Bay Luminaires for Commercial and Industrial Buildings | Standard | FALSE | [9 empty] | 42453 |  |  | No |  | 3.1 | 12526 | 86.54 | 144.8 | 13.88 | 0.9222 | 3000 | 81.9
PUMZNJJQ | CEA GROUP INTERNATIONAL CO.LTD | CEA | HBL3-100-DRHB480PC(3000K) | Indoor Luminaires | High-Bay | Low-Bay Luminaires for Commercial and Industrial Buildings | Standard | FALSE | [9 empty] | 42453 |  |  | No |  | 3.1 | 8565.4 | 85.62 | 100.04 | 13.21 | 0.9144 | 3000 | 81.9
P63XFWDV | CEA GROUP INTERNATIONAL CO.LTD | CEA | HBL3-200-DRHB480PC(3000K) | Indoor Luminaires | High-Bay | High-Bay Luminaires for Commercial and Industrial Buildings | Standard | FALSE | [9 empty] | 42453 |  |  | No |  | 3.1 | 16932 | 81.46 | 207.9 | 14.61 | 0.9371 | 3000 | 81.7
PNMUTH38 | Mester LED Limited | MESTER | HBL22D105W27V50KH[BLANK M]PD[BLANK B] | Indoor Luminaires | High-Bay | High-Bay Luminaires for Commercial and Industrial Buildings | Standard | FALSE | [9 empty] | 42453 |  |  | No | Product updated on 9/30/2016 | 3.1 | 13200 | 125 | 105 | 20 | 0.9 | 5000 | 80
PUAPNKZU | Electro-Matic Visual Inc. | Electro-Matic | LE3L5W300EB2G02 | Indoor Luminaires | High-Bay | High-Bay Luminaires for Commercial and Industrial Buildings | Standard | FALSE | [9 empty] | 42453 |  |  | No |  | 3.1 | 32218 | 102.4 | 314.7 | 8.5 | 0.993 | 4207 | 72.8
PD1U1YVF | Electro-Matic Visual Inc. | Electro-Matic | LE3T7M060EB2G01 | Indoor Luminaires | High-Bay | Low-Bay Luminaires for Commercial and Industrial Buildings | Standard | FALSE | [9 empty] | 42453 |  |  | No |  | 3.1 | 6409 | 97.9 | 65.45 | 4.58 | 0.998 | 4158 | 77.3
PJG5J2VX | Electro-Matic Visual Inc. | Electro-Matic | LE3T7M300EB2G02 | Indoor Luminaires | High-Bay | High-Bay Luminaires for Commercial and Industrial Buildings | Standard | FALSE | [9 empty] | 42453 |  |  | No |  | 3.1 | 32936 | 105.2 | 312.9 | 8.18 | 0.994 | 4149 | 76.2
PDNDPA1E | Electro-Matic Visual Inc. | Electro-Matic | LE3T2M270EB2G01 | Indoor Luminaires | High-Bay | High-Bay Luminaires for Commercial and Industrial Buildings | Standard | FALSE | [9 empty] | 42453 |  |  | No |  | 3.1 | 26479.46 | 94.56 | 280 | 8.34 | 0.996 | 4135 | 73.85
PDQ9U4DB | Electro-Matic Visual Inc. | Electro-Matic | LE3T2M240EB2G01 | Indoor Luminaires | High-Bay | High-Bay Luminaires for Commercial and Industrial Buildings | Standard | FALSE | [9 empty] | 42453 |  |  | No |  | 3.1 | 23642.37 | 94.56 | 250 | 8.34 | 0.996 | 4135 | 73.85
P3UQCV3Q | Electro-Matic Visual Inc. | Electro-Matic | LE3T2M210EB2G01 | Indoor Luminaires | High-Bay | High-Bay Luminaires for Commercial and Industrial Buildings | Standard | FALSE | [9 empty] | 42453 |  |  | No |  | 3.1 | 20805.29 | 94.56 | 220 | 8.34 | 0.996 | 4135 | 73.85
P4824UTC | Electro-Matic Visual Inc. | Electro-Matic | LE3T2M180EB2G01 | Indoor Luminaires | High-Bay | High-Bay Luminaires for Commercial and Industrial Buildings | Standard | FALSE | [9 empty] | 42453 |  |  | No |  | 3.1 | 17968.2 | 94.56 | 190 | 8.34 | 0.996 | 4135 | 73.85
PVC268F4 | Electro-Matic Visual Inc. | Electro-Matic | LE3T2M150EB2G01 | Indoor Luminaires | High-Bay | High-Bay Luminaires for Commercial and Industrial Buildings | Standard | FALSE | [9 empty] | 42453 |  |  | No |  | 3.1 | 15131.12 | 94.56 | 160 | 8.34 | 0.996 | 4135 | 73.85
P9WUDSMF | Electro-Matic Visual Inc. | Electro-Matic | LE3T2M300EB2G01 | Indoor Luminaires | High-Bay | High-Bay Luminaires for Commercial and Industrial Buildings | Standard | FALSE | [9 empty] | 42453 |  |  | No |  | 3.1 | 29088 | 91.1 | 319.3 | 7.36 | 0.997 | 4135 | 73.5
PSW2VX3V | Electro-Matic Visual Inc. | Electro-Matic | LE3L5W270EB2G02 | Indoor Luminaires | High-Bay | High-Bay Luminaires for Commercial and Industrial Buildings | Standard | FALSE | [9 empty] | 42453 |  |  | No |  | 3.1 | 25106.13 | 90.47 | 277.5 | 10.85 | 0.984 | 4122 | 73.05
PBZ8CAFK | Electro-Matic Visual Inc. | Electro-Matic | LE3L5W240EB2G02 | Indoor Luminaires | High-Bay | High-Bay Luminaires for Commercial and Industrial Buildings | Standard | FALSE | [9 empty] | 42453 |  |  | No |  | 3.1 | 22391.95 | 90.47 | 247.5 | 10.85 | 0.984 | 4122 | 73.05
P6SXFS6B | Electro-Matic Visual Inc. | Electro-Matic | LE3L5W210EB2G02 | Indoor Luminaires | High-Bay | High-Bay Luminaires for Commercial and Industrial Buildings | Standard | FALSE | [9 empty] | 42453 |  |  | No |  | 3.1 | 19677.77 | 90.47 | 217.5 | 10.85 | 0.984 | 4122 | 73.05
P1KUXW65 | Electro-Matic Visual Inc. | Electro-Matic | LE3L5W180EB2G02 | Indoor Luminaires | High-Bay | High-Bay Luminaires for Commercial and Industrial Buildings | Standard | FALSE | [9 empty] | 42453 |  |  | No |  | 3.1 | 16963.6 | 90.47 | 187.5 | 10.85 | 0.984 | 4122 | 73.05
PAF4NT12 | Electro-Matic Visual Inc. | Electro-Matic | LE3L5W150EB2G02 | Indoor Luminaires | High-Bay | High-Bay Luminaires for Commercial and Industrial Buildings | Standard | FALSE | [9 empty] | 42453 |  |  | No |  | 3.1 | 14249.42 | 90.47 | 157.5 | 10.85 | 0.984 | 4122 | 73.05
P71BADDX | Electro-Matic Visual Inc. | Electro-Matic | LE3L5W120EB2G02 | Indoor Luminaires | High-Bay | High-Bay Luminaires for Commercial and Industrial Buildings | Standard | FALSE | [9 empty] | 42453 |  |  | No |  | 3.1 | 11535.25 | 90.47 | 127.5 | 10.85 | 0.984 | 4122 | 73.05
PNEQ7XHC | Electro-Matic Visual Inc. | Electro-Matic | LE3L5W090EB2G02 | Indoor Luminaires | High-Bay | Low-Bay Luminaires for Commercial and Industrial Buildings | Standard | FALSE | [9 empty] | 42453 |  |  | No |  | 3.1 | 9273.43 | 90.47 | 102.5 | 10.85 | 0.984 | 4122 | 73.05
P9S8D5PT | Electro-Matic Visual Inc. | Electro-Matic | LE3T7M270EB2G01 | Indoor Luminaires | High-Bay | High-Bay Luminaires for Commercial and Industrial Buildings | Standard | FALSE | [9 empty] | 42453 |  |  | No |  | 3.1 | 27496.51 | 97.92 | 280.8 | 5.89 | 0.9975 | 4118.5 | 75.7
PS9F6M7C | Electro-Matic Visual Inc. | Electro-Matic | LE3T7M240EB2G01 | Indoor Luminaires | High-Bay | High-Bay Luminaires for Commercial and Industrial Buildings | Standard | FALSE | [9 empty] | 42453 |  |  | No |  | 3.1 | 24558.85 | 97.92 | 250.8 | 5.89 | 0.9975 | 4118.5 | 75.7
P5T9PZ3V | Electro-Matic Visual Inc. | Electro-Matic | LE3T7M210EB2G01 | Indoor Luminaires | High-Bay | High-Bay Luminaires for Commercial and Industrial Buildings | Standard | FALSE | [9 empty] | 42453 |  |  | No |  | 3.1 | 21621.19 | 97.92 | 220.8 | 5.89 | 0.9975 | 4118.5 | 75.7
PN5F5B78 | Electro-Matic Visual Inc. | Electro-Matic | LE3T7M180EB2G01 | Indoor Luminaires | High-Bay | High-Bay Luminaires for Commercial and Industrial Buildings | Standard | FALSE | [9 empty] | 42453 |  |  | No |  | 3.1 | 18683.53 | 97.92 | 190.8 | 5.89 | 0.9975 | 4118.5 | 75.7
PH2HRJS8 | Electro-Matic Visual Inc. | Electro-Matic | LE3T7M150EB2G01 | Indoor Luminaires | High-Bay | High-Bay Luminaires for Commercial and Industrial Buildings | Standard | FALSE | [9 empty] | 42453 |  |  | No |  | 3.1 | 15745.87 | 97.92 | 160.8 | 5.89 | 0.9975 | 4118.5 | 75.7
PH81VDDW | Electro-Matic Visual Inc. | Electro-Matic | LE3T7M120EB2G01 | Indoor Luminaires | High-Bay | High-Bay Luminaires for Commercial and Industrial Buildings | Standard | FALSE | [9 empty] | 42453 |  |  | No |  | 3.1 | 12808.2 | 97.92 | 130.8 | 5.89 | 0.9975 | 4118.5 | 75.7
PJ1STNE8 | Electro-Matic Visual Inc. | Electro-Matic | LE3T7M090EB2G01 | Indoor Luminaires | High-Bay | Low-Bay Luminaires for Commercial and Industrial Buildings | Standard | FALSE | [9 empty] | 42453 |  |  | No |  | 3.1 | 9668.29 | 101.02 | 95.7 | 5.89 | 0.9975 | 4118.5 | 75.7
PDC6YE9Y | Electro-Matic Visual Inc. | Electro-Matic | LE3T1S060EB2G02 | Indoor Luminaires | High-Bay | Low-Bay Luminaires for Commercial and Industrial Buildings | Standard | FALSE | [9 empty] | 42453 |  |  | No |  | 3.1 | 6980 | 103.1 | 67.67 | 12.79 | 0.977 | 4118 | 75.4
PXBDKA45 | Electro-Matic Visual Inc. | Electro-Matic | LE3L5W060EB2G01 | Indoor Luminaires | High-Bay | Low-Bay Luminaires for Commercial and Industrial Buildings | Standard | FALSE | [9 empty] | 42453 |  |  | No |  | 3.1 | 6491 | 98.2 | 66.09 | 5.94 | 0.997 | 4115 | 77.2
P3YCRZ2U | Electro-Matic Visual Inc. | Electro-Matic | LE3T2M300EB2G02 | Indoor Luminaires | High-Bay | High-Bay Luminaires for Commercial and Industrial Buildings | Standard | FALSE | [9 empty] | 42453 |  |  | No |  | 3.1 | 29294 | 93.7 | 312.7 | 8.49 | 0.993 | 4106 | 73.6
PKCEPAQP | Electro-Matic Visual Inc. | Electro-Matic | LE3T2M270EB2G02 | Indoor Luminaires | High-Bay | High-Bay Luminaires for Commercial and Industrial Buildings | Standard | FALSE | [9 empty] | 42453 |  |  | No |  | 3.1 | 24474.97 | 88.13 | 277.7 | 10.58 | 0.985 | 4102.5 | 73.55
PXV9B97P | Electro-Matic Visual Inc. | Electro-Matic | LE3T2M240EB2G02 | Indoor Luminaires | High-Bay | High-Bay Luminaires for Commercial and Industrial Buildings | Standard | FALSE | [9 empty] | 42453 |  |  | No |  | 3.1 | 21830.93 | 88.13 | 247.7 | 10.58 | 0.985 | 4102.5 | 73.55
PGGX2Z2Q | Electro-Matic Visual Inc. | Electro-Matic | LE3T2M210EB2G02 | Indoor Luminaires | High-Bay | High-Bay Luminaires for Commercial and Industrial Buildings | Standard | FALSE | [9 empty] | 42453 |  |  | No |  | 3.1 | 19186.9 | 88.13 | 217.7 | 10.58 | 0.985 | 4102.5 | 73.55
PGGE51HJ | Electro-Matic Visual Inc. | Electro-Matic | LE3T2M180EB2G02 | Indoor Luminaires | High-Bay | High-Bay Luminaires for Commercial and Industrial Buildings | Standard | FALSE | [9 empty] | 42453 |  |  | No |  | 3.1 | 16542.86 | 88.13 | 187.7 | 10.58 | 0.985 | 4102.5 | 73.55
PGFQN9KJ | Electro-Matic Visual Inc. | Electro-Matic | LE3T2M150EB2G02 | Indoor Luminaires | High-Bay | High-Bay Luminaires for Commercial and Industrial Buildings | Standard | FALSE | [9 empty] | 42453 |  |  | No |  | 3.1 | 13898.82 | 88.13 | 157.7 | 10.58 | 0.985 | 4102.5 | 73.55
PHH4WCJF | Electro-Matic Visual Inc. | Electro-Matic | LE3T2M120EB2G02 | Indoor Luminaires | High-Bay | High-Bay Luminaires for Commercial and Industrial Buildings | Standard | FALSE | [9 empty] | 42453 |  |  | No |  | 3.1 | 11254.78 | 88.13 | 127.7 | 10.58 | 0.985 | 4102.5 | 73.55
P4CWT61E | Electro-Matic Visual Inc. | Electro-Matic | LE3T2M090EB2G02 | Indoor Luminaires | High-Bay | Low-Bay Luminaires for Commercial and Industrial Buildings | Standard | FALSE | [9 empty] | 42453 |  |  | No |  | 3.1 | 9051.42 | 88.13 | 102.7 | 10.58 | 0.985 | 4102.5 | 73.55
P3EUKWFJ | Electro-Matic Visual Inc. | Electro-Matic | LE3T1S270EB2G02 | Indoor Luminaires | High-Bay | High-Bay Luminaires for Commercial and Industrial Buildings | Standard | FALSE | [9 empty] | 42453 |  |  | No |  | 3.1 | 28654.41 | 103.14 | 277.8 | 10.58 | 0.9855 | 4094.5 | 74.35
PES2ZSMW | Electro-Matic Visual Inc. | Electro-Matic | LE3T1S240EB2G02 | Indoor Luminaires | High-Bay | High-Bay Luminaires for Commercial and Industrial Buildings | Standard | FALSE | [9 empty] | 42453 |  |  | No |  | 3.1 | 25559.98 | 103.14 | 247.8 | 10.58 | 0.9855 | 4094.5 | 74.35
PXW5GFKP | Electro-Matic Visual Inc. | Electro-Matic | LE3T1S210EB2G02 | Indoor Luminaires | High-Bay | High-Bay Luminaires for Commercial and Industrial Buildings | Standard | FALSE | [9 empty] | 42453 |  |  | No |  | 3.1 | 22465.55 | 103.14 | 217.8 | 10.58 | 0.9855 | 4094.5 | 74.35
PS8GUW57 | Electro-Matic Visual Inc. | Electro-Matic | LE3T1S180EB2G02 | Indoor Luminaires | High-Bay | High-Bay Luminaires for Commercial and Industrial Buildings | Standard | FALSE | [9 empty] | 42453 |  |  | No |  | 3.1 | 20402.6 | 103.14 | 197.8 | 10.58 | 0.9855 | 4094.5 | 74.35
PN1DDPWE | Electro-Matic Visual Inc. | Electro-Matic | LE3T1S150EB2G02 | Indoor Luminaires | High-Bay | High-Bay Luminaires for Commercial and Industrial Buildings | Standard | FALSE | [9 empty] | 42453 |  |  | No |  | 3.1 | 16276.69 | 103.14 | 157.8 | 10.58 | 0.9855 | 4094.5 | 74.35
P53ZVPAJ | Electro-Matic Visual Inc. | Electro-Matic | LE3T1S120EB2G02 | Indoor Luminaires | High-Bay | High-Bay Luminaires for Commercial and Industrial Buildings | Standard | FALSE | [9 empty] | 42453 |  |  | No |  | 3.1 | 13182.26 | 103.14 | 127.8 | 10.58 | 0.9855 | 4094.5 | 74.35
P8HJ49CN | Electro-Matic Visual Inc. | Electro-Matic | LE3T1S090EB2G02 | Indoor Luminaires | High-Bay | Low-Bay Luminaires for Commercial and Industrial Buildings | Standard | FALSE | [9 empty] | 42453 |  |  | No |  | 3.1 | 10603.57 | 103.14 | 102.8 | 10.58 | 0.9855 | 4094.5 | 74.35
PRTH8M83 | Electro-Matic Visual Inc. | Electro-Matic | LE3T7M270EB2G02 | Indoor Luminaires | High-Bay | High-Bay Luminaires for Commercial and Industrial Buildings | Standard | FALSE | [9 empty] | 42453 |  |  | No |  | 3.1 | 26972.01 | 96.88 | 278.4 | 10.42 | 0.986 | 4083.5 | 74.65
PZYS8QZA | Electro-Matic Visual Inc. | Electro-Matic | LE3T7M240EB2G02 | Indoor Luminaires | High-Bay | High-Bay Luminaires for Commercial and Industrial Buildings | Standard | FALSE | [9 empty] | 42453 |  |  | No |  | 3.1 | 24065.55 | 96.88 | 248.4 | 10.42 | 0.986 | 4083.5 | 74.65
P2QZ19QU | Electro-Matic Visual Inc. | Electro-Matic | LE3T7M210EB2G02 | Indoor Luminaires | High-Bay | High-Bay Luminaires for Commercial and Industrial Buildings | Standard | FALSE | [9 empty] | 42453 |  |  | No |  | 3.1 | 21159.08 | 96.88 | 218.4 | 10.42 | 0.986 | 4083.5 | 74.65
PJD75XSS | Electro-Matic Visual Inc. | Electro-Matic | LE3T7M180EB2G02 | Indoor Luminaires | High-Bay | High-Bay Luminaires for Commercial and Industrial Buildings | Standard | FALSE | [9 empty] | 42453 |  |  | No |  | 3.1 | 18252.61 | 96.88 | 188.4 | 10.42 | 0.986 | 4083.5 | 74.65
PY1BY2RU | Electro-Matic Visual Inc. | Electro-Matic | LE3T7M150EB2G02 | Indoor Luminaires | High-Bay | High-Bay Luminaires for Commercial and Industrial Buildings | Standard | FALSE | [9 empty] | 42453 |  |  | No |  | 3.1 | 15346.14 | 96.88 | 158.4 | 10.42 | 0.986 | 4083.5 | 74.65
PUWYYJ2Z | Electro-Matic Visual Inc. | Electro-Matic | LE3T7M120EB2G02 | Indoor Luminaires | High-Bay | High-Bay Luminaires for Commercial and Industrial Buildings | Standard | FALSE | [9 empty] | 42453 |  |  | No |  | 3.1 | 12439.68 | 96.88 | 128.4 | 10.42 | 0.986 | 4083.5 | 74.65
PPN18ZXV | Electro-Matic Visual Inc. | Electro-Matic | LE3T7M090EB2G02 | Indoor Luminaires | High-Bay | Low-Bay Luminaires for Commercial and Industrial Buildings | Standard | FALSE | [9 empty] | 42453 |  |  | No |  | 3.1 | 10017.62 | 96.88 | 103.4 | 10.42 | 0.986 | 4083.5 | 74.65
PH8SB6ZH | Electro-Matic Visual Inc. | Electro-Matic | LE3L5W270EB2G01 | Indoor Luminaires | High-Bay | High-Bay Luminaires for Commercial and Industrial Buildings | Standard | FALSE | [9 empty] | 42453 |  |  | No |  | 3.1 | 26979.53 | 98.21 | 274.7 | 6.92 | 0.9965 | 4079.5 | 75
PFYZ2FEB | Electro-Matic Visual Inc. | Electro-Matic | LE3L5W240EB2G01 | Indoor Luminaires | High-Bay | High-Bay Luminaires for Commercial and Industrial Buildings | Standard | FALSE | [9 empty] | 42453 |  |  | No |  | 3.1 | 24033.1 | 98.21 | 244.7 | 6.92 | 0.9965 | 4079.5 | 75
PPH1FUQ2 | Electro-Matic Visual Inc. | Electro-Matic | LE3L5W210EB2G01 | Indoor Luminaires | High-Bay | High-Bay Luminaires for Commercial and Industrial Buildings | Standard | FALSE | [9 empty] | 42453 |  |  | No |  | 3.1 | 21086.66 | 98.21 | 214.7 | 6.92 | 0.9965 | 4079.5 | 75
PQ1GPKBN | Electro-Matic Visual Inc. | Electro-Matic | LE3L5W180EB2G01 | Indoor Luminaires | High-Bay | High-Bay Luminaires for Commercial and Industrial Buildings | Standard | FALSE | [9 empty] | 42453 |  |  | No |  | 3.1 | 18140.22 | 98.21 | 184.7 | 6.92 | 0.9965 | 4079.5 | 75
P8MKPCGP | Electro-Matic Visual Inc. | Electro-Matic | LE3L5W150EB2G01 | Indoor Luminaires | High-Bay | High-Bay Luminaires for Commercial and Industrial Buildings | Standard | FALSE | [9 empty] | 42453 |  |  | No |  | 3.1 | 15193.79 | 98.21 | 154.7 | 6.92 | 0.9965 | 4079.5 | 75
PS5CZ8ZB | Electro-Matic Visual Inc. | Electro-Matic | LE3L5W120EB2G01 | Indoor Luminaires | High-Bay | High-Bay Luminaires for Commercial and Industrial Buildings | Standard | FALSE | [9 empty] | 42453 |  |  | No |  | 3.1 | 12247.35 | 98.21 | 124.7 | 6.92 | 0.9965 | 4079.5 | 75
P3CU7V5H | Electro-Matic Visual Inc. | Electro-Matic | LE3L5W090EB2G01 | Indoor Luminaires | High-Bay | Low-Bay Luminaires for Commercial and Industrial Buildings | Standard | FALSE | [9 empty] | 42453 |  |  | No |  | 3.1 | 9791.99 | 98.21 | 99.7 | 6.92 | 0.9965 | 4079.5 | 75
PXFX6136 | Electro-Matic Visual Inc. | Electro-Matic | LE3T7M300EB2G01 | Indoor Luminaires | High-Bay | High-Bay Luminaires for Commercial and Industrial Buildings | Standard | FALSE | [9 empty] | 42453 |  |  | No |  | 3.1 | 34225 | 106.5 | 321.2 | 7.21 | 0.997 | 4079 | 74.1
PSWR367H | Electro-Matic Visual Inc. | Electro-Matic | LE3T1S300EB2G02 | Indoor Luminaires | High-Bay | High-Bay Luminaires for Commercial and Industrial Buildings | Standard | FALSE | [9 empty] | 42453 |  |  | No |  | 3.1 | 32977 | 105.3 | 313 | 8.38 | 0.994 | 4071 | 73.3
PQSPSH24 | Electro-Matic Visual Inc. | Electro-Matic | LE3L5W300EB2G01 | Indoor Luminaires | High-Bay | High-Bay Luminaires for Commercial and Industrial Buildings | Standard | FALSE | [9 empty] | 42453 |  |  | No |  | 3.1 | 28242 | 91.6 | 308.5 | 7.9 | 0.996 | 4044 | 72.8
P5DZMMMH | Electro-Matic Visual Inc. | Electro-Matic | LE3T1S300EB2G01 | Indoor Luminaires | High-Bay | High-Bay Luminaires for Commercial and Industrial Buildings | Standard | FALSE | [9 empty] | 42453 |  |  | No |  | 3.1 | 32783 | 102 | 321.4 | 7.02 | 0.997 | 4039 | 73.1
PQ2RG6H6 | Electro-Matic Visual Inc. | Electro-Matic | LE3T1S270EB2G01 | Indoor Luminaires | High-Bay | High-Bay Luminaires for Commercial and Industrial Buildings | Standard | FALSE | [9 empty] | 42453 |  |  | No |  | 3.1 | 29023.11 | 103.21 | 281.2 | 6.47 | 0.9965 | 4027.5 | 73.15
PWV43Q5N | Electro-Matic Visual Inc. | Electro-Matic | LE3T1S240EB2G01 | Indoor Luminaires | High-Bay | High-Bay Luminaires for Commercial and Industrial Buildings | Standard | FALSE | [9 empty] | 42453 |  |  | No |  | 3.1 | 25926.76 | 103.21 | 251.2 | 6.47 | 0.9965 | 4027.5 | 73.15
PK757ZXV | Electro-Matic Visual Inc. | Electro-Matic | LE3T1S210EB2G01 | Indoor Luminaires | High-Bay | High-Bay Luminaires for Commercial and Industrial Buildings | Standard | FALSE | [9 empty] | 42453 |  |  | No |  | 3.1 | 22830.41 | 103.21 | 221.2 | 6.47 | 0.9965 | 4027.5 | 73.15
P17R4GU9 | Electro-Matic Visual Inc. | Electro-Matic | LE3T1S180EB2G01 | Indoor Luminaires | High-Bay | High-Bay Luminaires for Commercial and Industrial Buildings | Standard | FALSE | [9 empty] | 42453 |  |  | No |  | 3.1 | 19734.06 | 103.21 | 191.2 | 6.47 | 0.9965 | 4027.5 | 73.15
PXQW439Z | Electro-Matic Visual Inc. | Electro-Matic | LE3T1S150EB2G01 | Indoor Luminaires | High-Bay | High-Bay Luminaires for Commercial and Industrial Buildings | Standard | FALSE | [9 empty] | 42453 |  |  | No |  | 3.1 | 16637.71 | 103.21 | 161.2 | 6.47 | 0.9965 | 4027.5 | 73.15
PPMSHUMF | Electro-Matic Visual Inc. | Electro-Matic | LE3T1S120EB2G01 | Indoor Luminaires | High-Bay | High-Bay Luminaires for Commercial and Industrial Buildings | Standard | FALSE | [9 empty] | 42453 |  |  | No |  | 3.1 | 13541.36 | 103.21 | 131.2 | 6.47 | 0.9965 | 4027.5 | 73.15
PHCRHH2K | Electro-Matic Visual Inc. | Electro-Matic | LE3T1S090EB2G01 | Indoor Luminaires | High-Bay | Low-Bay Luminaires for Commercial and Industrial Buildings | Standard | FALSE | [9 empty] | 42453 |  |  | No |  | 3.1 | 10445.01 | 103.21 | 101.2 | 6.47 | 0.9965 | 4027.5 | 73.15
P3PDSPCF | Electro-Matic Visual Inc. | Electro-Matic | LE3T7M060EB2G02 | Indoor Luminaires | High-Bay | Low-Bay Luminaires for Commercial and Industrial Buildings | Standard | FALSE | [9 empty] | 42453 |  |  | No |  | 3.1 | 6681 | 99.8 | 68.96 | 12.66 | 0.978 | 4018 | 73.1
PKGC28QE | Electro-Matic Visual Inc. | Electro-Matic | LE3T1S060EB2G01 | Indoor Luminaires | High-Bay | Low-Bay Luminaires for Commercial and Industrial Buildings | Standard | FALSE | [9 empty] | 42453 |  |  | No |  | 3.1 | 6813 | 103.2 | 66.01 | 5.92 | 0.996 | 4016 | 73.2
P7KVV3R3 | Acuity Brands Lighting | Holophane | EVT412000LMPCLMDXXXXXGZ1050K90CRI | Indoor Luminaires | High-Bay | Low-Bay Luminaires for Commercial and Industrial Buildings | Standard | FALSE | [9 empty] | 42453 | Dimmable | Continuous Below 10 | NotYetVerified |  | 3 | 9561 | 87.81 | 108.88 | 18.73 | 0.918 | 5293 | 96.72
P79QVNKB | Acuity Brands Lighting | Holophane | EVT412000LMPCLMDXXXXXGZ1050K90CRI | Indoor Luminaires | High-Bay | High-Bay Luminaires for Commercial and Industrial Buildings | Standard | FALSE | [9 empty] | 42453 | Dimmable | Continuous Below 10 | NotYetVerified |  | 3 | 9561 | 87.81 | 108.88 | 18.73 | 0.918 | 5293 | 96.72
PT1Q4K9N | Acuity Brands Lighting | Holophane | EVT412000LMPCLMDXXXXXGZ1050K80CRI | Indoor Luminaires | High-Bay | High-Bay Luminaires for Commercial and Industrial Buildings | Standard | FALSE | [9 empty] | 42453 | Dimmable | Continuous Below 10 | NotYetVerified |  | 3 | 12280 | 112.76 | 108.9 | 18.73 | 0.918 | 5253 | 84.16
PR7EX33T | Acuity Brands Lighting | Holophane | EVT412000LMPCLMDXXXXXGZ1050K80CRI | Indoor Luminaires | High-Bay | Low-Bay Luminaires for Commercial and Industrial Buildings | Standard | FALSE | [9 empty] | 42453 | Dimmable | Continuous Below 10 | NotYetVerified |  | 3 | 12280 | 112.76 | 108.9 | 18.73 | 0.918 | 5253 | 84.16
PZSW5H3H | Acuity Brands Lighting | Holophane | EVT412000LMFSTMDXXXXXGZ1050K80CRI | Indoor Luminaires | High-Bay | Low-Bay Luminaires for Commercial and Industrial Buildings | Standard | FALSE | [9 empty] | 42453 | Dimmable | Continuous Below 10 | NotYetVerified |  | 3 | 10542.05 | 96.8 | 108.9 | 18.73 | 0.918 | 5253 | 84.16
PXFX5HKH | Acuity Brands Lighting | Holophane | EVT412000LMFSTMDXXXXXGZ1050K80CRI | Indoor Luminaires | High-Bay | High-Bay Luminaires for Commercial and Industrial Buildings | Standard | FALSE | [9 empty] | 42453 | Dimmable | Continuous Below 10 | NotYetVerified |  | 3 | 10542.05 | 96.8 | 108.9 | 18.73 | 0.918 | 5253 | 84.16
PMJYQX78 | Acuity Brands Lighting | Holophane | EVT412000LMFSTWDXXXXXGZ1050K80CRI | Indoor Luminaires | High-Bay | High-Bay Luminaires for Commercial and Industrial Buildings | Standard | FALSE | [9 empty] | 42453 | Dimmable | Continuous Below 10 | NotYetVerified |  | 3 | 10417.84 | 95.66 | 108.9 | 18.73 | 0.918 | 5253 | 84.16
PDVMKYA3 | Acuity Brands Lighting | Holophane | EVT412000LMFSTWDXXXXXGZ1050K80CRI | Indoor Luminaires | High-Bay | Low-Bay Luminaires for Commercial and Industrial Buildings | Standard | FALSE | [9 empty] | 42453 | Dimmable | Continuous Below 10 | NotYetVerified |  | 3 | 10417.84 | 95.66 | 108.9 | 18.73 | 0.918 | 5253 | 84.16
PP612GSM | Acuity Brands Lighting | Holophane | EVT412000LMPCLMDXXXXXGZ1040K90CRI | Indoor Luminaires | High-Bay | High-Bay Luminaires for Commercial and Industrial Buildings | Standard | FALSE | [9 empty] | 42453 | Dimmable | Continuous Below 10 | NotYetVerified |  | 3 | 9259 | 85.04 | 108.88 | 18.73 | 0.918 | 4117 | 96.27
P2DTGK8V | Acuity Brands Lighting | Holophane | EVT412000LMPCLMDXXXXXGZ1040K90CRI | Indoor Luminaires | High-Bay | Low-Bay Luminaires for Commercial and Industrial Buildings | Standard | FALSE | [9 empty] | 42453 | Dimmable | Continuous Below 10 | NotYetVerified |  | 3 | 9259 | 85.04 | 108.88 | 18.73 | 0.918 | 4117 | 96.27
PT131JF5 | Acuity Brands Lighting | Holophane | EVT412000LMPCLMDXXXXXGZ1040K80CRI | Indoor Luminaires | High-Bay | Low-Bay Luminaires for Commercial and Industrial Buildings | Standard | FALSE | [9 empty] | 42453 | Dimmable | Continuous Below 10 | NotYetVerified |  | 3 | 11270 | 105.3 | 107.03 | 18.73 | 0.918 | 4051 | 82.92
PD8ZUEUZ | Acuity Brands Lighting | Holophane | EVT412000LMPCLMDXXXXXGZ1040K80CRI | Indoor Luminaires | High-Bay | High-Bay Luminaires for Commercial and Industrial Buildings | Standard | FALSE | [9 empty] | 42453 | Dimmable | Continuous Below 10 | NotYetVerified |  | 3 | 11270 | 105.3 | 107.03 | 18.73 | 0.918 | 4051 | 82.92
PVMTJ18C | Acuity Brands Lighting | Holophane | EVT412000LMFSTMDXXXXXGZ1040K80CRI | Indoor Luminaires | High-Bay | Low-Bay Luminaires for Commercial and Industrial Buildings | Standard | FALSE | [9 empty] | 42453 | Dimmable | Continuous Below 10 | NotYetVerified |  | 3 | 9675 | 88.81 | 108.94 | 18.73 | 0.918 | 4010 | 84.69
P4WAHSJY | Acuity Brands Lighting | Holophane | EVT412000LMFSTMDXXXXXGZ1040K80CRI | Indoor Luminaires | High-Bay | High-Bay Luminaires for Commercial and Industrial Buildings | Standard | FALSE | [9 empty] | 42453 | Dimmable | Continuous Below 10 | NotYetVerified |  | 3 | 9675 | 88.81 | 108.94 | 18.73 | 0.918 | 4010 | 84.69
PRHES1BF | Acuity Brands Lighting | Holophane | EVT412000LMFSTWDXXXXXGZ1040K80CRI | Indoor Luminaires | High-Bay | High-Bay Luminaires for Commercial and Industrial Buildings | Standard | FALSE | [9 empty] | 42453 | Dimmable | Continuous Below 10 | NotYetVerified |  | 3 | 9561 | 86.93 | 109.98 | 18.73 | 0.918 | 4005 | 84.95
PCVQ2TYD | Acuity Brands Lighting | Holophane | EVT412000LMFSTWDXXXXXGZ1040K80CRI | Indoor Luminaires | High-Bay | Low-Bay Luminaires for Commercial and Industrial Buildings | Standard | FALSE | [9 empty] | 42453 | Dimmable | Continuous Below 10 | NotYetVerified |  | 3 | 9561 | 86.93 | 109.98 | 18.73 | 0.918 | 4005 | 84.95
PTS93Y7J | Acuity Brands Lighting | Holophane | EVT412000LMPCLMDXXXXXGZ1035K80CRI | Indoor Luminaires | High-Bay | High-Bay Luminaires for Commercial and Industrial Buildings | Standard | FALSE | [9 empty] | 42453 | Dimmable | Continuous Below 10 | NotYetVerified |  | 3 | 11250 | 105.1 | 107.04 | 18.73 | 0.918 | 3485 | 83.56
PAYWN5SQ | Acuity Brands Lighting | Holophane | EVT412000LMPCLMDXXXXXGZ1035K80CRI | Indoor Luminaires | High-Bay | Low-Bay Luminaires for Commercial and Industrial Buildings | Standard | FALSE | [9 empty] | 42453 | Dimmable | Continuous Below 10 | NotYetVerified |  | 3 | 11250 | 105.1 | 107.04 | 18.73 | 0.918 | 3485 | 83.56
PXPEPRYN | Acuity Brands Lighting | Holophane | EVT412000LMFSTMDXXXXXGZ1035K80CRI | Indoor Luminaires | High-Bay | Low-Bay Luminaires for Commercial and Industrial Buildings | Standard | FALSE | [9 empty] | 42453 | Dimmable | Continuous Below 10 | NotYetVerified |  | 3 | 9657.83 | 88.65 | 108.94 | 18.73 | 0.918 | 3485 | 83.56
PJW69NEV | Acuity Brands Lighting | Holophane | EVT412000LMFSTMDXXXXXGZ1035K80CRI | Indoor Luminaires | High-Bay | High-Bay Luminaires for Commercial and Industrial Buildings | Standard | FALSE | [9 empty] | 42453 | Dimmable | Continuous Below 10 | NotYetVerified |  | 3 | 9657.83 | 88.65 | 108.94 | 18.73 | 0.918 | 3485 | 83.56
PVDEUU4V | Acuity Brands Lighting | Holophane | EVT412000LMFSTWDXXXXXGZ1035K80CRI | Indoor Luminaires | High-Bay | High-Bay Luminaires for Commercial and Industrial Buildings | Standard | FALSE | [9 empty] | 42453 | Dimmable | Continuous Below 10 | NotYetVerified |  | 3 | 9544.03 | 89.16 | 107.04 | 18.73 | 0.918 | 3485 | 83.56
P38GH45V | Acuity Brands Lighting | Holophane | EVT412000LMFSTWDXXXXXGZ1035K80CRI | Indoor Luminaires | High-Bay | Low-Bay Luminaires for Commercial and Industrial Buildings | Standard | FALSE | [9 empty] | 42453 | Dimmable | Continuous Below 10 | NotYetVerified |  | 3 | 9544.03 | 89.16 | 107.04 | 18.73 | 0.918 | 3485 | 83.56
P8YP41HQ | Elakeview Enterprise LTD | Elakeview Enterprise LTD | AALHB110W57KC | Indoor Luminaires | High-Bay | High-Bay Luminaires for Commercial and Industrial Buildings | Premium | FALSE | [9 empty] | 42453 | Dimmable | Continuous Below 10 | No |  | 3.1 | 14488.9 | 131.7 | 110 | 15.2 | 0.963 | 5700 | 80
PXXV39Z2 | Elakeview Enterprise LTD | Elakeview Enterprise LTD | AALHB110W57KF | Indoor Luminaires | High-Bay | High-Bay Luminaires for Commercial and Industrial Buildings | Premium | FALSE | [9 empty] | 42453 | Dimmable | Continuous Below 10 | No |  | 3.1 | 13949.4 | 126.8 | 110 | 15.2 | 0.963 | 5700 | 80
PWAWKBAG | Elakeview Enterprise LTD | Elakeview Enterprise LTD | AALHB220W57KC | Indoor Luminaires | High-Bay | High-Bay Luminaires for Commercial and Industrial Buildings | Premium | FALSE | [9 empty] | 42453 | Dimmable | Continuous Below 10 | No |  | 3.1 | 29235.1 | 132.9 | 220 | 9.2 | 0.969 | 5700 | 80
PNBSATYF | Elakeview Enterprise LTD | Elakeview Enterprise LTD | AALHB220W57KF | Indoor Luminaires | High-Bay | High-Bay Luminaires for Commercial and Industrial Buildings | Premium | FALSE | [9 empty] | 42453 | Dimmable | Continuous Below 10 | No |  | 3.1 | 26938.6 | 122.4 | 220 | 9.2 | 0.969 | 5700 | 80
P7E33FQ5 | Elakeview Enterprise LTD | Elakeview Enterprise LTD | AALHB160W57KC | Indoor Luminaires | High-Bay | High-Bay Luminaires for Commercial and Industrial Buildings | Premium | FALSE | [9 empty] | 42453 | Dimmable | Continuous Below 10 | No |  | 3.1 | 20734 | 129.6 | 160 | 8.8 | 0.972 | 5700 | 80
PUJXRCDW | Elakeview Enterprise LTD | Elakeview Enterprise LTD | AALHB160W57KF | Indoor Luminaires | High-Bay | High-Bay Luminaires for Commercial and Industrial Buildings | Premium | FALSE | [9 empty] | 42453 | Dimmable | Continuous Below 10 | No |  | 3.1 | 19458 | 121.6 | 160 | 8.8 | 0.972 | 5700 | 80
P4S84KJP | Elakeview Enterprise LTD | Elakeview Enterprise LTD | AALHB320W57KC | Indoor Luminaires | High-Bay | High-Bay Luminaires for Commercial and Industrial Buildings | Premium | FALSE | [9 empty] | 42453 | Dimmable | Continuous Below 10 | No |  | 3.1 | 41845.4 | 130.8 | 320 | 8.6 | 0.971 | 5700 | 80
PQPYP4VH | Elakeview Enterprise LTD | Elakeview Enterprise LTD | AALHB320W57KF | Indoor Luminaires | High-Bay | High-Bay Luminaires for Commercial and Industrial Buildings | Premium | FALSE | [9 empty] | 42453 | Dimmable | Continuous Below 10 | No |  | 3.1 | 39675.4 | 124 | 320 | 8.6 | 0.971 | 5700 | 80
P9VZW36F | Elakeview Enterprise LTD | Elakeview Enterprise LTD | AALHB110W5KC | Indoor Luminaires | High-Bay | High-Bay Luminaires for Commercial and Industrial Buildings | Premium | FALSE | [9 empty] | 42453 | Dimmable | Continuous Below 10 | No |  | 3.1 | 14080 | 128 | 110 | 15.2 | 0.963 | 5000 | 80
P63WKU1Q | Elakeview Enterprise LTD | Elakeview Enterprise LTD | AALHB110W5KF | Indoor Luminaires | High-Bay | High-Bay Luminaires for Commercial and Industrial Buildings | Premium | FALSE | [9 empty] | 42453 | Dimmable | Continuous Below 10 | No |  | 3.1 | 13750 | 125 | 110 | 15.2 | 0.963 | 5000 | 80
P1598M8Q | Elakeview Enterprise LTD | Elakeview Enterprise LTD | AALHB220W5KC | Indoor Luminaires | High-Bay | High-Bay Luminaires for Commercial and Industrial Buildings | Premium | FALSE | [9 empty] | 42453 | Dimmable | Continuous Below 10 | No |  | 3.1 | 27764 | 126.2 | 220 | 9.2 | 0.969 | 5000 | 80
PURWNY3P | Elakeview Enterprise LTD | Elakeview Enterprise LTD | AALHB220W5KF | Indoor Luminaires | High-Bay | High-Bay Luminaires for Commercial and Industrial Buildings | Premium | FALSE | [9 empty] | 42453 | Dimmable | Continuous Below 10 | No |  | 3.1 | 26730 | 121.5 | 220 | 9.2 | 0.969 | 5000 | 80
P76XBPFX | Elakeview Enterprise LTD | Elakeview Enterprise LTD | AALHB160W5KC | Indoor Luminaires | High-Bay | High-Bay Luminaires for Commercial and Industrial Buildings | Premium | FALSE | [9 empty] | 42453 | Dimmable | Continuous Below 10 | No |  | 3.1 | 20000 | 125 | 160 | 8.8 | 0.972 | 5000 | 80
PFSRYEKN | Elakeview Enterprise LTD | Elakeview Enterprise LTD | AALHB160W5KF | Indoor Luminaires | High-Bay | High-Bay Luminaires for Commercial and Industrial Buildings | Premium | FALSE | [9 empty] | 42453 | Dimmable | Continuous Below 10 | No |  | 3.1 | 19280 | 120.5 | 160 | 8.8 | 0.972 | 5000 | 80
PY35SAME | Elakeview Enterprise LTD | Elakeview Enterprise LTD | AALHB320W5KC | Indoor Luminaires | High-Bay | High-Bay Luminaires for Commercial and Industrial Buildings | Premium | FALSE | [9 empty] | 42453 | Dimmable | Continuous Below 10 | No |  | 3.1 | 40960 | 128 | 320 | 8.6 | 0.971 | 5000 | 80
P8EJRDYP | Elakeview Enterprise LTD | Elakeview Enterprise LTD | AALHB320W5KF | Indoor Luminaires | High-Bay | High-Bay Luminaires for Commercial and Industrial Buildings | Premium | FALSE | [9 empty] | 42453 | Dimmable | Continuous Below 10 | No |  | 3.1 | 39360 | 123 | 320 | 8.6 | 0.971 | 5000 | 80
PU1S7VEW | Elakeview Enterprise LTD | Elakeview Enterprise LTD | AALHB110W4KC | Indoor Luminaires | High-Bay | High-Bay Luminaires for Commercial and Industrial Buildings | Premium | FALSE | [9 empty] | 42453 | Dimmable | Continuous Below 10 | No |  | 3.1 | 13811.1 | 125.6 | 110 | 15.2 | 0.963 | 4000 | 80
P8DQGE3Z | Elakeview Enterprise LTD | Elakeview Enterprise LTD | AALHB220W4KC | Indoor Luminaires | High-Bay | High-Bay Luminaires for Commercial and Industrial Buildings | Premium | FALSE | [9 empty] | 42453 | Dimmable | Continuous Below 10 | No |  | 3.1 | 27348.9 | 124.3 | 220 | 9.2 | 0.969 | 4000 | 80
PBHMYDXM | Elakeview Enterprise LTD | Elakeview Enterprise LTD | AALHB160W4KC | Indoor Luminaires | High-Bay | High-Bay Luminaires for Commercial and Industrial Buildings | Premium | FALSE | [9 empty] | 42453 | Dimmable | Continuous Below 10 | No |  | 3.1 | 19943.4 | 124.6 | 160 | 8.8 | 0.972 | 4000 | 80
PFBHYJ93 | Elakeview Enterprise LTD | Elakeview Enterprise LTD | AALHB320W4KC | Indoor Luminaires | High-Bay | High-Bay Luminaires for Commercial and Industrial Buildings | Premium | FALSE | [9 empty] | 42453 | Dimmable | Continuous Below 10 | No |  | 3.1 | 40341.9 | 126.1 | 320 | 8.6 | 0.971 | 4000 | 80
PUXFQ317 | NINGBO TOP OPTOELECTRONIC TECHNOLOGY CO.LTD | DP | TOP8432-LED-U-5000K | Indoor Luminaires | High-Bay | Low-Bay Luminaires for Commercial and Industrial Buildings | Standard | FALSE | [9 empty] | 42453 | Dimmable | Continuous Below 10 | No |  | 3.1 | 9000 | 95 | 101 | 20 | 0.9 | 5000 | 80
P831X47J | NINGBO TOP OPTOELECTRONIC TECHNOLOGY CO.LTD | DP | TOP8332-LED-U-5000K | Indoor Luminaires | High-Bay | Low-Bay Luminaires for Commercial and Industrial Buildings | Standard | FALSE | [9 empty] | 42453 | Dimmable | Continuous Below 10 | No |  | 3.1 | 6840 | 95 | 72 | 20 | 0.9 | 5000 | 80
PGVS8E13 | NINGBO TOP OPTOELECTRONIC TECHNOLOGY CO.LTD | DP | TOP8417-LED-U-5000K | Indoor Luminaires | High-Bay | Low-Bay Luminaires for Commercial and Industrial Buildings | Standard | FALSE | [9 empty] | 42453 | Dimmable | Continuous Below 10 | No |  | 3.1 | 4560 | 95 | 50 | 20 | 0.9 | 5000 | 80
PEBPYVRG | Genesis Energy Technology LLC | Light Source | LS215P-UNF1-50XX | Indoor Luminaires | High-Bay | High-Bay Luminaires for Commercial and Industrial Buildings | Standard | TRUE | 15630 | 107.5 | 144.7 | 4.74 | 0.998 | 5242 | 85.2 | 5 | 50000 | 42452 |  |  | No |  | 3.1 | 15630 | 107.5 | 145.4 | 13.6 | 0.967 | 5202 | 83.7
P4P4BM5T | Genesis Energy Technology LLC | Light Source | LS210P-UNF1-40XX | Indoor Luminaires | High-Bay | High-Bay Luminaires for Commercial and Industrial Buildings | Standard | TRUE | 11500 | 116.1 | 98.47 | 13.6 | 0.967 | 4098 | 83.8 | 5 | 50000 | 42452 |  |  | No |  | 3.1 | 11500 | 115.21 | 99.82 | 13.6 | 0.967 | 4098 | 83.8
PXBFVERN | Acuity Brands Lighting | Lithonia Lighting | LBL4-72L-XXX-EZ1-LP830-XXXXXXX-XXXXX | Indoor Luminaires | High-Bay | Low-Bay Luminaires for Commercial and Industrial Buildings | Standard | TRUE | 7223 | 102.88 | 70.21 | 19.14 | 0.929 | 3041 | 82.57 | 5 | 50000 | 42452 |  |  | Yes |  | 3.1 | 7223 | 102.87 | 70.21 | 17.75 | 0.93 | 3041 | 83
P6NYSS1G | Acuity Brands Lighting | Lithonia Lighting | LBL4-48L-XXX-EZ1-LP830-XXXXXXX-XXXXX | Indoor Luminaires | High-Bay | Low-Bay Luminaires for Commercial and Industrial Buildings | Premium | TRUE | 5103 | 107.3 | 47.56 | 19.14 | 0.929 | 3038 | 82.73 | 5 | 50000 | 42452 |  |  | Yes |  | 3.1 | 5103 | 107.29 | 47.56 | 17.75 | 0.93 | 3038 | 83
PR6T9NKR | Venture Lighting International | Venture Lighting International | HW-090W-AB | Indoor Luminaires | High-Bay | High-Bay Luminaires for Commercial and Industrial Buildings | Premium | TRUE | 9962.6 | 106.99 | 93.12 | 13.71 | 0.9043 | 3031 | 72.9 | 5 | 50000 | 42452 |  |  | No |  | 3.1 | 9962.6 | 106.99 | 93.12 | 13.71 | 0.9043 | 3000 | 72.9
P2GHK6B2 | Genesis Energy Technology LLC | Light Source | LS215P-UNNL-50XX | Indoor Luminaires | High-Bay | High-Bay Luminaires for Commercial and Industrial Buildings | Standard | FALSE | [9 empty] | 42452 |  |  | No |  | 3.1 | 17165.82 | 118.06 | 145.4 | 13.6 | 0.967 | 5202 | 83.7
PSBS9UB9 | Genesis Energy Technology LLC | Light Source | LS215P-UNCL-50XX | Indoor Luminaires | High-Bay | High-Bay Luminaires for Commercial and Industrial Buildings | Standard | FALSE | [9 empty] | 42452 |  |  | No |  | 3.1 | 16404.7 | 112.82 | 145.4 | 13.6 | 0.967 | 5202 | 83.7
PEE42VYG | Genesis Energy Technology LLC | Light Source | LS212P-UNNL-50XX | Indoor Luminaires | High-Bay | High-Bay Luminaires for Commercial and Industrial Buildings | Standard | FALSE | [9 empty] | 42452 |  |  | No |  | 3.1 | 14683.75 | 123.6 | 118.8 | 13.6 | 0.967 | 5202 | 83.7
P8W9CSBK | Genesis Energy Technology LLC | Light Source | LS212P-UNCL-50XX | Indoor Luminaires | High-Bay | High-Bay Luminaires for Commercial and Industrial Buildings | Standard | FALSE | [9 empty] | 42452 |  |  | No |  | 3.1 | 14032.69 | 118.12 | 118.8 | 13.6 | 0.967 | 5202 | 83.7
PKE9FNS1 | Genesis Energy Technology LLC | Light Source | LS212P-UNF1-50XX | Indoor Luminaires | High-Bay | High-Bay Luminaires for Commercial and Industrial Buildings | Standard | FALSE | [9 empty] | 42452 |  |  | No |  | 3.1 | 13370 | 112.54 | 118.8 | 13.6 | 0.967 | 5202 | 83.7
PTPFPMPV | Genesis Energy Technology LLC | Light Source | LS210P-UNNL-50XX | Indoor Luminaires | High-Bay | High-Bay Luminaires for Commercial and Industrial Buildings | Standard | FALSE | [9 empty] | 42452 |  |  | No |  | 3.1 | 12871.62 | 128.95 | 99.82 | 13.6 | 0.967 | 5202 | 83.7
PEPFM27M | Genesis Energy Technology LLC | Light Source | LS210P-UNCL-50XX | Indoor Luminaires | High-Bay | High-Bay Luminaires for Commercial and Industrial Buildings | Standard | FALSE | [9 empty] | 42452 |  |  | No |  | 3.1 | 12300.9 | 123.23 | 99.82 | 13.6 | 0.967 | 5202 | 83.7
PBRJHD2C | Genesis Energy Technology LLC | Light Source | LS210P-UNF1-50XX | Indoor Luminaires | High-Bay | High-Bay Luminaires for Commercial and Industrial Buildings | Standard | FALSE | [9 empty] | 42452 |  |  | No |  | 3.1 | 11720 | 117.41 | 99.82 | 13.6 | 0.967 | 5202 | 83.7
PED61Q2N | Genesis Energy Technology LLC | Light Source | LS430P-UNNL-50XX | Indoor Luminaires | High-Bay | High-Bay Luminaires for Commercial and Industrial Buildings | Standard | FALSE | [9 empty] | 42452 |  |  | No |  | 3.1 | 34439.2 | 119.41 | 288.4 | 10.4 | 0.979 | 5136 | 83.4
PHY43UXW | Genesis Energy Technology LLC | Light Source | LS430P-UNCL-50XX | Indoor Luminaires | High-Bay | High-Bay Luminaires for Commercial and Industrial Buildings | Standard | FALSE | [9 empty] | 42452 |  |  | No |  | 3.1 | 33070 | 114.67 | 288.4 | 10.4 | 0.979 | 5136 | 83.4
PXWD92M2 | Genesis Energy Technology LLC | Light Source | LS430P-UNF1-50XX | Indoor Luminaires | High-Bay | High-Bay Luminaires for Commercial and Industrial Buildings | Standard | FALSE | [9 empty] | 42452 |  |  | No |  | 3.1 | 31640 | 109.71 | 288.4 | 10.4 | 0.979 | 5136 | 83.4
PMH7RBG4 | Genesis Energy Technology LLC | Light Source | LS424P-UNNL-50XX | Indoor Luminaires | High-Bay | High-Bay Luminaires for Commercial and Industrial Buildings | Standard | FALSE | [9 empty] | 42452 |  |  | No |  | 3.1 | 29601.84 | 125.48 | 235.9 | 10.4 | 0.979 | 5136 | 83.4
PVWRDXQE | Genesis Energy Technology LLC | Light Source | LS424P-UNCL-50XX | Indoor Luminaires | High-Bay | High-Bay Luminaires for Commercial and Industrial Buildings | Standard | FALSE | [9 empty] | 42452 |  |  | No |  | 3.1 | 28370 | 120.26 | 235.9 | 10.4 | 0.979 | 5136 | 83.4
PYF1P1YC | Genesis Energy Technology LLC | Light Source | LS424P-UNF1-50XX | Indoor Luminaires | High-Bay | High-Bay Luminaires for Commercial and Industrial Buildings | Standard | FALSE | [9 empty] | 42452 |  |  | No |  | 3.1 | 27150 | 115.09 | 235.9 | 10.4 | 0.979 | 5136 | 83.4
PBHFCQYJ | Genesis Energy Technology LLC | Light Source | LS420P-UNNL-50XX | Indoor Luminaires | High-Bay | High-Bay Luminaires for Commercial and Industrial Buildings | Standard | FALSE | [9 empty] | 42452 |  |  | No |  | 3.1 | 25618.52 | 127.84 | 200.4 | 10.4 | 0.979 | 5136 | 83.4
PM2VAP56 | Genesis Energy Technology LLC | Light Source | LS420P-UNCL-50XX | Indoor Luminaires | High-Bay | High-Bay Luminaires for Commercial and Industrial Buildings | Standard | FALSE | [9 empty] | 42452 |  |  | No |  | 3.1 | 24600 | 122.75 | 200.4 | 10.4 | 0.979 | 5136 | 83.4
PAAMB4BM | Genesis Energy Technology LLC | Light Source | LS420P-UNF1-50XX | Indoor Luminaires | High-Bay | High-Bay Luminaires for Commercial and Industrial Buildings | Standard | FALSE | [9 empty] | 42452 |  |  | No |  | 3.1 | 23496.61 | 117.25 | 200.4 | 10.4 | 0.979 | 5136 | 83.4
PY62FPQV | Genesis Energy Technology LLC | Light Source | LS415P-UNNL-50XX | Indoor Luminaires | High-Bay | High-Bay Luminaires for Commercial and Industrial Buildings | Standard | FALSE | [9 empty] | 42452 |  |  | No |  | 3.1 | 20443.26 | 135.93 | 150.4 | 10.4 | 0.979 | 5136 | 83.4
PQC4747D | Genesis Energy Technology LLC | Light Source | LS415P-UNCL-50XX | Indoor Luminaires | High-Bay | High-Bay Luminaires for Commercial and Industrial Buildings | Standard | FALSE | [9 empty] | 42452 |  |  | No |  | 3.1 | 19630.49 | 130.52 | 150.4 | 10.4 | 0.979 | 5136 | 83.4
P4JA5WW8 | Genesis Energy Technology LLC | Light Source | LS415P-UNF1-50XX | Indoor Luminaires | High-Bay | High-Bay Luminaires for Commercial and Industrial Buildings | Standard | FALSE | [9 empty] | 42452 |  |  | No |  | 3.1 | 18750 | 124.67 | 150.4 | 10.4 | 0.979 | 5136 | 83.4
PTTG399B | Genesis Energy Technology LLC | Light Source | LS215P-UNNL-40XX | Indoor Luminaires | High-Bay | High-Bay Luminaires for Commercial and Industrial Buildings | Standard | FALSE | [9 empty] | 42452 |  |  | No |  | 3.1 | 16843.59 | 115.84 | 145.4 | 13.6 | 0.967 | 4098 | 83.8
P5UMEUTA | Genesis Energy Technology LLC | Light Source | LS215P-UNCL-40XX | Indoor Luminaires | High-Bay | High-Bay Luminaires for Commercial and Industrial Buildings | Standard | FALSE | [9 empty] | 42452 |  |  | No |  | 3.1 | 16096.77 | 110.71 | 145.4 | 13.6 | 0.967 | 4098 | 83.8
PH8KZDME | Genesis Energy Technology LLC | Light Source | LS215P-UNF1-40XX | Indoor Luminaires | High-Bay | High-Bay Luminaires for Commercial and Industrial Buildings | Standard | FALSE | [9 empty] | 42452 |  |  | No |  | 3.1 | 15870 | 109.15 | 145.4 | 13.6 | 0.967 | 4098 | 83.8
P33N2FNT | Genesis Energy Technology LLC | Light Source | LS212P-UNNL-40XX | Indoor Luminaires | High-Bay | High-Bay Luminaires for Commercial and Industrial Buildings | Standard | FALSE | [9 empty] | 42452 |  |  | No |  | 3.1 | 14408.11 | 121.28 | 118.8 | 13.6 | 0.967 | 4098 | 83.8
P8CZM84Q | Genesis Energy Technology LLC | Light Source | LS212P-UNCL-40XX | Indoor Luminaires | High-Bay | High-Bay Luminaires for Commercial and Industrial Buildings | Standard | FALSE | [9 empty] | 42452 |  |  | No |  | 3.1 | 13769.27 | 115.9 | 118.8 | 13.6 | 0.967 | 4098 | 83.8
P367ZG3G | Genesis Energy Technology LLC | Light Source | LS212P-UNF1-40XX | Indoor Luminaires | High-Bay | High-Bay Luminaires for Commercial and Industrial Buildings | Standard | FALSE | [9 empty] | 42452 |  |  | No |  | 3.1 | 13119.03 | 110.43 | 118.8 | 13.6 | 0.967 | 4098 | 83.8
PVEE54BP | Genesis Energy Technology LLC | Light Source | LS210P-UNNL-40XX | Indoor Luminaires | High-Bay | High-Bay Luminaires for Commercial and Industrial Buildings | Standard | FALSE | [9 empty] | 42452 |  |  | No |  | 3.1 | 12630 | 126.53 | 99.82 | 13.6 | 0.967 | 4098 | 83.8
PVWCVGU1 | Genesis Energy Technology LLC | Light Source | LS210P-UNCL-40XX | Indoor Luminaires | High-Bay | High-Bay Luminaires for Commercial and Industrial Buildings | Standard | FALSE | [9 empty] | 42452 |  |  | No |  | 3.1 | 12070 | 120.92 | 99.82 | 13.6 | 0.967 | 4098 | 83.8
P3U873FJ | Genesis Energy Technology LLC | Light Source | LS430P-UNNL-40XX | Indoor Luminaires | High-Bay | High-Bay Luminaires for Commercial and Industrial Buildings | Standard | FALSE | [9 empty] | 42452 |  |  | No |  | 3.1 | 33792.73 | 117.17 | 288.4 | 10.4 | 0.979 | 4078 | 83.7
P1EBC7M2 | Genesis Energy Technology LLC | Light Source | LS430P-UNCL-40XX | Indoor Luminaires | High-Bay | High-Bay Luminaires for Commercial and Industrial Buildings | Standard | FALSE | [9 empty] | 42452 |  |  | No |  | 3.1 | 32449.23 | 112.51 | 288.4 | 10.4 | 0.979 | 4078 | 83.7
PD4XKZHP | Genesis Energy Technology LLC | Light Source | LS430P-UNF1-40XX | Indoor Luminaires | High-Bay | High-Bay Luminaires for Commercial and Industrial Buildings | Standard | FALSE | [9 empty] | 42452 |  |  | No |  | 3.1 | 31046.08 | 107.65 | 288.4 | 10.4 | 0.979 | 4078 | 83.7
PYV8J49K | Genesis Energy Technology LLC | Light Source | LS424P-UNNL-40XX | Indoor Luminaires | High-Bay | High-Bay Luminaires for Commercial and Industrial Buildings | Standard | FALSE | [9 empty] | 42452 |  |  | No |  | 3.1 | 29046.17 | 123.13 | 235.9 | 10.4 | 0.979 | 4078 | 83.7
PZ375D1G | Genesis Energy Technology LLC | Light Source | LS424P-UNCL-40XX | Indoor Luminaires | High-Bay | High-Bay Luminaires for Commercial and Industrial Buildings | Standard | FALSE | [9 empty] | 42452 |  |  | No |  | 3.1 | 27837.46 | 118.01 | 235.9 | 10.4 | 0.979 | 4078 | 83.7
PYFP6ZWH | Genesis Energy Technology LLC | Light Source | LS424P-UNF1-40XX | Indoor Luminaires | High-Bay | High-Bay Luminaires for Commercial and Industrial Buildings | Standard | FALSE | [9 empty] | 42452 |  |  | No |  | 3.1 | 26640.36 | 112.93 | 235.9 | 10.4 | 0.979 | 4078 | 83.7
P3QHJZW6 | Genesis Energy Technology LLC | Light Source | LS420P-UNNL-40XX | Indoor Luminaires | High-Bay | High-Bay Luminaires for Commercial and Industrial Buildings | Standard | FALSE | [9 empty] | 42452 |  |  | No |  | 3.1 | 25137.62 | 125.44 | 200.4 | 10.4 | 0.979 | 4078 | 83.7
PCVS3ATP | Genesis Energy Technology LLC | Light Source | LS420P-UNCL-40XX | Indoor Luminaires | High-Bay | High-Bay Luminaires for Commercial and Industrial Buildings | Standard | FALSE | [9 empty] | 42452 |  |  | No |  | 3.1 | 24138.23 | 120.45 | 200.4 | 10.4 | 0.979 | 4078 | 83.7
P8VSZXRE | Genesis Energy Technology LLC | Light Source | LS420P-UNF1-40XX | Indoor Luminaires | High-Bay | High-Bay Luminaires for Commercial and Industrial Buildings | Standard | FALSE | [9 empty] | 42452 |  |  | No |  | 3.1 | 23055.54 | 115.05 | 200.4 | 10.4 | 0.979 | 4078 | 83.7
PUTC7AME | Genesis Energy Technology LLC | Light Source | LS415P-UNNL-40XX | Indoor Luminaires | High-Bay | High-Bay Luminaires for Commercial and Industrial Buildings | Standard | FALSE | [9 empty] | 42452 |  |  | No |  | 3.1 | 18110 | 120.41 | 150.4 | 10.4 | 0.979 | 4078 | 83.7
PMJB2JNN | Genesis Energy Technology LLC | Light Source | LS415P-UNCL-40XX | Indoor Luminaires | High-Bay | High-Bay Luminaires for Commercial and Industrial Buildings | Standard | FALSE | [9 empty] | 42452 |  |  | No |  | 3.1 | 17390 | 115.63 | 150.4 | 10.4 | 0.979 | 4078 | 83.7
PHMW11NS | Genesis Energy Technology LLC | Light Source | LS415P-UNF1-40XX | Indoor Luminaires | High-Bay | High-Bay Luminaires for Commercial and Industrial Buildings | Standard | FALSE | [9 empty] | 42452 |  |  | No |  | 3.1 | 16610 | 110.44 | 150.4 | 10.4 | 0.979 | 4078 | 83.7
PYKD7YDF | Venture Lighting International | Venture Lighting International | HW-090C-AB | Indoor Luminaires | High-Bay | High-Bay Luminaires for Commercial and Industrial Buildings | Premium | FALSE | [9 empty] | 42452 |  |  | No |  | 3.1 | 10387 | 109.66 | 94.72 | 13.38 | 0.9164 | 5000 | 74.9
PASJ2JMF | Venture Lighting International | Venture Lighting International | HW-090C-AA | Indoor Luminaires | High-Bay | High-Bay Luminaires for Commercial and Industrial Buildings | Premium | FALSE | [9 empty] | 42452 |  |  | No |  | 3.1 | 11440 | 121.7 | 94 | 12.85 | 0.9059 | 5000 | 72.1
PEDC2V2Q | Venture Lighting International | Venture Lighting International | HW-090N-AB | Indoor Luminaires | High-Bay | High-Bay Luminaires for Commercial and Industrial Buildings | Premium | FALSE | [9 empty] | 42452 |  |  | No |  | 3.1 | 9962.6 | 106.99 | 93.12 | 13.71 | 0.9043 | 4000 | 72.9
PB54B5TV | Venture Lighting International | Venture Lighting International | HW-090N-AA | Indoor Luminaires | High-Bay | High-Bay Luminaires for Commercial and Industrial Buildings | Premium | FALSE | [9 empty] | 42452 |  |  | No |  | 3.1 | 10968 | 116.68 | 94 | 12.85 | 0.9059 | 4000 | 72.1
PF9Y6HF4 | Venture Lighting International | Venture Lighting International | HW-090W-AA | Indoor Luminaires | High-Bay | High-Bay Luminaires for Commercial and Industrial Buildings | Premium | FALSE | [9 empty] | 42452 |  |  | No |  | 3.1 | 10968 | 116.68 | 94 | 12.85 | 0.9059 | 3000 | 72.1
PTS81W2V | LG Electronics Inc. | LG | H1850P901SB | Indoor Luminaires | High-Bay | High-Bay Luminaires for Commercial and Industrial Buildings | Standard | FALSE | [9 empty] | 42452 |  |  | Yes |  | 3 | 19500 | 108 | 180 | 20 | 0.9 | 5000 | 83
P1TJD3M2 | LG Electronics Inc. | LG | H1850P551SB | Indoor Luminaires | High-Bay | High-Bay Luminaires for Commercial and Industrial Buildings | Standard | FALSE | [9 empty] | 42452 |  |  | Yes |  | 3 | 19500 | 108 | 180 | 20 | 0.9 | 5000 | 83
PV3EGQK5 | LG Electronics Inc. | LG | H1250P551SB | Indoor Luminaires | High-Bay | High-Bay Luminaires for Commercial and Industrial Buildings | Standard | FALSE | [9 empty] | 42452 |  |  | Yes |  | 3 | 12200 | 106 | 115 | 20 | 0.9 | 5000 | 83
PCQAJZNH | LG Electronics Inc. | LG | H1250P901SB | Indoor Luminaires | High-Bay | High-Bay Luminaires for Commercial and Industrial Buildings | Standard | FALSE | [9 empty] | 42452 |  |  | Yes |  | 3 | 12200 | 106 | 115 | 20 | 0.9 | 5000 | 83
PNA83WND | Acuity Brands Lighting | Lithonia Lighting | SBL4-60L-XXX-EZ1-LP850-XXXXXXX-XXXXX | Indoor Luminaires | High-Bay | Low-Bay Luminaires for Commercial and Industrial Buildings | Premium | FALSE | [9 empty] | 42452 | Dimmable | Continuous Below 10 | Yes |  | 3 | 6444.77 | 117.97 | 54.63 | 17.75 | 0.93 | 5142 | 83
PPWZFW9V | Acuity Brands Lighting | Lithonia Lighting | SBL4-48L-XXX-EZ1-LP850-XXXXXXX-XXXXX | Indoor Luminaires | High-Bay | Low-Bay Luminaires for Commercial and Industrial Buildings | Premium | FALSE | [9 empty] | 42452 | Dimmable | Continuous Below 10 | Yes |  | 3 | 5422 | 116.17 | 46.67 | 17.75 | 0.93 | 5112 | 83
P4U5FSH3 | Acuity Brands Lighting | Lithonia Lighting | LBL4-48L-XXX-EZ1-LP850-XXXXXXX-XXXXX | Indoor Luminaires | High-Bay | Low-Bay Luminaires for Commercial and Industrial Buildings | Premium | FALSE | [9 empty] | 42452 | Dimmable | Continuous Below 10 | Yes |  | 3 | 5317 | 113.97 | 46.65 | 17.75 | 0.93 | 5082 | 83
PE8V4XM4 | Acuity Brands Lighting | Lithonia Lighting | LBL4-60L-XXX-EZ1-LP850-XXXXXXX-XXXXX | Indoor Luminaires | High-Bay | Low-Bay Luminaires for Commercial and Industrial Buildings | Premium | FALSE | [9 empty] | 42452 | Dimmable | Continuous Below 10 | Yes |  | 3 | 6446.85 | 117.98 | 54.64 | 17.75 | 0.93 | 5069 | 83
PVABDPD2 | Acuity Brands Lighting | Lithonia Lighting | SBL4-72L-XXX-EZ1-LP850-XXXXXXX-XXXXX | Indoor Luminaires | High-Bay | Low-Bay Luminaires for Commercial and Industrial Buildings | Premium | FALSE | [9 empty] | 42452 | Dimmable | Continuous Below 10 | Yes |  | 3 | 7854 | 111.59 | 70.38 | 17.75 | 0.93 | 5029 | 83
P94W8UW9 | Acuity Brands Lighting | Lithonia Lighting | LBL4-72L-XXX-EZ1-LP850-XXXXXXX-XXXXX | Indoor Luminaires | High-Bay | Low-Bay Luminaires for Commercial and Industrial Buildings | Premium | FALSE | [9 empty] | 42452 | Dimmable | Continuous Below 10 | Yes |  | 3 | 7738 | 110.03 | 70.32 | 17.75 | 0.93 | 4976 | 83
P3B43HHX | Acuity Brands Lighting | Lithonia Lighting | LBL4W-65L-XXX-EZ1-LP850-XXXXXXX-XXXXX | Indoor Luminaires | High-Bay | Low-Bay Luminaires for Commercial and Industrial Buildings | Premium | FALSE | [9 empty] | 42452 | Dimmable | Continuous Below 10 | Yes |  | 3 | 6824 | 124.77 | 54.69 | 17.75 | 0.93 | 4967 | 83
PFP396P1 | Acuity Brands Lighting | Lithonia Lighting | LBL4W-80L-XXX-EZ1-LP850-XXXXXXX-XXXXX | Indoor Luminaires | High-Bay | Low-Bay Luminaires for Commercial and Industrial Buildings | Premium | FALSE | [9 empty] | 42452 | Dimmable | Continuous Below 10 | Yes |  | 3 | 8443 | 119.33 | 70.75 | 17.75 | 0.93 | 4962 | 83
P3HQBW6G | Acuity Brands Lighting | Lithonia Lighting | LBL4W-80L-XXX-EZ1-LP840-XXXXXXX-XXXXX | Indoor Luminaires | High-Bay | Low-Bay Luminaires for Commercial and Industrial Buildings | Premium | FALSE | [9 empty] | 42452 | Dimmable | Continuous Below 10 | Yes |  | 3 | 8287.78 | 117.33 | 70.63 | 17.75 | 0.93 | 4000 | 83
PVSM8CTX | Acuity Brands Lighting | Lithonia Lighting | SBL4-72L-XXX-EZ1-LP840-XXXXXXX-XXXXX | Indoor Luminaires | High-Bay | Low-Bay Luminaires for Commercial and Industrial Buildings | Premium | FALSE | [9 empty] | 42452 | Dimmable | Continuous Below 10 | Yes |  | 3 | 7538.75 | 107.34 | 70.23 | 17.75 | 0.93 | 4000 | 83
PCCN9F62 | Acuity Brands Lighting | Lithonia Lighting | LBL4-72L-XXX-EZ1-LP840-XXXXXXX-XXXXX | Indoor Luminaires | High-Bay | Low-Bay Luminaires for Commercial and Industrial Buildings | Standard | FALSE | [9 empty] | 42452 | Dimmable | Continuous Below 10 | Yes |  | 3 | 7431.74 | 105.76 | 70.26 | 17.75 | 0.93 | 4000 | 83
PNMDATZ7 | Acuity Brands Lighting | Lithonia Lighting | LBL4W-65L-XXX-EZ1-LP840-XXXXXXX-XXXXX | Indoor Luminaires | High-Bay | Low-Bay Luminaires for Commercial and Industrial Buildings | Premium | FALSE | [9 empty] | 42452 | Dimmable | Continuous Below 10 | Yes |  | 3 | 6747.52 | 122.3 | 55.17 | 17.75 | 0.93 | 4000 | 83
PTY3X9BS | Acuity Brands Lighting | Lithonia Lighting | LBL4-60L-XXX-EZ1-LP840-XXXXXXX-XXXXX | Indoor Luminaires | High-Bay | Low-Bay Luminaires for Commercial and Industrial Buildings | Premium | FALSE | [9 empty] | 42452 | Dimmable | Continuous Below 10 | Yes |  | 3 | 6365.8 | 115.98 | 54.88 | 17.75 | 0.93 | 4000 | 83
PD9PQPSZ | Acuity Brands Lighting | Lithonia Lighting | SBL4-60L-XXX-EZ1-LP840-XXXXXXX-XXXXX | Indoor Luminaires | High-Bay | Low-Bay Luminaires for Commercial and Industrial Buildings | Premium | FALSE | [9 empty] | 42452 | Dimmable | Continuous Below 10 | Yes |  | 3 | 6363.74 | 115.96 | 54.87 | 17.75 | 0.93 | 4000 | 83
P9MXWQBQ | Acuity Brands Lighting | Lithonia Lighting | SBL4-48L-XXX-EZ1-LP840-XXXXXXX-XXXXX | Indoor Luminaires | High-Bay | Low-Bay Luminaires for Commercial and Industrial Buildings | Premium | FALSE | [9 empty] | 42452 | Dimmable | Continuous Below 10 | Yes |  | 3 | 5311.18 | 112.72 | 47.11 | 17.75 | 0.93 | 4000 | 83
PZSU21AT | Acuity Brands Lighting | Lithonia Lighting | LBL4-48L-XXX-EZ1-LP840-XXXXXXX-XXXXX | Indoor Luminaires | High-Bay | Low-Bay Luminaires for Commercial and Industrial Buildings | Premium | FALSE | [9 empty] | 42452 | Dimmable | Continuous Below 10 | Yes |  | 3 | 5250.47 | 111.46 | 47.1 | 17.75 | 0.93 | 4000 | 83
PK4AXPVM | Acuity Brands Lighting | Lithonia Lighting | LBL4W-80L-XXX-EZ1-LP835-XXXXXXX-XXXXX | Indoor Luminaires | High-Bay | Low-Bay Luminaires for Commercial and Industrial Buildings | Premium | FALSE | [9 empty] | 42452 | Dimmable | Continuous Below 10 | Yes |  | 3 | 8221.73 | 116.39 | 70.63 | 17.75 | 0.93 | 3500 | 83
PWPKAMH9 | Acuity Brands Lighting | Lithonia Lighting | SBL4-72L-XXX-EZ1-LP835-XXXXXXX-XXXXX | Indoor Luminaires | High-Bay | Low-Bay Luminaires for Commercial and Industrial Buildings | Standard | FALSE | [9 empty] | 42452 | Dimmable | Continuous Below 10 | Yes |  | 3 | 7478.66 | 106.48 | 70.23 | 17.75 | 0.93 | 3500 | 83
P5CFBJRG | Acuity Brands Lighting | Lithonia Lighting | LBL4-72L-XXX-EZ1-LP835-XXXXXXX-XXXXX | Indoor Luminaires | High-Bay | Low-Bay Luminaires for Commercial and Industrial Buildings | Standard | FALSE | [9 empty] | 42452 | Dimmable | Continuous Below 10 | Yes |  | 3 | 7372.51 | 104.92 | 70.26 | 17.75 | 0.93 | 3500 | 83
PRNWPFKH | Acuity Brands Lighting | Lithonia Lighting | LBL4W-65L-XXX-EZ1-LP835-XXXXXXX-XXXXX | Indoor Luminaires | High-Bay | Low-Bay Luminaires for Commercial and Industrial Buildings | Premium | FALSE | [9 empty] | 42452 | Dimmable | Continuous Below 10 | Yes |  | 3 | 6693.75 | 121.32 | 55.17 | 17.75 | 0.93 | 3500 | 83
PS2X1RW7 | Acuity Brands Lighting | Lithonia Lighting | LBL4-60L-XXX-EZ1-LP835-XXXXXXX-XXXXX | Indoor Luminaires | High-Bay | Low-Bay Luminaires for Commercial and Industrial Buildings | Premium | FALSE | [9 empty] | 42452 | Dimmable | Continuous Below 10 | Yes |  | 3 | 6315.07 | 115.06 | 54.88 | 17.75 | 0.93 | 3500 | 83
PPA3W3X4 | Acuity Brands Lighting | Lithonia Lighting | SBL4-60L-XXX-EZ1-LP835-XXXXXXX-XXXXX | Indoor Luminaires | High-Bay | Low-Bay Luminaires for Commercial and Industrial Buildings | Premium | FALSE | [9 empty] | 42452 | Dimmable | Continuous Below 10 | Yes |  | 3 | 6313.02 | 115.04 | 54.87 | 17.75 | 0.93 | 3500 | 83
P6QX94Q6 | Acuity Brands Lighting | Lithonia Lighting | SBL4-48L-XXX-EZ1-LP835-XXXXXXX-XXXXX | Indoor Luminaires | High-Bay | Low-Bay Luminaires for Commercial and Industrial Buildings | Premium | FALSE | [9 empty] | 42452 | Dimmable | Continuous Below 10 | Yes |  | 3 | 5268.85 | 111.82 | 47.11 | 17.75 | 0.93 | 3500 | 83
PZ13YW69 | Acuity Brands Lighting | Lithonia Lighting | LBL4-48L-XXX-EZ1-LP835-XXXXXXX-XXXXX | Indoor Luminaires | High-Bay | Low-Bay Luminaires for Commercial and Industrial Buildings | Premium | FALSE | [9 empty] | 42452 | Dimmable | Continuous Below 10 | Yes |  | 3 | 5208.63 | 110.57 | 47.1 | 17.75 | 0.93 | 3500 | 83
PVCA3956 | Acuity Brands Lighting | Lithonia Lighting | SBL4-72L-XXX-EZ1-LP830-XXXXXXX-XXXXX | Indoor Luminaires | High-Bay | Low-Bay Luminaires for Commercial and Industrial Buildings | Standard | FALSE | [9 empty] | 42452 | Dimmable | Continuous Below 10 | Yes |  | 3 | 7327 | 104.55 | 70.08 | 17.75 | 0.93 | 3043 | 83
PTCT8EG5 | Acuity Brands Lighting | Lithonia Lighting | SBL4-60L-XXX-EZ1-LP830-XXXXXXX-XXXXX | Indoor Luminaires | High-Bay | Low-Bay Luminaires for Commercial and Industrial Buildings | Premium | FALSE | [9 empty] | 42452 | Dimmable | Continuous Below 10 | Yes |  | 3 | 6185 | 112.2 | 55.12 | 17.75 | 0.93 | 3040 | 83
P4S6PMQU | Acuity Brands Lighting | Lithonia Lighting | SBL4-48L-XXX-EZ1-LP830-XXXXXXX-XXXXX | Indoor Luminaires | High-Bay | Low-Bay Luminaires for Commercial and Industrial Buildings | Premium | FALSE | [9 empty] | 42452 | Dimmable | Continuous Below 10 | Yes |  | 3 | 5162 | 108.53 | 47.56 | 17.75 | 0.93 | 3040 | 83
P2UJRXYE | Acuity Brands Lighting | Lithonia Lighting | LBL4-60L-XXX-EZ1-LP830-XXXXXXX-XXXXX | Indoor Luminaires | High-Bay | Low-Bay Luminaires for Commercial and Industrial Buildings | Premium | FALSE | [9 empty] | 42452 | Dimmable | Continuous Below 10 | Yes |  | 3 | 6187 | 112.22 | 55.13 | 17.75 | 0.93 | 3034 | 83
PKEY2RCF | Acuity Brands Lighting | Lithonia Lighting | LBL4W-80L-XXX-EZ1-LP830-XXXXXXX-XXXXX | Indoor Luminaires | High-Bay | Low-Bay Luminaires for Commercial and Industrial Buildings | Premium | FALSE | [9 empty] | 42452 | Dimmable | Continuous Below 10 | Yes |  | 3 | 8055 | 114.22 | 70.52 | 17.75 | 0.93 | 3024 | 83
PFJNCVR6 | Acuity Brands Lighting | Lithonia Lighting | LBL4W-65L-XXX-EZ1-LP830-XXXXXXX-XXXXX | Indoor Luminaires | High-Bay | Low-Bay Luminaires for Commercial and Industrial Buildings | Premium | FALSE | [9 empty] | 42452 | Dimmable | Continuous Below 10 | Yes |  | 3 | 6558 | 117.84 | 55.65 | 17.75 | 0.93 | 3024 | 83
PVZK71YD | DuraComm Corporation | DuraBay | DBM-[1x22x1]-5K-60-CA-[CRMMBRPEN]-[120-277]-60 | Indoor Luminaires | High-Bay | High-Bay Luminaires for Commercial and Industrial Buildings | Standard | FALSE | [9 empty] | 42451 |  |  | Yes | Updated on 3/30/2017 | 4.1 | 13876.33 | 102.74 | 135.06 | 13.95 | 0.94 | 5000 | 70
PESRB4W3 | DuraComm Corporation | DuraBay | DBM-1x1-5K-60-CA-[CRMMBRPEN]-[120-277]-60 | Indoor Luminaires | High-Bay | Low-Bay Luminaires for Commercial and Industrial Buildings | Standard | FALSE | [9 empty] | 42451 |  |  | Yes | Updated on 3/30/2017 | 4.1 | 6938.16 | 102.74 | 67.53 | 13.95 | 0.94 | 5000 | 70
PPDDS8A4 | DuraComm Corporation | DuraBay | DBM-1x1-5K-120-CA-[CRMMBRPEN]-[120-277]-60 | Indoor Luminaires | High-Bay | High-Bay Luminaires for Commercial and Industrial Buildings | Premium | TRUE | 9079 | 131.9 | 68.9 | 15.15 | 0.921 | 4744 | 70.67 | 5 | 70000 | 42451 |  |  | Yes | Updated on 3/30/2017 | 4.1 | 9038 | 133.84 | 67.53 | 13.95 | 0.94 | 5000 | 70
PC17U9HN | DuraComm Corporation | DuraBay | DBM-1x1-4K-120-CA-[CRMMBRPEN]-[120-277]-60 | Indoor Luminaires | High-Bay | High-Bay Luminaires for Commercial and Industrial Buildings | Premium | FALSE | [9 empty] | 42451 |  |  | Yes | Updated on 3/30/2017 | 4.1 | 9038 | 133.84 | 67.53 | 13.95 | 0.94 | 4000 | 70
PCEQZ71D | Hongkong Brandon Electronic Lighting CoLimited | Brandon | MX486-LD40W | Indoor Luminaires | High-Bay | High-Bay Luminaires for Commercial and Industrial Buildings | Standard | TRUE | 5508.734 | 134.622 | 40.92 | 21.82 | 0.922 | 5258 | 83.2 | 5 | 50000 | 42451 |  |  | No |  | 3.1 | 5508.734 | 134.622 | 40.92 | 21.82 | 0.996 | 5000 | 83.2
PAB1866P | Hongkong Brandon Electronic Lighting CoLimited | Brandon | MX486-LD75W | Indoor Luminaires | High-Bay | High-Bay Luminaires for Commercial and Industrial Buildings | Standard | TRUE | 10144.918 | 133.609 | 75.93 | 21.86 | 0.916 | 5260 | 82.9 | 5 | 50000 | 42451 |  |  | No |  | 3.1 | 10144.918 | 133.609 | 75.93 | 21.86 | 0.992 | 5000 | 82.9
P6UVPXFY | Industrial Lighting Products | Industrial Lighting Products | FZ4B-44WLED-UNIV-30-FRAL-XXXXX [ALL OPTIONS EXCEPT SD480 WC] | Indoor Luminaires | High-Bay | Low-Bay Luminaires for Commercial and Industrial Buildings | Premium | TRUE | 4998 | 112 | 44.66 | 15.4 | 0.915 | 3096 | 83.4 | 5 | 50000 | 42451 |  |  | NotYetVerified |  | 3.1 | 4998 | 111.9 | 44.7 | 15.4 | 0.915 | 3096 | 80
PFCJ9YGX | Industrial Lighting Products | Industrial Lighting Products | FZ8E-88WLED-UNIV-30-XXXXX [ALL OPTIONS EXCEPT SD480 WC] | Indoor Luminaires | High-Bay | High-Bay Luminaires for Commercial and Industrial Buildings | Premium | TRUE | 10010 | 112 | 89.14 | 15.4 | 0.915 | 3117 | 83 | 5 | 50000 | 42451 |  |  | NotYetVerified |  | 3.1 | 11890 | 133.1 | 89.32 | 15.4 | 0.915 | 3000 | 80
PMSSR3K9 | 1st Source Lighting | 1st Source | BAY-LHB4-6-PO-H-50K-O-X | Indoor Luminaires | High-Bay | High-Bay Luminaires for Commercial and Industrial Buildings | Standard | FALSE | [9 empty] | 42451 |  |  | Yes |  | 3.1 | 46424.92 | 115.82 | 400.81 | 8 | 1 | 5000 | 85
PP15JZAW | 1st Source Lighting | 1st Source | BAY-LHB2-4-PO-H-50K-O-X | Indoor Luminaires | High-Bay | High-Bay Luminaires for Commercial and Industrial Buildings | Standard | FALSE | [9 empty] | 42451 |  |  | Yes |  | 3.1 | 30949.95 | 115.82 | 267.2 | 8 | 1 | 5000 | 85
PPPXT6BP | 1st Source Lighting | 1st Source | BAY-LHB2-4-PO-H-50K-LAC-X | Indoor Luminaires | High-Bay | High-Bay Luminaires for Commercial and Industrial Buildings | Standard | FALSE | [9 empty] | 42451 |  |  | Yes |  | 3.1 | 28169.36 | 105.42 | 267.2 | 8 | 1 | 5000 | 85
PT9H4MGN | 1st Source Lighting | 1st Source | BAY-LHB4-2-PO-H-50K-O-X | Indoor Luminaires | High-Bay | High-Bay Luminaires for Commercial and Industrial Buildings | Standard | FALSE | [9 empty] | 42451 |  |  | Yes |  | 3.1 | 15474.97 | 115.82 | 133.6 | 8 | 1 | 5000 | 85
PHC9A53H | 1st Source Lighting | 1st Source | BAY-LHB4-2-PO-H-50K-LAC-X | Indoor Luminaires | High-Bay | High-Bay Luminaires for Commercial and Industrial Buildings | Standard | FALSE | [9 empty] | 42451 |  |  | Yes |  | 3.1 | 14084.68 | 105.42 | 133.6 | 8 | 1 | 5000 | 85
P7PX2RPU | 1st Source Lighting | 1st Source | BAY-LHB4-6-PO-H-40K-O-X | Indoor Luminaires | High-Bay | High-Bay Luminaires for Commercial and Industrial Buildings | Standard | FALSE | [9 empty] | 42451 |  |  | Yes |  | 3.1 | 46284.52 | 115.82 | 399.6 | 8 | 1 | 4000 | 85
PVRTAZVE | 1st Source Lighting | 1st Source | BAY-LHB2-4-PO-H-40K-O-X | Indoor Luminaires | High-Bay | High-Bay Luminaires for Commercial and Industrial Buildings | Standard | FALSE | [9 empty] | 42451 |  |  | Yes |  | 3.1 | 30856.35 | 115.82 | 266.4 | 8 | 1 | 4000 | 85
PMBEPGZC | 1st Source Lighting | 1st Source | BAY-LHB2-4-PO-H-40K-LAC-X | Indoor Luminaires | High-Bay | High-Bay Luminaires for Commercial and Industrial Buildings | Standard | FALSE | [9 empty] | 42451 |  |  | Yes |  | 3.1 | 28084.17 | 105.42 | 266.4 | 8 | 1 | 4000 | 85
PK8NPSTJ | 1st Source Lighting | 1st Source | BAY-LHB4-2-PO-H-40K-O-X | Indoor Luminaires | High-Bay | High-Bay Luminaires for Commercial and Industrial Buildings | Standard | FALSE | [9 empty] | 42451 |  |  | Yes |  | 3.1 | 15428.17 | 115.82 | 133.2 | 8 | 1 | 4000 | 85
PKZJPRYR | 1st Source Lighting | 1st Source | BAY-LHB4-2-PO-H-40K-LAC-X | Indoor Luminaires | High-Bay | High-Bay Luminaires for Commercial and Industrial Buildings | Standard | FALSE | [9 empty] | 42451 |  |  | Yes |  | 3.1 | 14042.08 | 105.42 | 133.2 | 8 | 1 | 4000 | 85
PWJKQKAJ | Industrial Lighting Products | Industrial Lighting Products | FZ4B-44WLED-UNIV-50-FRAL-XXXXX [ALL OPTIONS EXCEPT SD480 WC] | Indoor Luminaires | High-Bay | Low-Bay Luminaires for Commercial and Industrial Buildings | Premium | FALSE | [9 empty] | 42451 |  |  | NotYetVerified |  | 3 | 5246 | 117.5 | 44.6 | 15.4 | 0.915 | 5310 | 80
P85MXBK7 | Industrial Lighting Products | Industrial Lighting Products | FZ8E-88WLED-UNIV-50-XXXXX [ALL OPTIONS EXCEPT SD480 WC] | Indoor Luminaires | High-Bay | High-Bay Luminaires for Commercial and Industrial Buildings | Premium | FALSE | [9 empty] | 42451 | Dimmable | Continuous Below 10 | NotYetVerified |  | 3 | 12485 | 139.8 | 89.28 | 15.4 | 0.915 | 5000 | 80
P9SC3GTW | Industrial Lighting Products | Industrial Lighting Products | FZ8D-80WLED-UNIV-50-XXXXX [ALL OPTIONS EXCEPT SD480 WC] | Indoor Luminaires | High-Bay | High-Bay Luminaires for Commercial and Industrial Buildings | Premium | FALSE | [9 empty] | 42451 | Dimmable | Continuous Below 10 | NotYetVerified |  | 3 | 11379 | 142.2 | 80 | 15.4 | 0.915 | 5000 | 80
PY8VWABW | Industrial Lighting Products | Industrial Lighting Products | FZ8E-88WLED-UNIV-50-FRAL-XXXXX [ALL OPTIONS EXCEPT SD480 WC] | Indoor Luminaires | High-Bay | Low-Bay Luminaires for Commercial and Industrial Buildings | Premium | FALSE | [9 empty] | 42451 |  |  | NotYetVerified |  | 3 | 10528 | 117.9 | 89.28 | 15.4 | 0.915 | 5000 | 80
P565ZWRK | Industrial Lighting Products | Industrial Lighting Products | FZ8D-80WLED-UNIV-50-FRAL-XXXXX [ALL OPTIONS EXCEPT SD480 WC] | Indoor Luminaires | High-Bay | Low-Bay Luminaires for Commercial and Industrial Buildings | Premium | FALSE | [9 empty] | 42451 | Dimmable | Continuous Below 10 | NotYetVerified |  | 3 | 9610 | 120.1 | 80 | 15.4 | 0.915 | 5000 | 80
P4CYFDXF | Industrial Lighting Products | Industrial Lighting Products | FZ8C-60WLED-UNIV-50-XXXXX [ALL OPTIONS EXCEPT SD480 WC] | Indoor Luminaires | High-Bay | Low-Bay Luminaires for Commercial and Industrial Buildings | Premium | FALSE | [9 empty] | 42451 | Dimmable | Continuous Below 10 | NotYetVerified |  | 3 | 8894 | 148.2 | 60 | 15.4 | 0.915 | 5000 | 80
PNTAU8VU | Industrial Lighting Products | Industrial Lighting Products | FZ8C-60WLED-UNIV-50-FRAL-XXXXX [ALL OPTIONS EXCEPT SD480 WC] | Indoor Luminaires | High-Bay | Low-Bay Luminaires for Commercial and Industrial Buildings | Premium | FALSE | [9 empty] | 42451 |  |  | NotYetVerified |  | 3 | 7539 | 125.7 | 60 | 15.4 | 0.915 | 5000 | 80
PV5PRA6Z | Industrial Lighting Products | Industrial Lighting Products | FZ8B-44WLED-UNIV-50-XXXXX [ALL OPTIONS EXCEPT SD480 WC] | Indoor Luminaires | High-Bay | Low-Bay Luminaires for Commercial and Industrial Buildings | Premium | FALSE | [9 empty] | 42451 |  |  | NotYetVerified |  | 3 | 6627 | 150.6 | 44 | 15.4 | 0.915 | 5000 | 80
PG9DU44J | Industrial Lighting Products | Industrial Lighting Products | FZ4B-44WLED-UNIV-50-XXXXX [ALL OPTIONS EXCEPT SD480 WC] | Indoor Luminaires | High-Bay | Low-Bay Luminaires for Commercial and Industrial Buildings | Premium | FALSE | [9 empty] | 42451 |  |  | NotYetVerified |  | 3 | 6221 | 139.4 | 44.6 | 15.4 | 0.915 | 5000 | 80
P138SPNK | Industrial Lighting Products | Industrial Lighting Products | FZ8B-44WLED-UNIV-50-FRAL-XXXXX [ALL OPTIONS EXCEPT SD480 WC] | Indoor Luminaires | High-Bay | Low-Bay Luminaires for Commercial and Industrial Buildings | Premium | FALSE | [9 empty] | 42451 | Dimmable | Continuous Below 10 | NotYetVerified |  | 3 | 5389 | 122.5 | 44 | 15.4 | 0.915 | 5000 | 80
PPW3YQ1N | Industrial Lighting Products | Industrial Lighting Products | FZ8B-32WLED-UNIV-50-XXXXX [ALL OPTIONS EXCEPT SD480 WC] | Indoor Luminaires | High-Bay | Low-Bay Luminaires for Commercial and Industrial Buildings | Premium | FALSE | [9 empty] | 42451 |  |  | NotYetVerified |  | 3 | 4952 | 154.8 | 32 | 15.4 | 0.915 | 5000 | 80
P2CK2BRJ | Industrial Lighting Products | Industrial Lighting Products | FZ8E-88WLED-UNIV-40-XXXXX [ALL OPTIONS EXCEPT SD480 WC] | Indoor Luminaires | High-Bay | High-Bay Luminaires for Commercial and Industrial Buildings | Premium | FALSE | [9 empty] | 42451 | Dimmable | Continuous Below 10 | NotYetVerified |  | 3 | 12273 | 137.6 | 89.2 | 15.4 | 0.915 | 4000 | 80
PUE35SW5 | Industrial Lighting Products | Industrial Lighting Products | FZ8D-80WLED-UNIV-40-XXXXX [ALL OPTIONS EXCEPT SD480 WC] | Indoor Luminaires | High-Bay | High-Bay Luminaires for Commercial and Industrial Buildings | Premium | FALSE | [9 empty] | 42451 |  |  | NotYetVerified |  | 3 | 11182 | 139.8 | 80 | 15.4 | 0.915 | 4000 | 80
PESJ68AV | Industrial Lighting Products | Industrial Lighting Products | FZ8E-88WLED-UNIV-40-FRAL-XXXXX [ALL OPTIONS EXCEPT SD480 WC] | Indoor Luminaires | High-Bay | Low-Bay Luminaires for Commercial and Industrial Buildings | Premium | FALSE | [9 empty] | 42451 |  |  | NotYetVerified |  | 3 | 10351 | 116 | 89.2 | 15.4 | 0.915 | 4000 | 80
P34C9NUT | Industrial Lighting Products | Industrial Lighting Products | FZ8D-80WLED-UNIV-40-FRAL-XXXXX [ALL OPTIONS EXCEPT SD480 WC] | Indoor Luminaires | High-Bay | Low-Bay Luminaires for Commercial and Industrial Buildings | Premium | FALSE | [9 empty] | 42451 | Dimmable | Continuous Below 10 | NotYetVerified |  | 3 | 9446 | 118.1 | 80 | 15.4 | 0.915 | 4000 | 80
PZ56PHZF | Industrial Lighting Products | Industrial Lighting Products | FZ8C-60WLED-UNIV-40-XXXXX [ALL OPTIONS EXCEPT SD480 WC] | Indoor Luminaires | High-Bay | Low-Bay Luminaires for Commercial and Industrial Buildings | Premium | FALSE | [9 empty] | 42451 |  |  | NotYetVerified |  | 3 | 8760 | 146 | 60 | 15.4 | 0.915 | 4000 | 80
PH8BWY15 | Industrial Lighting Products | Industrial Lighting Products | FZ8C-60WLED-UNIV-40-FRAL-XXXXX [ALL OPTIONS EXCEPT SD480 WC] | Indoor Luminaires | High-Bay | Low-Bay Luminaires for Commercial and Industrial Buildings | Premium | FALSE | [9 empty] | 42451 |  |  | NotYetVerified |  | 3 | 7427 | 123.8 | 60 | 15.4 | 0.915 | 4000 | 80
PH219HX1 | Industrial Lighting Products | Industrial Lighting Products | FZ8B-44WLED-UNIV-40-XXXXX [ALL OPTIONS EXCEPT SD480 WC] | Indoor Luminaires | High-Bay | Low-Bay Luminaires for Commercial and Industrial Buildings | Premium | FALSE | [9 empty] | 42451 |  |  | NotYetVerified |  | 3 | 6528 | 148.4 | 44 | 15.4 | 0.915 | 4000 | 80
P7USS3X6 | Industrial Lighting Products | Industrial Lighting Products | FZ4B-44WLED-UNIV-40-XXXXX [ALL OPTIONS EXCEPT SD480 WC] | Indoor Luminaires | High-Bay | Low-Bay Luminaires for Commercial and Industrial Buildings | Premium | FALSE | [9 empty] | 42451 | Dimmable | Continuous Below 10 | NotYetVerified |  | 3 | 6116 | 137.1 | 44.6 | 15.4 | 0.915 | 4000 | 80
PMXVUJ5Z | Industrial Lighting Products | Industrial Lighting Products | FZ8B-44WLED-UNIV-40-FRAL-XXXXX [ALL OPTIONS EXCEPT SD480 WC] | Indoor Luminaires | High-Bay | Low-Bay Luminaires for Commercial and Industrial Buildings | Premium | FALSE | [9 empty] | 42451 |  |  | NotYetVerified |  | 3 | 5307 | 120.6 | 44 | 15.4 | 0.915 | 4000 | 80
P3ERZE89 | Industrial Lighting Products | Industrial Lighting Products | FZ4B-44WLED-UNIV-40-FRAL-XXXXX [ALL OPTIONS EXCEPT SD480 WC] | Indoor Luminaires | High-Bay | Low-Bay Luminaires for Commercial and Industrial Buildings | Premium | FALSE | [9 empty] | 42451 | Dimmable | Continuous Below 10 | NotYetVerified |  | 3 | 5158 | 115.6 | 44.6 | 15.4 | 0.915 | 4000 | 80
P8N1GVAZ | Industrial Lighting Products | Industrial Lighting Products | FZ8B-32WLED-UNIV-40-XXXXX [ALL OPTIONS EXCEPT SD480 WC] | Indoor Luminaires | High-Bay | Low-Bay Luminaires for Commercial and Industrial Buildings | Premium | FALSE | [9 empty] | 42451 | Dimmable | Continuous Below 10 | NotYetVerified |  | 3 | 4881 | 152.5 | 32 | 15.4 | 0.915 | 4000 | 80
PNSQ5CYK | Industrial Lighting Products | Industrial Lighting Products | FZ8E-88WLED-UNIV-35-XXXXX [ALL OPTIONS EXCEPT SD480 WC] | Indoor Luminaires | High-Bay | High-Bay Luminaires for Commercial and Industrial Buildings | Premium | FALSE | [9 empty] | 42451 |  |  | NotYetVerified |  | 3 | 12074 | 135.4 | 89.2 | 15.4 | 0.915 | 3500 | 80
PQD4DRXZ | Industrial Lighting Products | Industrial Lighting Products | FZ8D-80WLED-UNIV-35-XXXXX [ALL OPTIONS EXCEPT SD480 WC] | Indoor Luminaires | High-Bay | Low-Bay Luminaires for Commercial and Industrial Buildings | Premium | FALSE | [9 empty] | 42451 |  |  | NotYetVerified |  | 3 | 10986 | 137.3 | 80 | 15.4 | 0.915 | 3500 | 80
P55ZJF9S | Industrial Lighting Products | Industrial Lighting Products | FZ8E-88WLED-UNIV-35-FRAL-XXXXX [ALL OPTIONS EXCEPT SD480 WC] | Indoor Luminaires | High-Bay | Low-Bay Luminaires for Commercial and Industrial Buildings | Premium | FALSE | [9 empty] | 42451 | Dimmable | Continuous Below 10 | NotYetVerified |  | 3 | 10184 | 114.2 | 89.2 | 15.4 | 0.915 | 3500 | 80
P13UN234 | Industrial Lighting Products | Industrial Lighting Products | FZ8D-80WLED-UNIV-35-FRAL-XXXXX [ALL OPTIONS EXCEPT SD480 WC] | Indoor Luminaires | High-Bay | Low-Bay Luminaires for Commercial and Industrial Buildings | Premium | FALSE | [9 empty] | 42451 | Dimmable | Continuous Below 10 | NotYetVerified |  | 3 | 9282 | 116 | 80 | 15.4 | 0.915 | 3500 | 80
PTHVFNFD | Industrial Lighting Products | Industrial Lighting Products | FZ8C-60WLED-UNIV-35-XXXXX [ALL OPTIONS EXCEPT SD480 WC] | Indoor Luminaires | High-Bay | Low-Bay Luminaires for Commercial and Industrial Buildings | Premium | FALSE | [9 empty] | 42451 |  |  | NotYetVerified |  | 3 | 8626 | 143.8 | 60 | 15.4 | 0.915 | 3500 | 80
PT52RKSE | Industrial Lighting Products | Industrial Lighting Products | FZ8C-60WLED-UNIV-35-FRAL-XXXXX [ALL OPTIONS EXCEPT SD480 WC] | Indoor Luminaires | High-Bay | Low-Bay Luminaires for Commercial and Industrial Buildings | Premium | FALSE | [9 empty] | 42451 |  |  | NotYetVerified |  | 3 | 7315 | 121.9 | 60 | 15.4 | 0.915 | 3500 | 80
P5X5KF3A | Industrial Lighting Products | Industrial Lighting Products | FZ8B-44WLED-UNIV-35-XXXXX [ALL OPTIONS EXCEPT SD480 WC] | Indoor Luminaires | High-Bay | Low-Bay Luminaires for Commercial and Industrial Buildings | Premium | FALSE | [9 empty] | 42451 | Dimmable | Continuous Below 10 | NotYetVerified |  | 3 | 6430 | 146.1 | 44 | 15.4 | 0.915 | 3500 | 80
PX33EWZE | Industrial Lighting Products | Industrial Lighting Products | FZ4B-44WLED-UNIV-35-XXXXX [ALL OPTIONS EXCEPT SD480 WC] | Indoor Luminaires | High-Bay | Low-Bay Luminaires for Commercial and Industrial Buildings | Premium | FALSE | [9 empty] | 42451 |  |  | NotYetVerified |  | 3 | 6016 | 134.9 | 44.6 | 15.4 | 0.915 | 3500 | 80
P3MUQF8E | Industrial Lighting Products | Industrial Lighting Products | FZ8B-44WLED-UNIV-35-FRAL-XXXXX [ALL OPTIONS EXCEPT SD480 WC] | Indoor Luminaires | High-Bay | Low-Bay Luminaires for Commercial and Industrial Buildings | Premium | FALSE | [9 empty] | 42451 | Dimmable | Continuous Below 10 | NotYetVerified |  | 3 | 5224 | 118.7 | 44 | 15.4 | 0.915 | 3500 | 80
PEQ93D4R | Industrial Lighting Products | Industrial Lighting Products | FZ4B-44WLED-UNIV-35-FRAL-XXXXX [ALL OPTIONS EXCEPT SD480 WC] | Indoor Luminaires | High-Bay | Low-Bay Luminaires for Commercial and Industrial Buildings | Premium | FALSE | [9 empty] | 42451 |  |  | NotYetVerified |  | 3 | 5075 | 113.8 | 44.6 | 15.4 | 0.915 | 3500 | 80
PDJSF837 | Industrial Lighting Products | Industrial Lighting Products | FZ8B-32WLED-UNIV-35-XXXXX [ALL OPTIONS EXCEPT SD480 WC] | Indoor Luminaires | High-Bay | Low-Bay Luminaires for Commercial and Industrial Buildings | Premium | FALSE | [9 empty] | 42451 | Dimmable | Continuous Below 10 | NotYetVerified |  | 3 | 4809 | 150.3 | 32 | 15.4 | 0.915 | 3500 | 80
PBZK5W4B | Industrial Lighting Products | Industrial Lighting Products | FZ8E-88WLED-UNIV-30-FRAL-XXXXX [ALL OPTIONS EXCEPT SD480 WC] | Indoor Luminaires | High-Bay | Low-Bay Luminaires for Commercial and Industrial Buildings | Premium | FALSE | [9 empty] | 42451 | Dimmable | Continuous Below 10 | NotYetVerified |  | 3 | 10010 | 112.3 | 89.14 | 15.4 | 0.915 | 3117 | 80
P65D2TCQ | Industrial Lighting Products | Industrial Lighting Products | FZ8D-80WLED-UNIV-30-XXXXX [ALL OPTIONS EXCEPT SD480 WC] | Indoor Luminaires | High-Bay | Low-Bay Luminaires for Commercial and Industrial Buildings | Premium | FALSE | [9 empty] | 42451 | Dimmable | Continuous Below 10 | NotYetVerified |  | 3 | 10790 | 134.9 | 80 | 15.4 | 0.915 | 3000 | 80
PS962AME | Industrial Lighting Products | Industrial Lighting Products | FZ8D-80WLED-UNIV-30-FRAL-XXXXX [ALL OPTIONS EXCEPT SD480 WC] | Indoor Luminaires | High-Bay | Low-Bay Luminaires for Commercial and Industrial Buildings | Premium | FALSE | [9 empty] | 42451 |  |  | NotYetVerified |  | 3 | 9118 | 114 | 80 | 15.4 | 0.915 | 3000 | 80
PQH1RCMN | Industrial Lighting Products | Industrial Lighting Products | FZ8C-60WLED-UNIV-30-XXXXX [ALL OPTIONS EXCEPT SD480 WC] | Indoor Luminaires | High-Bay | Low-Bay Luminaires for Commercial and Industrial Buildings | Premium | FALSE | [9 empty] | 42451 |  |  | NotYetVerified |  | 3 | 8357 | 139.3 | 60 | 15.4 | 0.915 | 3000 | 80
PXV154GN | Industrial Lighting Products | Industrial Lighting Products | FZ8C-60WLED-UNIV-30-FRAL-XXXXX [ALL OPTIONS EXCEPT SD480 WC] | Indoor Luminaires | High-Bay | Low-Bay Luminaires for Commercial and Industrial Buildings | Premium | FALSE | [9 empty] | 42451 |  |  | NotYetVerified |  | 3 | 7090 | 118.2 | 60 | 15.4 | 0.915 | 3000 | 80
P11JV3Q2 | Industrial Lighting Products | Industrial Lighting Products | FZ8B-44WLED-UNIV-30-XXXXX [ALL OPTIONS EXCEPT SD480 WC] | Indoor Luminaires | High-Bay | Low-Bay Luminaires for Commercial and Industrial Buildings | Premium | FALSE | [9 empty] | 42451 | Dimmable | Continuous Below 10 | NotYetVerified |  | 3 | 6233 | 141.7 | 44 | 15.4 | 0.915 | 3000 | 80
PTXYJYYS | Industrial Lighting Products | Industrial Lighting Products | FZ4B-44WLED-UNIV-30-XXXXX [ALL OPTIONS EXCEPT SD480 WC] | Indoor Luminaires | High-Bay | Low-Bay Luminaires for Commercial and Industrial Buildings | Premium | FALSE | [9 empty] | 42451 |  |  | NotYetVerified |  | 3 | 5925 | 132.7 | 44.7 | 15.4 | 0.915 | 3000 | 80
PJK8NEPX | Industrial Lighting Products | Industrial Lighting Products | FZ8B-44WLED-UNIV-30-FRAL-XXXXX [ALL OPTIONS EXCEPT SD480 WC] | Indoor Luminaires | High-Bay | Low-Bay Luminaires for Commercial and Industrial Buildings | Premium | FALSE | [9 empty] | 42451 |  |  | NotYetVerified |  | 3 | 5059 | 115 | 44 | 15.4 | 0.915 | 3000 | 80
PCABP64Z | Industrial Lighting Products | Industrial Lighting Products | FZ8B-32WLED-UNIV-30-XXXXX [ALL OPTIONS EXCEPT SD480 WC] | Indoor Luminaires | High-Bay | Low-Bay Luminaires for Commercial and Industrial Buildings | Premium | FALSE | [9 empty] | 42451 | Dimmable | Continuous Below 10 | NotYetVerified |  | 3 | 4809 | 148 | 32.84 | 15.4 | 0.915 | 3000 | 80
P97W5SR9 | DuraComm Corporation | DuraBay | DBM-2x3-5K-120-CA-[CRMMBRPEN]-[120-277]-60 | Indoor Luminaires | High-Bay | High-Bay Luminaires for Commercial and Industrial Buildings | Premium | FALSE | [9 empty] | 42451 | Dimmable | Continuous Below 10 | Yes | Updated on 3/30/2017 | 4.1 | 54226.61 | 133.84 | 405.16 | 13.95 | 0.94 | 5000 | 70
PZ6Q94Q1 | DuraComm Corporation | DuraBay | DBM-[1x42x2]-5K-120-CA-[CRMMBRPEN]-[120-277]-60 | Indoor Luminaires | High-Bay | High-Bay Luminaires for Commercial and Industrial Buildings | Premium | FALSE | [9 empty] | 42451 | Dimmable | Continuous Below 10 | Yes | Updated on 3/30/2017 | 4.1 | 36151.08 | 133.84 | 270.11 | 13.95 | 0.94 | 5000 | 70
PSERGKXF | DuraComm Corporation | DuraBay | DBM-1x3-5K-120-CA-[CRMMBRPEN]-[120-277]-60 | Indoor Luminaires | High-Bay | High-Bay Luminaires for Commercial and Industrial Buildings | Premium | FALSE | [9 empty] | 42451 | Dimmable | Continuous Below 10 | Yes | Updated on 3/30/2017 | 4.1 | 27113.31 | 133.84 | 202.58 | 13.95 | 0.94 | 5000 | 70
PHJDQVE3 | DuraComm Corporation | DuraBay | DBM-[1x22x1]-5K-120-CA-[CRMMBRPEN]-[120-277]-60 | Indoor Luminaires | High-Bay | High-Bay Luminaires for Commercial and Industrial Buildings | Premium | FALSE | [9 empty] | 42451 | Dimmable | Continuous Below 10 | Yes | Updated on 3/30/2017 | 4.1 | 18075.54 | 133.84 | 135.05 | 13.95 | 0.94 | 5000 | 70
PY2BBYUQ | DuraComm Corporation | DuraBay | DBM-2x4-5K-60-CA-[CRMMBRPEN]-[120-277]-60 | Indoor Luminaires | High-Bay | High-Bay Luminaires for Commercial and Industrial Buildings | Standard | FALSE | [9 empty] | 42451 | Dimmable | Continuous Below 10 | Yes | Updated on 3/30/2017 | 4.1 | 55505.3 | 102.74 | 540.25 | 13.95 | 0.94 | 5000 | 70
PB4BUT3H | DuraComm Corporation | DuraBay | DBM-2x3-5K-60-CA-[CRMMBRPEN]-[120-277]-60 | Indoor Luminaires | High-Bay | High-Bay Luminaires for Commercial and Industrial Buildings | Standard | FALSE | [9 empty] | 42451 | Dimmable | Continuous Below 10 | Yes | Updated on 3/30/2017 | 4.1 | 41628.98 | 102.74 | 405.19 | 13.95 | 0.94 | 5000 | 70
P3FDC8YW | DuraComm Corporation | DuraBay | DBM-[1x42x2]-5K-60-CA-[CRMMBRPEN]-[120-277]-60 | Indoor Luminaires | High-Bay | High-Bay Luminaires for Commercial and Industrial Buildings | Standard | FALSE | [9 empty] | 42451 | Dimmable | Continuous Below 10 | Yes | Updated on 3/30/2017 | 4.1 | 27752.65 | 102.74 | 270.13 | 13.95 | 0.94 | 5000 | 70
PXTWAHFS | DuraComm Corporation | DuraBay | DL-BAY-060-5000-2x2 | Indoor Luminaires | High-Bay | High-Bay Luminaires for Commercial and Industrial Buildings | Standard | FALSE | [9 empty] | 42451 | Dimmable | Continuous Below 10 | No |  | 3 | 22204 | 83 | 270 | 4.8 | 0.996 | 5211 | 83
PCA6CT3N | DuraComm Corporation | DuraBay | DBM-1x3-4K-60-CA-[CRMMBRPEN]-[120-277]-60 | Indoor Luminaires | High-Bay | High-Bay Luminaires for Commercial and Industrial Buildings | Standard | FALSE | [9 empty] | 42451 | Dimmable | Continuous Below 10 | Yes | Updated on 3/30/2017 | 4.1 | 20814.49 | 102.74 | 202.59 | 13.95 | 0.94 | 4000 | 70
PTGABGRP | DuraComm Corporation | DuraBay | DL-BAY-060-5000-2x1 | Indoor Luminaires | High-Bay | High-Bay Luminaires for Commercial and Industrial Buildings | Standard | FALSE | [9 empty] | 42451 | Dimmable | Continuous Below 10 | No |  | 3 | 11102 | 83 | 135 | 4.8 | 0.996 | 5211 | 83
PEVGXMMT | DuraComm Corporation | DuraBay | DBM-2x4-4K-120-CA-[CRMMBRPEN]-[120-277]-60 | Indoor Luminaires | High-Bay | High-Bay Luminaires for Commercial and Industrial Buildings | Premium | FALSE | [9 empty] | 42451 | Dimmable | Continuous Below 10 | Yes | Updated on 3/30/2017 | 4.1 | 72302.15 | 133.84 | 540.22 | 13.95 | 0.94 | 4000 | 70
PZYE8HPU | DuraComm Corporation | DuraBay | DBM-2x3-4K-120-CA-[CRMMBRPEN]-[120-277]-60 | Indoor Luminaires | High-Bay | High-Bay Luminaires for Commercial and Industrial Buildings | Premium | FALSE | [9 empty] | 42451 | Dimmable | Continuous Below 10 | Yes | Updated on 3/30/2017 | 4.1 | 54226.61 | 133.84 | 405.16 | 13.95 | 0.94 | 4000 | 70
PGBZ5J76 | DuraComm Corporation | DuraBay | DBM-[1x42x2]-4K-120-CA-[CRMMBRPEN]-[120-277]-60 | Indoor Luminaires | High-Bay | High-Bay Luminaires for Commercial and Industrial Buildings | Premium | FALSE | [9 empty] | 42451 | Dimmable | Continuous Below 10 | Yes | Updated on 3/30/2017 | 4.1 | 36151.08 | 133.84 | 270.11 | 13.95 | 0.94 | 4000 | 70
PAJAP78T | DuraComm Corporation | DuraBay | DBM-1x3-4K-120-CA-[CRMMBRPEN]-[120-277]-60 | Indoor Luminaires | High-Bay | High-Bay Luminaires for Commercial and Industrial Buildings | Premium | FALSE | [9 empty] | 42451 | Dimmable | Continuous Below 10 | Yes | Updated on 3/30/2017 | 4.1 | 27113.31 | 133.84 | 202.58 | 13.95 | 0.94 | 4000 | 70
PF82UTNG | DuraComm Corporation | DuraBay | DBM-[1x22x1]-4K-120-CA-[CRMMBRPEN]-[120-277]-60 | Indoor Luminaires | High-Bay | High-Bay Luminaires for Commercial and Industrial Buildings | Premium | FALSE | [9 empty] | 42451 | Dimmable | Continuous Below 10 | Yes | Updated on 3/30/2017 | 4.1 | 18075.54 | 133.84 | 135.05 | 13.95 | 0.94 | 4000 | 70
PH638ZH3 | DuraComm Corporation | DuraBay | DBM-2x4-4K-60-CA-[CRMMBRPEN]-[120-277]-60 | Indoor Luminaires | High-Bay | High-Bay Luminaires for Commercial and Industrial Buildings | Standard | FALSE | [9 empty] | 42451 | Dimmable | Continuous Below 10 | Yes | Updated on 3/30/2017 | 4.1 | 55505.3 | 102.74 | 540.25 | 13.95 | 0.94 | 4000 | 70
PZP5G51R | DuraComm Corporation | DuraBay | DBM-2x3-4K-60-CA-[CRMMBRPEN]-[120-277]-60 | Indoor Luminaires | High-Bay | High-Bay Luminaires for Commercial and Industrial Buildings | Standard | FALSE | [9 empty] | 42451 | Dimmable | Continuous Below 10 | Yes | Updated on 3/30/2017 | 4.1 | 41628.98 | 102.74 | 405.19 | 13.95 | 0.94 | 4000 | 70
PBFFAX8V | DuraComm Corporation | DuraBay | DBM-[1x42x2]-4K-60-CA-[CRMMBRPEN]-[120-277]-60 | Indoor Luminaires | High-Bay | High-Bay Luminaires for Commercial and Industrial Buildings | Standard | FALSE | [9 empty] | 42451 | Dimmable | Continuous Below 10 | Yes | Updated on 3/30/2017 | 4.1 | 27752.65 | 102.74 | 270.13 | 13.95 | 0.94 | 4000 | 70
PKMEASD4 | DuraComm Corporation | DuraBay | DL-BAY-060-4000-2x2 | Indoor Luminaires | High-Bay | High-Bay Luminaires for Commercial and Industrial Buildings | Standard | FALSE | [9 empty] | 42451 | Dimmable | Continuous Below 10 | No |  | 3 | 24248 | 88 | 270 | 4.8 | 0.996 | 3954 | 72.5
PBQA66P5 | DuraComm Corporation | DuraBay | DBM-1x3-5K-60-CA-[CRMMBRPEN]-[120-277]-60 | Indoor Luminaires | High-Bay | High-Bay Luminaires for Commercial and Industrial Buildings | Standard | FALSE | [9 empty] | 42451 | Dimmable | Continuous Below 10 | Yes | Updated on 3/30/2017 | 4.1 | 20814.49 | 102.74 | 202.59 | 13.95 | 0.94 | 5000 | 70
PETNGG8S | DuraComm Corporation | DuraBay | DBM-[1x22x1]-4K-60-CA-[CRMMBRPEN]-[120-277]-60 | Indoor Luminaires | High-Bay | High-Bay Luminaires for Commercial and Industrial Buildings | Standard | FALSE | [9 empty] | 42451 | Dimmable | Continuous Below 10 | Yes | Updated on 3/30/2017 | 4.1 | 13876.33 | 102.74 | 135.06 | 13.95 | 0.94 | 4000 | 70
P5BTT7WA | DuraComm Corporation | DuraBay | DL-BAY-060-4000-2x1 | Indoor Luminaires | High-Bay | High-Bay Luminaires for Commercial and Industrial Buildings | Standard | FALSE | [9 empty] | 42451 | Dimmable | Continuous Below 10 | No |  | 3 | 12124 | 88 | 135 | 4.8 | 0.996 | 3954 | 72.5
PHDZZ8J9 | DuraComm Corporation | DuraBay | DBM-1x1-4K-60-CA-[CRMMBRPEN]-[120-277]-60 | Indoor Luminaires | High-Bay | Low-Bay Luminaires for Commercial and Industrial Buildings | Standard | TRUE | 6873 | 102.2 | 67.23 | 15.15 | 0.921 | 4318 | 73.5 | 5 | 70000 | 42451 | Dimmable | Continuous Below 10 | Yes | Updated on 3/30/2017 | 4.1 | 6938 | 102.74 | 67.53 | 13.95 | 0.94 | 4000 | 70
PEEDPFW3 | Maxgreen LED Ltd. | Maxgreen LED | MG-XDL-2-600-12L | Indoor Luminaires | High-Bay | High-Bay Luminaires for Commercial and Industrial Buildings | Standard | TRUE | 12533.93 | 132.19 | 94.82 | 8.2 | 0.964 | 4992 | 75.9 | 5 | 156000 | 42450 |  |  | No |  | 3.1 | 12534 | 132 | 94 | 8.2 | 0.964 | 4992 | 75.9
PFWH1SUD | Mester LED Limited | MESTER | HBL24D200W27V40KH[BLANK M]AL[BLANK B] | Indoor Luminaires | High-Bay | High-Bay Luminaires for Commercial and Industrial Buildings | Standard | TRUE | 24414 | 120.68 | 202 | 10.4 | 0.9567 | 3884 | 83.8 | 5 | 50000 | 42450 |  |  | Yes | Product updated on 9/30/2016 | 3.1 | 24400 | 122 | 200 | 10 | 0.9 | 4000 | 82
P82UX6ZP | Mester LED Limited | MESTER | HBL22D105W27V40KH[BLANK M]AL[BLANK B] | Indoor Luminaires | High-Bay | High-Bay Luminaires for Commercial and Industrial Buildings | Standard | TRUE | 13027.97 | 122.93 | 105.98 | 10.57 | 0.955 | 3973 | 83.1 | 5 | 50000 | 42450 |  |  | Yes | Product updated on 9/30/2016 | 3.1 | 13000 | 124 | 105 | 10 | 0.9 | 4000 | 82
P9PKDCNG | Mester LED Limited | MESTER | HBL24D320W27V40KH[BLANK M]AL[BLANK B] | Indoor Luminaires | High-Bay | High-Bay Luminaires for Commercial and Industrial Buildings | Standard | TRUE | 42420.77 | 130.48 | 325.1 | 14.96 | 0.9409 | 3930 | 84 | 5 | 50000 | 42450 |  |  | Yes | Product updated on 9/30/2016 | 3.1 | 42400 | 133 | 320 | 15 | 0.9 | 4000 | 82
PAU39J8F | Mester LED Limited | MESTER | HBL22D160W27V40KH[BLANK M]AL[BLANK B] | Indoor Luminaires | High-Bay | High-Bay Luminaires for Commercial and Industrial Buildings | Standard | TRUE | 21935.21 | 136.15 | 161.11 | 14.51 | 0.939 | 3977 | 83.2 | 5 | 50000 | 42450 |  |  | Yes | Product updated on 9/30/2016 | 3.1 | 21900 | 137 | 160 | 15 | 0.9 | 4000 | 82
P3R9UCM7 | Mester LED Limited | MESTER | HBL22D80W27V40KH[BLANK M]AL[BLANK B] | Indoor Luminaires | High-Bay | High-Bay Luminaires for Commercial and Industrial Buildings | Standard | TRUE | 10554.08 | 134.95 | 78.21 | 14.98 | 0.935 | 3943 | 83.2 | 5 | 50000 | 42450 |  |  | Yes | Product updated on 9/30/2016 | 3.1 | 10500 | 131 | 80 | 15 | 0.9 | 4000 | 82
P9MRH2KF | TQ International Industrial Corporation | IOED | DA-HB100W(3000K) | Indoor Luminaires | High-Bay | High-Bay Luminaires for Commercial and Industrial Buildings | Standard | TRUE | 9775.565 | 95.232 | 102.65 | 15.74 | 0.918 | 3050 | 84.1 | 5 | 50000 | 42450 |  |  | No | Updated on 10/14/2016 | 3.1 | 9775.565 | 95.232 | 102.65 | 15.74 | 0.996 | 3000 | 84.1
PTPX6GXT | TQ International Industrial Corporation | IOED | DA-HB150W(3000K) | Indoor Luminaires | High-Bay | High-Bay Luminaires for Commercial and Industrial Buildings | Standard | TRUE | 14674.547 | 99.448 | 147.56 | 15.88 | 0.913 | 3021 | 84 | 5 | 50000 | 42450 |  |  | No | Updated on 10/14/2016 | 3.1 | 14674.547 | 99.448 | 147.56 | 15.88 | 0.995 | 3000 | 84
P4FE9V8M | Nualight | Nualight | N18718 | Indoor Luminaires | High-Bay | High-Bay Aisle Luminaires | Standard | TRUE | 10045 | 117 | 86.1 | 23.33 | 0.87 | 3830 | 83 | 5 | 100000 | 42450 |  |  | No |  | 3.1 | 10045 | 117.8 | 86.85 | 23.3 | 0.96 | 4000 | 80
PWKDZ8K3 | Nualight | Nualight | N18747 | Indoor Luminaires | High-Bay | High-Bay Aisle Luminaires | Standard | TRUE | 16367.2 | 102.71 | 159.35 |  |  | 4017 | 84 | 5 | 50000 | 42450 |  |  | Yes |  | 3.1 | 16367 | 102.67 | 159.41 | 23.3 | 0.96 | 4000 | 80
PHFU34MQ | Nualight | Nualight | N18728 | Indoor Luminaires | High-Bay | High-Bay Luminaires for Commercial and Industrial Buildings | Standard | FALSE | [9 empty] | 42450 |  |  | No |  | 3.1 | 28440 | 113.12 | 251.4 | 23.3 | 0.96 | 4000 | 80
PCV3RC9R | Nualight | Nualight | N18728 | Indoor Luminaires | High-Bay | High-Bay Aisle Luminaires | Standard | FALSE | [9 empty] | 42450 |  |  | No |  | 3.1 | 28440 | 113.12 | 251.4 | 23.3 | 0.96 | 4000 | 80
PZCZTZG1 | Nualight | Nualight | N18730 | Indoor Luminaires | High-Bay | High-Bay Aisle Luminaires | Standard | FALSE | [9 empty] | 42450 |  |  | No |  | 3.1 | 27645 | 109.96 | 251.4 | 23.3 | 0.96 | 4000 | 80
P78E9NWH | Nualight | Nualight | N18730 | Indoor Luminaires | High-Bay | High-Bay Luminaires for Commercial and Industrial Buildings | Standard | FALSE | [9 empty] | 42450 |  |  | No |  | 3.1 | 27645 | 109.96 | 251.4 | 23.3 | 0.96 | 4000 | 80
PDCG2SZQ | Nualight | Nualight | N18724 | Indoor Luminaires | High-Bay | High-Bay Aisle Luminaires | Standard | FALSE | [9 empty] | 42450 |  |  | No |  | 3.1 | 20608 | 124.14 | 166 | 23.3 | 0.96 | 4000 | 80
PCKEP4X3 | Nualight | Nualight | N18724 | Indoor Luminaires | High-Bay | High-Bay Luminaires for Commercial and Industrial Buildings | Standard | FALSE | [9 empty] | 42450 |  |  | No |  | 3.1 | 20608 | 124.14 | 166 | 23.3 | 0.96 | 4000 | 80
PYJQTNR5 | Nualight | Nualight | N18726 | Indoor Luminaires | High-Bay | High-Bay Luminaires for Commercial and Industrial Buildings | Standard | FALSE | [9 empty] | 42450 |  |  | No |  | 3.1 | 20046 | 120.75 | 166 | 23.3 | 0.96 | 4000 | 80
PXN291B8 | Nualight | Nualight | N18726 | Indoor Luminaires | High-Bay | High-Bay Aisle Luminaires | Standard | FALSE | [9 empty] | 42450 |  |  | No |  | 3.1 | 20046 | 120.75 | 166 | 23.3 | 0.96 | 4000 | 80
PX3N5YDW | Nualight | Nualight | N18742 | Indoor Luminaires | High-Bay | High-Bay Luminaires for Commercial and Industrial Buildings | Standard | FALSE | [9 empty] | 42450 |  |  | No |  | 3.1 | 16847 | 105.68 | 159.41 | 23.3 | 0.96 | 4000 | 80
PKWY7EKQ | Nualight | Nualight | N18742 | Indoor Luminaires | High-Bay | High-Bay Aisle Luminaires | Standard | FALSE | [9 empty] | 42450 |  |  | No |  | 3.1 | 16847 | 105.68 | 159.41 | 23.3 | 0.96 | 4000 | 80
PKYZJVF5 | Nualight | Nualight | N18746 | Indoor Luminaires | High-Bay | High-Bay Aisle Luminaires | Standard | FALSE | [9 empty] | 42450 |  |  | No |  | 3.1 | 16367 | 102.67 | 159.41 | 23.3 | 0.96 | 4000 | 80
P4X1KE3G | Nualight | Nualight | N18746 | Indoor Luminaires | High-Bay | High-Bay Luminaires for Commercial and Industrial Buildings | Standard | FALSE | [9 empty] | 42450 |  |  | No |  | 3.1 | 16367 | 102.67 | 159.41 | 23.3 | 0.96 | 4000 | 80
PWV6VFAC | Nualight | Nualight | N18720 | Indoor Luminaires | High-Bay | High-Bay Aisle Luminaires | Standard | FALSE | [9 empty] | 42450 |  |  | No |  | 3.1 | 13630 | 112.64 | 121 | 23.3 | 0.96 | 4000 | 80
P7MR85D3 | Nualight | Nualight | N18720 | Indoor Luminaires | High-Bay | High-Bay Luminaires for Commercial and Industrial Buildings | Standard | FALSE | [9 empty] | 42450 |  |  | No |  | 3.1 | 13630 | 112.64 | 121 | 23.3 | 0.96 | 4000 | 80
PVCXHPFH | Nualight | Nualight | N18722 | Indoor Luminaires | High-Bay | High-Bay Aisle Luminaires | Standard | FALSE | [9 empty] | 42450 |  |  | No |  | 3.1 | 13258 | 109.57 | 121 | 23.3 | 0.96 | 4000 | 80
PBCWQAZT | Nualight | Nualight | N18722 | Indoor Luminaires | High-Bay | High-Bay Luminaires for Commercial and Industrial Buildings | Standard | FALSE | [9 empty] | 42450 |  |  | No |  | 3.1 | 13258 | 109.57 | 121 | 23.3 | 0.96 | 4000 | 80
PY7855G4 | Nualight | Nualight | N18740 | Indoor Luminaires | High-Bay | High-Bay Aisle Luminaires | Standard | FALSE | [9 empty] | 42450 |  |  | No |  | 3.1 | 12621 | 113.7 | 111 | 23.3 | 0.96 | 4000 | 80
PJSCRB2B | Nualight | Nualight | N18740 | Indoor Luminaires | High-Bay | High-Bay Luminaires for Commercial and Industrial Buildings | Standard | FALSE | [9 empty] | 42450 |  |  | No |  | 3.1 | 12621 | 113.7 | 111 | 23.3 | 0.96 | 4000 | 80
PMXD9168 | Nualight | Nualight | N18744 | Indoor Luminaires | High-Bay | High-Bay Luminaires for Commercial and Industrial Buildings | Standard | FALSE | [9 empty] | 42450 |  |  | No |  | 3.1 | 12277 | 110.6 | 111 | 23.3 | 0.96 | 4000 | 80
PBBQG4RQ | Nualight | Nualight | N18744 | Indoor Luminaires | High-Bay | High-Bay Aisle Luminaires | Standard | FALSE | [9 empty] | 42450 |  |  | No |  | 3.1 | 12277 | 110.6 | 111 | 23.3 | 0.96 | 4000 | 80
PBSJEY6U | Nualight | Nualight | N18716 | Indoor Luminaires | High-Bay | High-Bay Aisle Luminaires | Standard | FALSE | [9 empty] | 42450 |  |  | No |  | 3.1 | 10518 | 121.1 | 86.85 | 23.3 | 0.96 | 4000 | 80
P1XWXFEE | Nualight | Nualight | N18716 | Indoor Luminaires | High-Bay | High-Bay Luminaires for Commercial and Industrial Buildings | Standard | FALSE | [9 empty] | 42450 |  |  | No |  | 3.1 | 10518 | 121.1 | 86.85 | 23.3 | 0.96 | 4000 | 80
P8DC15VM | Nualight | Nualight | N18718 | Indoor Luminaires | High-Bay | High-Bay Luminaires for Commercial and Industrial Buildings | Standard | FALSE | [9 empty] | 42450 |  |  | No |  | 3.1 | 10045 | 117.8 | 86.85 | 23.3 | 0.96 | 4000 | 80
PGWXET31 | Nualight | Nualight | N18729 | Indoor Luminaires | High-Bay | High-Bay Luminaires for Commercial and Industrial Buildings | Standard | FALSE | [9 empty] | 42450 |  |  | Yes |  | 3.1 | 28440 | 113.12 | 251.4 | 23.3 | 0.96 | 4000 | 80
PCCEM37Y | Nualight | Nualight | N18729 | Indoor Luminaires | High-Bay | High-Bay Aisle Luminaires | Standard | FALSE | [9 empty] | 42450 |  |  | Yes |  | 3.1 | 28440 | 113.12 | 251.4 | 23.3 | 0.96 | 4000 | 80
PEU2A6E9 | Nualight | Nualight | N18731 | Indoor Luminaires | High-Bay | High-Bay Aisle Luminaires | Standard | FALSE | [9 empty] | 42450 |  |  | Yes |  | 3.1 | 27645 | 109.96 | 251.4 | 23.3 | 0.96 | 4000 | 80
P457Z4VU | Nualight | Nualight | N18731 | Indoor Luminaires | High-Bay | High-Bay Luminaires for Commercial and Industrial Buildings | Standard | FALSE | [9 empty] | 42450 |  |  | Yes |  | 3.1 | 27645 | 109.96 | 251.4 | 23.3 | 0.96 | 4000 | 80
PKEYKBN6 | Nualight | Nualight | N18725 | Indoor Luminaires | High-Bay | High-Bay Luminaires for Commercial and Industrial Buildings | Standard | FALSE | [9 empty] | 42450 |  |  | Yes |  | 3.1 | 20608 | 124.14 | 166 | 23.3 | 0.96 | 4000 | 80
P7PVT6RB | Nualight | Nualight | N18725 | Indoor Luminaires | High-Bay | High-Bay Aisle Luminaires | Standard | FALSE | [9 empty] | 42450 |  |  | Yes |  | 3.1 | 20608 | 124.14 | 166 | 23.3 | 0.96 | 4000 | 80
PTBXKNVA | Nualight | Nualight | N18727 | Indoor Luminaires | High-Bay | High-Bay Luminaires for Commercial and Industrial Buildings | Standard | FALSE | [9 empty] | 42450 |  |  | Yes |  | 3.1 | 20046 | 120.75 | 166 | 23.3 | 0.96 | 4000 | 80
PDPJ3W5H | Nualight | Nualight | N18727 | Indoor Luminaires | High-Bay | High-Bay Aisle Luminaires | Standard | FALSE | [9 empty] | 42450 |  |  | Yes |  | 3.1 | 20046 | 120.75 | 166 | 23.3 | 0.96 | 4000 | 80
PMUK6XS7 | Nualight | Nualight | N18743 | Indoor Luminaires | High-Bay | High-Bay Aisle Luminaires | Standard | FALSE | [9 empty] | 42450 |  |  | Yes |  | 3.1 | 16847 | 105.68 | 159.41 | 23.3 | 0.96 | 4000 | 80
PCTMA92P | Nualight | Nualight | N18743 | Indoor Luminaires | High-Bay | High-Bay Luminaires for Commercial and Industrial Buildings | Standard | FALSE | [9 empty] | 42450 |  |  | Yes |  | 3.1 | 16847 | 105.68 | 159.41 | 23.3 | 0.96 | 4000 | 80
PNY8GZ62 | Nualight | Nualight | N18747 | Indoor Luminaires | High-Bay | High-Bay Luminaires for Commercial and Industrial Buildings | Standard | FALSE | [9 empty] | 42450 |  |  | Yes |  | 3.1 | 16367 | 102.67 | 159.41 | 23.3 | 0.96 | 4000 | 80
PUEJ74SM | Nualight | Nualight | N18721 | Indoor Luminaires | High-Bay | High-Bay Aisle Luminaires | Standard | FALSE | [9 empty] | 42450 |  |  | Yes |  | 3.1 | 13630 | 112.64 | 121 | 23.3 | 0.96 | 4000 | 80
PTT1A8EV | Nualight | Nualight | N18721 | Indoor Luminaires | High-Bay | High-Bay Luminaires for Commercial and Industrial Buildings | Standard | FALSE | [9 empty] | 42450 |  |  | Yes |  | 3.1 | 13630 | 112.64 | 121 | 23.3 | 0.96 | 4000 | 80
PPTK218D | Nualight | Nualight | N18723 | Indoor Luminaires | High-Bay | High-Bay Aisle Luminaires | Standard | FALSE | [9 empty] | 42450 |  |  | Yes |  | 3.1 | 13258 | 109.57 | 121 | 23.3 | 0.96 | 4000 | 80
P7DKQCKR | Nualight | Nualight | N18723 | Indoor Luminaires | High-Bay | High-Bay Luminaires for Commercial and Industrial Buildings | Standard | FALSE | [9 empty] | 42450 |  |  | Yes |  | 3.1 | 13258 | 109.57 | 121 | 23.3 | 0.96 | 4000 | 80
P8DSHBSR | Nualight | Nualight | N18741 | Indoor Luminaires | High-Bay | High-Bay Luminaires for Commercial and Industrial Buildings | Standard | FALSE | [9 empty] | 42450 |  |  | Yes |  | 3.1 | 12621 | 113.7 | 111 | 23.3 | 0.96 | 4000 | 80
P32B3RWV | Nualight | Nualight | N18741 | Indoor Luminaires | High-Bay | High-Bay Aisle Luminaires | Standard | FALSE | [9 empty] | 42450 |  |  | Yes |  | 3.1 | 12621 | 113.7 | 111 | 23.3 | 0.96 | 4000 | 80
PEUYRAZ8 | Nualight | Nualight | N18745 | Indoor Luminaires | High-Bay | High-Bay Luminaires for Commercial and Industrial Buildings | Standard | FALSE | [9 empty] | 42450 |  |  | Yes |  | 3.1 | 12277 | 110.6 | 111 | 23.3 | 0.96 | 4000 | 80
PEFS8Z46 | Nualight | Nualight | N18745 | Indoor Luminaires | High-Bay | High-Bay Aisle Luminaires | Standard | FALSE | [9 empty] | 42450 |  |  | Yes |  | 3.1 | 12277 | 110.6 | 111 | 23.3 | 0.96 | 4000 | 80
PW3XY4GP | Nualight | Nualight | N18717 | Indoor Luminaires | High-Bay | High-Bay Aisle Luminaires | Standard | FALSE | [9 empty] | 42450 |  |  | Yes |  | 3.1 | 10518 | 121.1 | 86.85 | 23.3 | 0.96 | 4000 | 80
PQF9RRTB | Nualight | Nualight | N18717 | Indoor Luminaires | High-Bay | High-Bay Luminaires for Commercial and Industrial Buildings | Standard | FALSE | [9 empty] | 42450 |  |  | Yes |  | 3.1 | 10518 | 121.1 | 86.85 | 23.3 | 0.96 | 4000 | 80
PTGBTF3C | Nualight | Nualight | N18719 | Indoor Luminaires | High-Bay | High-Bay Aisle Luminaires | Standard | FALSE | [9 empty] | 42450 |  |  | Yes |  | 3.1 | 10045 | 117.8 | 86.85 | 23.3 | 0.96 | 4000 | 80
P6WXCMCD | Nualight | Nualight | N18719 | Indoor Luminaires | High-Bay | High-Bay Luminaires for Commercial and Industrial Buildings | Standard | FALSE | [9 empty] | 42450 |  |  | Yes |  | 3.1 | 10045 | 117.8 | 86.85 | 23.3 | 0.96 | 4000 | 80
PN7NZ5Y2 | Mester LED Limited | MESTER | HBL24D320W27V50KH[BLANK M]AL[BLANK B] | Indoor Luminaires | High-Bay | High-Bay Luminaires for Commercial and Industrial Buildings | Standard | FALSE | [9 empty] | 42450 |  |  | Yes | Product updated on 9/30/2016 | 3.1 | 43800 | 137 | 320 | 15 | 0.9 | 5000 | 82
P4SZ52WN | Mester LED Limited | MESTER | HBL22D160W27V50KH[BLANK M]AL[BLANK B] | Indoor Luminaires | High-Bay | High-Bay Luminaires for Commercial and Industrial Buildings | Standard | FALSE | [9 empty] | 42450 |  |  | Yes |  | 3.1 | 22200 | 139 | 160 | 15 | 0.9 | 5000 | 82
PD7V77KS | Mester LED Limited | MESTER | HBL22D80W27V50KH[BLANK M]AL[BLANK B] | Indoor Luminaires | High-Bay | High-Bay Luminaires for Commercial and Industrial Buildings | Standard | FALSE | [9 empty] | 42450 |  |  | Yes | Product updated on 9/30/2016 | 3.1 | 11000 | 138 | 80 | 15 | 0.9 | 5000 | 82
PKZYM9HY | Mester LED Limited | MESTER | HBL24D200W27V50KH[BLANK M]AL[BLANK B] | Indoor Luminaires | High-Bay | High-Bay Luminaires for Commercial and Industrial Buildings | Standard | FALSE | [9 empty] | 42450 |  |  | Yes | Product updated on 9/30/2016 | 3.1 | 24800 | 124 | 200 | 10 | 0.9 | 5000 | 82
P4GBNH5H | Mester LED Limited | MESTER | HBL22D105W27V50KH[BLANK M]AL[BLANK B] | Indoor Luminaires | High-Bay | High-Bay Luminaires for Commercial and Industrial Buildings | Standard | FALSE | [9 empty] | 42450 |  |  | Yes | Product updated on 9/30/2016 | 3.1 | 13200 | 126 | 105 | 10 | 0.9 | 5000 | 82
PFXZFYFP | TQ International Industrial Corporation | IOED | DA-HB150W(5700K) | Indoor Luminaires | High-Bay | High-Bay Luminaires for Commercial and Industrial Buildings | Standard | FALSE | [9 empty] | 42450 | Not Dimmable | Not Dimmable | No | Updated on 10/14/2016 | 3.1 | 15179.341 | 102.855 | 147.58 | 14.02 | 0.995 | 5700 | 85.7
P4FFE49Q | TQ International Industrial Corporation | IOED | DA-HB100W(5700K) | Indoor Luminaires | High-Bay | High-Bay Luminaires for Commercial and Industrial Buildings | Standard | FALSE | [9 empty] | 42450 | Not Dimmable | Not Dimmable | No | Updated on 10/14/2016 | 3.1 | 10150.759 | 99.449 | 102.07 | 13.52 | 0.995 | 5700 | 85.5
P9BN8AP7 | TQ International Industrial Corporation | IOED | DA-HB100W(5000K) | Indoor Luminaires | High-Bay | High-Bay Luminaires for Commercial and Industrial Buildings | Standard | FALSE | [9 empty] | 42450 | Not Dimmable | Not Dimmable | No | Updated on 10/14/2016 | 3.1 | 9775.565 | 95.232 | 102.65 | 15.74 | 0.996 | 5000 | 84.1
P3F622K2 | TQ International Industrial Corporation | IOED | DA-HB150W(5000K) | Indoor Luminaires | High-Bay | High-Bay Luminaires for Commercial and Industrial Buildings | Standard | FALSE | [9 empty] | 42450 | Not Dimmable | Not Dimmable | No | Updated on 10/14/2016 | 3.1 | 14674.547 | 99.448 | 147.56 | 15.88 | 0.995 | 5000 | 84
PKUKWNKY | TQ International Industrial Corporation | IOED | DA-HB100W(4500K) | Indoor Luminaires | High-Bay | High-Bay Luminaires for Commercial and Industrial Buildings | Standard | FALSE | [9 empty] | 42450 | Not Dimmable | Not Dimmable | No | Updated on 10/14/2016 | 3.1 | 9775.565 | 95.232 | 102.65 | 15.74 | 0.996 | 4500 | 84.1
PDVSM282 | TQ International Industrial Corporation | IOED | DA-HB150W(4500K) | Indoor Luminaires | High-Bay | High-Bay Luminaires for Commercial and Industrial Buildings | Standard | FALSE | [9 empty] | 42450 | Not Dimmable | Not Dimmable | No | Updated on 10/14/2016 | 3.1 | 14674.547 | 99.448 | 147.56 | 15.88 | 0.995 | 4500 | 84
PV9NBW11 | TQ International Industrial Corporation | IOED | DA-HB100W(4000K) | Indoor Luminaires | High-Bay | High-Bay Luminaires for Commercial and Industrial Buildings | Standard | FALSE | [9 empty] | 42450 | Not Dimmable | Not Dimmable | No | Updated on 10/14/2016 | 3.1 | 9775.565 | 95.232 | 102.65 | 15.74 | 0.996 | 4000 | 84.1
P2FWQASB | TQ International Industrial Corporation | IOED | DA-HB150W(4000K) | Indoor Luminaires | High-Bay | High-Bay Luminaires for Commercial and Industrial Buildings | Standard | FALSE | [9 empty] | 42450 | Not Dimmable | Not Dimmable | No | Updated on 10/14/2016 | 3.1 | 14674.547 | 99.448 | 147.56 | 15.88 | 0.995 | 4000 | 84
PBE8RNE5 | TQ International Industrial Corporation | IOED | DA-HB100W(3500K) | Indoor Luminaires | High-Bay | High-Bay Luminaires for Commercial and Industrial Buildings | Standard | FALSE | [9 empty] | 42450 | Not Dimmable | Not Dimmable | No | Updated on 10/14/2016 | 3.1 | 9775.565 | 95.232 | 102.65 | 15.74 | 0.996 | 3500 | 84.1
PVDSU97Z | TQ International Industrial Corporation | IOED | DA-HB150W(3500K) | Indoor Luminaires | High-Bay | High-Bay Luminaires for Commercial and Industrial Buildings | Standard | FALSE | [9 empty] | 42450 | Not Dimmable | Not Dimmable | No | Updated on 10/14/2016 | 3.1 | 14674.547 | 99.448 | 147.56 | 15.88 | 0.995 | 3500 | 84
PUNBQPA2 | Acuity Brands Lighting | Lithonia Lighting | FHE 24000LM ACL MD XXXXX GZ10 50K 80CRI | Indoor Luminaires | High-Bay | High-Bay Luminaires for Commercial and Industrial Buildings | Standard | TRUE | 24070.09 | 108.57 | 221.71 | 13.326 | 0.962 | 5184 | 83.5 | 5 |  | 42447 |  |  | Yes |  | 4.1 | 24547.04 | 109.32 | 224.55 | 13.32 | 0.96 | 5000 | 80
PVTHF71V | Acuity Brands Lighting | Lithonia Lighting | FHE 24000LM PCL MD XXXXX GZ10 30K 90CRI | Indoor Luminaires | High-Bay | High-Bay Luminaires for Commercial and Industrial Buildings | Standard | TRUE | 17169.28 | 78.1 | 219.85 | 13.326 | 0.962 | 3005 | 95 | 5 |  | 42447 |  |  | Yes |  | 3.1 | 18269.12 | 81.36 | 224.55 | 13.32 | 0.96 | 3000 | 90
PD2TCTTU | Acuity Brands Lighting | Lithonia Lighting | FHE 9000LM FST ND XXXXX GZ10 30K 70CRI | Indoor Luminaires | High-Bay | High-Bay Luminaires for Commercial and Industrial Buildings | Standard | TRUE | 9157.76 | 121.21 | 75.55 | 13.326 | 0.962 | 3047 | 71.6 | 5 |  | 42447 |  |  | Yes | Updated on 3/31/2017 | 4.1 | 9337.86 | 122.14 | 76.45 | 13.32 | 0.96 | 3000 | 70
PP66F3AG | Acuity Brands Lighting | Lithonia Lighting | FHE 9000LM FST ND XXXXX GZ10 30K 90CRI | Indoor Luminaires | High-Bay | Low-Bay Luminaires for Commercial and Industrial Buildings | Standard | TRUE | 6435.63 | 85.89 | 74.93 | 13.326 | 0.962 | 2997 | 94.9 | 5 |  | 42447 |  |  | Yes |  | 3.1 | 6849.61 | 89.6 | 76.45 | 13.32 | 0.96 | 3000 | 90
PRXM4FV7 | SmartRay Inc. | SmartRay | SR4HB150W | Indoor Luminaires | High-Bay | High-Bay Luminaires for Commercial and Industrial Buildings | Premium | TRUE | 18765 | 129.86 | 144.5 | 14.12 | 0.9324 | 3885 | 71.5 | 5 | 50000 | 42447 |  |  | No |  | 3.1 | 18765 | 129.86 | 144.5 | 14.12 | 0.9324 | 4000 | 71.5
PVXGESKK | SmartRay Inc. | SmartRay | SR4HB240W | Indoor Luminaires | High-Bay | High-Bay Luminaires for Commercial and Industrial Buildings | Premium | TRUE | 27477 | 120.72 | 227.6 | 14.21 | 0.9189 | 3893 | 71.4 | 5 | 50000 | 42447 |  |  | No |  | 3.1 | 27477 | 120.72 | 227.6 | 14.21 | 0.9189 | 4000 | 71.4
P6DTUF2S | SmartRay Inc. | SmartRay | SR4HB150W-347V60 | Indoor Luminaires | High-Bay | High-Bay Luminaires for Commercial and Industrial Buildings | Premium | TRUE | 18227 | 124.08 | 146.9 | 13.27 | 0.9043 | 3913 | 71.5 | 5 | 50000 | 42447 |  |  | No |  | 3.1 | 17943 | 122.56 | 146.4 | 13.79 | 0.9033 | 4000 | 71.5
PND7F5GW | SmartRay Inc. | SmartRay | SR4HB150W-347V | Indoor Luminaires | High-Bay | High-Bay Luminaires for Commercial and Industrial Buildings | Premium | FALSE | [9 empty] | 42447 |  |  | No |  | 3.1 | 18227 | 124.08 | 146.9 | 13.27 | 0.9043 | 4000 | 71.5
PGRQ3C2H | SmartRay Inc. | SmartRay | SR4HB240W-347V | Indoor Luminaires | High-Bay | High-Bay Luminaires for Commercial and Industrial Buildings | Premium | FALSE | [9 empty] | 42447 |  |  | No |  | 3.1 | 28242.76 | 121.94 | 231.6 | 12.7 | 0.9102 | 4000 | 71.5
PV7VS72Q | SmartRay Inc. | SmartRay | SR4HB200W | Indoor Luminaires | High-Bay | High-Bay Luminaires for Commercial and Industrial Buildings | Premium | FALSE | [9 empty] | 42447 |  |  | No |  | 3.1 | 23877 | 125.63 | 190.1 | 13.61 | 0.9153 | 4000 | 71.4
P1W5Y42N | SmartRay Inc. | SmartRay | SR4HB200W-347V | Indoor Luminaires | High-Bay | High-Bay Luminaires for Commercial and Industrial Buildings | Premium | FALSE | [9 empty] | 42447 |  |  | No |  | 3.1 | 24647.14 | 123.23 | 200 | 13.29 | 0.9044 | 4000 | 70
PCJ5HENT | Acuity Brands Lighting | Holophane | EMW 24000LM ACL MD XXXXX GZ10 50K 90CRI | Indoor Luminaires | High-Bay | High-Bay Luminaires for Commercial and Industrial Buildings | Standard | FALSE | [9 empty] | 42447 | Dimmable | Continuous Below 10 | Yes |  | 3.1 | 20273.06 | 90.28 | 224.55 | 13.32 | 0.96 | 5000 | 90
P2ZSDFGR | Acuity Brands Lighting | Lithonia Lighting | FHE 24000LM ACL MD XXXXX GZ10 50K 90CRI | Indoor Luminaires | High-Bay | High-Bay Luminaires for Commercial and Industrial Buildings | Standard | FALSE | [9 empty] | 42447 | Dimmable | Continuous Below 10 | Yes |  | 3.1 | 20273.06 | 90.28 | 224.55 | 13.32 | 0.96 | 5000 | 90
PZGQQFQ3 | Acuity Brands Lighting | Lithonia Lighting | FHE 24000LM ACL ND XXXXX GZ10 50K 90CRI | Indoor Luminaires | High-Bay | High-Bay Luminaires for Commercial and Industrial Buildings | Standard | FALSE | [9 empty] | 42447 | Dimmable | Continuous Below 10 | Yes |  | 3.1 | 20001.72 | 89.07 | 224.55 | 13.32 | 0.96 | 5000 | 90
PDZ5TMRR | Acuity Brands Lighting | Holophane | EMW 24000LM ACL ND XXXXX GZ10 50K 90CRI | Indoor Luminaires | High-Bay | High-Bay Luminaires for Commercial and Industrial Buildings | Standard | FALSE | [9 empty] | 42447 | Dimmable | Continuous Below 10 | Yes |  | 3.1 | 20001.72 | 89.07 | 224.55 | 13.32 | 0.96 | 5000 | 90
P64462VQ | Acuity Brands Lighting | Lithonia Lighting | FHE 24000LM FST MD XXXXX GZ10 50K 90CRI | Indoor Luminaires | High-Bay | High-Bay Luminaires for Commercial and Industrial Buildings | Standard | FALSE | [9 empty] | 42447 | Dimmable | Continuous Below 10 | Yes |  | 3.1 | 19884.31 | 88.55 | 224.55 | 13.32 | 0.96 | 5000 | 90
P5WARSQ1 | Acuity Brands Lighting | Holophane | EMW 24000LM FST MD XXXXX GZ10 50K 90CRI | Indoor Luminaires | High-Bay | High-Bay Luminaires for Commercial and Industrial Buildings | Standard | FALSE | [9 empty] | 42447 | Dimmable | Continuous Below 10 | Yes |  | 3.1 | 19884.31 | 88.55 | 224.55 | 13.32 | 0.96 | 5000 | 90
PY3KVJW4 | Acuity Brands Lighting | Holophane | EMW 24000LM PCL MD XXXXX GZ10 50K 90CRI | Indoor Luminaires | High-Bay | High-Bay Luminaires for Commercial and Industrial Buildings | Standard | FALSE | [9 empty] | 42447 | Dimmable | Continuous Below 10 | Yes |  | 3.1 | 19762.35 | 88.01 | 224.55 | 13.32 | 0.96 | 5000 | 90
PWXZ7CQR | Acuity Brands Lighting | Lithonia Lighting | FHE 24000LM PCL MD XXXXX GZ10 50K 90CRI | Indoor Luminaires | High-Bay | High-Bay Luminaires for Commercial and Industrial Buildings | Standard | FALSE | [9 empty] | 42447 | Dimmable | Continuous Below 10 | Yes |  | 3.1 | 19762.35 | 88.01 | 224.55 | 13.32 | 0.96 | 5000 | 90
PU9P9BDX | Acuity Brands Lighting | Holophane | EMW 24000LM PCL ND XXXXX GZ10 50K 90CRI | Indoor Luminaires | High-Bay | High-Bay Luminaires for Commercial and Industrial Buildings | Standard | FALSE | [9 empty] | 42447 | Dimmable | Continuous Below 10 | Yes |  | 3.1 | 19648.11 | 87.5 | 224.55 | 13.32 | 0.96 | 5000 | 90
P55QK29B | Acuity Brands Lighting | Lithonia Lighting | FHE 24000LM PCL ND XXXXX GZ10 50K 90CRI | Indoor Luminaires | High-Bay | High-Bay Luminaires for Commercial and Industrial Buildings | Standard | FALSE | [9 empty] | 42447 | Dimmable | Continuous Below 10 | Yes |  | 3.1 | 19648.11 | 87.5 | 224.55 | 13.32 | 0.96 | 5000 | 90
PRFKH8PU | Acuity Brands Lighting | Holophane | EMW 24000LM FST ND XXXXX GZ10 50K 90CRI | Indoor Luminaires | High-Bay | High-Bay Luminaires for Commercial and Industrial Buildings | Standard | FALSE | [9 empty] | 42447 | Dimmable | Continuous Below 10 | Yes |  | 3.1 | 19631.34 | 87.43 | 224.55 | 13.32 | 0.96 | 5000 | 90
PN7GFF4T | Acuity Brands Lighting | Lithonia Lighting | FHE 24000LM FST ND XXXXX GZ10 50K 90CRI | Indoor Luminaires | High-Bay | High-Bay Luminaires for Commercial and Industrial Buildings | Standard | FALSE | [9 empty] | 42447 | Dimmable | Continuous Below 10 | Yes |  | 3.1 | 19631.34 | 87.43 | 224.55 | 13.32 | 0.96 | 5000 | 90
PZ4944DY | Acuity Brands Lighting | Lithonia Lighting | FHE 20000LM ACL MD XXXXX GZ10 50K 90CRI | Indoor Luminaires | High-Bay | High-Bay Luminaires for Commercial and Industrial Buildings | Standard | FALSE | [9 empty] | 42447 | Dimmable | Continuous Below 10 | Yes |  | 3.1 | 17495.95 | 101.43 | 172.5 | 13.32 | 0.96 | 5000 | 90
PUDHMBUW | Acuity Brands Lighting | Holophane | EMW 20000LM ACL MD XXXXX GZ10 50K 90CRI | Indoor Luminaires | High-Bay | High-Bay Luminaires for Commercial and Industrial Buildings | Standard | FALSE | [9 empty] | 42447 | Dimmable | Continuous Below 10 | Yes |  | 3.1 | 17495.95 | 101.43 | 172.5 | 13.32 | 0.96 | 5000 | 90
PVG3J3R2 | Acuity Brands Lighting | Holophane | EMW 20000LM ACL ND XXXXX GZ10 50K 90CRI | Indoor Luminaires | High-Bay | High-Bay Luminaires for Commercial and Industrial Buildings | Standard | FALSE | [9 empty] | 42447 | Dimmable | Continuous Below 10 | Yes |  | 3.1 | 17261.78 | 100.07 | 172.5 | 13.32 | 0.96 | 5000 | 90
P7C7EQMA | Acuity Brands Lighting | Lithonia Lighting | FHE 20000LM ACL ND XXXXX GZ10 50K 90CRI | Indoor Luminaires | High-Bay | High-Bay Luminaires for Commercial and Industrial Buildings | Standard | FALSE | [9 empty] | 42447 | Dimmable | Continuous Below 10 | Yes |  | 3.1 | 17261.78 | 100.07 | 172.5 | 13.32 | 0.96 | 5000 | 90
PVFCZV81 | Acuity Brands Lighting | Lithonia Lighting | FHE 20000LM FST MD XXXXX GZ10 50K 90CRI | Indoor Luminaires | High-Bay | High-Bay Luminaires for Commercial and Industrial Buildings | Standard | FALSE | [9 empty] | 42447 | Dimmable | Continuous Below 10 | Yes |  | 3.1 | 17160.45 | 99.48 | 172.5 | 13.32 | 0.96 | 5000 | 90
PMESDFQ8 | Acuity Brands Lighting | Holophane | EMW 20000LM FST MD XXXXX GZ10 50K 90CRI | Indoor Luminaires | High-Bay | High-Bay Luminaires for Commercial and Industrial Buildings | Standard | FALSE | [9 empty] | 42447 | Dimmable | Continuous Below 10 | Yes |  | 3.1 | 17160.45 | 99.48 | 172.5 | 13.32 | 0.96 | 5000 | 90
PUWVJTSY | Acuity Brands Lighting | Holophane | EMW 20000LM PCL MD XXXXX GZ10 50K 90CRI | Indoor Luminaires | High-Bay | High-Bay Luminaires for Commercial and Industrial Buildings | Standard | FALSE | [9 empty] | 42447 | Dimmable | Continuous Below 10 | Yes |  | 3.1 | 17055.2 | 98.87 | 172.5 | 13.32 | 0.96 | 5000 | 90
P7UB5T53 | Acuity Brands Lighting | Lithonia Lighting | FHE 20000LM PCL MD XXXXX GZ10 50K 90CRI | Indoor Luminaires | High-Bay | High-Bay Luminaires for Commercial and Industrial Buildings | Standard | FALSE | [9 empty] | 42447 | Dimmable | Continuous Below 10 | Yes |  | 3.1 | 17055.2 | 98.87 | 172.5 | 13.32 | 0.96 | 5000 | 90
PXKEGC6N | Acuity Brands Lighting | Lithonia Lighting | FHE 20000LM PCL ND XXXXX GZ10 50K 90CRI | Indoor Luminaires | High-Bay | High-Bay Luminaires for Commercial and Industrial Buildings | Standard | FALSE | [9 empty] | 42447 | Dimmable | Continuous Below 10 | Yes |  | 3.1 | 16956.61 | 98.3 | 172.5 | 13.32 | 0.96 | 5000 | 90
PT89TKQQ | Acuity Brands Lighting | Holophane | EMW 20000LM PCL ND XXXXX GZ10 50K 90CRI | Indoor Luminaires | High-Bay | High-Bay Luminaires for Commercial and Industrial Buildings | Standard | FALSE | [9 empty] | 42447 | Dimmable | Continuous Below 10 | Yes |  | 3.1 | 16956.61 | 98.3 | 172.5 | 13.32 | 0.96 | 5000 | 90
PWBFTDY9 | Acuity Brands Lighting | Holophane | EMW 20000LM FST ND XXXXX GZ10 50K 90CRI | Indoor Luminaires | High-Bay | High-Bay Luminaires for Commercial and Industrial Buildings | Standard | FALSE | [9 empty] | 42447 | Dimmable | Continuous Below 10 | Yes |  | 3.1 | 16942.13 | 98.22 | 172.5 | 13.32 | 0.96 | 5000 | 90
PV6PR1AD | Acuity Brands Lighting | Lithonia Lighting | FHE 20000LM FST ND XXXXX GZ10 50K 90CRI | Indoor Luminaires | High-Bay | High-Bay Luminaires for Commercial and Industrial Buildings | Standard | FALSE | [9 empty] | 42447 | Dimmable | Continuous Below 10 | Yes |  | 3.1 | 16942.13 | 98.22 | 172.5 | 13.32 | 0.96 | 5000 | 90
PB2PSAKF | Acuity Brands Lighting | Holophane | EMW 18000LM ACL MD XXXXX GZ10 50K 90CRI | Indoor Luminaires | High-Bay | High-Bay Luminaires for Commercial and Industrial Buildings | Standard | FALSE | [9 empty] | 42447 | Dimmable | Continuous Below 10 | Yes |  | 3.1 | 15554.73 | 104.57 | 148.75 | 13.32 | 0.96 | 5000 | 90
P3UWJD3A | Acuity Brands Lighting | Lithonia Lighting | FHE 18000LM ACL MD XXXXX GZ10 50K 90CRI | Indoor Luminaires | High-Bay | High-Bay Luminaires for Commercial and Industrial Buildings | Standard | FALSE | [9 empty] | 42447 | Dimmable | Continuous Below 10 | Yes |  | 3.1 | 15554.73 | 104.57 | 148.75 | 13.32 | 0.96 | 5000 | 90
PT7QF3AQ | Acuity Brands Lighting | Holophane | EMW 18000LM ACL ND XXXXX GZ10 50K 90CRI | Indoor Luminaires | High-Bay | High-Bay Luminaires for Commercial and Industrial Buildings | Standard | FALSE | [9 empty] | 42447 | Dimmable | Continuous Below 10 | Yes |  | 3.1 | 15346.55 | 103.17 | 148.75 | 13.32 | 0.96 | 5000 | 90
P23GGNQK | Acuity Brands Lighting | Lithonia Lighting | FHE 18000LM ACL ND XXXXX GZ10 50K 90CRI | Indoor Luminaires | High-Bay | High-Bay Luminaires for Commercial and Industrial Buildings | Standard | FALSE | [9 empty] | 42447 | Dimmable | Continuous Below 10 | Yes |  | 3.1 | 15346.55 | 103.17 | 148.75 | 13.32 | 0.96 | 5000 | 90
PJ3YTEP6 | Acuity Brands Lighting | Lithonia Lighting | FHE 18000LM FST MD XXXXX GZ10 50K 90CRI | Indoor Luminaires | High-Bay | High-Bay Luminaires for Commercial and Industrial Buildings | Standard | FALSE | [9 empty] | 42447 | Dimmable | Continuous Below 10 | Yes |  | 3.1 | 15256.46 | 102.56 | 148.75 | 13.32 | 0.96 | 5000 | 90
PA8TPGAP | Acuity Brands Lighting | Holophane | EMW 18000LM FST MD XXXXX GZ10 50K 90CRI | Indoor Luminaires | High-Bay | High-Bay Luminaires for Commercial and Industrial Buildings | Standard | FALSE | [9 empty] | 42447 | Dimmable | Continuous Below 10 | Yes |  | 3.1 | 15256.46 | 102.56 | 148.75 | 13.32 | 0.96 | 5000 | 90
P4VGEM8K | Acuity Brands Lighting | Lithonia Lighting | FHE 18000LM PCL MD XXXXX GZ10 50K 90CRI | Indoor Luminaires | High-Bay | High-Bay Luminaires for Commercial and Industrial Buildings | Standard | FALSE | [9 empty] | 42447 | Dimmable | Continuous Below 10 | Yes |  | 3.1 | 15162.89 | 101.94 | 148.75 | 13.32 | 0.96 | 5000 | 90
P2CJ3XMV | Acuity Brands Lighting | Holophane | EMW 18000LM PCL MD XXXXX GZ10 50K 90CRI | Indoor Luminaires | High-Bay | High-Bay Luminaires for Commercial and Industrial Buildings | Standard | FALSE | [9 empty] | 42447 | Dimmable | Continuous Below 10 | Yes |  | 3.1 | 15162.89 | 101.94 | 148.75 | 13.32 | 0.96 | 5000 | 90
PREKXV6Y | Acuity Brands Lighting | Lithonia Lighting | FHE 18000LM PCL ND XXXXX GZ10 50K 90CRI | Indoor Luminaires | High-Bay | High-Bay Luminaires for Commercial and Industrial Buildings | Standard | FALSE | [9 empty] | 42447 | Dimmable | Continuous Below 10 | Yes |  | 3.1 | 15075.23 | 101.35 | 148.75 | 13.32 | 0.96 | 5000 | 90
PGPQTPKQ | Acuity Brands Lighting | Holophane | EMW 18000LM PCL ND XXXXX GZ10 50K 90CRI | Indoor Luminaires | High-Bay | High-Bay Luminaires for Commercial and Industrial Buildings | Standard | FALSE | [9 empty] | 42447 | Dimmable | Continuous Below 10 | Yes |  | 3.1 | 15075.23 | 101.35 | 148.75 | 13.32 | 0.96 | 5000 | 90
PNUNZXN2 | Acuity Brands Lighting | Holophane | EMW 18000LM FST ND XXXXX GZ10 50K 90CRI | Indoor Luminaires | High-Bay | High-Bay Luminaires for Commercial and Industrial Buildings | Standard | FALSE | [9 empty] | 42447 | Dimmable | Continuous Below 10 | Yes |  | 3.1 | 15062.36 | 101.26 | 148.75 | 13.32 | 0.96 | 5000 | 90
P9P5B8K1 | Acuity Brands Lighting | Lithonia Lighting | FHE 18000LM FST ND XXXXX GZ10 50K 90CRI | Indoor Luminaires | High-Bay | High-Bay Luminaires for Commercial and Industrial Buildings | Standard | FALSE | [9 empty] | 42447 | Dimmable | Continuous Below 10 | Yes |  | 3.1 | 15062.36 | 101.26 | 148.75 | 13.32 | 0.96 | 5000 | 90
PR5AKEDG | Acuity Brands Lighting | Lithonia Lighting | FHE 15000LM ACL MD XXXXX GZ10 50K 90CRI | Indoor Luminaires | High-Bay | High-Bay Luminaires for Commercial and Industrial Buildings | Standard | FALSE | [9 empty] | 42447 | Dimmable | Continuous Below 10 | Yes |  | 4.1 | 12486.5 | 110.66 | 112.84 | 13.32 | 0.96 | 5000 | 90
PK755XNG | Acuity Brands Lighting | Holophane | EMW 15000LM ACL MD XXXXX GZ10 50K 90CRI | Indoor Luminaires | High-Bay | High-Bay Luminaires for Commercial and Industrial Buildings | Standard | FALSE | [9 empty] | 42447 | Dimmable | Continuous Below 10 | Yes |  | 3.1 | 12486.5 | 110.66 | 112.84 | 13.32 | 0.96 | 5000 | 90
PR79JE1F | Acuity Brands Lighting | Lithonia Lighting | FHE 15000LM ACL ND XXXXX GZ10 50K 90CRI | Indoor Luminaires | High-Bay | High-Bay Luminaires for Commercial and Industrial Buildings | Standard | FALSE | [9 empty] | 42447 | Dimmable | Continuous Below 10 | Yes |  | 4.1 | 12319.38 | 109.18 | 112.84 | 13.32 | 0.96 | 5000 | 90
PC98Z79X | Acuity Brands Lighting | Holophane | EMW 15000LM ACL ND XXXXX GZ10 50K 90CRI | Indoor Luminaires | High-Bay | High-Bay Luminaires for Commercial and Industrial Buildings | Standard | FALSE | [9 empty] | 42447 | Dimmable | Continuous Below 10 | Yes |  | 3.1 | 12319.38 | 109.18 | 112.84 | 13.32 | 0.96 | 5000 | 90
PPBHHQEZ | Acuity Brands Lighting | Lithonia Lighting | FHE 15000LM FST MD XXXXX GZ10 50K 90CRI | Indoor Luminaires | High-Bay | High-Bay Luminaires for Commercial and Industrial Buildings | Standard | FALSE | [9 empty] | 42447 | Dimmable | Continuous Below 10 | Yes |  | 4.1 | 12247.06 | 108.53 | 112.84 | 13.32 | 0.96 | 5000 | 90
PCDUQVTX | Acuity Brands Lighting | Holophane | EMW 15000LM FST MD XXXXX GZ10 50K 90CRI | Indoor Luminaires | High-Bay | High-Bay Luminaires for Commercial and Industrial Buildings | Standard | FALSE | [9 empty] | 42447 | Dimmable | Continuous Below 10 | Yes |  | 3.1 | 12247.06 | 108.53 | 112.84 | 13.32 | 0.96 | 5000 | 90
PJN5JR5J | Acuity Brands Lighting | Lithonia Lighting | FHE 15000LM PCL MD XXXXX GZ10 50K 90CRI | Indoor Luminaires | High-Bay | High-Bay Luminaires for Commercial and Industrial Buildings | Standard | FALSE | [9 empty] | 42447 | Dimmable | Continuous Below 10 | Yes |  | 4.1 | 12171.95 | 107.87 | 112.84 | 13.32 | 0.96 | 5000 | 90
P9K6U3WA | Acuity Brands Lighting | Holophane | EMW 15000LM PCL MD XXXXX GZ10 50K 90CRI | Indoor Luminaires | High-Bay | High-Bay Luminaires for Commercial and Industrial Buildings | Standard | FALSE | [9 empty] | 42447 | Dimmable | Continuous Below 10 | Yes |  | 3.1 | 12171.95 | 107.87 | 112.84 | 13.32 | 0.96 | 5000 | 90
PZQMTP1Z | Acuity Brands Lighting | Holophane | EMW 15000LM PCL ND XXXXX GZ10 50K 90CRI | Indoor Luminaires | High-Bay | High-Bay Luminaires for Commercial and Industrial Buildings | Standard | FALSE | [9 empty] | 42447 | Dimmable | Continuous Below 10 | Yes |  | 3.1 | 12101.58 | 107.25 | 112.84 | 13.32 | 0.96 | 5000 | 90
PP7GM6JK | Acuity Brands Lighting | Lithonia Lighting | FHE 15000LM PCL ND XXXXX GZ10 50K 90CRI | Indoor Luminaires | High-Bay | High-Bay Luminaires for Commercial and Industrial Buildings | Standard | FALSE | [9 empty] | 42447 | Dimmable | Continuous Below 10 | Yes |  | 4.1 | 12101.58 | 107.25 | 112.84 | 13.32 | 0.96 | 5000 | 90
P9TQB3KH | Acuity Brands Lighting | Holophane | EMW 15000LM FST ND XXXXX GZ10 50K 90CRI | Indoor Luminaires | High-Bay | High-Bay Luminaires for Commercial and Industrial Buildings | Standard | FALSE | [9 empty] | 42447 | Dimmable | Continuous Below 10 | Yes |  | 3.1 | 12091.25 | 107.15 | 112.84 | 13.32 | 0.96 | 5000 | 90
P3MJUDYR | Acuity Brands Lighting | Lithonia Lighting | FHE 15000LM FST ND XXXXX GZ10 50K 90CRI | Indoor Luminaires | High-Bay | High-Bay Luminaires for Commercial and Industrial Buildings | Standard | FALSE | [9 empty] | 42447 | Dimmable | Continuous Below 10 | Yes |  | 4.1 | 12091.25 | 107.15 | 112.84 | 13.32 | 0.96 | 5000 | 90
PHQS1CEB | Acuity Brands Lighting | Lithonia Lighting | FHE 12000LM ACL MD XXXXX GZ10 50K 90CRI | Indoor Luminaires | High-Bay | High-Bay Luminaires for Commercial and Industrial Buildings | Standard | FALSE | [9 empty] | 42447 | Dimmable | Continuous Below 10 | Yes |  | 4.1 | 10843.1 | 112.07 | 96.75 | 13.32 | 0.96 | 5000 | 90
PB6UYTSJ | Acuity Brands Lighting | Holophane | EMW 12000LM ACL MD XXXXX GZ10 50K 90CRI | Indoor Luminaires | High-Bay | High-Bay Luminaires for Commercial and Industrial Buildings | Standard | FALSE | [9 empty] | 42447 | Dimmable | Continuous Below 10 | Yes |  | 3.1 | 10843.1 | 112.07 | 96.75 | 13.32 | 0.96 | 5000 | 90
PYJBFT7P | Acuity Brands Lighting | Lithonia Lighting | FHE 12000LM ACL ND XXXXX GZ10 50K 90CRI | Indoor Luminaires | High-Bay | High-Bay Luminaires for Commercial and Industrial Buildings | Standard | FALSE | [9 empty] | 42447 | Dimmable | Continuous Below 10 | Yes |  | 4.1 | 10697.97 | 110.57 | 96.75 | 13.32 | 0.96 | 5000 | 90
PMH36G54 | Acuity Brands Lighting | Holophane | EMW 12000LM ACL ND XXXXX GZ10 50K 90CRI | Indoor Luminaires | High-Bay | High-Bay Luminaires for Commercial and Industrial Buildings | Standard | FALSE | [9 empty] | 42447 | Dimmable | Continuous Below 10 | Yes |  | 3.1 | 10697.97 | 110.57 | 96.75 | 13.32 | 0.96 | 5000 | 90
PT29RETV | Acuity Brands Lighting | Lithonia Lighting | FHE 12000LM FST MD XXXXX GZ10 50K 90CRI | Indoor Luminaires | High-Bay | High-Bay Luminaires for Commercial and Industrial Buildings | Standard | FALSE | [9 empty] | 42447 | Dimmable | Continuous Below 10 | Yes |  | 4.1 | 10635.17 | 109.92 | 96.75 | 13.32 | 0.96 | 5000 | 90
P3EPA7TA | Acuity Brands Lighting | Holophane | EMW 12000LM FST MD XXXXX GZ10 50K 90CRI | Indoor Luminaires | High-Bay | High-Bay Luminaires for Commercial and Industrial Buildings | Standard | FALSE | [9 empty] | 42447 | Dimmable | Continuous Below 10 | Yes |  | 3.1 | 10635.17 | 109.92 | 96.75 | 13.32 | 0.96 | 5000 | 90
PZ83DZ8Z | Acuity Brands Lighting | Lithonia Lighting | FHE 12000LM PCL MD XXXXX GZ10 50K 90CRI | Indoor Luminaires | High-Bay | High-Bay Luminaires for Commercial and Industrial Buildings | Standard | FALSE | [9 empty] | 42447 | Dimmable | Continuous Below 10 | Yes |  | 4.1 | 10569.94 | 109.25 | 96.75 | 13.32 | 0.96 | 5000 | 90
PMX3EX2X | Acuity Brands Lighting | Holophane | EMW 12000LM PCL MD XXXXX GZ10 50K 90CRI | Indoor Luminaires | High-Bay | High-Bay Luminaires for Commercial and Industrial Buildings | Standard | FALSE | [9 empty] | 42447 | Dimmable | Continuous Below 10 | Yes |  | 3.1 | 10569.94 | 109.25 | 96.75 | 13.32 | 0.96 | 5000 | 90
PDSXDMVN | Acuity Brands Lighting | Holophane | EMW 12000LM PCL ND XXXXX GZ10 50K 90CRI | Indoor Luminaires | High-Bay | High-Bay Luminaires for Commercial and Industrial Buildings | Standard | FALSE | [9 empty] | 42447 | Dimmable | Continuous Below 10 | Yes |  | 3.1 | 10508.84 | 108.62 | 96.75 | 13.32 | 0.96 | 5000 | 90
PDN6F92T | Acuity Brands Lighting | Lithonia Lighting | FHE 12000LM PCL ND XXXXX GZ10 50K 90CRI | Indoor Luminaires | High-Bay | High-Bay Luminaires for Commercial and Industrial Buildings | Standard | FALSE | [9 empty] | 42447 | Dimmable | Continuous Below 10 | Yes |  | 4.1 | 10508.84 | 108.62 | 96.75 | 13.32 | 0.96 | 5000 | 90
PZ7XNAMC | Acuity Brands Lighting | Lithonia Lighting | FHE 12000LM FST ND XXXXX GZ10 50K 90CRI | Indoor Luminaires | High-Bay | High-Bay Luminaires for Commercial and Industrial Buildings | Standard | FALSE | [9 empty] | 42447 | Dimmable | Continuous Below 10 | Yes |  | 4.1 | 10499.87 | 108.53 | 96.75 | 13.32 | 0.96 | 5000 | 90
PPWC4R9G | Acuity Brands Lighting | Holophane | EMW 12000LM FST ND XXXXX GZ10 50K 90CRI | Indoor Luminaires | High-Bay | High-Bay Luminaires for Commercial and Industrial Buildings | Standard | FALSE | [9 empty] | 42447 | Dimmable | Continuous Below 10 | Yes |  | 3.1 | 10499.87 | 108.53 | 96.75 | 13.32 | 0.96 | 5000 | 90
PKX7ZB8G | Acuity Brands Lighting | Holophane | EMW 9000LM ACL MD XXXXX GZ10 50K 90CRI | Indoor Luminaires | High-Bay | Low-Bay Luminaires for Commercial and Industrial Buildings | Standard | FALSE | [9 empty] | 42447 | Dimmable | Continuous Below 10 | Yes |  | 3.1 | 7651.67 | 100.09 | 76.45 | 13.32 | 0.96 | 5000 | 90
PH8KDRRZ | Acuity Brands Lighting | Lithonia Lighting | FHE 9000LM ACL MD XXXXX GZ10 50K 90CRI | Indoor Luminaires | High-Bay | Low-Bay Luminaires for Commercial and Industrial Buildings | Standard | FALSE | [9 empty] | 42447 | Dimmable | Continuous Below 10 | Yes |  | 3.1 | 7651.67 | 100.09 | 76.45 | 13.32 | 0.96 | 5000 | 90
PMRSM8MD | Acuity Brands Lighting | Holophane | EMW 9000LM ACL ND XXXXX GZ10 50K 90CRI | Indoor Luminaires | High-Bay | Low-Bay Luminaires for Commercial and Industrial Buildings | Standard | FALSE | [9 empty] | 42447 | Dimmable | Continuous Below 10 | Yes |  | 3.1 | 7549.26 | 98.75 | 76.45 | 13.32 | 0.96 | 5000 | 90
PC1NEEVS | Acuity Brands Lighting | Lithonia Lighting | FHE 9000LM ACL ND XXXXX GZ10 50K 90CRI | Indoor Luminaires | High-Bay | Low-Bay Luminaires for Commercial and Industrial Buildings | Standard | FALSE | [9 empty] | 42447 | Dimmable | Continuous Below 10 | Yes |  | 3.1 | 7549.26 | 98.75 | 76.45 | 13.32 | 0.96 | 5000 | 90
PTKGAAU5 | Acuity Brands Lighting | Holophane | EMW 9000LM FST MD XXXXX GZ10 50K 90CRI | Indoor Luminaires | High-Bay | Low-Bay Luminaires for Commercial and Industrial Buildings | Standard | FALSE | [9 empty] | 42447 | Dimmable | Continuous Below 10 | Yes |  | 3.1 | 7504.94 | 98.17 | 76.45 | 13.32 | 0.96 | 5000 | 90
PDNV5GQY | Acuity Brands Lighting | Lithonia Lighting | FHE 9000LM FST MD XXXXX GZ10 50K 90CRI | Indoor Luminaires | High-Bay | Low-Bay Luminaires for Commercial and Industrial Buildings | Standard | FALSE | [9 empty] | 42447 | Dimmable | Continuous Below 10 | Yes |  | 3.1 | 7504.94 | 98.17 | 76.45 | 13.32 | 0.96 | 5000 | 90
PYTN52U8 | Acuity Brands Lighting | Lithonia Lighting | FHE 9000LM PCL MD XXXXX GZ10 50K 90CRI | Indoor Luminaires | High-Bay | Low-Bay Luminaires for Commercial and Industrial Buildings | Standard | FALSE | [9 empty] | 42447 | Dimmable | Continuous Below 10 | Yes |  | 3.1 | 7458.91 | 97.57 | 76.45 | 13.32 | 0.96 | 5000 | 90
PA27PEV6 | Acuity Brands Lighting | Holophane | EMW 9000LM PCL MD XXXXX GZ10 50K 90CRI | Indoor Luminaires | High-Bay | Low-Bay Luminaires for Commercial and Industrial Buildings | Standard | FALSE | [9 empty] | 42447 | Dimmable | Continuous Below 10 | Yes |  | 3.1 | 7458.91 | 97.57 | 76.45 | 13.32 | 0.96 | 5000 | 90
P9GYF1VK | Acuity Brands Lighting | Lithonia Lighting | FHE 9000LM PCL ND XXXXX GZ10 50K 90CRI | Indoor Luminaires | High-Bay | Low-Bay Luminaires for Commercial and Industrial Buildings | Standard | FALSE | [9 empty] | 42447 | Dimmable | Continuous Below 10 | Yes |  | 3.1 | 7415.79 | 97 | 76.45 | 13.32 | 0.96 | 5000 | 90
P4U8X9T6 | Acuity Brands Lighting | Holophane | EMW 9000LM PCL ND XXXXX GZ10 50K 90CRI | Indoor Luminaires | High-Bay | Low-Bay Luminaires for Commercial and Industrial Buildings | Standard | FALSE | [9 empty] | 42447 | Dimmable | Continuous Below 10 | Yes |  | 3.1 | 7415.79 | 97 | 76.45 | 13.32 | 0.96 | 5000 | 90
PS9S4BE2 | Acuity Brands Lighting | Lithonia Lighting | FHE 9000LM FST ND XXXXX GZ10 50K 90CRI | Indoor Luminaires | High-Bay | Low-Bay Luminaires for Commercial and Industrial Buildings | Standard | FALSE | [9 empty] | 42447 | Dimmable | Continuous Below 10 | Yes |  | 3.1 | 7409.46 | 96.92 | 76.45 | 13.32 | 0.96 | 5000 | 90
P8GB9RTS | Acuity Brands Lighting | Holophane | EMW 9000LM FST ND XXXXX GZ10 50K 90CRI | Indoor Luminaires | High-Bay | Low-Bay Luminaires for Commercial and Industrial Buildings | Standard | FALSE | [9 empty] | 42447 | Dimmable | Continuous Below 10 | Yes |  | 3.1 | 7409.46 | 96.92 | 76.45 | 13.32 | 0.96 | 5000 | 90
PEQ8VDZ5 | Acuity Brands Lighting | Holophane | EMW 24000LM ACL MD XXXXX GZ10 50K 80CRI | Indoor Luminaires | High-Bay | High-Bay Luminaires for Commercial and Industrial Buildings | Standard | FALSE | [9 empty] | 42447 | Dimmable | Continuous Below 10 | Yes |  | 3.1 | 24547.04 | 109.32 | 224.55 | 13.32 | 0.96 | 5000 | 80
PEVNWT75 | Acuity Brands Lighting | Lithonia Lighting | FHE 24000LM ACL ND XXXXX GZ10 50K 80CRI | Indoor Luminaires | High-Bay | High-Bay Luminaires for Commercial and Industrial Buildings | Standard | FALSE | [9 empty] | 42447 | Dimmable | Continuous Below 10 | Yes |  | 4.1 | 24218.51 | 107.85 | 224.55 | 13.32 | 0.96 | 5000 | 80
PAPNC5F7 | Acuity Brands Lighting | Holophane | EMW 24000LM ACL ND XXXXX GZ10 50K 80CRI | Indoor Luminaires | High-Bay | High-Bay Luminaires for Commercial and Industrial Buildings | Standard | FALSE | [9 empty] | 42447 | Dimmable | Continuous Below 10 | Yes |  | 3.1 | 24218.51 | 107.85 | 224.55 | 13.32 | 0.96 | 5000 | 80
PXMSBM12 | Acuity Brands Lighting | Holophane | EMW 24000LM FST MD XXXXX GZ10 50K 80CRI | Indoor Luminaires | High-Bay | High-Bay Luminaires for Commercial and Industrial Buildings | Standard | FALSE | [9 empty] | 42447 | Dimmable | Continuous Below 10 | Yes |  | 3.1 | 24076.33 | 107.22 | 224.55 | 13.32 | 0.96 | 5000 | 80
PK7SS1FB | Acuity Brands Lighting | Lithonia Lighting | FHE 24000LM FST MD XXXXX GZ10 50K 80CRI | Indoor Luminaires | High-Bay | High-Bay Luminaires for Commercial and Industrial Buildings | Standard | FALSE | [9 empty] | 42447 | Dimmable | Continuous Below 10 | Yes |  | 4.1 | 24076.33 | 107.22 | 224.55 | 13.32 | 0.96 | 5000 | 80
PVQPN6BD | Acuity Brands Lighting | Holophane | EMW 24000LM PCL MD XXXXX GZ10 50K 80CRI | Indoor Luminaires | High-Bay | High-Bay Luminaires for Commercial and Industrial Buildings | Standard | FALSE | [9 empty] | 42447 | Dimmable | Continuous Below 10 | Yes |  | 3.1 | 23928.67 | 106.56 | 224.55 | 13.32 | 0.96 | 5000 | 80
P516V8ZB | Acuity Brands Lighting | Lithonia Lighting | FHE 24000LM PCL MD XXXXX GZ10 50K 80CRI | Indoor Luminaires | High-Bay | High-Bay Luminaires for Commercial and Industrial Buildings | Standard | FALSE | [9 empty] | 42447 | Dimmable | Continuous Below 10 | Yes |  | 4.1 | 23928.67 | 106.56 | 224.55 | 13.32 | 0.96 | 5000 | 80
PR22PG7U | Acuity Brands Lighting | Lithonia Lighting | FHE 24000LM PCL ND XXXXX GZ10 50K 80CRI | Indoor Luminaires | High-Bay | High-Bay Luminaires for Commercial and Industrial Buildings | Standard | FALSE | [9 empty] | 42447 | Dimmable | Continuous Below 10 | Yes |  | 3.1 | 23790.34 | 105.95 | 224.55 | 13.32 | 0.96 | 5000 | 80
P9FE57TD | Acuity Brands Lighting | Holophane | EMW 24000LM PCL ND XXXXX GZ10 50K 80CRI | Indoor Luminaires | High-Bay | High-Bay Luminaires for Commercial and Industrial Buildings | Standard | FALSE | [9 empty] | 42447 | Dimmable | Continuous Below 10 | Yes |  | 3.1 | 23790.34 | 105.95 | 224.55 | 13.32 | 0.96 | 5000 | 80
PRDMDQGE | Acuity Brands Lighting | Holophane | EMW 24000LM FST ND XXXXX GZ10 50K 80CRI | Indoor Luminaires | High-Bay | High-Bay Luminaires for Commercial and Industrial Buildings | Standard | FALSE | [9 empty] | 42447 | Dimmable | Continuous Below 10 | Yes |  | 3.1 | 23770.03 | 105.86 | 224.55 | 13.32 | 0.96 | 5000 | 80
P17DB4Z9 | Acuity Brands Lighting | Lithonia Lighting | FHE 24000LM FST ND XXXXX GZ10 50K 80CRI | Indoor Luminaires | High-Bay | High-Bay Luminaires for Commercial and Industrial Buildings | Standard | FALSE | [9 empty] | 42447 | Dimmable | Continuous Below 10 | Yes |  | 3.1 | 23770.03 | 105.86 | 224.55 | 13.32 | 0.96 | 5000 | 80
PP7H5GQ5 | Acuity Brands Lighting | Holophane | EMW 20000LM ACL MD XXXXX GZ10 50K 80CRI | Indoor Luminaires | High-Bay | High-Bay Luminaires for Commercial and Industrial Buildings | Standard | FALSE | [9 empty] | 42447 | Dimmable | Continuous Below 10 | Yes |  | 3.1 | 21184.46 | 122.81 | 172.5 | 13.32 | 0.96 | 5000 | 80
PM8XMNWQ | Acuity Brands Lighting | Lithonia Lighting | FHE 20000LM ACL MD XXXXX GZ10 50K 80CRI | Indoor Luminaires | High-Bay | High-Bay Luminaires for Commercial and Industrial Buildings | Standard | FALSE | [9 empty] | 42447 | Dimmable | Continuous Below 10 | Yes |  | 4.1 | 21184.46 | 122.81 | 172.5 | 13.32 | 0.96 | 5000 | 80
PBX4BYN9 | Acuity Brands Lighting | Lithonia Lighting | FHE 20000LM ACL ND XXXXX GZ10 50K 80CRI | Indoor Luminaires | High-Bay | High-Bay Luminaires for Commercial and Industrial Buildings | Standard | FALSE | [9 empty] | 42447 | Dimmable | Continuous Below 10 | Yes |  | 4.1 | 20900.93 | 121.16 | 172.5 | 13.32 | 0.96 | 5000 | 80
P4TEEYXH | Acuity Brands Lighting | Holophane | EMW 20000LM ACL ND XXXXX GZ10 50K 80CRI | Indoor Luminaires | High-Bay | High-Bay Luminaires for Commercial and Industrial Buildings | Standard | FALSE | [9 empty] | 42447 | Dimmable | Continuous Below 10 | Yes |  | 3.1 | 20900.93 | 121.16 | 172.5 | 13.32 | 0.96 | 5000 | 80
PJEJXYBA | Acuity Brands Lighting | Lithonia Lighting | FHE 20000LM FST MD XXXXX GZ10 50K 80CRI | Indoor Luminaires | High-Bay | High-Bay Luminaires for Commercial and Industrial Buildings | Standard | FALSE | [9 empty] | 42447 | Dimmable | Continuous Below 10 | Yes |  | 4.1 | 20778.23 | 120.45 | 172.5 | 13.32 | 0.96 | 5000 | 80
P36C5PUQ | Acuity Brands Lighting | Holophane | EMW 20000LM FST MD XXXXX GZ10 50K 80CRI | Indoor Luminaires | High-Bay | High-Bay Luminaires for Commercial and Industrial Buildings | Standard | FALSE | [9 empty] | 42447 | Dimmable | Continuous Below 10 | Yes |  | 3.1 | 20778.23 | 120.45 | 172.5 | 13.32 | 0.96 | 5000 | 80
PPB7UNQJ | Acuity Brands Lighting | Holophane | EMW 20000LM PCL MD XXXXX GZ10 50K 80CRI | Indoor Luminaires | High-Bay | High-Bay Luminaires for Commercial and Industrial Buildings | Standard | FALSE | [9 empty] | 42447 | Dimmable | Continuous Below 10 | Yes |  | 3.1 | 20650.8 | 119.71 | 172.5 | 13.32 | 0.96 | 5000 | 80
P1SJVA58 | Acuity Brands Lighting | Lithonia Lighting | FHE 20000LM PCL MD XXXXX GZ10 50K 80CRI | Indoor Luminaires | High-Bay | High-Bay Luminaires for Commercial and Industrial Buildings | Standard | FALSE | [9 empty] | 42447 | Dimmable | Continuous Below 10 | Yes |  | 4.1 | 20650.8 | 119.71 | 172.5 | 13.32 | 0.96 | 5000 | 80
P3W18UVN | Acuity Brands Lighting | Holophane | EMW 20000LM PCL ND XXXXX GZ10 50K 80CRI | Indoor Luminaires | High-Bay | High-Bay Luminaires for Commercial and Industrial Buildings | Standard | FALSE | [9 empty] | 42447 | Dimmable | Continuous Below 10 | Yes |  | 3.1 | 20531.42 | 119.02 | 172.5 | 13.32 | 0.96 | 5000 | 80
P24R885S | Acuity Brands Lighting | Lithonia Lighting | FHE 20000LM PCL ND XXXXX GZ10 50K 80CRI | Indoor Luminaires | High-Bay | High-Bay Luminaires for Commercial and Industrial Buildings | Standard | FALSE | [9 empty] | 42447 | Dimmable | Continuous Below 10 | Yes |  | 4.1 | 20531.42 | 119.02 | 172.5 | 13.32 | 0.96 | 5000 | 80
PYCJ2Z3Y | Acuity Brands Lighting | Lithonia Lighting | FHE 20000LM FST ND XXXXX GZ10 50K 80CRI | Indoor Luminaires | High-Bay | High-Bay Luminaires for Commercial and Industrial Buildings | Standard | FALSE | [9 empty] | 42447 | Dimmable | Continuous Below 10 | Yes |  | 4.1 | 20513.89 | 118.92 | 172.5 | 13.32 | 0.96 | 5000 | 80
PBYM5SU6 | Acuity Brands Lighting | Holophane | EMW 20000LM FST ND XXXXX GZ10 50K 80CRI | Indoor Luminaires | High-Bay | High-Bay Luminaires for Commercial and Industrial Buildings | Standard | FALSE | [9 empty] | 42447 | Dimmable | Continuous Below 10 | Yes |  | 3.1 | 20513.89 | 118.92 | 172.5 | 13.32 | 0.96 | 5000 | 80
PV63TBR3 | Acuity Brands Lighting | Lithonia Lighting | FHE 18000LM ACL MD XXXXX GZ10 50K 80CRI | Indoor Luminaires | High-Bay | High-Bay Luminaires for Commercial and Industrial Buildings | Standard | FALSE | [9 empty] | 42447 | Dimmable | Continuous Below 10 | Yes |  | 4.1 | 18833.99 | 126.62 | 148.75 | 13.32 | 0.96 | 5000 | 80
PHHDAFHN | Acuity Brands Lighting | Holophane | EMW 18000LM ACL MD XXXXX GZ10 50K 80CRI | Indoor Luminaires | High-Bay | High-Bay Luminaires for Commercial and Industrial Buildings | Standard | FALSE | [9 empty] | 42447 | Dimmable | Continuous Below 10 | Yes |  | 3.1 | 18833.99 | 126.62 | 148.75 | 13.32 | 0.96 | 5000 | 80
PF1YH8U1 | Acuity Brands Lighting | Holophane | EMW 18000LM ACL ND XXXXX GZ10 50K 80CRI | Indoor Luminaires | High-Bay | High-Bay Luminaires for Commercial and Industrial Buildings | Standard | FALSE | [9 empty] | 42447 | Dimmable | Continuous Below 10 | Yes |  | 3.1 | 18581.92 | 124.92 | 148.75 | 13.32 | 0.96 | 5000 | 80
P86YWUJC | Acuity Brands Lighting | Lithonia Lighting | FHE 18000LM ACL ND XXXXX GZ10 50K 80CRI | Indoor Luminaires | High-Bay | High-Bay Luminaires for Commercial and Industrial Buildings | Standard | FALSE | [9 empty] | 42447 | Dimmable | Continuous Below 10 | Yes |  | 4.1 | 18581.92 | 124.92 | 148.75 | 13.32 | 0.96 | 5000 | 80
PEC2U2V4 | Acuity Brands Lighting | Holophane | EMW 18000LM FST MD XXXXX GZ10 50K 80CRI | Indoor Luminaires | High-Bay | High-Bay Luminaires for Commercial and Industrial Buildings | Standard | FALSE | [9 empty] | 42447 | Dimmable | Continuous Below 10 | Yes |  | 3.1 | 18472.84 | 124.19 | 148.75 | 13.32 | 0.96 | 5000 | 80
PCYAXE1N | Acuity Brands Lighting | Lithonia Lighting | FHE 18000LM FST MD XXXXX GZ10 50K 80CRI | Indoor Luminaires | High-Bay | High-Bay Luminaires for Commercial and Industrial Buildings | Standard | FALSE | [9 empty] | 42447 | Dimmable | Continuous Below 10 | Yes |  | 4.1 | 18472.84 | 124.19 | 148.75 | 13.32 | 0.96 | 5000 | 80
P669MZSY | Acuity Brands Lighting | Lithonia Lighting | FHE 18000LM PCL MD XXXXX GZ10 50K 80CRI | Indoor Luminaires | High-Bay | High-Bay Luminaires for Commercial and Industrial Buildings | Standard | FALSE | [9 empty] | 42447 | Dimmable | Continuous Below 10 | Yes |  | 4.1 | 18359.54 | 123.43 | 148.75 | 13.32 | 0.96 | 5000 | 80
P62EDXXK | Acuity Brands Lighting | Holophane | EMW 18000LM PCL MD XXXXX GZ10 50K 80CRI | Indoor Luminaires | High-Bay | High-Bay Luminaires for Commercial and Industrial Buildings | Standard | FALSE | [9 empty] | 42447 | Dimmable | Continuous Below 10 | Yes |  | 3.1 | 18359.54 | 123.43 | 148.75 | 13.32 | 0.96 | 5000 | 80
P4KQ13MU | Acuity Brands Lighting | Lithonia Lighting | FHE 18000LM PCL ND XXXXX GZ10 50K 80CRI | Indoor Luminaires | High-Bay | High-Bay Luminaires for Commercial and Industrial Buildings | Standard | FALSE | [9 empty] | 42447 | Dimmable | Continuous Below 10 | Yes |  | 4.1 | 18253.41 | 122.71 | 148.75 | 13.32 | 0.96 | 5000 | 80
P1QU9AH8 | Acuity Brands Lighting | Holophane | EMW 18000LM PCL ND XXXXX GZ10 50K 80CRI | Indoor Luminaires | High-Bay | High-Bay Luminaires for Commercial and Industrial Buildings | Standard | FALSE | [9 empty] | 42447 | Dimmable | Continuous Below 10 | Yes |  | 3.1 | 18253.41 | 122.71 | 148.75 | 13.32 | 0.96 | 5000 | 80
PW9JHYNZ | Acuity Brands Lighting | Lithonia Lighting | FHE 18000LM FST ND XXXXX GZ10 50K 80CRI | Indoor Luminaires | High-Bay | High-Bay Luminaires for Commercial and Industrial Buildings | Standard | FALSE | [9 empty] | 42447 | Dimmable | Continuous Below 10 | Yes |  | 4.1 | 18237.82 | 122.61 | 148.75 | 13.32 | 0.96 | 5000 | 80
PF5SPRQN | Acuity Brands Lighting | Holophane | EMW 18000LM FST ND XXXXX GZ10 50K 80CRI | Indoor Luminaires | High-Bay | High-Bay Luminaires for Commercial and Industrial Buildings | Standard | FALSE | [9 empty] | 42447 | Dimmable | Continuous Below 10 | Yes |  | 3.1 | 18237.82 | 122.61 | 148.75 | 13.32 | 0.96 | 5000 | 80
PUGMPQDT | Acuity Brands Lighting | Lithonia Lighting | FHE 15000LM ACL MD XXXXX GZ10 50K 80CRI | Indoor Luminaires | High-Bay | High-Bay Luminaires for Commercial and Industrial Buildings | Standard | FALSE | [9 empty] | 42447 | Dimmable | Continuous Below 10 | Yes |  | 4.1 | 15118.91 | 133.99 | 112.84 | 13.32 | 0.96 | 5000 | 80
PB4Y6YKX | Acuity Brands Lighting | Holophane | EMW 15000LM ACL MD XXXXX GZ10 50K 80CRI | Indoor Luminaires | High-Bay | High-Bay Luminaires for Commercial and Industrial Buildings | Standard | FALSE | [9 empty] | 42447 | Dimmable | Continuous Below 10 | Yes |  | 3.1 | 15118.91 | 133.99 | 112.84 | 13.32 | 0.96 | 5000 | 80
PAY63H5N | Acuity Brands Lighting | Lithonia Lighting | FHE 15000LM ACL ND XXXXX GZ10 50K 80CRI | Indoor Luminaires | High-Bay | High-Bay Luminaires for Commercial and Industrial Buildings | Standard | FALSE | [9 empty] | 42447 | Dimmable | Continuous Below 10 | Yes |  | 4.1 | 14916.56 | 132.19 | 112.84 | 13.32 | 0.96 | 5000 | 80
P6RKJ89G | Acuity Brands Lighting | Holophane | EMW 15000LM ACL ND XXXXX GZ10 50K 80CRI | Indoor Luminaires | High-Bay | High-Bay Luminaires for Commercial and Industrial Buildings | Standard | FALSE | [9 empty] | 42447 | Dimmable | Continuous Below 10 | Yes |  | 3.1 | 14916.56 | 132.19 | 112.84 | 13.32 | 0.96 | 5000 | 80
PX73JP1X | Acuity Brands Lighting | Holophane | EMW 15000LM FST MD XXXXX GZ10 50K 80CRI | Indoor Luminaires | High-Bay | High-Bay Luminaires for Commercial and Industrial Buildings | Standard | FALSE | [9 empty] | 42447 | Dimmable | Continuous Below 10 | Yes |  | 3.1 | 14829 | 131.42 | 112.84 | 13.32 | 0.96 | 5000 | 80
P3B4UHH1 | Acuity Brands Lighting | Lithonia Lighting | FHE 15000LM FST MD XXXXX GZ10 50K 80CRI | Indoor Luminaires | High-Bay | High-Bay Luminaires for Commercial and Industrial Buildings | Standard | FALSE | [9 empty] | 42447 | Dimmable | Continuous Below 10 | Yes |  | 4.1 | 14829 | 131.42 | 112.84 | 13.32 | 0.96 | 5000 | 80
PRVS1GXA | Acuity Brands Lighting | Lithonia Lighting | FHE 15000LM PCL MD XXXXX GZ10 50K 80CRI | Indoor Luminaires | High-Bay | High-Bay Luminaires for Commercial and Industrial Buildings | Standard | FALSE | [9 empty] | 42447 | Dimmable | Continuous Below 10 | Yes |  | 4.1 | 14738.05 | 130.61 | 112.84 | 13.32 | 0.96 | 5000 | 80
P6RBUA7M | Acuity Brands Lighting | Holophane | EMW 15000LM PCL MD XXXXX GZ10 50K 80CRI | Indoor Luminaires | High-Bay | High-Bay Luminaires for Commercial and Industrial Buildings | Standard | FALSE | [9 empty] | 42447 | Dimmable | Continuous Below 10 | Yes |  | 3.1 | 14738.05 | 130.61 | 112.84 | 13.32 | 0.96 | 5000 | 80
PFEBG5PT | Acuity Brands Lighting | Lithonia Lighting | FHE 15000LM PCL ND XXXXX GZ10 50K 80CRI | Indoor Luminaires | High-Bay | High-Bay Luminaires for Commercial and Industrial Buildings | Standard | FALSE | [9 empty] | 42447 | Dimmable | Continuous Below 10 | Yes |  | 4.1 | 14652.85 | 129.86 | 112.84 | 13.32 | 0.96 | 5000 | 80
P8H3K9HN | Acuity Brands Lighting | Holophane | EMW 15000LM PCL ND XXXXX GZ10 50K 80CRI | Indoor Luminaires | High-Bay | High-Bay Luminaires for Commercial and Industrial Buildings | Standard | FALSE | [9 empty] | 42447 | Dimmable | Continuous Below 10 | Yes |  | 3.1 | 14652.85 | 129.86 | 112.84 | 13.32 | 0.96 | 5000 | 80
PJX6Y5Y1 | Acuity Brands Lighting | Holophane | EMW 15000LM FST ND XXXXX GZ10 50K 80CRI | Indoor Luminaires | High-Bay | High-Bay Luminaires for Commercial and Industrial Buildings | Standard | FALSE | [9 empty] | 42447 | Dimmable | Continuous Below 10 | Yes |  | 3.1 | 14640.34 | 129.74 | 112.84 | 13.32 | 0.96 | 5000 | 80
PFE14ZHX | Acuity Brands Lighting | Lithonia Lighting | FHE 15000LM FST ND XXXXX GZ10 50K 80CRI | Indoor Luminaires | High-Bay | High-Bay Luminaires for Commercial and Industrial Buildings | Standard | FALSE | [9 empty] | 42447 | Dimmable | Continuous Below 10 | Yes |  | 4.1 | 14640.34 | 129.74 | 112.84 | 13.32 | 0.96 | 5000 | 80
PQ4UVBYW | Acuity Brands Lighting | Lithonia Lighting | FHE 12000LM ACL MD XXXXX GZ10 50K 80CRI | Indoor Luminaires | High-Bay | High-Bay Luminaires for Commercial and Industrial Buildings | Standard | FALSE | [9 empty] | 42447 | Dimmable | Continuous Below 10 | Yes |  | 4.1 | 13129.05 | 135.7 | 96.75 | 13.32 | 0.96 | 5000 | 80
PAHT9F1W | Acuity Brands Lighting | Holophane | EMW 12000LM ACL MD XXXXX GZ10 50K 80CRI | Indoor Luminaires | High-Bay | High-Bay Luminaires for Commercial and Industrial Buildings | Standard | FALSE | [9 empty] | 42447 | Dimmable | Continuous Below 10 | Yes |  | 3.1 | 13129.05 | 135.7 | 96.75 | 13.32 | 0.96 | 5000 | 80
PMSKYV7D | Acuity Brands Lighting | Holophane | EMW 12000LM ACL ND XXXXX GZ10 50K 80CRI | Indoor Luminaires | High-Bay | High-Bay Luminaires for Commercial and Industrial Buildings | Standard | FALSE | [9 empty] | 42447 | Dimmable | Continuous Below 10 | Yes |  | 3.1 | 12953.33 | 133.88 | 96.75 | 13.32 | 0.96 | 5000 | 80
PCWH9K3F | Acuity Brands Lighting | Lithonia Lighting | FHE 12000LM ACL ND XXXXX GZ10 50K 80CRI | Indoor Luminaires | High-Bay | High-Bay Luminaires for Commercial and Industrial Buildings | Standard | TRUE | 12147 | 128.78 | 94.32 | 21.34 | 0.87 | 5054 | 84.26 | 5 | 50000 | 42447 | Dimmable | Continuous Below 10 | Yes | Updated on 3/31/2017 | 4.1 | 12953.33 | 133.88 | 96.75 | 13.32 | 0.96 | 5000 | 80
PZSS9ZAN | Acuity Brands Lighting | Lithonia Lighting | FHE 12000LM FST MD XXXXX GZ10 50K 80CRI | Indoor Luminaires | High-Bay | High-Bay Luminaires for Commercial and Industrial Buildings | Standard | FALSE | [9 empty] | 42447 | Dimmable | Continuous Below 10 | Yes |  | 4.1 | 12877.29 | 133.1 | 96.75 | 13.32 | 0.96 | 5000 | 80
PWCBEH7S | Acuity Brands Lighting | Holophane | EMW 12000LM FST MD XXXXX GZ10 50K 80CRI | Indoor Luminaires | High-Bay | High-Bay Luminaires for Commercial and Industrial Buildings | Standard | FALSE | [9 empty] | 42447 | Dimmable | Continuous Below 10 | Yes |  | 3.1 | 12877.29 | 133.1 | 96.75 | 13.32 | 0.96 | 5000 | 80
PSTT9KQ3 | Acuity Brands Lighting | Lithonia Lighting | FHE 12000LM PCL MD XXXXX GZ10 50K 80CRI | Indoor Luminaires | High-Bay | High-Bay Luminaires for Commercial and Industrial Buildings | Standard | FALSE | [9 empty] | 42447 | Dimmable | Continuous Below 10 | Yes |  | 4.1 | 12798.31 | 132.28 | 96.75 | 13.32 | 0.96 | 5000 | 80
PJCY4J5V | Acuity Brands Lighting | Holophane | EMW 12000LM PCL MD XXXXX GZ10 50K 80CRI | Indoor Luminaires | High-Bay | High-Bay Luminaires for Commercial and Industrial Buildings | Standard | FALSE | [9 empty] | 42447 | Dimmable | Continuous Below 10 | Yes |  | 3.1 | 12798.31 | 132.28 | 96.75 | 13.32 | 0.96 | 5000 | 80
PVUXZQRN | Acuity Brands Lighting | Holophane | EMW 12000LM PCL ND XXXXX GZ10 50K 80CRI | Indoor Luminaires | High-Bay | High-Bay Luminaires for Commercial and Industrial Buildings | Standard | FALSE | [9 empty] | 42447 | Dimmable | Continuous Below 10 | Yes |  | 3.1 | 12724.32 | 131.52 | 96.75 | 13.32 | 0.96 | 5000 | 80
PSC97FUD | Acuity Brands Lighting | Lithonia Lighting | FHE 12000LM PCL ND XXXXX GZ10 50K 80CRI | Indoor Luminaires | High-Bay | High-Bay Luminaires for Commercial and Industrial Buildings | Standard | FALSE | [9 empty] | 42447 | Dimmable | Continuous Below 10 | Yes |  | 4.1 | 12724.32 | 131.52 | 96.75 | 13.32 | 0.96 | 5000 | 80
PG7NT5SS | Acuity Brands Lighting | Lithonia Lighting | FHE 12000LM FST ND XXXXX GZ10 50K 80CRI | Indoor Luminaires | High-Bay | High-Bay Luminaires for Commercial and Industrial Buildings | Standard | FALSE | [9 empty] | 42447 | Dimmable | Continuous Below 10 | Yes |  | 4.1 | 12713.46 | 131.41 | 96.75 | 13.32 | 0.96 | 5000 | 80
P4C7MJBK | Acuity Brands Lighting | Holophane | EMW 12000LM FST ND XXXXX GZ10 50K 80CRI | Indoor Luminaires | High-Bay | High-Bay Luminaires for Commercial and Industrial Buildings | Standard | FALSE | [9 empty] | 42447 | Dimmable | Continuous Below 10 | Yes |  | 3.1 | 12713.46 | 131.41 | 96.75 | 13.32 | 0.96 | 5000 | 80
PVFBHYJ4 | Acuity Brands Lighting | Lithonia Lighting | FHE 9000LM ACL MD XXXXX GZ10 50K 80CRI | Indoor Luminaires | High-Bay | High-Bay Luminaires for Commercial and Industrial Buildings | Standard | FALSE | [9 empty] | 42447 | Dimmable | Continuous Below 10 | Yes |  | 4.1 | 9264.8 | 121.19 | 76.45 | 13.32 | 0.96 | 5000 | 80
P2AYV3BZ | Acuity Brands Lighting | Holophane | EMW 9000LM ACL MD XXXXX GZ10 50K 80CRI | Indoor Luminaires | High-Bay | High-Bay Luminaires for Commercial and Industrial Buildings | Standard | FALSE | [9 empty] | 42447 | Dimmable | Continuous Below 10 | Yes |  | 3.1 | 9264.8 | 121.19 | 76.45 | 13.32 | 0.96 | 5000 | 80
PH5NQB1H | Acuity Brands Lighting | Holophane | EMW 9000LM ACL ND XXXXX GZ10 50K 80CRI | Indoor Luminaires | High-Bay | High-Bay Luminaires for Commercial and Industrial Buildings | Standard | FALSE | [9 empty] | 42447 | Dimmable | Continuous Below 10 | Yes |  | 3.1 | 9140.8 | 119.57 | 76.45 | 13.32 | 0.96 | 5000 | 80
PCBDX6V5 | Acuity Brands Lighting | Lithonia Lighting | FHE 9000LM ACL ND XXXXX GZ10 50K 80CRI | Indoor Luminaires | High-Bay | High-Bay Luminaires for Commercial and Industrial Buildings | Standard | FALSE | [9 empty] | 42447 | Dimmable | Continuous Below 10 | Yes |  | 4.1 | 9140.8 | 119.57 | 76.45 | 13.32 | 0.96 | 5000 | 80
PXZBAWD2 | Acuity Brands Lighting | Holophane | EMW 9000LM FST MD XXXXX GZ10 50K 80CRI | Indoor Luminaires | High-Bay | High-Bay Luminaires for Commercial and Industrial Buildings | Standard | FALSE | [9 empty] | 42447 | Dimmable | Continuous Below 10 | Yes |  | 3.1 | 9087.14 | 118.86 | 76.45 | 13.32 | 0.96 | 5000 | 80
P1EP9PQ4 | Acuity Brands Lighting | Lithonia Lighting | FHE 9000LM FST MD XXXXX GZ10 50K 80CRI | Indoor Luminaires | High-Bay | High-Bay Luminaires for Commercial and Industrial Buildings | Standard | FALSE | [9 empty] | 42447 | Dimmable | Continuous Below 10 | Yes |  | 4.1 | 9087.14 | 118.86 | 76.45 | 13.32 | 0.96 | 5000 | 80
PVPKB822 | Acuity Brands Lighting | Lithonia Lighting | FHE 9000LM PCL MD XXXXX GZ10 50K 80CRI | Indoor Luminaires | High-Bay | High-Bay Luminaires for Commercial and Industrial Buildings | Standard | FALSE | [9 empty] | 42447 | Dimmable | Continuous Below 10 | Yes |  | 4.1 | 9031.41 | 118.13 | 76.45 | 13.32 | 0.96 | 5000 | 80
PNHDQBNT | Acuity Brands Lighting | Holophane | EMW 9000LM PCL MD XXXXX GZ10 50K 80CRI | Indoor Luminaires | High-Bay | High-Bay Luminaires for Commercial and Industrial Buildings | Standard | FALSE | [9 empty] | 42447 | Dimmable | Continuous Below 10 | Yes |  | 3.1 | 9031.41 | 118.13 | 76.45 | 13.32 | 0.96 | 5000 | 80
PRSQMYYP | Acuity Brands Lighting | Holophane | EMW 9000LM PCL ND XXXXX GZ10 50K 80CRI | Indoor Luminaires | High-Bay | Low-Bay Luminaires for Commercial and Industrial Buildings | Standard | FALSE | [9 empty] | 42447 | Dimmable | Continuous Below 10 | Yes |  | 3.1 | 8979.2 | 117.45 | 76.45 | 13.32 | 0.96 | 5000 | 80
PMNVQXER | Acuity Brands Lighting | Lithonia Lighting | FHE 9000LM PCL ND XXXXX GZ10 50K 80CRI | Indoor Luminaires | High-Bay | Low-Bay Luminaires for Commercial and Industrial Buildings | Standard | FALSE | [9 empty] | 42447 | Dimmable | Continuous Below 10 | Yes |  | 4.1 | 8979.2 | 117.45 | 76.45 | 13.32 | 0.96 | 5000 | 80
PUK9923Q | Acuity Brands Lighting | Holophane | EMW 9000LM FST ND XXXXX GZ10 50K 80CRI | Indoor Luminaires | High-Bay | Low-Bay Luminaires for Commercial and Industrial Buildings | Standard | FALSE | [9 empty] | 42447 | Dimmable | Continuous Below 10 | Yes |  | 3.1 | 8971.53 | 117.35 | 76.45 | 13.32 | 0.96 | 5000 | 80
PG9RDGQA | Acuity Brands Lighting | Lithonia Lighting | FHE 9000LM FST ND XXXXX GZ10 50K 80CRI | Indoor Luminaires | High-Bay | Low-Bay Luminaires for Commercial and Industrial Buildings | Standard | FALSE | [9 empty] | 42447 | Dimmable | Continuous Below 10 | Yes |  | 4.1 | 8971.53 | 117.35 | 76.45 | 13.32 | 0.96 | 5000 | 80
PHMVSCG4 | Acuity Brands Lighting | Holophane | EMW 24000LM ACL MD XXXXX GZ10 50K 70CRI | Indoor Luminaires | High-Bay | High-Bay Luminaires for Commercial and Industrial Buildings | Standard | FALSE | [9 empty] | 42447 | Dimmable | Continuous Below 10 | Yes |  | 3.1 | 26286.89 | 117.06 | 224.55 | 13.32 | 0.96 | 5000 | 70
PHHJ8AM9 | Acuity Brands Lighting | Lithonia Lighting | FHE 24000LM ACL MD XXXXX GZ10 50K 70CRI | Indoor Luminaires | High-Bay | High-Bay Luminaires for Commercial and Industrial Buildings | Standard | FALSE | [9 empty] | 42447 | Dimmable | Continuous Below 10 | Yes |  | 4.1 | 26286.89 | 117.06 | 224.55 | 13.32 | 0.96 | 5000 | 70
PZ3F7VMJ | Acuity Brands Lighting | Holophane | EMW 24000LM ACL ND XXXXX GZ10 50K 70CRI | Indoor Luminaires | High-Bay | High-Bay Luminaires for Commercial and Industrial Buildings | Standard | FALSE | [9 empty] | 42447 | Dimmable | Continuous Below 10 | Yes |  | 3.1 | 25935.07 | 115.5 | 224.55 | 13.32 | 0.96 | 5000 | 70
PYKC8RDE | Acuity Brands Lighting | Lithonia Lighting | FHE 24000LM ACL ND XXXXX GZ10 50K 70CRI | Indoor Luminaires | High-Bay | High-Bay Luminaires for Commercial and Industrial Buildings | Standard | FALSE | [9 empty] | 42447 | Dimmable | Continuous Below 10 | Yes |  | 4.1 | 25935.07 | 115.5 | 224.55 | 13.32 | 0.96 | 5000 | 70
PM12EN1K | Acuity Brands Lighting | Lithonia Lighting | FHE 24000LM FST MD XXXXX GZ10 50K 70CRI | Indoor Luminaires | High-Bay | High-Bay Luminaires for Commercial and Industrial Buildings | Standard | FALSE | [9 empty] | 42447 | Dimmable | Continuous Below 10 | Yes |  | 4.1 | 25782.82 | 114.82 | 224.55 | 13.32 | 0.96 | 5000 | 70
PB4B2W83 | Acuity Brands Lighting | Holophane | EMW 24000LM FST MD XXXXX GZ10 50K 70CRI | Indoor Luminaires | High-Bay | High-Bay Luminaires for Commercial and Industrial Buildings | Standard | FALSE | [9 empty] | 42447 | Dimmable | Continuous Below 10 | Yes |  | 3.1 | 25782.82 | 114.82 | 224.55 | 13.32 | 0.96 | 5000 | 70
PVGB5XJ3 | Acuity Brands Lighting | Holophane | EMW 24000LM PCL MD XXXXX GZ10 50K 70CRI | Indoor Luminaires | High-Bay | High-Bay Luminaires for Commercial and Industrial Buildings | Standard | FALSE | [9 empty] | 42447 | Dimmable | Continuous Below 10 | Yes |  | 3.1 | 25624.69 | 114.12 | 224.55 | 13.32 | 0.96 | 5000 | 70
PQA7PNF9 | Acuity Brands Lighting | Lithonia Lighting | FHE 24000LM PCL MD XXXXX GZ10 50K 70CRI | Indoor Luminaires | High-Bay | High-Bay Luminaires for Commercial and Industrial Buildings | Standard | FALSE | [9 empty] | 42447 | Dimmable | Continuous Below 10 | Yes |  | 4.1 | 25624.69 | 114.12 | 224.55 | 13.32 | 0.96 | 5000 | 70
PZ3KPWRM | Acuity Brands Lighting | Holophane | EMW 24000LM PCL ND XXXXX GZ10 50K 70CRI | Indoor Luminaires | High-Bay | High-Bay Luminaires for Commercial and Industrial Buildings | Standard | FALSE | [9 empty] | 42447 | Dimmable | Continuous Below 10 | Yes |  | 3.1 | 25476.56 | 113.46 | 224.55 | 13.32 | 0.96 | 5000 | 70
P7PR5SSZ | Acuity Brands Lighting | Lithonia Lighting | FHE 24000LM PCL ND XXXXX GZ10 50K 70CRI | Indoor Luminaires | High-Bay | High-Bay Luminaires for Commercial and Industrial Buildings | Standard | FALSE | [9 empty] | 42447 | Dimmable | Continuous Below 10 | Yes |  | 4.1 | 25476.56 | 113.46 | 224.55 | 13.32 | 0.96 | 5000 | 70
PN5UYE52 | Acuity Brands Lighting | Holophane | EMW 24000LM FST ND XXXXX GZ10 50K 70CRI | Indoor Luminaires | High-Bay | High-Bay Luminaires for Commercial and Industrial Buildings | Standard | FALSE | [9 empty] | 42447 | Dimmable | Continuous Below 10 | Yes |  | 3.1 | 25454.81 | 113.36 | 224.55 | 13.32 | 0.96 | 5000 | 70
PAX3GEK9 | Acuity Brands Lighting | Lithonia Lighting | FHE 24000LM FST ND XXXXX GZ10 50K 70CRI | Indoor Luminaires | High-Bay | High-Bay Luminaires for Commercial and Industrial Buildings | Standard | FALSE | [9 empty] | 42447 | Dimmable | Continuous Below 10 | Yes |  | 4.1 | 25454.81 | 113.36 | 224.55 | 13.32 | 0.96 | 5000 | 70
PMX83N68 | Acuity Brands Lighting | Holophane | EMW 20000LM ACL MD XXXXX GZ10 50K 70CRI | Indoor Luminaires | High-Bay | High-Bay Luminaires for Commercial and Industrial Buildings | Standard | FALSE | [9 empty] | 42447 | Dimmable | Continuous Below 10 | Yes |  | 3.1 | 22685.98 | 131.51 | 172.5 | 13.32 | 0.96 | 5000 | 70
P4DJEYE8 | Acuity Brands Lighting | Lithonia Lighting | FHE 20000LM ACL MD XXXXX GZ10 50K 70CRI | Indoor Luminaires | High-Bay | High-Bay Luminaires for Commercial and Industrial Buildings | Standard | FALSE | [9 empty] | 42447 | Dimmable | Continuous Below 10 | Yes |  | 4.1 | 22685.98 | 131.51 | 172.5 | 13.32 | 0.96 | 5000 | 70
PM5Z7Z28 | Acuity Brands Lighting | Holophane | EMW 20000LM ACL ND XXXXX GZ10 50K 70CRI | Indoor Luminaires | High-Bay | High-Bay Luminaires for Commercial and Industrial Buildings | Standard | FALSE | [9 empty] | 42447 | Dimmable | Continuous Below 10 | Yes |  | 3.1 | 22382.35 | 129.75 | 172.5 | 13.32 | 0.96 | 5000 | 70
PGW7T8GG | Acuity Brands Lighting | Lithonia Lighting | FHE 20000LM ACL ND XXXXX GZ10 50K 70CRI | Indoor Luminaires | High-Bay | High-Bay Luminaires for Commercial and Industrial Buildings | Standard | FALSE | [9 empty] | 42447 | Dimmable | Continuous Below 10 | Yes |  | 4.1 | 22382.35 | 129.75 | 172.5 | 13.32 | 0.96 | 5000 | 70
PNJG5UC3 | Acuity Brands Lighting | Holophane | EMW 20000LM FST MD XXXXX GZ10 50K 70CRI | Indoor Luminaires | High-Bay | High-Bay Luminaires for Commercial and Industrial Buildings | Standard | FALSE | [9 empty] | 42447 | Dimmable | Continuous Below 10 | Yes |  | 3.1 | 22250.96 | 128.99 | 172.5 | 13.32 | 0.96 | 5000 | 70
PGRRTEV9 | Acuity Brands Lighting | Lithonia Lighting | FHE 20000LM FST MD XXXXX GZ10 50K 70CRI | Indoor Luminaires | High-Bay | High-Bay Luminaires for Commercial and Industrial Buildings | Standard | FALSE | [9 empty] | 42447 | Dimmable | Continuous Below 10 | Yes |  | 4.1 | 22250.96 | 128.99 | 172.5 | 13.32 | 0.96 | 5000 | 70
PZ91NECQ | Acuity Brands Lighting | Holophane | EMW 20000LM PCL MD XXXXX GZ10 50K 70CRI | Indoor Luminaires | High-Bay | High-Bay Luminaires for Commercial and Industrial Buildings | Standard | FALSE | [9 empty] | 42447 | Dimmable | Continuous Below 10 | Yes |  | 3.1 | 22114.49 | 128.2 | 172.5 | 13.32 | 0.96 | 5000 | 70
PQHBFFFG | Acuity Brands Lighting | Lithonia Lighting | FHE 20000LM PCL MD XXXXX GZ10 50K 70CRI | Indoor Luminaires | High-Bay | High-Bay Luminaires for Commercial and Industrial Buildings | Standard | FALSE | [9 empty] | 42447 | Dimmable | Continuous Below 10 | Yes |  | 4.1 | 22114.49 | 128.2 | 172.5 | 13.32 | 0.96 | 5000 | 70
PSV3QF4S | Acuity Brands Lighting | Holophane | EMW 20000LM PCL ND XXXXX GZ10 50K 70CRI | Indoor Luminaires | High-Bay | High-Bay Luminaires for Commercial and Industrial Buildings | Standard | FALSE | [9 empty] | 42447 | Dimmable | Continuous Below 10 | Yes |  | 3.1 | 21986.65 | 127.46 | 172.5 | 13.32 | 0.96 | 5000 | 70
PM376JB3 | Acuity Brands Lighting | Lithonia Lighting | FHE 20000LM PCL ND XXXXX GZ10 50K 70CRI | Indoor Luminaires | High-Bay | High-Bay Luminaires for Commercial and Industrial Buildings | Standard | FALSE | [9 empty] | 42447 | Dimmable | Continuous Below 10 | Yes |  | 4.1 | 21986.65 | 127.46 | 172.5 | 13.32 | 0.96 | 5000 | 70
PW45WGPD | Acuity Brands Lighting | Holophane | EMW 20000LM FST ND XXXXX GZ10 50K 70CRI | Indoor Luminaires | High-Bay | High-Bay Luminaires for Commercial and Industrial Buildings | Standard | FALSE | [9 empty] | 42447 | Dimmable | Continuous Below 10 | Yes |  | 3.1 | 21967.88 | 127.35 | 172.5 | 13.32 | 0.96 | 5000 | 70
PR1NUS1X | Acuity Brands Lighting | Lithonia Lighting | FHE 20000LM FST ND XXXXX GZ10 50K 70CRI | Indoor Luminaires | High-Bay | High-Bay Luminaires for Commercial and Industrial Buildings | Standard | FALSE | [9 empty] | 42447 | Dimmable | Continuous Below 10 | Yes |  | 4.1 | 21967.88 | 127.35 | 172.5 | 13.32 | 0.96 | 5000 | 70
PZHHH35Y | Acuity Brands Lighting | Holophane | EMW 18000LM ACL MD XXXXX GZ10 50K 70CRI | Indoor Luminaires | High-Bay | High-Bay Luminaires for Commercial and Industrial Buildings | Standard | FALSE | [9 empty] | 42447 | Dimmable | Continuous Below 10 | Yes |  | 3.1 | 20168.91 | 135.59 | 148.75 | 13.32 | 0.96 | 5000 | 70
PHHD7MT5 | Acuity Brands Lighting | Lithonia Lighting | FHE 18000LM ACL MD XXXXX GZ10 50K 70CRI | Indoor Luminaires | High-Bay | High-Bay Luminaires for Commercial and Industrial Buildings | Standard | FALSE | [9 empty] | 42447 | Dimmable | Continuous Below 10 | Yes |  | 4.1 | 20168.91 | 135.59 | 148.75 | 13.32 | 0.96 | 5000 | 70
PW2K8UTS | Acuity Brands Lighting | Lithonia Lighting | FHE 18000LM ACL ND XXXXX GZ10 50K 70CRI | Indoor Luminaires | High-Bay | High-Bay Luminaires for Commercial and Industrial Buildings | Standard | FALSE | [9 empty] | 42447 | Dimmable | Continuous Below 10 | Yes |  | 4.1 | 19898.97 | 133.77 | 148.75 | 13.32 | 0.96 | 5000 | 70
P2F67GAX | Acuity Brands Lighting | Holophane | EMW 18000LM ACL ND XXXXX GZ10 50K 70CRI | Indoor Luminaires | High-Bay | High-Bay Luminaires for Commercial and Industrial Buildings | Standard | FALSE | [9 empty] | 42447 | Dimmable | Continuous Below 10 | Yes |  | 3.1 | 19898.97 | 133.77 | 148.75 | 13.32 | 0.96 | 5000 | 70
PZJTDJ9J | Acuity Brands Lighting | Holophane | EMW 18000LM FST MD XXXXX GZ10 50K 70CRI | Indoor Luminaires | High-Bay | High-Bay Luminaires for Commercial and Industrial Buildings | Standard | FALSE | [9 empty] | 42447 | Dimmable | Continuous Below 10 | Yes |  | 3.1 | 19782.16 | 132.99 | 148.75 | 13.32 | 0.96 | 5000 | 70
PPJYQTRW | Acuity Brands Lighting | Lithonia Lighting | FHE 18000LM FST MD XXXXX GZ10 50K 70CRI | Indoor Luminaires | High-Bay | High-Bay Luminaires for Commercial and Industrial Buildings | Standard | FALSE | [9 empty] | 42447 | Dimmable | Continuous Below 10 | Yes |  | 4.1 | 19782.16 | 132.99 | 148.75 | 13.32 | 0.96 | 5000 | 70
P4ZASHWS | Acuity Brands Lighting | Lithonia Lighting | FHE 18000LM PCL MD XXXXX GZ10 50K 70CRI | Indoor Luminaires | High-Bay | High-Bay Luminaires for Commercial and Industrial Buildings | Standard | FALSE | [9 empty] | 42447 | Dimmable | Continuous Below 10 | Yes |  | 4.1 | 19660.83 | 132.17 | 148.75 | 13.32 | 0.96 | 5000 | 70
P47YJJX8 | Acuity Brands Lighting | Holophane | EMW 18000LM PCL MD XXXXX GZ10 50K 70CRI | Indoor Luminaires | High-Bay | High-Bay Luminaires for Commercial and Industrial Buildings | Standard | FALSE | [9 empty] | 42447 | Dimmable | Continuous Below 10 | Yes |  | 3.1 | 19660.83 | 132.17 | 148.75 | 13.32 | 0.96 | 5000 | 70
PUKQW873 | Acuity Brands Lighting | Holophane | EMW 18000LM PCL ND XXXXX GZ10 50K 70CRI | Indoor Luminaires | High-Bay | High-Bay Luminaires for Commercial and Industrial Buildings | Standard | FALSE | [9 empty] | 42447 | Dimmable | Continuous Below 10 | Yes |  | 3.1 | 19547.17 | 131.41 | 148.75 | 13.32 | 0.96 | 5000 | 70
PFRRFEKE | Acuity Brands Lighting | Lithonia Lighting | FHE 18000LM PCL ND XXXXX GZ10 50K 70CRI | Indoor Luminaires | High-Bay | High-Bay Luminaires for Commercial and Industrial Buildings | Standard | FALSE | [9 empty] | 42447 | Dimmable | Continuous Below 10 | Yes |  | 4.1 | 19547.17 | 131.41 | 148.75 | 13.32 | 0.96 | 5000 | 70
PR5TVZSM | Acuity Brands Lighting | Lithonia Lighting | FHE 18000LM FST ND XXXXX GZ10 50K 70CRI | Indoor Luminaires | High-Bay | High-Bay Luminaires for Commercial and Industrial Buildings | Standard | FALSE | [9 empty] | 42447 | Dimmable | Continuous Below 10 | Yes |  | 4.1 | 19530.49 | 131.3 | 148.75 | 13.32 | 0.96 | 5000 | 70
PE218X9J | Acuity Brands Lighting | Holophane | EMW 18000LM FST ND XXXXX GZ10 50K 70CRI | Indoor Luminaires | High-Bay | High-Bay Luminaires for Commercial and Industrial Buildings | Standard | FALSE | [9 empty] | 42447 | Dimmable | Continuous Below 10 | Yes |  | 3.1 | 19530.49 | 131.3 | 148.75 | 13.32 | 0.96 | 5000 | 70
PR3D238Y | Acuity Brands Lighting | Lithonia Lighting | FHE 15000LM ACL MD XXXXX GZ10 50K 70CRI | Indoor Luminaires | High-Bay | High-Bay Luminaires for Commercial and Industrial Buildings | Standard | FALSE | [9 empty] | 42447 | Dimmable | Continuous Below 10 | Yes |  | 4.1 | 16190.51 | 143.48 | 112.84 | 13.32 | 0.96 | 5000 | 70
P9W9UEQX | Acuity Brands Lighting | Holophane | EMW 15000LM ACL MD XXXXX GZ10 50K 70CRI | Indoor Luminaires | High-Bay | High-Bay Luminaires for Commercial and Industrial Buildings | Standard | FALSE | [9 empty] | 42447 | Dimmable | Continuous Below 10 | Yes |  | 3.1 | 16190.51 | 143.48 | 112.84 | 13.32 | 0.96 | 5000 | 70
PK7MMHMZ | Acuity Brands Lighting | Lithonia Lighting | FHE 15000LM ACL ND XXXXX GZ10 50K 70CRI | Indoor Luminaires | High-Bay | High-Bay Luminaires for Commercial and Industrial Buildings | Standard | FALSE | [9 empty] | 42447 | Dimmable | Continuous Below 10 | Yes |  | 4.1 | 15973.82 | 141.56 | 112.84 | 13.32 | 0.96 | 5000 | 70
PD53KVQ5 | Acuity Brands Lighting | Holophane | EMW 15000LM ACL ND XXXXX GZ10 50K 70CRI | Indoor Luminaires | High-Bay | High-Bay Luminaires for Commercial and Industrial Buildings | Standard | FALSE | [9 empty] | 42447 | Dimmable | Continuous Below 10 | Yes |  | 3.1 | 15973.82 | 141.56 | 112.84 | 13.32 | 0.96 | 5000 | 70
PYNGTQ2C | Acuity Brands Lighting | Holophane | EMW 15000LM FST MD XXXXX GZ10 50K 70CRI | Indoor Luminaires | High-Bay | High-Bay Luminaires for Commercial and Industrial Buildings | Standard | FALSE | [9 empty] | 42447 | Dimmable | Continuous Below 10 | Yes |  | 3.1 | 15880.05 | 140.73 | 112.84 | 13.32 | 0.96 | 5000 | 70
PQUPX41D | Acuity Brands Lighting | Lithonia Lighting | FHE 15000LM FST MD XXXXX GZ10 50K 70CRI | Indoor Luminaires | High-Bay | High-Bay Luminaires for Commercial and Industrial Buildings | Standard | FALSE | [9 empty] | 42447 | Dimmable | Continuous Below 10 | Yes |  | 4.1 | 15880.05 | 140.73 | 112.84 | 13.32 | 0.96 | 5000 | 70
PMAZTAS1 | Acuity Brands Lighting | Holophane | EMW 15000LM PCL MD XXXXX GZ10 50K 70CRI | Indoor Luminaires | High-Bay | High-Bay Luminaires for Commercial and Industrial Buildings | Standard | FALSE | [9 empty] | 42447 | Dimmable | Continuous Below 10 | Yes |  | 3.1 | 15782.66 | 139.87 | 112.84 | 13.32 | 0.96 | 5000 | 70
PD8KHGQ4 | Acuity Brands Lighting | Lithonia Lighting | FHE 15000LM PCL MD XXXXX GZ10 50K 70CRI | Indoor Luminaires | High-Bay | High-Bay Luminaires for Commercial and Industrial Buildings | Standard | FALSE | [9 empty] | 42447 | Dimmable | Continuous Below 10 | Yes |  | 4.1 | 15782.66 | 139.87 | 112.84 | 13.32 | 0.96 | 5000 | 70
PZJGUUXF | Acuity Brands Lighting | Lithonia Lighting | FHE 15000LM PCL ND XXXXX GZ10 50K 70CRI | Indoor Luminaires | High-Bay | High-Bay Luminaires for Commercial and Industrial Buildings | Standard | FALSE | [9 empty] | 42447 | Dimmable | Continuous Below 10 | Yes |  | 4.1 | 15691.42 | 139.06 | 112.84 | 13.32 | 0.96 | 5000 | 70
PUDVMKBE | Acuity Brands Lighting | Holophane | EMW 15000LM PCL ND XXXXX GZ10 50K 70CRI | Indoor Luminaires | High-Bay | High-Bay Luminaires for Commercial and Industrial Buildings | Standard | FALSE | [9 empty] | 42447 | Dimmable | Continuous Below 10 | Yes |  | 3.1 | 15691.42 | 139.06 | 112.84 | 13.32 | 0.96 | 5000 | 70
PZG57A7P | Acuity Brands Lighting | Lithonia Lighting | FHE 15000LM FST ND XXXXX GZ10 50K 70CRI | Indoor Luminaires | High-Bay | High-Bay Luminaires for Commercial and Industrial Buildings | Standard | FALSE | [9 empty] | 42447 | Dimmable | Continuous Below 10 | Yes |  | 4.1 | 15678.02 | 138.94 | 112.84 | 13.32 | 0.96 | 5000 | 70
PCC2865N | Acuity Brands Lighting | Holophane | EMW 15000LM FST ND XXXXX GZ10 50K 70CRI | Indoor Luminaires | High-Bay | High-Bay Luminaires for Commercial and Industrial Buildings | Standard | FALSE | [9 empty] | 42447 | Dimmable | Continuous Below 10 | Yes |  | 3.1 | 15678.02 | 138.94 | 112.84 | 13.32 | 0.96 | 5000 | 70
PG3B2E3U | Acuity Brands Lighting | Holophane | EMW 12000LM ACL MD XXXXX GZ10 50K 70CRI | Indoor Luminaires | High-Bay | High-Bay Luminaires for Commercial and Industrial Buildings | Standard | FALSE | [9 empty] | 42447 | Dimmable | Continuous Below 10 | Yes |  | 3.1 | 14059.61 | 145.32 | 96.75 | 13.32 | 0.96 | 5000 | 70
P7UHFFJ9 | Acuity Brands Lighting | Lithonia Lighting | FHE 12000LM ACL MD XXXXX GZ10 50K 70CRI | Indoor Luminaires | High-Bay | High-Bay Luminaires for Commercial and Industrial Buildings | Standard | FALSE | [9 empty] | 42447 | Dimmable | Continuous Below 10 | Yes |  | 4.1 | 14059.61 | 145.32 | 96.75 | 13.32 | 0.96 | 5000 | 70
PRQC8FRR | Acuity Brands Lighting | Lithonia Lighting | FHE 12000LM ACL ND XXXXX GZ10 50K 70CRI | Indoor Luminaires | High-Bay | High-Bay Luminaires for Commercial and Industrial Buildings | Standard | FALSE | [9 empty] | 42447 | Dimmable | Continuous Below 10 | Yes |  | 4.1 | 13871.44 | 143.37 | 96.75 | 13.32 | 0.96 | 5000 | 70
PG7M4WVQ | Acuity Brands Lighting | Holophane | EMW 12000LM ACL ND XXXXX GZ10 50K 70CRI | Indoor Luminaires | High-Bay | High-Bay Luminaires for Commercial and Industrial Buildings | Standard | FALSE | [9 empty] | 42447 | Dimmable | Continuous Below 10 | Yes |  | 3.1 | 13871.44 | 143.37 | 96.75 | 13.32 | 0.96 | 5000 | 70
PZDF9NUE | Acuity Brands Lighting | Holophane | EMW 12000LM FST MD XXXXX GZ10 50K 70CRI | Indoor Luminaires | High-Bay | High-Bay Luminaires for Commercial and Industrial Buildings | Standard | FALSE | [9 empty] | 42447 | Dimmable | Continuous Below 10 | Yes |  | 3.1 | 13790.01 | 142.53 | 96.75 | 13.32 | 0.96 | 5000 | 70
PJGTBXGF | Acuity Brands Lighting | Lithonia Lighting | FHE 12000LM FST MD XXXXX GZ10 50K 70CRI | Indoor Luminaires | High-Bay | High-Bay Luminaires for Commercial and Industrial Buildings | Standard | FALSE | [9 empty] | 42447 | Dimmable | Continuous Below 10 | Yes |  | 4.1 | 13790.01 | 142.53 | 96.75 | 13.32 | 0.96 | 5000 | 70
PJ5BZ3FR | Acuity Brands Lighting | Holophane | EMW 12000LM PCL MD XXXXX GZ10 50K 70CRI | Indoor Luminaires | High-Bay | High-Bay Luminaires for Commercial and Industrial Buildings | Standard | FALSE | [9 empty] | 42447 | Dimmable | Continuous Below 10 | Yes |  | 3.1 | 13705.43 | 141.66 | 96.75 | 13.32 | 0.96 | 5000 | 70
PJ2AK3E6 | Acuity Brands Lighting | Lithonia Lighting | FHE 12000LM PCL MD XXXXX GZ10 50K 70CRI | Indoor Luminaires | High-Bay | High-Bay Luminaires for Commercial and Industrial Buildings | Standard | FALSE | [9 empty] | 42447 | Dimmable | Continuous Below 10 | Yes |  | 4.1 | 13705.43 | 141.66 | 96.75 | 13.32 | 0.96 | 5000 | 70
PZB8AW2A | Acuity Brands Lighting | Holophane | EMW 12000LM PCL ND XXXXX GZ10 50K 70CRI | Indoor Luminaires | High-Bay | High-Bay Luminaires for Commercial and Industrial Buildings | Standard | FALSE | [9 empty] | 42447 | Dimmable | Continuous Below 10 | Yes |  | 3.1 | 13626.2 | 140.84 | 96.75 | 13.32 | 0.96 | 5000 | 70
P8HRP2KN | Acuity Brands Lighting | Lithonia Lighting | FHE 12000LM PCL ND XXXXX GZ10 50K 70CRI | Indoor Luminaires | High-Bay | High-Bay Luminaires for Commercial and Industrial Buildings | Standard | FALSE | [9 empty] | 42447 | Dimmable | Continuous Below 10 | Yes |  | 4.1 | 13626.2 | 140.84 | 96.75 | 13.32 | 0.96 | 5000 | 70
PK87Y8E8 | Acuity Brands Lighting | Holophane | EMW 12000LM FST ND XXXXX GZ10 50K 70CRI | Indoor Luminaires | High-Bay | High-Bay Luminaires for Commercial and Industrial Buildings | Standard | FALSE | [9 empty] | 42447 | Dimmable | Continuous Below 10 | Yes |  | 3.1 | 13614.57 | 140.72 | 96.75 | 13.32 | 0.96 | 5000 | 70
PGUW952E | Acuity Brands Lighting | Lithonia Lighting | FHE 12000LM FST ND XXXXX GZ10 50K 70CRI | Indoor Luminaires | High-Bay | High-Bay Luminaires for Commercial and Industrial Buildings | Standard | FALSE | [9 empty] | 42447 | Dimmable | Continuous Below 10 | Yes |  | 4.1 | 13614.57 | 140.72 | 96.75 | 13.32 | 0.96 | 5000 | 70
PPEFY6KF | Acuity Brands Lighting | Holophane | EMW 9000LM ACL MD XXXXX GZ10 50K 70CRI | Indoor Luminaires | High-Bay | High-Bay Luminaires for Commercial and Industrial Buildings | Standard | FALSE | [9 empty] | 42447 | Dimmable | Continuous Below 10 | Yes |  | 3.1 | 9921.47 | 129.78 | 76.45 | 13.32 | 0.96 | 5000 | 70
PKYCYDDN | Acuity Brands Lighting | Lithonia Lighting | FHE 9000LM ACL MD XXXXX GZ10 50K 70CRI | Indoor Luminaires | High-Bay | High-Bay Luminaires for Commercial and Industrial Buildings | Standard | FALSE | [9 empty] | 42447 | Dimmable | Continuous Below 10 | Yes |  | 4.1 | 9921.47 | 129.78 | 76.45 | 13.32 | 0.96 | 5000 | 70
PRHWXTHP | Acuity Brands Lighting | Lithonia Lighting | FHE 9000LM ACL ND XXXXX GZ10 50K 70CRI | Indoor Luminaires | High-Bay | High-Bay Luminaires for Commercial and Industrial Buildings | Standard | FALSE | [9 empty] | 42447 | Dimmable | Continuous Below 10 | Yes |  | 4.1 | 9788.68 | 128.04 | 76.45 | 13.32 | 0.96 | 5000 | 70
PNR8QRE2 | Acuity Brands Lighting | Holophane | EMW 9000LM ACL ND XXXXX GZ10 50K 70CRI | Indoor Luminaires | High-Bay | High-Bay Luminaires for Commercial and Industrial Buildings | Standard | FALSE | [9 empty] | 42447 | Dimmable | Continuous Below 10 | Yes |  | 3.1 | 9788.68 | 128.04 | 76.45 | 13.32 | 0.96 | 5000 | 70
PKTJZGNT | Acuity Brands Lighting | Lithonia Lighting | FHE 9000LM FST MD XXXXX GZ10 50K 70CRI | Indoor Luminaires | High-Bay | High-Bay Luminaires for Commercial and Industrial Buildings | Standard | FALSE | [9 empty] | 42447 | Dimmable | Continuous Below 10 | Yes |  | 4.1 | 9731.22 | 127.29 | 76.45 | 13.32 | 0.96 | 5000 | 70
P95CVDBC | Acuity Brands Lighting | Holophane | EMW 9000LM FST MD XXXXX GZ10 50K 70CRI | Indoor Luminaires | High-Bay | High-Bay Luminaires for Commercial and Industrial Buildings | Standard | FALSE | [9 empty] | 42447 | Dimmable | Continuous Below 10 | Yes |  | 3.1 | 9731.22 | 127.29 | 76.45 | 13.32 | 0.96 | 5000 | 70
PE49PCXM | Acuity Brands Lighting | Lithonia Lighting | FHE 9000LM PCL MD XXXXX GZ10 50K 70CRI | Indoor Luminaires | High-Bay | High-Bay Luminaires for Commercial and Industrial Buildings | Standard | FALSE | [9 empty] | 42447 | Dimmable | Continuous Below 10 | Yes |  | 4.1 | 9671.54 | 126.51 | 76.45 | 13.32 | 0.96 | 5000 | 70
P6N94H5W | Acuity Brands Lighting | Holophane | EMW 9000LM PCL MD XXXXX GZ10 50K 70CRI | Indoor Luminaires | High-Bay | High-Bay Luminaires for Commercial and Industrial Buildings | Standard | FALSE | [9 empty] | 42447 | Dimmable | Continuous Below 10 | Yes |  | 3.1 | 9671.54 | 126.51 | 76.45 | 13.32 | 0.96 | 5000 | 70
PZ3XCSNM | Acuity Brands Lighting | Lithonia Lighting | FHE 9000LM PCL ND XXXXX GZ10 50K 70CRI | Indoor Luminaires | High-Bay | High-Bay Luminaires for Commercial and Industrial Buildings | Standard | FALSE | [9 empty] | 42447 | Dimmable | Continuous Below 10 | Yes |  | 4.1 | 9615.63 | 125.78 | 76.45 | 13.32 | 0.96 | 5000 | 70
PXX5BBXW | Acuity Brands Lighting | Holophane | EMW 9000LM PCL ND XXXXX GZ10 50K 70CRI | Indoor Luminaires | High-Bay | High-Bay Luminaires for Commercial and Industrial Buildings | Standard | FALSE | [9 empty] | 42447 | Dimmable | Continuous Below 10 | Yes |  | 3.1 | 9615.63 | 125.78 | 76.45 | 13.32 | 0.96 | 5000 | 70
PZQDUFZ5 | Acuity Brands Lighting | Holophane | EMW 9000LM FST ND XXXXX GZ10 50K 70CRI | Indoor Luminaires | High-Bay | High-Bay Luminaires for Commercial and Industrial Buildings | Standard | FALSE | [9 empty] | 42447 | Dimmable | Continuous Below 10 | Yes |  | 3.1 | 9607.42 | 125.67 | 76.45 | 13.32 | 0.96 | 5000 | 70
PG1EAVGQ | Acuity Brands Lighting | Lithonia Lighting | FHE 9000LM FST ND XXXXX GZ10 50K 70CRI | Indoor Luminaires | High-Bay | High-Bay Luminaires for Commercial and Industrial Buildings | Standard | FALSE | [9 empty] | 42447 | Dimmable | Continuous Below 10 | Yes |  | 4.1 | 9607.42 | 125.67 | 76.45 | 13.32 | 0.96 | 5000 | 70
PT1J6H4G | Acuity Brands Lighting | Holophane | EMW 24000LM ACL MD XXXXX GZ10 40K 90CRI | Indoor Luminaires | High-Bay | High-Bay Luminaires for Commercial and Industrial Buildings | Standard | FALSE | [9 empty] | 42447 | Dimmable | Continuous Below 10 | Yes |  | 3.1 | 20027.21 | 89.19 | 224.55 | 13.32 | 0.96 | 4000 | 90
P7TCU3KK | Acuity Brands Lighting | Lithonia Lighting | FHE 24000LM ACL MD XXXXX GZ10 40K 90CRI | Indoor Luminaires | High-Bay | High-Bay Luminaires for Commercial and Industrial Buildings | Standard | FALSE | [9 empty] | 42447 | Dimmable | Continuous Below 10 | Yes |  | 3.1 | 20027.21 | 89.19 | 224.55 | 13.32 | 0.96 | 4000 | 90
PHCBPZJF | Acuity Brands Lighting | Holophane | EMW 24000LM ACL ND XXXXX GZ10 40K 90CRI | Indoor Luminaires | High-Bay | High-Bay Luminaires for Commercial and Industrial Buildings | Standard | FALSE | [9 empty] | 42447 | Dimmable | Continuous Below 10 | Yes |  | 3.1 | 19759.17 | 87.99 | 224.55 | 13.32 | 0.96 | 4000 | 90
PBFSZBYK | Acuity Brands Lighting | Lithonia Lighting | FHE 24000LM ACL ND XXXXX GZ10 40K 90CRI | Indoor Luminaires | High-Bay | High-Bay Luminaires for Commercial and Industrial Buildings | Standard | FALSE | [9 empty] | 42447 | Dimmable | Continuous Below 10 | Yes |  | 3.1 | 19759.17 | 87.99 | 224.55 | 13.32 | 0.96 | 4000 | 90
PG2R2D9X | Acuity Brands Lighting | Holophane | EMW 24000LM FST MD XXXXX GZ10 40K 90CRI | Indoor Luminaires | High-Bay | High-Bay Luminaires for Commercial and Industrial Buildings | Standard | FALSE | [9 empty] | 42447 | Dimmable | Continuous Below 10 | Yes |  | 3.1 | 19643.17 | 87.48 | 224.55 | 13.32 | 0.96 | 4000 | 90
PC1TDQRD | Acuity Brands Lighting | Lithonia Lighting | FHE 24000LM FST MD XXXXX GZ10 40K 90CRI | Indoor Luminaires | High-Bay | High-Bay Luminaires for Commercial and Industrial Buildings | Standard | FALSE | [9 empty] | 42447 | Dimmable | Continuous Below 10 | Yes |  | 3.1 | 19643.17 | 87.48 | 224.55 | 13.32 | 0.96 | 4000 | 90
PX37NM3N | Acuity Brands Lighting | Lithonia Lighting | FHE 24000LM PCL MD XXXXX GZ10 40K 90CRI | Indoor Luminaires | High-Bay | High-Bay Luminaires for Commercial and Industrial Buildings | Standard | FALSE | [9 empty] | 42447 | Dimmable | Continuous Below 10 | Yes |  | 3.1 | 19522.7 | 86.94 | 224.55 | 13.32 | 0.96 | 4000 | 90
P9SDH7NS | Acuity Brands Lighting | Holophane | EMW 24000LM PCL MD XXXXX GZ10 40K 90CRI | Indoor Luminaires | High-Bay | High-Bay Luminaires for Commercial and Industrial Buildings | Standard | FALSE | [9 empty] | 42447 | Dimmable | Continuous Below 10 | Yes |  | 3.1 | 19522.7 | 86.94 | 224.55 | 13.32 | 0.96 | 4000 | 90
PKB6JQ68 | Acuity Brands Lighting | Holophane | EMW 24000LM PCL ND XXXXX GZ10 40K 90CRI | Indoor Luminaires | High-Bay | High-Bay Luminaires for Commercial and Industrial Buildings | Standard | FALSE | [9 empty] | 42447 | Dimmable | Continuous Below 10 | Yes |  | 3.1 | 19409.84 | 86.44 | 224.55 | 13.32 | 0.96 | 4000 | 90
P33BACWC | Acuity Brands Lighting | Lithonia Lighting | FHE 24000LM PCL ND XXXXX GZ10 40K 90CRI | Indoor Luminaires | High-Bay | High-Bay Luminaires for Commercial and Industrial Buildings | Standard | FALSE | [9 empty] | 42447 | Dimmable | Continuous Below 10 | Yes |  | 3.1 | 19409.84 | 86.44 | 224.55 | 13.32 | 0.96 | 4000 | 90
PFF7USXC | Acuity Brands Lighting | Holophane | EMW 24000LM FST ND XXXXX GZ10 40K 90CRI | Indoor Luminaires | High-Bay | High-Bay Luminaires for Commercial and Industrial Buildings | Standard | FALSE | [9 empty] | 42447 | Dimmable | Continuous Below 10 | Yes |  | 3.1 | 19393.27 | 86.37 | 224.55 | 13.32 | 0.96 | 4000 | 90
P8PVCJ52 | Acuity Brands Lighting | Lithonia Lighting | FHE 24000LM FST ND XXXXX GZ10 40K 90CRI | Indoor Luminaires | High-Bay | High-Bay Luminaires for Commercial and Industrial Buildings | Standard | FALSE | [9 empty] | 42447 | Dimmable | Continuous Below 10 | Yes |  | 3.1 | 19393.27 | 86.37 | 224.55 | 13.32 | 0.96 | 4000 | 90
PFYRQJTF | Acuity Brands Lighting | Lithonia Lighting | FHE 20000LM ACL MD XXXXX GZ10 40K 90CRI | Indoor Luminaires | High-Bay | High-Bay Luminaires for Commercial and Industrial Buildings | Standard | FALSE | [9 empty] | 42447 | Dimmable | Continuous Below 10 | Yes |  | 3.1 | 17283.78 | 100.2 | 172.5 | 13.32 | 0.96 | 4000 | 90
PFXYTX4X | Acuity Brands Lighting | Holophane | EMW 20000LM ACL MD XXXXX GZ10 40K 90CRI | Indoor Luminaires | High-Bay | High-Bay Luminaires for Commercial and Industrial Buildings | Standard | FALSE | [9 empty] | 42447 | Dimmable | Continuous Below 10 | Yes |  | 3.1 | 17283.78 | 100.2 | 172.5 | 13.32 | 0.96 | 4000 | 90
PVFDJ1FC | Acuity Brands Lighting | Holophane | EMW 20000LM ACL ND XXXXX GZ10 40K 90CRI | Indoor Luminaires | High-Bay | High-Bay Luminaires for Commercial and Industrial Buildings | Standard | FALSE | [9 empty] | 42447 | Dimmable | Continuous Below 10 | Yes |  | 3.1 | 17052.45 | 98.85 | 172.5 | 13.32 | 0.96 | 4000 | 90
P9GC7WKK | Acuity Brands Lighting | Lithonia Lighting | FHE 20000LM ACL ND XXXXX GZ10 40K 90CRI | Indoor Luminaires | High-Bay | High-Bay Luminaires for Commercial and Industrial Buildings | Standard | FALSE | [9 empty] | 42447 | Dimmable | Continuous Below 10 | Yes |  | 3.1 | 17052.45 | 98.85 | 172.5 | 13.32 | 0.96 | 4000 | 90
PU3HAM5J | Acuity Brands Lighting | Lithonia Lighting | FHE 20000LM FST MD XXXXX GZ10 40K 90CRI | Indoor Luminaires | High-Bay | High-Bay Luminaires for Commercial and Industrial Buildings | Standard | FALSE | [9 empty] | 42447 | Dimmable | Continuous Below 10 | Yes |  | 3.1 | 16952.35 | 98.27 | 172.5 | 13.32 | 0.96 | 4000 | 90
PHSJ25NT | Acuity Brands Lighting | Holophane | EMW 20000LM FST MD XXXXX GZ10 40K 90CRI | Indoor Luminaires | High-Bay | High-Bay Luminaires for Commercial and Industrial Buildings | Standard | FALSE | [9 empty] | 42447 | Dimmable | Continuous Below 10 | Yes |  | 3.1 | 16952.35 | 98.27 | 172.5 | 13.32 | 0.96 | 4000 | 90
PN8TH8R6 | Acuity Brands Lighting | Lithonia Lighting | FHE 20000LM PCL MD XXXXX GZ10 40K 90CRI | Indoor Luminaires | High-Bay | High-Bay Luminaires for Commercial and Industrial Buildings | Standard | FALSE | [9 empty] | 42447 | Dimmable | Continuous Below 10 | Yes |  | 3.1 | 16848.38 | 97.67 | 172.5 | 13.32 | 0.96 | 4000 | 90
P6XPKNHW | Acuity Brands Lighting | Holophane | EMW 20000LM PCL MD XXXXX GZ10 40K 90CRI | Indoor Luminaires | High-Bay | High-Bay Luminaires for Commercial and Industrial Buildings | Standard | FALSE | [9 empty] | 42447 | Dimmable | Continuous Below 10 | Yes |  | 3.1 | 16848.38 | 97.67 | 172.5 | 13.32 | 0.96 | 4000 | 90
PGD1C6S7 | Acuity Brands Lighting | Holophane | EMW 20000LM PCL ND XXXXX GZ10 40K 90CRI | Indoor Luminaires | High-Bay | High-Bay Luminaires for Commercial and Industrial Buildings | Standard | FALSE | [9 empty] | 42447 | Dimmable | Continuous Below 10 | Yes |  | 3.1 | 16750.98 | 97.11 | 172.5 | 13.32 | 0.96 | 4000 | 90
PESHX3W5 | Acuity Brands Lighting | Lithonia Lighting | FHE 20000LM PCL ND XXXXX GZ10 40K 90CRI | Indoor Luminaires | High-Bay | High-Bay Luminaires for Commercial and Industrial Buildings | Standard | FALSE | [9 empty] | 42447 | Dimmable | Continuous Below 10 | Yes |  | 3.1 | 16750.98 | 97.11 | 172.5 | 13.32 | 0.96 | 4000 | 90
PD2PRAKN | Acuity Brands Lighting | Lithonia Lighting | FHE 20000LM FST ND XXXXX GZ10 40K 90CRI | Indoor Luminaires | High-Bay | High-Bay Luminaires for Commercial and Industrial Buildings | Standard | FALSE | [9 empty] | 42447 | Dimmable | Continuous Below 10 | Yes |  | 3.1 | 16736.68 | 97.02 | 172.5 | 13.32 | 0.96 | 4000 | 90
P8FH32RN | Acuity Brands Lighting | Holophane | EMW 20000LM FST ND XXXXX GZ10 40K 90CRI | Indoor Luminaires | High-Bay | High-Bay Luminaires for Commercial and Industrial Buildings | Standard | FALSE | [9 empty] | 42447 | Dimmable | Continuous Below 10 | Yes |  | 3.1 | 16736.68 | 97.02 | 172.5 | 13.32 | 0.96 | 4000 | 90
PF5GXFF7 | Acuity Brands Lighting | Holophane | EMW 18000LM ACL MD XXXXX GZ10 40K 90CRI | Indoor Luminaires | High-Bay | High-Bay Luminaires for Commercial and Industrial Buildings | Standard | FALSE | [9 empty] | 42447 | Dimmable | Continuous Below 10 | Yes |  | 3.1 | 15366.1 | 103.3 | 148.75 | 13.32 | 0.96 | 4000 | 90
PCUWBYSC | Acuity Brands Lighting | Lithonia Lighting | FHE 18000LM ACL MD XXXXX GZ10 40K 90CRI | Indoor Luminaires | High-Bay | High-Bay Luminaires for Commercial and Industrial Buildings | Standard | FALSE | [9 empty] | 42447 | Dimmable | Continuous Below 10 | Yes |  | 3.1 | 15366.1 | 103.3 | 148.75 | 13.32 | 0.96 | 4000 | 90
PQQHNZXW | Acuity Brands Lighting | Holophane | EMW 18000LM ACL ND XXXXX GZ10 40K 90CRI | Indoor Luminaires | High-Bay | High-Bay Luminaires for Commercial and Industrial Buildings | Standard | FALSE | [9 empty] | 42447 | Dimmable | Continuous Below 10 | Yes |  | 3.1 | 15160.44 | 101.92 | 148.75 | 13.32 | 0.96 | 4000 | 90
PC468WAY | Acuity Brands Lighting | Lithonia Lighting | FHE 18000LM ACL ND XXXXX GZ10 40K 90CRI | Indoor Luminaires | High-Bay | High-Bay Luminaires for Commercial and Industrial Buildings | Standard | FALSE | [9 empty] | 42447 | Dimmable | Continuous Below 10 | Yes |  | 3.1 | 15160.44 | 101.92 | 148.75 | 13.32 | 0.96 | 4000 | 90
P7PY65S4 | Acuity Brands Lighting | Holophane | EMW 18000LM FST MD XXXXX GZ10 40K 90CRI | Indoor Luminaires | High-Bay | High-Bay Luminaires for Commercial and Industrial Buildings | Standard | FALSE | [9 empty] | 42447 | Dimmable | Continuous Below 10 | Yes |  | 3.1 | 15071.44 | 101.32 | 148.75 | 13.32 | 0.96 | 4000 | 90
P1WE8YU2 | Acuity Brands Lighting | Lithonia Lighting | FHE 18000LM FST MD XXXXX GZ10 40K 90CRI | Indoor Luminaires | High-Bay | High-Bay Luminaires for Commercial and Industrial Buildings | Standard | FALSE | [9 empty] | 42447 | Dimmable | Continuous Below 10 | Yes |  | 3.1 | 15071.44 | 101.32 | 148.75 | 13.32 | 0.96 | 4000 | 90
PV937ACQ | Acuity Brands Lighting | Holophane | EMW 18000LM PCL MD XXXXX GZ10 40K 90CRI | Indoor Luminaires | High-Bay | High-Bay Luminaires for Commercial and Industrial Buildings | Standard | FALSE | [9 empty] | 42447 | Dimmable | Continuous Below 10 | Yes |  | 3.1 | 14979.01 | 100.7 | 148.75 | 13.32 | 0.96 | 4000 | 90
PNSY7772 | Acuity Brands Lighting | Lithonia Lighting | FHE 18000LM PCL MD XXXXX GZ10 40K 90CRI | Indoor Luminaires | High-Bay | High-Bay Luminaires for Commercial and Industrial Buildings | Standard | FALSE | [9 empty] | 42447 | Dimmable | Continuous Below 10 | Yes |  | 3.1 | 14979.01 | 100.7 | 148.75 | 13.32 | 0.96 | 4000 | 90
PWAUUDA5 | Acuity Brands Lighting | Holophane | EMW 18000LM PCL ND XXXXX GZ10 40K 90CRI | Indoor Luminaires | High-Bay | High-Bay Luminaires for Commercial and Industrial Buildings | Standard | FALSE | [9 empty] | 42447 | Dimmable | Continuous Below 10 | Yes |  | 3.1 | 14892.42 | 100.12 | 148.75 | 13.32 | 0.96 | 4000 | 90
P6YPZ1HV | Acuity Brands Lighting | Lithonia Lighting | FHE 18000LM PCL ND XXXXX GZ10 40K 90CRI | Indoor Luminaires | High-Bay | High-Bay Luminaires for Commercial and Industrial Buildings | Standard | FALSE | [9 empty] | 42447 | Dimmable | Continuous Below 10 | Yes |  | 3.1 | 14892.42 | 100.12 | 148.75 | 13.32 | 0.96 | 4000 | 90
PEWPTW4F | Acuity Brands Lighting | Holophane | EMW 18000LM FST ND XXXXX GZ10 40K 90CRI | Indoor Luminaires | High-Bay | High-Bay Luminaires for Commercial and Industrial Buildings | Standard | FALSE | [9 empty] | 42447 | Dimmable | Continuous Below 10 | Yes |  | 3.1 | 14879.7 | 100.03 | 148.75 | 13.32 | 0.96 | 4000 | 90
P1TQYVVC | Acuity Brands Lighting | Lithonia Lighting | FHE 18000LM FST ND XXXXX GZ10 40K 90CRI | Indoor Luminaires | High-Bay | High-Bay Luminaires for Commercial and Industrial Buildings | Standard | FALSE | [9 empty] | 42447 | Dimmable | Continuous Below 10 | Yes |  | 3.1 | 14879.7 | 100.03 | 148.75 | 13.32 | 0.96 | 4000 | 90
PMD5GJFE | Acuity Brands Lighting | Lithonia Lighting | FHE 15000LM ACL MD XXXXX GZ10 40K 90CRI | Indoor Luminaires | High-Bay | High-Bay Luminaires for Commercial and Industrial Buildings | Standard | FALSE | [9 empty] | 42447 | Dimmable | Continuous Below 10 | Yes |  | 4.1 | 12335.07 | 109.31 | 112.84 | 13.32 | 0.96 | 4000 | 90
P8D9SU41 | Acuity Brands Lighting | Holophane | EMW 15000LM ACL MD XXXXX GZ10 40K 90CRI | Indoor Luminaires | High-Bay | High-Bay Luminaires for Commercial and Industrial Buildings | Standard | FALSE | [9 empty] | 42447 | Dimmable | Continuous Below 10 | Yes |  | 3.1 | 12335.07 | 109.31 | 112.84 | 13.32 | 0.96 | 4000 | 90
PKAV1QDS | Acuity Brands Lighting | Lithonia Lighting | FHE 15000LM ACL ND XXXXX GZ10 40K 90CRI | Indoor Luminaires | High-Bay | High-Bay Luminaires for Commercial and Industrial Buildings | Standard | FALSE | [9 empty] | 42447 | Dimmable | Continuous Below 10 | Yes |  | 4.1 | 12169.98 | 107.85 | 112.84 | 13.32 | 0.96 | 4000 | 90
PANDTXKT | Acuity Brands Lighting | Holophane | EMW 15000LM ACL ND XXXXX GZ10 40K 90CRI | Indoor Luminaires | High-Bay | High-Bay Luminaires for Commercial and Industrial Buildings | Standard | FALSE | [9 empty] | 42447 | Dimmable | Continuous Below 10 | Yes |  | 3.1 | 12169.98 | 107.85 | 112.84 | 13.32 | 0.96 | 4000 | 90
PXQCRNHS | Acuity Brands Lighting | Holophane | EMW 15000LM FST MD XXXXX GZ10 40K 90CRI | Indoor Luminaires | High-Bay | High-Bay Luminaires for Commercial and Industrial Buildings | Standard | FALSE | [9 empty] | 42447 | Dimmable | Continuous Below 10 | Yes |  | 3.1 | 12098.54 | 107.22 | 112.84 | 13.32 | 0.96 | 4000 | 90
P9ST1ZJG | Acuity Brands Lighting | Lithonia Lighting | FHE 15000LM FST MD XXXXX GZ10 40K 90CRI | Indoor Luminaires | High-Bay | High-Bay Luminaires for Commercial and Industrial Buildings | Standard | FALSE | [9 empty] | 42447 | Dimmable | Continuous Below 10 | Yes |  | 4.1 | 12098.54 | 107.22 | 112.84 | 13.32 | 0.96 | 4000 | 90
PST3P5FP | Acuity Brands Lighting | Holophane | EMW 15000LM PCL MD XXXXX GZ10 40K 90CRI | Indoor Luminaires | High-Bay | High-Bay Luminaires for Commercial and Industrial Buildings | Standard | FALSE | [9 empty] | 42447 | Dimmable | Continuous Below 10 | Yes |  | 3.1 | 12024.34 | 106.56 | 112.84 | 13.32 | 0.96 | 4000 | 90
PJR571GN | Acuity Brands Lighting | Lithonia Lighting | FHE 15000LM PCL MD XXXXX GZ10 40K 90CRI | Indoor Luminaires | High-Bay | High-Bay Luminaires for Commercial and Industrial Buildings | Standard | FALSE | [9 empty] | 42447 | Dimmable | Continuous Below 10 | Yes |  | 4.1 | 12024.34 | 106.56 | 112.84 | 13.32 | 0.96 | 4000 | 90
PVGW313X | Acuity Brands Lighting | Holophane | EMW 15000LM PCL ND XXXXX GZ10 40K 90CRI | Indoor Luminaires | High-Bay | High-Bay Luminaires for Commercial and Industrial Buildings | Standard | FALSE | [9 empty] | 42447 | Dimmable | Continuous Below 10 | Yes |  | 3.1 | 11954.83 | 105.94 | 112.84 | 13.32 | 0.96 | 4000 | 90
PMZWTNQG | Acuity Brands Lighting | Lithonia Lighting | FHE 15000LM PCL ND XXXXX GZ10 40K 90CRI | Indoor Luminaires | High-Bay | High-Bay Luminaires for Commercial and Industrial Buildings | Standard | FALSE | [9 empty] | 42447 | Dimmable | Continuous Below 10 | Yes |  | 3.1 | 11954.83 | 105.94 | 112.84 | 13.32 | 0.96 | 4000 | 90
PTMFTW35 | Acuity Brands Lighting | Lithonia Lighting | FHE 15000LM FST ND XXXXX GZ10 40K 90CRI | Indoor Luminaires | High-Bay | High-Bay Luminaires for Commercial and Industrial Buildings | Standard | FALSE | [9 empty] | 42447 | Dimmable | Continuous Below 10 | Yes |  | 3.1 | 11944.62 | 105.85 | 112.84 | 13.32 | 0.96 | 4000 | 90
PC4XYUK7 | Acuity Brands Lighting | Holophane | EMW 15000LM FST ND XXXXX GZ10 40K 90CRI | Indoor Luminaires | High-Bay | High-Bay Luminaires for Commercial and Industrial Buildings | Standard | FALSE | [9 empty] | 42447 | Dimmable | Continuous Below 10 | Yes |  | 3.1 | 11944.62 | 105.85 | 112.84 | 13.32 | 0.96 | 4000 | 90
PYT32EG3 | Acuity Brands Lighting | Lithonia Lighting | FHE 12000LM ACL MD XXXXX GZ10 40K 90CRI | Indoor Luminaires | High-Bay | High-Bay Luminaires for Commercial and Industrial Buildings | Standard | FALSE | [9 empty] | 42447 | Dimmable | Continuous Below 10 | Yes |  | 4.1 | 10711.6 | 110.71 | 96.75 | 13.32 | 0.96 | 4000 | 90
P9ADDXEU | Acuity Brands Lighting | Holophane | EMW 12000LM ACL MD XXXXX GZ10 40K 90CRI | Indoor Luminaires | High-Bay | High-Bay Luminaires for Commercial and Industrial Buildings | Standard | FALSE | [9 empty] | 42447 | Dimmable | Continuous Below 10 | Yes |  | 3.1 | 10711.6 | 110.71 | 96.75 | 13.32 | 0.96 | 4000 | 90
P6SSYJ9T | Acuity Brands Lighting | Lithonia Lighting | FHE 12000LM ACL ND XXXXX GZ10 40K 90CRI | Indoor Luminaires | High-Bay | High-Bay Luminaires for Commercial and Industrial Buildings | Standard | FALSE | [9 empty] | 42447 | Dimmable | Continuous Below 10 | Yes |  | 4.1 | 10568.24 | 109.23 | 96.75 | 13.32 | 0.96 | 4000 | 90
P5VGK3SZ | Acuity Brands Lighting | Holophane | EMW 12000LM ACL ND XXXXX GZ10 40K 90CRI | Indoor Luminaires | High-Bay | High-Bay Luminaires for Commercial and Industrial Buildings | Standard | FALSE | [9 empty] | 42447 | Dimmable | Continuous Below 10 | Yes |  | 3.1 | 10568.24 | 109.23 | 96.75 | 13.32 | 0.96 | 4000 | 90
PW1G4FNK | Acuity Brands Lighting | Holophane | EMW 12000LM FST MD XXXXX GZ10 40K 90CRI | Indoor Luminaires | High-Bay | High-Bay Luminaires for Commercial and Industrial Buildings | Standard | FALSE | [9 empty] | 42447 | Dimmable | Continuous Below 10 | Yes |  | 3.1 | 10506.2 | 108.59 | 96.75 | 13.32 | 0.96 | 4000 | 90
P7WYGP1N | Acuity Brands Lighting | Lithonia Lighting | FHE 12000LM FST MD XXXXX GZ10 40K 90CRI | Indoor Luminaires | High-Bay | High-Bay Luminaires for Commercial and Industrial Buildings | Standard | FALSE | [9 empty] | 42447 | Dimmable | Continuous Below 10 | Yes |  | 4.1 | 10506.2 | 108.59 | 96.75 | 13.32 | 0.96 | 4000 | 90
PSBP8261 | Acuity Brands Lighting | Lithonia Lighting | FHE 12000LM PCL MD XXXXX GZ10 40K 90CRI | Indoor Luminaires | High-Bay | High-Bay Luminaires for Commercial and Industrial Buildings | Standard | FALSE | [9 empty] | 42447 | Dimmable | Continuous Below 10 | Yes |  | 4.1 | 10441.76 | 107.93 | 96.75 | 13.32 | 0.96 | 4000 | 90
P7SXHQGT | Acuity Brands Lighting | Holophane | EMW 12000LM PCL MD XXXXX GZ10 40K 90CRI | Indoor Luminaires | High-Bay | High-Bay Luminaires for Commercial and Industrial Buildings | Standard | FALSE | [9 empty] | 42447 | Dimmable | Continuous Below 10 | Yes |  | 3.1 | 10441.76 | 107.93 | 96.75 | 13.32 | 0.96 | 4000 | 90
PQQPMSSV | Acuity Brands Lighting | Lithonia Lighting | FHE 12000LM PCL ND XXXXX GZ10 40K 90CRI | Indoor Luminaires | High-Bay | High-Bay Luminaires for Commercial and Industrial Buildings | Standard | FALSE | [9 empty] | 42447 | Dimmable | Continuous Below 10 | Yes |  | 4.1 | 10381.4 | 107.3 | 96.75 | 13.32 | 0.96 | 4000 | 90
PBQGHS61 | Acuity Brands Lighting | Holophane | EMW 12000LM PCL ND XXXXX GZ10 40K 90CRI | Indoor Luminaires | High-Bay | High-Bay Luminaires for Commercial and Industrial Buildings | Standard | FALSE | [9 empty] | 42447 | Dimmable | Continuous Below 10 | Yes |  | 3.1 | 10381.4 | 107.3 | 96.75 | 13.32 | 0.96 | 4000 | 90
PX4KBU5J | Acuity Brands Lighting | Holophane | EMW 12000LM FST ND XXXXX GZ10 40K 90CRI | Indoor Luminaires | High-Bay | High-Bay Luminaires for Commercial and Industrial Buildings | Standard | FALSE | [9 empty] | 42447 | Dimmable | Continuous Below 10 | Yes |  | 3.1 | 10372.54 | 107.21 | 96.75 | 13.32 | 0.96 | 4000 | 90
PA1N16WY | Acuity Brands Lighting | Lithonia Lighting | FHE 12000LM FST ND XXXXX GZ10 40K 90CRI | Indoor Luminaires | High-Bay | High-Bay Luminaires for Commercial and Industrial Buildings | Standard | FALSE | [9 empty] | 42447 | Dimmable | Continuous Below 10 | Yes |  | 4.1 | 10372.54 | 107.21 | 96.75 | 13.32 | 0.96 | 4000 | 90
PTFMM3G4 | Acuity Brands Lighting | Lithonia Lighting | FHE 9000LM ACL MD XXXXX GZ10 40K 90CRI | Indoor Luminaires | High-Bay | Low-Bay Luminaires for Commercial and Industrial Buildings | Standard | FALSE | [9 empty] | 42447 | Dimmable | Continuous Below 10 | Yes |  | 3.1 | 7558.88 | 98.87 | 76.45 | 13.32 | 0.96 | 4000 | 90
P88GR5KY | Acuity Brands Lighting | Holophane | EMW 9000LM ACL MD XXXXX GZ10 40K 90CRI | Indoor Luminaires | High-Bay | Low-Bay Luminaires for Commercial and Industrial Buildings | Standard | FALSE | [9 empty] | 42447 | Dimmable | Continuous Below 10 | Yes |  | 3.1 | 7558.88 | 98.87 | 76.45 | 13.32 | 0.96 | 4000 | 90
PY1UU7YM | Acuity Brands Lighting | Lithonia Lighting | FHE 9000LM ACL ND XXXXX GZ10 40K 90CRI | Indoor Luminaires | High-Bay | Low-Bay Luminaires for Commercial and Industrial Buildings | Standard | FALSE | [9 empty] | 42447 | Dimmable | Continuous Below 10 | Yes |  | 3.1 | 7457.71 | 97.55 | 76.45 | 13.32 | 0.96 | 4000 | 90
PK6QC2ST | Acuity Brands Lighting | Holophane | EMW 9000LM ACL ND XXXXX GZ10 40K 90CRI | Indoor Luminaires | High-Bay | Low-Bay Luminaires for Commercial and Industrial Buildings | Standard | FALSE | [9 empty] | 42447 | Dimmable | Continuous Below 10 | Yes |  | 3.1 | 7457.71 | 97.55 | 76.45 | 13.32 | 0.96 | 4000 | 90
PPSSCZMF | Acuity Brands Lighting | Lithonia Lighting | FHE 9000LM FST MD XXXXX GZ10 40K 90CRI | Indoor Luminaires | High-Bay | Low-Bay Luminaires for Commercial and Industrial Buildings | Standard | FALSE | [9 empty] | 42447 | Dimmable | Continuous Below 10 | Yes |  | 3.1 | 7413.93 | 96.98 | 76.45 | 13.32 | 0.96 | 4000 | 90
PG9FFMJA | Acuity Brands Lighting | Holophane | EMW 9000LM FST MD XXXXX GZ10 40K 90CRI | Indoor Luminaires | High-Bay | Low-Bay Luminaires for Commercial and Industrial Buildings | Standard | FALSE | [9 empty] | 42447 | Dimmable | Continuous Below 10 | Yes |  | 3.1 | 7413.93 | 96.98 | 76.45 | 13.32 | 0.96 | 4000 | 90
PRZ5TBPT | Acuity Brands Lighting | Lithonia Lighting | FHE 9000LM PCL MD XXXXX GZ10 40K 90CRI | Indoor Luminaires | High-Bay | Low-Bay Luminaires for Commercial and Industrial Buildings | Standard | FALSE | [9 empty] | 42447 | Dimmable | Continuous Below 10 | Yes |  | 3.1 | 7368.46 | 96.38 | 76.45 | 13.32 | 0.96 | 4000 | 90
P8S64QNF | Acuity Brands Lighting | Holophane | EMW 9000LM PCL MD XXXXX GZ10 40K 90CRI | Indoor Luminaires | High-Bay | Low-Bay Luminaires for Commercial and Industrial Buildings | Standard | FALSE | [9 empty] | 42447 | Dimmable | Continuous Below 10 | Yes |  | 3.1 | 7368.46 | 96.38 | 76.45 | 13.32 | 0.96 | 4000 | 90
PRC5P7NG | Acuity Brands Lighting | Lithonia Lighting | FHE 9000LM PCL ND XXXXX GZ10 40K 90CRI | Indoor Luminaires | High-Bay | Low-Bay Luminaires for Commercial and Industrial Buildings | Standard | FALSE | [9 empty] | 42447 | Dimmable | Continuous Below 10 | Yes |  | 3.1 | 7325.86 | 95.83 | 76.45 | 13.32 | 0.96 | 4000 | 90
P5ZMGSUA | Acuity Brands Lighting | Holophane | EMW 9000LM PCL ND XXXXX GZ10 40K 90CRI | Indoor Luminaires | High-Bay | Low-Bay Luminaires for Commercial and Industrial Buildings | Standard | FALSE | [9 empty] | 42447 | Dimmable | Continuous Below 10 | Yes |  | 3.1 | 7325.86 | 95.83 | 76.45 | 13.32 | 0.96 | 4000 | 90
PSSY23S2 | Acuity Brands Lighting | Holophane | EMW 9000LM FST ND XXXXX GZ10 40K 90CRI | Indoor Luminaires | High-Bay | Low-Bay Luminaires for Commercial and Industrial Buildings | Standard | FALSE | [9 empty] | 42447 | Dimmable | Continuous Below 10 | Yes |  | 3.1 | 7319.61 | 95.74 | 76.45 | 13.32 | 0.96 | 4000 | 90
P2PN57FC | Acuity Brands Lighting | Lithonia Lighting | FHE 9000LM FST ND XXXXX GZ10 40K 90CRI | Indoor Luminaires | High-Bay | Low-Bay Luminaires for Commercial and Industrial Buildings | Standard | FALSE | [9 empty] | 42447 | Dimmable | Continuous Below 10 | Yes |  | 3.1 | 7319.61 | 95.74 | 76.45 | 13.32 | 0.96 | 4000 | 90
PTX7ED3P | Acuity Brands Lighting | Lithonia Lighting | FHE 24000LM ACL MD XXXXX GZ10 40K 80CRI | Indoor Luminaires | High-Bay | High-Bay Luminaires for Commercial and Industrial Buildings | Standard | FALSE | [9 empty] | 42447 | Dimmable | Continuous Below 10 | Yes |  | 4.1 | 24339.02 | 108.39 | 224.55 | 13.32 | 0.96 | 4000 | 80
PFMUQCNJ | Acuity Brands Lighting | Holophane | EMW 24000LM ACL MD XXXXX GZ10 40K 80CRI | Indoor Luminaires | High-Bay | High-Bay Luminaires for Commercial and Industrial Buildings | Standard | FALSE | [9 empty] | 42447 | Dimmable | Continuous Below 10 | Yes |  | 3.1 | 24339.02 | 108.39 | 224.55 | 13.32 | 0.96 | 4000 | 80
PXT4W23E | Acuity Brands Lighting | Holophane | EMW 24000LM ACL ND XXXXX GZ10 40K 80CRI | Indoor Luminaires | High-Bay | High-Bay Luminaires for Commercial and Industrial Buildings | Standard | FALSE | [9 empty] | 42447 | Dimmable | Continuous Below 10 | Yes |  | 3.1 | 24013.26 | 106.94 | 224.55 | 13.32 | 0.96 | 4000 | 80
PVQDP6K4 | Acuity Brands Lighting | Lithonia Lighting | FHE 24000LM ACL ND XXXXX GZ10 40K 80CRI | Indoor Luminaires | High-Bay | High-Bay Luminaires for Commercial and Industrial Buildings | Standard | FALSE | [9 empty] | 42447 | Dimmable | Continuous Below 10 | Yes |  | 4.1 | 24013.26 | 106.94 | 224.55 | 13.32 | 0.96 | 4000 | 80
PNUFZJRQ | Acuity Brands Lighting | Holophane | EMW 24000LM FST MD XXXXX GZ10 40K 80CRI | Indoor Luminaires | High-Bay | High-Bay Luminaires for Commercial and Industrial Buildings | Standard | FALSE | [9 empty] | 42447 | Dimmable | Continuous Below 10 | Yes |  | 3.1 | 23872.3 | 106.31 | 224.55 | 13.32 | 0.96 | 4000 | 80
P6ZE9X18 | Acuity Brands Lighting | Lithonia Lighting | FHE 24000LM FST MD XXXXX GZ10 40K 80CRI | Indoor Luminaires | High-Bay | High-Bay Luminaires for Commercial and Industrial Buildings | Standard | TRUE | 22418 | 103.38 | 216.85 | 18.4 | 0.9 | 4104 | 83.03 | 5 | 50000 | 42447 | Dimmable | Continuous Below 10 | Yes | Updated on 3/31/2017 | 4.1 | 23872.3 | 106.31 | 224.55 | 13.32 | 0.96 | 4000 | 80
PZUMP8P7 | Acuity Brands Lighting | Lithonia Lighting | FHE 24000LM PCL MD XXXXX GZ10 40K 80CRI | Indoor Luminaires | High-Bay | High-Bay Luminaires for Commercial and Industrial Buildings | Standard | FALSE | [9 empty] | 42447 | Dimmable | Continuous Below 10 | Yes |  | 3.1 | 23725.89 | 105.66 | 224.55 | 13.32 | 0.96 | 4000 | 80
P92AFDZY | Acuity Brands Lighting | Holophane | EMW 24000LM PCL MD XXXXX GZ10 40K 80CRI | Indoor Luminaires | High-Bay | High-Bay Luminaires for Commercial and Industrial Buildings | Standard | FALSE | [9 empty] | 42447 | Dimmable | Continuous Below 10 | Yes |  | 3.1 | 23725.89 | 105.66 | 224.55 | 13.32 | 0.96 | 4000 | 80
P6FG5HVN | Acuity Brands Lighting | Holophane | EMW 24000LM PCL ND XXXXX GZ10 40K 80CRI | Indoor Luminaires | High-Bay | High-Bay Luminaires for Commercial and Industrial Buildings | Standard | FALSE | [9 empty] | 42447 | Dimmable | Continuous Below 10 | Yes |  | 3.1 | 23588.73 | 105.05 | 224.55 | 13.32 | 0.96 | 4000 | 80
P4G6XVRW | Acuity Brands Lighting | Lithonia Lighting | FHE 24000LM PCL ND XXXXX GZ10 40K 80CRI | Indoor Luminaires | High-Bay | High-Bay Luminaires for Commercial and Industrial Buildings | Standard | FALSE | [9 empty] | 42447 | Dimmable | Continuous Below 10 | Yes |  | 3.1 | 23588.73 | 105.05 | 224.55 | 13.32 | 0.96 | 4000 | 80
PJRRF1YT | Acuity Brands Lighting | Lithonia Lighting | FHE 24000LM FST ND XXXXX GZ10 40K 80CRI | Indoor Luminaires | High-Bay | High-Bay Luminaires for Commercial and Industrial Buildings | Standard | FALSE | [9 empty] | 42447 | Dimmable | Continuous Below 10 | Yes |  | 3.1 | 23568.59 | 104.96 | 224.55 | 13.32 | 0.96 | 4000 | 80
PDCE92CD | Acuity Brands Lighting | Holophane | EMW 24000LM FST ND XXXXX GZ10 40K 80CRI | Indoor Luminaires | High-Bay | High-Bay Luminaires for Commercial and Industrial Buildings | Standard | FALSE | [9 empty] | 42447 | Dimmable | Continuous Below 10 | Yes |  | 3.1 | 23568.59 | 104.96 | 224.55 | 13.32 | 0.96 | 4000 | 80
PSDWXDFD | Acuity Brands Lighting | Lithonia Lighting | FHE 20000LM ACL MD XXXXX GZ10 40K 80CRI | Indoor Luminaires | High-Bay | High-Bay Luminaires for Commercial and Industrial Buildings | Standard | FALSE | [9 empty] | 42447 | Dimmable | Continuous Below 10 | Yes |  | 4.1 | 21004.93 | 121.77 | 172.5 | 13.32 | 0.96 | 4000 | 80
P5S8H11B | Acuity Brands Lighting | Holophane | EMW 20000LM ACL MD XXXXX GZ10 40K 80CRI | Indoor Luminaires | High-Bay | High-Bay Luminaires for Commercial and Industrial Buildings | Standard | FALSE | [9 empty] | 42447 | Dimmable | Continuous Below 10 | Yes |  | 3.1 | 21004.93 | 121.77 | 172.5 | 13.32 | 0.96 | 4000 | 80
PP55U2JG | Acuity Brands Lighting | Holophane | EMW 20000LM ACL ND XXXXX GZ10 40K 80CRI | Indoor Luminaires | High-Bay | High-Bay Luminaires for Commercial and Industrial Buildings | Standard | FALSE | [9 empty] | 42447 | Dimmable | Continuous Below 10 | Yes |  | 3.1 | 20723.8 | 120.14 | 172.5 | 13.32 | 0.96 | 4000 | 80
PC58SUVH | Acuity Brands Lighting | Lithonia Lighting | FHE 20000LM ACL ND XXXXX GZ10 40K 80CRI | Indoor Luminaires | High-Bay | High-Bay Luminaires for Commercial and Industrial Buildings | Standard | FALSE | [9 empty] | 42447 | Dimmable | Continuous Below 10 | Yes |  | 4.1 | 20723.8 | 120.14 | 172.5 | 13.32 | 0.96 | 4000 | 80
PQ3ESCDX | Acuity Brands Lighting | Lithonia Lighting | FHE 20000LM FST MD XXXXX GZ10 40K 80CRI | Indoor Luminaires | High-Bay | High-Bay Luminaires for Commercial and Industrial Buildings | Standard | FALSE | [9 empty] | 42447 | Dimmable | Continuous Below 10 | Yes |  | 4.1 | 20602.14 | 119.43 | 172.5 | 13.32 | 0.96 | 4000 | 80
P46R2XFM | Acuity Brands Lighting | Holophane | EMW 20000LM FST MD XXXXX GZ10 40K 80CRI | Indoor Luminaires | High-Bay | High-Bay Luminaires for Commercial and Industrial Buildings | Standard | FALSE | [9 empty] | 42447 | Dimmable | Continuous Below 10 | Yes |  | 3.1 | 20602.14 | 119.43 | 172.5 | 13.32 | 0.96 | 4000 | 80
PX15A5ME | Acuity Brands Lighting | Lithonia Lighting | FHE 20000LM PCL MD XXXXX GZ10 40K 80CRI | Indoor Luminaires | High-Bay | High-Bay Luminaires for Commercial and Industrial Buildings | Standard | FALSE | [9 empty] | 42447 | Dimmable | Continuous Below 10 | Yes |  | 4.1 | 20475.79 | 118.7 | 172.5 | 13.32 | 0.96 | 4000 | 80
PS883KZC | Acuity Brands Lighting | Holophane | EMW 20000LM PCL MD XXXXX GZ10 40K 80CRI | Indoor Luminaires | High-Bay | High-Bay Luminaires for Commercial and Industrial Buildings | Standard | FALSE | [9 empty] | 42447 | Dimmable | Continuous Below 10 | Yes |  | 3.1 | 20475.79 | 118.7 | 172.5 | 13.32 | 0.96 | 4000 | 80
PY5WTJ7E | Acuity Brands Lighting | Holophane | EMW 20000LM PCL ND XXXXX GZ10 40K 80CRI | Indoor Luminaires | High-Bay | High-Bay Luminaires for Commercial and Industrial Buildings | Standard | FALSE | [9 empty] | 42447 | Dimmable | Continuous Below 10 | Yes |  | 3.1 | 20357.42 | 118.01 | 172.5 | 13.32 | 0.96 | 4000 | 80
PDWUDASX | Acuity Brands Lighting | Lithonia Lighting | FHE 20000LM PCL ND XXXXX GZ10 40K 80CRI | Indoor Luminaires | High-Bay | High-Bay Luminaires for Commercial and Industrial Buildings | Standard | FALSE | [9 empty] | 42447 | Dimmable | Continuous Below 10 | Yes |  | 4.1 | 20357.42 | 118.01 | 172.5 | 13.32 | 0.96 | 4000 | 80
P8GF1PK5 | Acuity Brands Lighting | Lithonia Lighting | FHE 20000LM FST ND XXXXX GZ10 40K 80CRI | Indoor Luminaires | High-Bay | High-Bay Luminaires for Commercial and Industrial Buildings | Standard | FALSE | [9 empty] | 42447 | Dimmable | Continuous Below 10 | Yes |  | 4.1 | 20340.04 | 117.91 | 172.5 | 13.32 | 0.96 | 4000 | 80
P1EWS3XC | Acuity Brands Lighting | Holophane | EMW 20000LM FST ND XXXXX GZ10 40K 80CRI | Indoor Luminaires | High-Bay | High-Bay Luminaires for Commercial and Industrial Buildings | Standard | FALSE | [9 empty] | 42447 | Dimmable | Continuous Below 10 | Yes |  | 3.1 | 20340.04 | 117.91 | 172.5 | 13.32 | 0.96 | 4000 | 80
PV2Z472W | Acuity Brands Lighting | Lithonia Lighting | FHE 18000LM ACL MD XXXXX GZ10 40K 80CRI | Indoor Luminaires | High-Bay | High-Bay Luminaires for Commercial and Industrial Buildings | Standard | FALSE | [9 empty] | 42447 | Dimmable | Continuous Below 10 | Yes |  | 4.1 | 18674.38 | 125.54 | 148.75 | 13.32 | 0.96 | 4000 | 80
PBV5AEMW | Acuity Brands Lighting | Holophane | EMW 18000LM ACL MD XXXXX GZ10 40K 80CRI | Indoor Luminaires | High-Bay | High-Bay Luminaires for Commercial and Industrial Buildings | Standard | FALSE | [9 empty] | 42447 | Dimmable | Continuous Below 10 | Yes |  | 3.1 | 18674.38 | 125.54 | 148.75 | 13.32 | 0.96 | 4000 | 80
PY3ZMCXQ | Acuity Brands Lighting | Lithonia Lighting | FHE 18000LM ACL ND XXXXX GZ10 40K 80CRI | Indoor Luminaires | High-Bay | High-Bay Luminaires for Commercial and Industrial Buildings | Standard | FALSE | [9 empty] | 42447 | Dimmable | Continuous Below 10 | Yes |  | 4.1 | 18424.45 | 123.86 | 148.75 | 13.32 | 0.96 | 4000 | 80
P4AR7FJQ | Acuity Brands Lighting | Holophane | EMW 18000LM ACL ND XXXXX GZ10 40K 80CRI | Indoor Luminaires | High-Bay | High-Bay Luminaires for Commercial and Industrial Buildings | Standard | FALSE | [9 empty] | 42447 | Dimmable | Continuous Below 10 | Yes |  | 3.1 | 18424.45 | 123.86 | 148.75 | 13.32 | 0.96 | 4000 | 80
PXR4KMYV | Acuity Brands Lighting | Holophane | EMW 18000LM FST MD XXXXX GZ10 40K 80CRI | Indoor Luminaires | High-Bay | High-Bay Luminaires for Commercial and Industrial Buildings | Standard | FALSE | [9 empty] | 42447 | Dimmable | Continuous Below 10 | Yes |  | 3.1 | 18316.29 | 123.13 | 148.75 | 13.32 | 0.96 | 4000 | 80
PDMQQ3PF | Acuity Brands Lighting | Lithonia Lighting | FHE 18000LM FST MD XXXXX GZ10 40K 80CRI | Indoor Luminaires | High-Bay | High-Bay Luminaires for Commercial and Industrial Buildings | Standard | FALSE | [9 empty] | 42447 | Dimmable | Continuous Below 10 | Yes |  | 4.1 | 18316.29 | 123.13 | 148.75 | 13.32 | 0.96 | 4000 | 80
PM1PCW9A | Acuity Brands Lighting | Holophane | EMW 18000LM PCL MD XXXXX GZ10 40K 80CRI | Indoor Luminaires | High-Bay | High-Bay Luminaires for Commercial and Industrial Buildings | Standard | FALSE | [9 empty] | 42447 | Dimmable | Continuous Below 10 | Yes |  | 3.1 | 18203.95 | 122.38 | 148.75 | 13.32 | 0.96 | 4000 | 80
PGDR5HHX | Acuity Brands Lighting | Lithonia Lighting | FHE 18000LM PCL MD XXXXX GZ10 40K 80CRI | Indoor Luminaires | High-Bay | High-Bay Luminaires for Commercial and Industrial Buildings | Standard | FALSE | [9 empty] | 42447 | Dimmable | Continuous Below 10 | Yes |  | 4.1 | 18203.95 | 122.38 | 148.75 | 13.32 | 0.96 | 4000 | 80
PXMCSJ16 | Acuity Brands Lighting | Lithonia Lighting | FHE 18000LM PCL ND XXXXX GZ10 40K 80CRI | Indoor Luminaires | High-Bay | High-Bay Luminaires for Commercial and Industrial Buildings | Standard | FALSE | [9 empty] | 42447 | Dimmable | Continuous Below 10 | Yes |  | 4.1 | 18098.72 | 121.67 | 148.75 | 13.32 | 0.96 | 4000 | 80
PGC9WECD | Acuity Brands Lighting | Holophane | EMW 18000LM PCL ND XXXXX GZ10 40K 80CRI | Indoor Luminaires | High-Bay | High-Bay Luminaires for Commercial and Industrial Buildings | Standard | FALSE | [9 empty] | 42447 | Dimmable | Continuous Below 10 | Yes |  | 3.1 | 18098.72 | 121.67 | 148.75 | 13.32 | 0.96 | 4000 | 80
PWUJNRNY | Acuity Brands Lighting | Lithonia Lighting | FHE 18000LM FST ND XXXXX GZ10 40K 80CRI | Indoor Luminaires | High-Bay | High-Bay Luminaires for Commercial and Industrial Buildings | Standard | FALSE | [9 empty] | 42447 | Dimmable | Continuous Below 10 | Yes |  | 4.1 | 18083.26 | 121.57 | 148.75 | 13.32 | 0.96 | 4000 | 80
P3ZHN9D9 | Acuity Brands Lighting | Holophane | EMW 18000LM FST ND XXXXX GZ10 40K 80CRI | Indoor Luminaires | High-Bay | High-Bay Luminaires for Commercial and Industrial Buildings | Standard | FALSE | [9 empty] | 42447 | Dimmable | Continuous Below 10 | Yes |  | 3.1 | 18083.26 | 121.57 | 148.75 | 13.32 | 0.96 | 4000 | 80
PMF3F5FN | Acuity Brands Lighting | Lithonia Lighting | FHE 15000LM ACL MD XXXXX GZ10 40K 80CRI | Indoor Luminaires | High-Bay | High-Bay Luminaires for Commercial and Industrial Buildings | Standard | FALSE | [9 empty] | 42447 | Dimmable | Continuous Below 10 | Yes |  | 4.1 | 14990.78 | 132.85 | 112.84 | 13.32 | 0.96 | 4000 | 80
PF65VN8Y | Acuity Brands Lighting | Holophane | EMW 15000LM ACL MD XXXXX GZ10 40K 80CRI | Indoor Luminaires | High-Bay | High-Bay Luminaires for Commercial and Industrial Buildings | Standard | FALSE | [9 empty] | 42447 | Dimmable | Continuous Below 10 | Yes |  | 3.1 | 14990.78 | 132.85 | 112.84 | 13.32 | 0.96 | 4000 | 80
PMSD32GX | Acuity Brands Lighting | Holophane | EMW 15000LM ACL ND XXXXX GZ10 40K 80CRI | Indoor Luminaires | High-Bay | High-Bay Luminaires for Commercial and Industrial Buildings | Standard | FALSE | [9 empty] | 42447 | Dimmable | Continuous Below 10 | Yes |  | 3.1 | 14790.15 | 131.07 | 112.84 | 13.32 | 0.96 | 4000 | 80
PG6E51S3 | Acuity Brands Lighting | Lithonia Lighting | FHE 15000LM ACL ND XXXXX GZ10 40K 80CRI | Indoor Luminaires | High-Bay | High-Bay Luminaires for Commercial and Industrial Buildings | Standard | FALSE | [9 empty] | 42447 | Dimmable | Continuous Below 10 | Yes |  | 4.1 | 14790.15 | 131.07 | 112.84 | 13.32 | 0.96 | 4000 | 80
PMYFYKZA | Acuity Brands Lighting | Lithonia Lighting | FHE 15000LM FST MD XXXXX GZ10 40K 80CRI | Indoor Luminaires | High-Bay | High-Bay Luminaires for Commercial and Industrial Buildings | Standard | FALSE | [9 empty] | 42447 | Dimmable | Continuous Below 10 | Yes |  | 4.1 | 14703.33 | 130.3 | 112.84 | 13.32 | 0.96 | 4000 | 80
PDDBVAVN | Acuity Brands Lighting | Holophane | EMW 15000LM FST MD XXXXX GZ10 40K 80CRI | Indoor Luminaires | High-Bay | High-Bay Luminaires for Commercial and Industrial Buildings | Standard | FALSE | [9 empty] | 42447 | Dimmable | Continuous Below 10 | Yes |  | 3.1 | 14703.33 | 130.3 | 112.84 | 13.32 | 0.96 | 4000 | 80
PZ2F9H25 | Acuity Brands Lighting | Holophane | EMW 15000LM PCL MD XXXXX GZ10 40K 80CRI | Indoor Luminaires | High-Bay | High-Bay Luminaires for Commercial and Industrial Buildings | Standard | FALSE | [9 empty] | 42447 | Dimmable | Continuous Below 10 | Yes |  | 3.1 | 14613.15 | 129.5 | 112.84 | 13.32 | 0.96 | 4000 | 80
PGBS9YQ5 | Acuity Brands Lighting | Lithonia Lighting | FHE 15000LM PCL MD XXXXX GZ10 40K 80CRI | Indoor Luminaires | High-Bay | High-Bay Luminaires for Commercial and Industrial Buildings | Standard | FALSE | [9 empty] | 42447 | Dimmable | Continuous Below 10 | Yes |  | 4.1 | 14613.15 | 129.5 | 112.84 | 13.32 | 0.96 | 4000 | 80
PNBJPFC7 | Acuity Brands Lighting | Lithonia Lighting | FHE 15000LM PCL ND XXXXX GZ10 40K 80CRI | Indoor Luminaires | High-Bay | High-Bay Luminaires for Commercial and Industrial Buildings | Standard | FALSE | [9 empty] | 42447 | Dimmable | Continuous Below 10 | Yes |  | 4.1 | 14528.67 | 128.75 | 112.84 | 13.32 | 0.96 | 4000 | 80
P3HGGFKH | Acuity Brands Lighting | Holophane | EMW 15000LM PCL ND XXXXX GZ10 40K 80CRI | Indoor Luminaires | High-Bay | High-Bay Luminaires for Commercial and Industrial Buildings | Standard | FALSE | [9 empty] | 42447 | Dimmable | Continuous Below 10 | Yes |  | 3.1 | 14528.67 | 128.75 | 112.84 | 13.32 | 0.96 | 4000 | 80
PUPEFCYV | Acuity Brands Lighting | Holophane | EMW 15000LM FST ND XXXXX GZ10 40K 80CRI | Indoor Luminaires | High-Bay | High-Bay Luminaires for Commercial and Industrial Buildings | Standard | FALSE | [9 empty] | 42447 | Dimmable | Continuous Below 10 | Yes |  | 3.1 | 14516.27 | 128.64 | 112.84 | 13.32 | 0.96 | 4000 | 80
PC8HMS6U | Acuity Brands Lighting | Lithonia Lighting | FHE 15000LM FST ND XXXXX GZ10 40K 80CRI | Indoor Luminaires | High-Bay | High-Bay Luminaires for Commercial and Industrial Buildings | Standard | FALSE | [9 empty] | 42447 | Dimmable | Continuous Below 10 | Yes |  | 4.1 | 14516.27 | 128.64 | 112.84 | 13.32 | 0.96 | 4000 | 80
PU2X126Z | Acuity Brands Lighting | Lithonia Lighting | FHE 12000LM ACL MD XXXXX GZ10 40K 80CRI | Indoor Luminaires | High-Bay | High-Bay Luminaires for Commercial and Industrial Buildings | Standard | FALSE | [9 empty] | 42447 | Dimmable | Continuous Below 10 | Yes |  | 4.1 | 13017.78 | 134.55 | 96.75 | 13.32 | 0.96 | 4000 | 80
P44QGWPV | Acuity Brands Lighting | Holophane | EMW 12000LM ACL MD XXXXX GZ10 40K 80CRI | Indoor Luminaires | High-Bay | High-Bay Luminaires for Commercial and Industrial Buildings | Standard | FALSE | [9 empty] | 42447 | Dimmable | Continuous Below 10 | Yes |  | 3.1 | 13017.78 | 134.55 | 96.75 | 13.32 | 0.96 | 4000 | 80
P8UCMWUE | Acuity Brands Lighting | Holophane | EMW 12000LM ACL ND XXXXX GZ10 40K 80CRI | Indoor Luminaires | High-Bay | High-Bay Luminaires for Commercial and Industrial Buildings | Standard | FALSE | [9 empty] | 42447 | Dimmable | Continuous Below 10 | Yes |  | 3.1 | 12843.55 | 132.75 | 96.75 | 13.32 | 0.96 | 4000 | 80
P586Q2Z4 | Acuity Brands Lighting | Lithonia Lighting | FHE 12000LM ACL ND XXXXX GZ10 40K 80CRI | Indoor Luminaires | High-Bay | High-Bay Luminaires for Commercial and Industrial Buildings | Standard | FALSE | [9 empty] | 42447 | Dimmable | Continuous Below 10 | Yes |  | 4.1 | 12843.55 | 132.75 | 96.75 | 13.32 | 0.96 | 4000 | 80
PURXVKNR | Acuity Brands Lighting | Lithonia Lighting | FHE 12000LM FST MD XXXXX GZ10 40K 80CRI | Indoor Luminaires | High-Bay | High-Bay Luminaires for Commercial and Industrial Buildings | Standard | FALSE | [9 empty] | 42447 | Dimmable | Continuous Below 10 | Yes |  | 4.1 | 12768.16 | 131.97 | 96.75 | 13.32 | 0.96 | 4000 | 80
PEAGFHQM | Acuity Brands Lighting | Holophane | EMW 12000LM FST MD XXXXX GZ10 40K 80CRI | Indoor Luminaires | High-Bay | High-Bay Luminaires for Commercial and Industrial Buildings | Standard | FALSE | [9 empty] | 42447 | Dimmable | Continuous Below 10 | Yes |  | 3.1 | 12768.16 | 131.97 | 96.75 | 13.32 | 0.96 | 4000 | 80
PH5AVQAZ | Acuity Brands Lighting | Holophane | EMW 12000LM PCL MD XXXXX GZ10 40K 80CRI | Indoor Luminaires | High-Bay | High-Bay Luminaires for Commercial and Industrial Buildings | Standard | FALSE | [9 empty] | 42447 | Dimmable | Continuous Below 10 | Yes |  | 3.1 | 12689.85 | 131.16 | 96.75 | 13.32 | 0.96 | 4000 | 80
P1APGADM | Acuity Brands Lighting | Lithonia Lighting | FHE 12000LM PCL MD XXXXX GZ10 40K 80CRI | Indoor Luminaires | High-Bay | High-Bay Luminaires for Commercial and Industrial Buildings | Standard | FALSE | [9 empty] | 42447 | Dimmable | Continuous Below 10 | Yes |  | 4.1 | 12689.85 | 131.16 | 96.75 | 13.32 | 0.96 | 4000 | 80
PAX494FS | Acuity Brands Lighting | Lithonia Lighting | FHE 12000LM PCL ND XXXXX GZ10 40K 80CRI | Indoor Luminaires | High-Bay | High-Bay Luminaires for Commercial and Industrial Buildings | Standard | FALSE | [9 empty] | 42447 | Dimmable | Continuous Below 10 | Yes |  | 4.1 | 12616.49 | 130.4 | 96.75 | 13.32 | 0.96 | 4000 | 80
P8Z9NPJH | Acuity Brands Lighting | Holophane | EMW 12000LM PCL ND XXXXX GZ10 40K 80CRI | Indoor Luminaires | High-Bay | High-Bay Luminaires for Commercial and Industrial Buildings | Standard | FALSE | [9 empty] | 42447 | Dimmable | Continuous Below 10 | Yes |  | 3.1 | 12616.49 | 130.4 | 96.75 | 13.32 | 0.96 | 4000 | 80
PT5MDR6B | Acuity Brands Lighting | Lithonia Lighting | FHE 12000LM FST ND XXXXX GZ10 40K 80CRI | Indoor Luminaires | High-Bay | High-Bay Luminaires for Commercial and Industrial Buildings | Standard | FALSE | [9 empty] | 42447 | Dimmable | Continuous Below 10 | Yes |  | 4.1 | 12605.72 | 130.29 | 96.75 | 13.32 | 0.96 | 4000 | 80
P43UY2XJ | Acuity Brands Lighting | Holophane | EMW 12000LM FST ND XXXXX GZ10 40K 80CRI | Indoor Luminaires | High-Bay | High-Bay Luminaires for Commercial and Industrial Buildings | Standard | FALSE | [9 empty] | 42447 | Dimmable | Continuous Below 10 | Yes |  | 3.1 | 12605.72 | 130.29 | 96.75 | 13.32 | 0.96 | 4000 | 80
PRYJA78X | Acuity Brands Lighting | Lithonia Lighting | FHE 9000LM ACL MD XXXXX GZ10 40K 80CRI | Indoor Luminaires | High-Bay | High-Bay Luminaires for Commercial and Industrial Buildings | Standard | FALSE | [9 empty] | 42447 | Dimmable | Continuous Below 10 | Yes |  | 4.1 | 9186.28 | 120.16 | 76.45 | 13.32 | 0.96 | 4000 | 80
P5DNWGTX | Acuity Brands Lighting | Holophane | EMW 9000LM ACL MD XXXXX GZ10 40K 80CRI | Indoor Luminaires | High-Bay | High-Bay Luminaires for Commercial and Industrial Buildings | Standard | FALSE | [9 empty] | 42447 | Dimmable | Continuous Below 10 | Yes |  | 3.1 | 9186.28 | 120.16 | 76.45 | 13.32 | 0.96 | 4000 | 80
PTH47UW7 | Acuity Brands Lighting | Lithonia Lighting | FHE 9000LM ACL ND XXXXX GZ10 40K 80CRI | Indoor Luminaires | High-Bay | High-Bay Luminaires for Commercial and Industrial Buildings | Standard | FALSE | [9 empty] | 42447 | Dimmable | Continuous Below 10 | Yes |  | 4.1 | 9063.34 | 118.55 | 76.45 | 13.32 | 0.96 | 4000 | 80
PMPQWX6M | Acuity Brands Lighting | Holophane | EMW 9000LM ACL ND XXXXX GZ10 40K 80CRI | Indoor Luminaires | High-Bay | High-Bay Luminaires for Commercial and Industrial Buildings | Standard | FALSE | [9 empty] | 42447 | Dimmable | Continuous Below 10 | Yes |  | 3.1 | 9063.34 | 118.55 | 76.45 | 13.32 | 0.96 | 4000 | 80
PJR4PPQK | Acuity Brands Lighting | Lithonia Lighting | FHE 9000LM FST MD XXXXX GZ10 40K 80CRI | Indoor Luminaires | High-Bay | High-Bay Luminaires for Commercial and Industrial Buildings | Standard | FALSE | [9 empty] | 42447 | Dimmable | Continuous Below 10 | Yes |  | 4.1 | 9010.13 | 117.86 | 76.45 | 13.32 | 0.96 | 4000 | 80
PDPYUWYK | Acuity Brands Lighting | Holophane | EMW 9000LM FST MD XXXXX GZ10 40K 80CRI | Indoor Luminaires | High-Bay | High-Bay Luminaires for Commercial and Industrial Buildings | Standard | FALSE | [9 empty] | 42447 | Dimmable | Continuous Below 10 | Yes |  | 3.1 | 9010.13 | 117.86 | 76.45 | 13.32 | 0.96 | 4000 | 80
PMTR75VS | Acuity Brands Lighting | Holophane | EMW 9000LM PCL MD XXXXX GZ10 40K 80CRI | Indoor Luminaires | High-Bay | Low-Bay Luminaires for Commercial and Industrial Buildings | Standard | FALSE | [9 empty] | 42447 | Dimmable | Continuous Below 10 | Yes |  | 3.1 | 8954.87 | 117.13 | 76.45 | 13.32 | 0.96 | 4000 | 80
PE7TYPMH | Acuity Brands Lighting | Lithonia Lighting | FHE 9000LM PCL MD XXXXX GZ10 40K 80CRI | Indoor Luminaires | High-Bay | Low-Bay Luminaires for Commercial and Industrial Buildings | Standard | FALSE | [9 empty] | 42447 | Dimmable | Continuous Below 10 | Yes |  | 4.1 | 8954.87 | 117.13 | 76.45 | 13.32 | 0.96 | 4000 | 80
PEZVTF3R | Acuity Brands Lighting | Lithonia Lighting | FHE 9000LM PCL ND XXXXX GZ10 40K 80CRI | Indoor Luminaires | High-Bay | Low-Bay Luminaires for Commercial and Industrial Buildings | Standard | FALSE | [9 empty] | 42447 | Dimmable | Continuous Below 10 | Yes |  | 4.1 | 8903.1 | 116.46 | 76.45 | 13.32 | 0.96 | 4000 | 80
PDRCAUZX | Acuity Brands Lighting | Holophane | EMW 9000LM PCL ND XXXXX GZ10 40K 80CRI | Indoor Luminaires | High-Bay | Low-Bay Luminaires for Commercial and Industrial Buildings | Standard | FALSE | [9 empty] | 42447 | Dimmable | Continuous Below 10 | Yes |  | 3.1 | 8903.1 | 116.46 | 76.45 | 13.32 | 0.96 | 4000 | 80
PDQQAUP8 | Acuity Brands Lighting | Holophane | EMW 9000LM FST ND XXXXX GZ10 40K 80CRI | Indoor Luminaires | High-Bay | Low-Bay Luminaires for Commercial and Industrial Buildings | Standard | FALSE | [9 empty] | 42447 | Dimmable | Continuous Below 10 | Yes |  | 3.1 | 8895.5 | 116.36 | 76.45 | 13.32 | 0.96 | 4000 | 80
P6Q1SM65 | Acuity Brands Lighting | Lithonia Lighting | FHE 9000LM FST ND XXXXX GZ10 40K 80CRI | Indoor Luminaires | High-Bay | Low-Bay Luminaires for Commercial and Industrial Buildings | Standard | FALSE | [9 empty] | 42447 | Dimmable | Continuous Below 10 | Yes |  | 4.1 | 8895.5 | 116.36 | 76.45 | 13.32 | 0.96 | 4000 | 80
P6D4KSZ6 | Acuity Brands Lighting | Holophane | EMW 24000LM ACL MD XXXXX GZ10 40K 70CRI | Indoor Luminaires | High-Bay | High-Bay Luminaires for Commercial and Industrial Buildings | Standard | FALSE | [9 empty] | 42447 | Dimmable | Continuous Below 10 | Yes |  | 3.1 | 26286.89 | 117.06 | 224.55 | 13.32 | 0.96 | 4000 | 70
P3FRQ8SR | Acuity Brands Lighting | Lithonia Lighting | FHE 24000LM ACL MD XXXXX GZ10 40K 70CRI | Indoor Luminaires | High-Bay | High-Bay Luminaires for Commercial and Industrial Buildings | Standard | FALSE | [9 empty] | 42447 | Dimmable | Continuous Below 10 | Yes |  | 4.1 | 26286.89 | 117.06 | 224.55 | 13.32 | 0.96 | 4000 | 70
P3CKPWMV | Acuity Brands Lighting | Holophane | EMW 24000LM ACL ND XXXXX GZ10 40K 70CRI | Indoor Luminaires | High-Bay | High-Bay Luminaires for Commercial and Industrial Buildings | Standard | FALSE | [9 empty] | 42447 | Dimmable | Continuous Below 10 | Yes |  | 3.1 | 25935.07 | 115.5 | 224.55 | 13.32 | 0.96 | 4000 | 70
P28UFPD3 | Acuity Brands Lighting | Lithonia Lighting | FHE 24000LM ACL ND XXXXX GZ10 40K 70CRI | Indoor Luminaires | High-Bay | High-Bay Luminaires for Commercial and Industrial Buildings | Standard | FALSE | [9 empty] | 42447 | Dimmable | Continuous Below 10 | Yes |  | 4.1 | 25935.07 | 115.5 | 224.55 | 13.32 | 0.96 | 4000 | 70
PRRXU31E | Acuity Brands Lighting | Lithonia Lighting | FHE 24000LM FST MD XXXXX GZ10 40K 70CRI | Indoor Luminaires | High-Bay | High-Bay Luminaires for Commercial and Industrial Buildings | Standard | FALSE | [9 empty] | 42447 | Dimmable | Continuous Below 10 | Yes |  | 4.1 | 25782.82 | 114.82 | 224.55 | 13.32 | 0.96 | 4000 | 70
PMSNG29D | Acuity Brands Lighting | Holophane | EMW 24000LM FST MD XXXXX GZ10 40K 70CRI | Indoor Luminaires | High-Bay | High-Bay Luminaires for Commercial and Industrial Buildings | Standard | FALSE | [9 empty] | 42447 | Dimmable | Continuous Below 10 | Yes |  | 3.1 | 25782.82 | 114.82 | 224.55 | 13.32 | 0.96 | 4000 | 70
PJR4APYN | Acuity Brands Lighting | Holophane | EMW 24000LM PCL MD XXXXX GZ10 40K 70CRI | Indoor Luminaires | High-Bay | High-Bay Luminaires for Commercial and Industrial Buildings | Standard | FALSE | [9 empty] | 42447 | Dimmable | Continuous Below 10 | Yes |  | 3.1 | 25624.69 | 114.12 | 224.55 | 13.32 | 0.96 | 4000 | 70
PA79G8Z9 | Acuity Brands Lighting | Lithonia Lighting | FHE 24000LM PCL MD XXXXX GZ10 40K 70CRI | Indoor Luminaires | High-Bay | High-Bay Luminaires for Commercial and Industrial Buildings | Standard | FALSE | [9 empty] | 42447 | Dimmable | Continuous Below 10 | Yes |  | 4.1 | 25624.69 | 114.12 | 224.55 | 13.32 | 0.96 | 4000 | 70
PPSQ95R2 | Acuity Brands Lighting | Holophane | EMW 24000LM PCL ND XXXXX GZ10 40K 70CRI | Indoor Luminaires | High-Bay | High-Bay Luminaires for Commercial and Industrial Buildings | Standard | FALSE | [9 empty] | 42447 | Dimmable | Continuous Below 10 | Yes |  | 3.1 | 25476.56 | 113.46 | 224.55 | 13.32 | 0.96 | 4000 | 70
P2DD7EW4 | Acuity Brands Lighting | Lithonia Lighting | FHE 24000LM PCL ND XXXXX GZ10 40K 70CRI | Indoor Luminaires | High-Bay | High-Bay Luminaires for Commercial and Industrial Buildings | Standard | FALSE | [9 empty] | 42447 | Dimmable | Continuous Below 10 | Yes |  | 4.1 | 25476.56 | 113.46 | 224.55 | 13.32 | 0.96 | 4000 | 70
PSPDB98R | Acuity Brands Lighting | Holophane | EMW 24000LM FST ND XXXXX GZ10 40K 70CRI | Indoor Luminaires | High-Bay | High-Bay Luminaires for Commercial and Industrial Buildings | Standard | FALSE | [9 empty] | 42447 | Dimmable | Continuous Below 10 | Yes |  | 3.1 | 25454.81 | 113.36 | 224.55 | 13.32 | 0.96 | 4000 | 70
P6954X7A | Acuity Brands Lighting | Lithonia Lighting | FHE 24000LM FST ND XXXXX GZ10 40K 70CRI | Indoor Luminaires | High-Bay | High-Bay Luminaires for Commercial and Industrial Buildings | Standard | FALSE | [9 empty] | 42447 | Dimmable | Continuous Below 10 | Yes |  | 4.1 | 25454.81 | 113.36 | 224.55 | 13.32 | 0.96 | 4000 | 70
PQR6VCSK | Acuity Brands Lighting | Holophane | EMW 20000LM ACL MD XXXXX GZ10 40K 70CRI | Indoor Luminaires | High-Bay | High-Bay Luminaires for Commercial and Industrial Buildings | Standard | FALSE | [9 empty] | 42447 | Dimmable | Continuous Below 10 | Yes |  | 3.1 | 22685.98 | 131.51 | 172.5 | 13.32 | 0.96 | 4000 | 70
P1J3KHFU | Acuity Brands Lighting | Lithonia Lighting | FHE 20000LM ACL MD XXXXX GZ10 40K 70CRI | Indoor Luminaires | High-Bay | High-Bay Luminaires for Commercial and Industrial Buildings | Standard | FALSE | [9 empty] | 42447 | Dimmable | Continuous Below 10 | Yes |  | 4.1 | 22685.98 | 131.51 | 172.5 | 13.32 | 0.96 | 4000 | 70
PMF5AYC8 | Acuity Brands Lighting | Holophane | EMW 20000LM ACL ND XXXXX GZ10 40K 70CRI | Indoor Luminaires | High-Bay | High-Bay Luminaires for Commercial and Industrial Buildings | Standard | FALSE | [9 empty] | 42447 | Dimmable | Continuous Below 10 | Yes |  | 3.1 | 22382.35 | 129.75 | 172.5 | 13.32 | 0.96 | 4000 | 70
PH9XKJP6 | Acuity Brands Lighting | Lithonia Lighting | FHE 20000LM ACL ND XXXXX GZ10 40K 70CRI | Indoor Luminaires | High-Bay | High-Bay Luminaires for Commercial and Industrial Buildings | Standard | FALSE | [9 empty] | 42447 | Dimmable | Continuous Below 10 | Yes |  | 4.1 | 22382.35 | 129.75 | 172.5 | 13.32 | 0.96 | 4000 | 70
PS1G4TGE | Acuity Brands Lighting | Lithonia Lighting | FHE 20000LM FST MD XXXXX GZ10 40K 70CRI | Indoor Luminaires | High-Bay | High-Bay Luminaires for Commercial and Industrial Buildings | Standard | FALSE | [9 empty] | 42447 | Dimmable | Continuous Below 10 | Yes |  | 4.1 | 22250.96 | 128.99 | 172.5 | 13.32 | 0.96 | 4000 | 70
P9YPADQ4 | Acuity Brands Lighting | Holophane | EMW 20000LM FST MD XXXXX GZ10 40K 70CRI | Indoor Luminaires | High-Bay | High-Bay Luminaires for Commercial and Industrial Buildings | Standard | FALSE | [9 empty] | 42447 | Dimmable | Continuous Below 10 | Yes |  | 3.1 | 22250.96 | 128.99 | 172.5 | 13.32 | 0.96 | 4000 | 70
PXT5YUGW | Acuity Brands Lighting | Holophane | EMW 20000LM PCL MD XXXXX GZ10 40K 70CRI | Indoor Luminaires | High-Bay | High-Bay Luminaires for Commercial and Industrial Buildings | Standard | FALSE | [9 empty] | 42447 | Dimmable | Continuous Below 10 | Yes |  | 3.1 | 22114.49 | 128.2 | 172.5 | 13.32 | 0.96 | 4000 | 70
PR15B23Y | Acuity Brands Lighting | Lithonia Lighting | FHE 20000LM PCL MD XXXXX GZ10 40K 70CRI | Indoor Luminaires | High-Bay | High-Bay Luminaires for Commercial and Industrial Buildings | Standard | FALSE | [9 empty] | 42447 | Dimmable | Continuous Below 10 | Yes |  | 4.1 | 22114.49 | 128.2 | 172.5 | 13.32 | 0.96 | 4000 | 70
PPQZ571C | Acuity Brands Lighting | Holophane | EMW 20000LM PCL ND XXXXX GZ10 40K 70CRI | Indoor Luminaires | High-Bay | High-Bay Luminaires for Commercial and Industrial Buildings | Standard | FALSE | [9 empty] | 42447 | Dimmable | Continuous Below 10 | Yes |  | 3.1 | 21986.65 | 127.46 | 172.5 | 13.32 | 0.96 | 4000 | 70
PK5SKZTM | Acuity Brands Lighting | Lithonia Lighting | FHE 20000LM PCL ND XXXXX GZ10 40K 70CRI | Indoor Luminaires | High-Bay | High-Bay Luminaires for Commercial and Industrial Buildings | Standard | FALSE | [9 empty] | 42447 | Dimmable | Continuous Below 10 | Yes |  | 4.1 | 21986.65 | 127.46 | 172.5 | 13.32 | 0.96 | 4000 | 70
P9HMK5PY | Acuity Brands Lighting | Holophane | EMW 20000LM FST ND XXXXX GZ10 40K 70CRI | Indoor Luminaires | High-Bay | High-Bay Luminaires for Commercial and Industrial Buildings | Standard | FALSE | [9 empty] | 42447 | Dimmable | Continuous Below 10 | Yes |  | 3.1 | 21967.88 | 127.35 | 172.5 | 13.32 | 0.96 | 4000 | 70
P2JY2M3W | Acuity Brands Lighting | Lithonia Lighting | FHE 20000LM FST ND XXXXX GZ10 40K 70CRI | Indoor Luminaires | High-Bay | High-Bay Luminaires for Commercial and Industrial Buildings | Standard | FALSE | [9 empty] | 42447 | Dimmable | Continuous Below 10 | Yes |  | 4.1 | 21967.88 | 127.35 | 172.5 | 13.32 | 0.96 | 4000 | 70
PP5MMAM5 | Acuity Brands Lighting | Lithonia Lighting | FHE 18000LM ACL MD XXXXX GZ10 40K 70CRI | Indoor Luminaires | High-Bay | High-Bay Luminaires for Commercial and Industrial Buildings | Standard | FALSE | [9 empty] | 42447 | Dimmable | Continuous Below 10 | Yes |  | 4.1 | 20168.91 | 135.59 | 148.75 | 13.32 | 0.96 | 4000 | 70
PJZ19RVR | Acuity Brands Lighting | Holophane | EMW 18000LM ACL MD XXXXX GZ10 40K 70CRI | Indoor Luminaires | High-Bay | High-Bay Luminaires for Commercial and Industrial Buildings | Standard | FALSE | [9 empty] | 42447 | Dimmable | Continuous Below 10 | Yes |  | 3.1 | 20168.91 | 135.59 | 148.75 | 13.32 | 0.96 | 4000 | 70
PKWE5PSD | Acuity Brands Lighting | Holophane | EMW 18000LM ACL ND XXXXX GZ10 40K 70CRI | Indoor Luminaires | High-Bay | High-Bay Luminaires for Commercial and Industrial Buildings | Standard | FALSE | [9 empty] | 42447 | Dimmable | Continuous Below 10 | Yes |  | 3.1 | 19898.97 | 133.77 | 148.75 | 13.32 | 0.96 | 4000 | 70
PA284TFB | Acuity Brands Lighting | Lithonia Lighting | FHE 18000LM ACL ND XXXXX GZ10 40K 70CRI | Indoor Luminaires | High-Bay | High-Bay Luminaires for Commercial and Industrial Buildings | Standard | FALSE | [9 empty] | 42447 | Dimmable | Continuous Below 10 | Yes |  | 4.1 | 19898.97 | 133.77 | 148.75 | 13.32 | 0.96 | 4000 | 70
PS9TCR59 | Acuity Brands Lighting | Lithonia Lighting | FHE 18000LM FST MD XXXXX GZ10 40K 70CRI | Indoor Luminaires | High-Bay | High-Bay Luminaires for Commercial and Industrial Buildings | Standard | FALSE | [9 empty] | 42447 | Dimmable | Continuous Below 10 | Yes |  | 4.1 | 19782.16 | 132.99 | 148.75 | 13.32 | 0.96 | 4000 | 70
PH6DER3T | Acuity Brands Lighting | Holophane | EMW 18000LM FST MD XXXXX GZ10 40K 70CRI | Indoor Luminaires | High-Bay | High-Bay Luminaires for Commercial and Industrial Buildings | Standard | FALSE | [9 empty] | 42447 | Dimmable | Continuous Below 10 | Yes |  | 3.1 | 19782.16 | 132.99 | 148.75 | 13.32 | 0.96 | 4000 | 70
PP232EZY | Acuity Brands Lighting | Lithonia Lighting | FHE 18000LM PCL MD XXXXX GZ10 40K 70CRI | Indoor Luminaires | High-Bay | High-Bay Luminaires for Commercial and Industrial Buildings | Standard | FALSE | [9 empty] | 42447 | Dimmable | Continuous Below 10 | Yes |  | 4.1 | 19660.83 | 132.17 | 148.75 | 13.32 | 0.96 | 4000 | 70
P2GAS8BS | Acuity Brands Lighting | Holophane | EMW 18000LM PCL MD XXXXX GZ10 40K 70CRI | Indoor Luminaires | High-Bay | High-Bay Luminaires for Commercial and Industrial Buildings | Standard | FALSE | [9 empty] | 42447 | Dimmable | Continuous Below 10 | Yes |  | 3.1 | 19660.83 | 132.17 | 148.75 | 13.32 | 0.96 | 4000 | 70
PPMN5NQJ | Acuity Brands Lighting | Holophane | EMW 18000LM PCL ND XXXXX GZ10 40K 70CRI | Indoor Luminaires | High-Bay | High-Bay Luminaires for Commercial and Industrial Buildings | Standard | FALSE | [9 empty] | 42447 | Dimmable | Continuous Below 10 | Yes |  | 3.1 | 19547.17 | 131.41 | 148.75 | 13.32 | 0.96 | 4000 | 70
PHJRGAQP | Acuity Brands Lighting | Lithonia Lighting | FHE 18000LM PCL ND XXXXX GZ10 40K 70CRI | Indoor Luminaires | High-Bay | High-Bay Luminaires for Commercial and Industrial Buildings | Standard | FALSE | [9 empty] | 42447 | Dimmable | Continuous Below 10 | Yes |  | 4.1 | 19547.17 | 131.41 | 148.75 | 13.32 | 0.96 | 4000 | 70
PHBWXQ54 | Acuity Brands Lighting | Holophane | EMW 18000LM FST ND XXXXX GZ10 40K 70CRI | Indoor Luminaires | High-Bay | High-Bay Luminaires for Commercial and Industrial Buildings | Standard | FALSE | [9 empty] | 42447 | Dimmable | Continuous Below 10 | Yes |  | 3.1 | 19530.49 | 131.3 | 148.75 | 13.32 | 0.96 | 4000 | 70
P14H87Q4 | Acuity Brands Lighting | Lithonia Lighting | FHE 18000LM FST ND XXXXX GZ10 40K 70CRI | Indoor Luminaires | High-Bay | High-Bay Luminaires for Commercial and Industrial Buildings | Standard | FALSE | [9 empty] | 42447 | Dimmable | Continuous Below 10 | Yes |  | 4.1 | 19530.49 | 131.3 | 148.75 | 13.32 | 0.96 | 4000 | 70
PFSQ1DAN | Acuity Brands Lighting | Lithonia Lighting | FHE 15000LM ACL MD XXXXX GZ10 40K 70CRI | Indoor Luminaires | High-Bay | High-Bay Luminaires for Commercial and Industrial Buildings | Standard | FALSE | [9 empty] | 42447 | Dimmable | Continuous Below 10 | Yes |  | 4.1 | 16190.51 | 143.48 | 112.84 | 13.32 | 0.96 | 4000 | 70
P1YJPUJ5 | Acuity Brands Lighting | Holophane | EMW 15000LM ACL MD XXXXX GZ10 40K 70CRI | Indoor Luminaires | High-Bay | High-Bay Luminaires for Commercial and Industrial Buildings | Standard | FALSE | [9 empty] | 42447 | Dimmable | Continuous Below 10 | Yes |  | 3.1 | 16190.51 | 143.48 | 112.84 | 13.32 | 0.96 | 4000 | 70
PH9DJS2H | Acuity Brands Lighting | Holophane | EMW 15000LM ACL ND XXXXX GZ10 40K 70CRI | Indoor Luminaires | High-Bay | High-Bay Luminaires for Commercial and Industrial Buildings | Standard | FALSE | [9 empty] | 42447 | Dimmable | Continuous Below 10 | Yes |  | 3.1 | 15973.82 | 141.56 | 112.84 | 13.32 | 0.96 | 4000 | 70
P5YTFJ6W | Acuity Brands Lighting | Lithonia Lighting | FHE 15000LM ACL ND XXXXX GZ10 40K 70CRI | Indoor Luminaires | High-Bay | High-Bay Luminaires for Commercial and Industrial Buildings | Standard | FALSE | [9 empty] | 42447 | Dimmable | Continuous Below 10 | Yes |  | 4.1 | 15973.82 | 141.56 | 112.84 | 13.32 | 0.96 | 4000 | 70
PZRA6KB7 | Acuity Brands Lighting | Lithonia Lighting | FHE 15000LM FST MD XXXXX GZ10 40K 70CRI | Indoor Luminaires | High-Bay | High-Bay Luminaires for Commercial and Industrial Buildings | Standard | FALSE | [9 empty] | 42447 | Dimmable | Continuous Below 10 | Yes |  | 4.1 | 15880.05 | 140.73 | 112.84 | 13.32 | 0.96 | 4000 | 70
PE3XE3JG | Acuity Brands Lighting | Holophane | EMW 15000LM FST MD XXXXX GZ10 40K 70CRI | Indoor Luminaires | High-Bay | High-Bay Luminaires for Commercial and Industrial Buildings | Standard | FALSE | [9 empty] | 42447 | Dimmable | Continuous Below 10 | Yes |  | 3.1 | 15880.05 | 140.73 | 112.84 | 13.32 | 0.96 | 4000 | 70
PC63AB46 | Acuity Brands Lighting | Lithonia Lighting | FHE 15000LM PCL MD XXXXX GZ10 40K 70CRI | Indoor Luminaires | High-Bay | High-Bay Luminaires for Commercial and Industrial Buildings | Standard | FALSE | [9 empty] | 42447 | Dimmable | Continuous Below 10 | Yes |  | 4.1 | 15782.66 | 139.87 | 112.84 | 13.32 | 0.96 | 4000 | 70
PA3HDMQX | Acuity Brands Lighting | Holophane | EMW 15000LM PCL MD XXXXX GZ10 40K 70CRI | Indoor Luminaires | High-Bay | High-Bay Luminaires for Commercial and Industrial Buildings | Standard | FALSE | [9 empty] | 42447 | Dimmable | Continuous Below 10 | Yes |  | 3.1 | 15782.66 | 139.87 | 112.84 | 13.32 | 0.96 | 4000 | 70
PF1SUGD2 | Acuity Brands Lighting | Lithonia Lighting | FHE 15000LM PCL ND XXXXX GZ10 40K 70CRI | Indoor Luminaires | High-Bay | High-Bay Luminaires for Commercial and Industrial Buildings | Standard | FALSE | [9 empty] | 42447 | Dimmable | Continuous Below 10 | Yes |  | 4.1 | 15691.42 | 139.06 | 112.84 | 13.32 | 0.96 | 4000 | 70
PDAGHW7Q | Acuity Brands Lighting | Holophane | EMW 15000LM PCL ND XXXXX GZ10 40K 70CRI | Indoor Luminaires | High-Bay | High-Bay Luminaires for Commercial and Industrial Buildings | Standard | FALSE | [9 empty] | 42447 | Dimmable | Continuous Below 10 | Yes |  | 3.1 | 15691.42 | 139.06 | 112.84 | 13.32 | 0.96 | 4000 | 70
PN8YUQ7G | Acuity Brands Lighting | Lithonia Lighting | FHE 15000LM FST ND XXXXX GZ10 40K 70CRI | Indoor Luminaires | High-Bay | High-Bay Luminaires for Commercial and Industrial Buildings | Standard | FALSE | [9 empty] | 42447 | Dimmable | Continuous Below 10 | Yes |  | 4.1 | 15678.02 | 138.94 | 112.84 | 13.32 | 0.96 | 4000 | 70
P6JN8R4Q | Acuity Brands Lighting | Holophane | EMW 15000LM FST ND XXXXX GZ10 40K 70CRI | Indoor Luminaires | High-Bay | High-Bay Luminaires for Commercial and Industrial Buildings | Standard | FALSE | [9 empty] | 42447 | Dimmable | Continuous Below 10 | Yes |  | 3.1 | 15678.02 | 138.94 | 112.84 | 13.32 | 0.96 | 4000 | 70
PXYUKNMA | Acuity Brands Lighting | Lithonia Lighting | FHE 12000LM ACL MD XXXXX GZ10 40K 70CRI | Indoor Luminaires | High-Bay | High-Bay Luminaires for Commercial and Industrial Buildings | Standard | FALSE | [9 empty] | 42447 | Dimmable | Continuous Below 10 | Yes |  | 4.1 | 14059.61 | 145.32 | 96.75 | 13.32 | 0.96 | 4000 | 70
PCR5PGX3 | Acuity Brands Lighting | Holophane | EMW 12000LM ACL MD XXXXX GZ10 40K 70CRI | Indoor Luminaires | High-Bay | High-Bay Luminaires for Commercial and Industrial Buildings | Standard | FALSE | [9 empty] | 42447 | Dimmable | Continuous Below 10 | Yes |  | 3.1 | 14059.61 | 145.32 | 96.75 | 13.32 | 0.96 | 4000 | 70
PW3WD6QQ | Acuity Brands Lighting | Holophane | EMW 12000LM ACL ND XXXXX GZ10 40K 70CRI | Indoor Luminaires | High-Bay | High-Bay Luminaires for Commercial and Industrial Buildings | Standard | FALSE | [9 empty] | 42447 | Dimmable | Continuous Below 10 | Yes |  | 3.1 | 13871.44 | 143.37 | 96.75 | 13.32 | 0.96 | 4000 | 70
P39T4U9Y | Acuity Brands Lighting | Lithonia Lighting | FHE 12000LM ACL ND XXXXX GZ10 40K 70CRI | Indoor Luminaires | High-Bay | High-Bay Luminaires for Commercial and Industrial Buildings | Standard | FALSE | [9 empty] | 42447 | Dimmable | Continuous Below 10 | Yes |  | 4.1 | 13871.44 | 143.37 | 96.75 | 13.32 | 0.96 | 4000 | 70
PJBGKSB4 | Acuity Brands Lighting | Holophane | EMW 12000LM FST MD XXXXX GZ10 40K 70CRI | Indoor Luminaires | High-Bay | High-Bay Luminaires for Commercial and Industrial Buildings | Standard | FALSE | [9 empty] | 42447 | Dimmable | Continuous Below 10 | Yes |  | 3.1 | 13790.01 | 142.53 | 96.75 | 13.32 | 0.96 | 4000 | 70
PFD1UQGP | Acuity Brands Lighting | Lithonia Lighting | FHE 12000LM FST MD XXXXX GZ10 40K 70CRI | Indoor Luminaires | High-Bay | High-Bay Luminaires for Commercial and Industrial Buildings | Standard | FALSE | [9 empty] | 42447 | Dimmable | Continuous Below 10 | Yes |  | 4.1 | 13790.01 | 142.53 | 96.75 | 13.32 | 0.96 | 4000 | 70
PFAK2VPX | Acuity Brands Lighting | Lithonia Lighting | FHE 12000LM PCL MD XXXXX GZ10 40K 70CRI | Indoor Luminaires | High-Bay | High-Bay Luminaires for Commercial and Industrial Buildings | Standard | FALSE | [9 empty] | 42447 | Dimmable | Continuous Below 10 | Yes |  | 4.1 | 13705.43 | 141.66 | 96.75 | 13.32 | 0.96 | 4000 | 70
PBJAMHFW | Acuity Brands Lighting | Holophane | EMW 12000LM PCL MD XXXXX GZ10 40K 70CRI | Indoor Luminaires | High-Bay | High-Bay Luminaires for Commercial and Industrial Buildings | Standard | FALSE | [9 empty] | 42447 | Dimmable | Continuous Below 10 | Yes |  | 3.1 | 13705.43 | 141.66 | 96.75 | 13.32 | 0.96 | 4000 | 70
PN4JJQ8X | Acuity Brands Lighting | Lithonia Lighting | FHE 12000LM PCL ND XXXXX GZ10 40K 70CRI | Indoor Luminaires | High-Bay | High-Bay Luminaires for Commercial and Industrial Buildings | Standard | FALSE | [9 empty] | 42447 | Dimmable | Continuous Below 10 | Yes |  | 4.1 | 13626.2 | 140.84 | 96.75 | 13.32 | 0.96 | 4000 | 70
PF538NCB | Acuity Brands Lighting | Holophane | EMW 12000LM PCL ND XXXXX GZ10 40K 70CRI | Indoor Luminaires | High-Bay | High-Bay Luminaires for Commercial and Industrial Buildings | Standard | FALSE | [9 empty] | 42447 | Dimmable | Continuous Below 10 | Yes |  | 3.1 | 13626.2 | 140.84 | 96.75 | 13.32 | 0.96 | 4000 | 70
PVPUDK1V | Acuity Brands Lighting | Lithonia Lighting | FHE 12000LM FST ND XXXXX GZ10 40K 70CRI | Indoor Luminaires | High-Bay | High-Bay Luminaires for Commercial and Industrial Buildings | Standard | FALSE | [9 empty] | 42447 | Dimmable | Continuous Below 10 | Yes |  | 4.1 | 13614.57 | 140.72 | 96.75 | 13.32 | 0.96 | 4000 | 70
PRKAH7HC | Acuity Brands Lighting | Holophane | EMW 12000LM FST ND XXXXX GZ10 40K 70CRI | Indoor Luminaires | High-Bay | High-Bay Luminaires for Commercial and Industrial Buildings | Standard | FALSE | [9 empty] | 42447 | Dimmable | Continuous Below 10 | Yes |  | 3.1 | 13614.57 | 140.72 | 96.75 | 13.32 | 0.96 | 4000 | 70
PM59UVSX | Acuity Brands Lighting | Holophane | EMW 9000LM ACL MD XXXXX GZ10 40K 70CRI | Indoor Luminaires | High-Bay | High-Bay Luminaires for Commercial and Industrial Buildings | Standard | FALSE | [9 empty] | 42447 | Dimmable | Continuous Below 10 | Yes |  | 3.1 | 9921.47 | 129.78 | 76.45 | 13.32 | 0.96 | 4000 | 70
PEGJXQS4 | Acuity Brands Lighting | Lithonia Lighting | FHE 9000LM ACL MD XXXXX GZ10 40K 70CRI | Indoor Luminaires | High-Bay | High-Bay Luminaires for Commercial and Industrial Buildings | Standard | FALSE | [9 empty] | 42447 | Dimmable | Continuous Below 10 | Yes |  | 4.1 | 9921.47 | 129.78 | 76.45 | 13.32 | 0.96 | 4000 | 70
PY6X5X4A | Acuity Brands Lighting | Lithonia Lighting | FHE 9000LM ACL ND XXXXX GZ10 40K 70CRI | Indoor Luminaires | High-Bay | High-Bay Luminaires for Commercial and Industrial Buildings | Standard | FALSE | [9 empty] | 42447 | Dimmable | Continuous Below 10 | Yes |  | 4.1 | 9788.68 | 128.04 | 76.45 | 13.32 | 0.96 | 4000 | 70
PP78UV9R | Acuity Brands Lighting | Holophane | EMW 9000LM ACL ND XXXXX GZ10 40K 70CRI | Indoor Luminaires | High-Bay | High-Bay Luminaires for Commercial and Industrial Buildings | Standard | FALSE | [9 empty] | 42447 | Dimmable | Continuous Below 10 | Yes |  | 3.1 | 9788.68 | 128.04 | 76.45 | 13.32 | 0.96 | 4000 | 70
PJA5DJHS | Acuity Brands Lighting | Lithonia Lighting | FHE 9000LM FST MD XXXXX GZ10 40K 70CRI | Indoor Luminaires | High-Bay | High-Bay Luminaires for Commercial and Industrial Buildings | Standard | FALSE | [9 empty] | 42447 | Dimmable | Continuous Below 10 | Yes |  | 4.1 | 9731.22 | 127.29 | 76.45 | 13.32 | 0.96 | 4000 | 70
PEJ4UEU7 | Acuity Brands Lighting | Holophane | EMW 9000LM FST MD XXXXX GZ10 40K 70CRI | Indoor Luminaires | High-Bay | High-Bay Luminaires for Commercial and Industrial Buildings | Standard | FALSE | [9 empty] | 42447 | Dimmable | Continuous Below 10 | Yes |  | 3.1 | 9731.22 | 127.29 | 76.45 | 13.32 | 0.96 | 4000 | 70
PFUGUYV8 | Acuity Brands Lighting | Lithonia Lighting | FHE 9000LM PCL MD XXXXX GZ10 40K 70CRI | Indoor Luminaires | High-Bay | High-Bay Luminaires for Commercial and Industrial Buildings | Standard | FALSE | [9 empty] | 42447 | Dimmable | Continuous Below 10 | Yes |  | 4.1 | 9671.54 | 126.51 | 76.45 | 13.32 | 0.96 | 4000 | 70
P9Y4A4TS | Acuity Brands Lighting | Holophane | EMW 9000LM PCL MD XXXXX GZ10 40K 70CRI | Indoor Luminaires | High-Bay | High-Bay Luminaires for Commercial and Industrial Buildings | Standard | FALSE | [9 empty] | 42447 | Dimmable | Continuous Below 10 | Yes |  | 3.1 | 9671.54 | 126.51 | 76.45 | 13.32 | 0.96 | 4000 | 70
PG9KK9N3 | Acuity Brands Lighting | Holophane | EMW 9000LM PCL ND XXXXX GZ10 40K 70CRI | Indoor Luminaires | High-Bay | High-Bay Luminaires for Commercial and Industrial Buildings | Standard | FALSE | [9 empty] | 42447 | Dimmable | Continuous Below 10 | Yes |  | 3.1 | 9615.63 | 125.78 | 76.45 | 13.32 | 0.96 | 4000 | 70
P2RP35KS | Acuity Brands Lighting | Lithonia Lighting | FHE 9000LM PCL ND XXXXX GZ10 40K 70CRI | Indoor Luminaires | High-Bay | High-Bay Luminaires for Commercial and Industrial Buildings | Standard | FALSE | [9 empty] | 42447 | Dimmable | Continuous Below 10 | Yes |  | 4.1 | 9615.63 | 125.78 | 76.45 | 13.32 | 0.96 | 4000 | 70
PJCHUHFF | Acuity Brands Lighting | Holophane | EMW 9000LM FST ND XXXXX GZ10 40K 70CRI | Indoor Luminaires | High-Bay | High-Bay Luminaires for Commercial and Industrial Buildings | Standard | FALSE | [9 empty] | 42447 | Dimmable | Continuous Below 10 | Yes |  | 3.1 | 9607.42 | 125.67 | 76.45 | 13.32 | 0.96 | 4000 | 70
PACT473G | Acuity Brands Lighting | Lithonia Lighting | FHE 9000LM FST ND XXXXX GZ10 40K 70CRI | Indoor Luminaires | High-Bay | High-Bay Luminaires for Commercial and Industrial Buildings | Standard | FALSE | [9 empty] | 42447 | Dimmable | Continuous Below 10 | Yes |  | 4.1 | 9607.42 | 125.67 | 76.45 | 13.32 | 0.96 | 4000 | 70
PSQZU5XT | Acuity Brands Lighting | Lithonia Lighting | FHE 24000LM ACL MD XXXXX GZ10 35K 90CRI | Indoor Luminaires | High-Bay | High-Bay Luminaires for Commercial and Industrial Buildings | Standard | FALSE | [9 empty] | 42447 | Dimmable | Continuous Below 10 | Yes |  | 3.1 | 19459.87 | 86.66 | 224.55 | 13.32 | 0.96 | 3500 | 90
P76FXWMC | Acuity Brands Lighting | Holophane | EMW 24000LM ACL MD XXXXX GZ10 35K 90CRI | Indoor Luminaires | High-Bay | High-Bay Luminaires for Commercial and Industrial Buildings | Standard | FALSE | [9 empty] | 42447 | Dimmable | Continuous Below 10 | Yes |  | 3.1 | 19459.87 | 86.66 | 224.55 | 13.32 | 0.96 | 3500 | 90
PVEJY9BN | Acuity Brands Lighting | Holophane | EMW 24000LM ACL ND XXXXX GZ10 35K 90CRI | Indoor Luminaires | High-Bay | High-Bay Luminaires for Commercial and Industrial Buildings | Standard | FALSE | [9 empty] | 42447 | Dimmable | Continuous Below 10 | Yes |  | 3.1 | 19199.42 | 85.5 | 224.55 | 13.32 | 0.96 | 3500 | 90
PUS5AVZG | Acuity Brands Lighting | Lithonia Lighting | FHE 24000LM ACL ND XXXXX GZ10 35K 90CRI | Indoor Luminaires | High-Bay | High-Bay Luminaires for Commercial and Industrial Buildings | Standard | FALSE | [9 empty] | 42447 | Dimmable | Continuous Below 10 | Yes |  | 3.1 | 19199.42 | 85.5 | 224.55 | 13.32 | 0.96 | 3500 | 90
P7X6QNNC | Acuity Brands Lighting | Lithonia Lighting | FHE 24000LM FST MD XXXXX GZ10 35K 90CRI | Indoor Luminaires | High-Bay | High-Bay Luminaires for Commercial and Industrial Buildings | Standard | FALSE | [9 empty] | 42447 | Dimmable | Continuous Below 10 | Yes |  | 3.1 | 19086.71 | 85 | 224.55 | 13.32 | 0.96 | 3500 | 90
P7V5XP7C | Acuity Brands Lighting | Holophane | EMW 24000LM FST MD XXXXX GZ10 35K 90CRI | Indoor Luminaires | High-Bay | High-Bay Luminaires for Commercial and Industrial Buildings | Standard | FALSE | [9 empty] | 42447 | Dimmable | Continuous Below 10 | Yes |  | 3.1 | 19086.71 | 85 | 224.55 | 13.32 | 0.96 | 3500 | 90
PZNZAJ1C | Acuity Brands Lighting | Holophane | EMW 24000LM PCL MD XXXXX GZ10 35K 90CRI | Indoor Luminaires | High-Bay | High-Bay Luminaires for Commercial and Industrial Buildings | Standard | FALSE | [9 empty] | 42447 | Dimmable | Continuous Below 10 | Yes |  | 3.1 | 18969.65 | 84.48 | 224.55 | 13.32 | 0.96 | 3500 | 90
PRSMVNKH | Acuity Brands Lighting | Lithonia Lighting | FHE 24000LM PCL MD XXXXX GZ10 35K 90CRI | Indoor Luminaires | High-Bay | High-Bay Luminaires for Commercial and Industrial Buildings | Standard | FALSE | [9 empty] | 42447 | Dimmable | Continuous Below 10 | Yes |  | 3.1 | 18969.65 | 84.48 | 224.55 | 13.32 | 0.96 | 3500 | 90
PBVQ9H91 | Acuity Brands Lighting | Holophane | EMW 24000LM PCL ND XXXXX GZ10 35K 90CRI | Indoor Luminaires | High-Bay | High-Bay Luminaires for Commercial and Industrial Buildings | Standard | FALSE | [9 empty] | 42447 | Dimmable | Continuous Below 10 | Yes |  | 3.1 | 18859.99 | 83.99 | 224.55 | 13.32 | 0.96 | 3500 | 90
P643H15A | Acuity Brands Lighting | Lithonia Lighting | FHE 24000LM PCL ND XXXXX GZ10 35K 90CRI | Indoor Luminaires | High-Bay | High-Bay Luminaires for Commercial and Industrial Buildings | Standard | FALSE | [9 empty] | 42447 | Dimmable | Continuous Below 10 | Yes |  | 3.1 | 18859.99 | 83.99 | 224.55 | 13.32 | 0.96 | 3500 | 90
PQKYNZZ5 | Acuity Brands Lighting | Lithonia Lighting | FHE 24000LM FST ND XXXXX GZ10 35K 90CRI | Indoor Luminaires | High-Bay | High-Bay Luminaires for Commercial and Industrial Buildings | Standard | FALSE | [9 empty] | 42447 | Dimmable | Continuous Below 10 | Yes |  | 3.1 | 18843.88 | 83.92 | 224.55 | 13.32 | 0.96 | 3500 | 90
P9VN2X5Q | Acuity Brands Lighting | Holophane | EMW 24000LM FST ND XXXXX GZ10 35K 90CRI | Indoor Luminaires | High-Bay | High-Bay Luminaires for Commercial and Industrial Buildings | Standard | FALSE | [9 empty] | 42447 | Dimmable | Continuous Below 10 | Yes |  | 3.1 | 18843.88 | 83.92 | 224.55 | 13.32 | 0.96 | 3500 | 90
PZW3CNFS | Acuity Brands Lighting | Holophane | EMW 20000LM ACL MD XXXXX GZ10 35K 90CRI | Indoor Luminaires | High-Bay | High-Bay Luminaires for Commercial and Industrial Buildings | Standard | FALSE | [9 empty] | 42447 | Dimmable | Continuous Below 10 | Yes |  | 3.1 | 16794.15 | 97.36 | 172.5 | 13.32 | 0.96 | 3500 | 90
P647TWT8 | Acuity Brands Lighting | Lithonia Lighting | FHE 20000LM ACL MD XXXXX GZ10 35K 90CRI | Indoor Luminaires | High-Bay | High-Bay Luminaires for Commercial and Industrial Buildings | Standard | FALSE | [9 empty] | 42447 | Dimmable | Continuous Below 10 | Yes |  | 3.1 | 16794.15 | 97.36 | 172.5 | 13.32 | 0.96 | 3500 | 90
PBTRB8YH | Acuity Brands Lighting | Lithonia Lighting | FHE 20000LM ACL ND XXXXX GZ10 35K 90CRI | Indoor Luminaires | High-Bay | High-Bay Luminaires for Commercial and Industrial Buildings | Standard | FALSE | [9 empty] | 42447 | Dimmable | Continuous Below 10 | Yes |  | 3.1 | 16569.38 | 96.05 | 172.5 | 13.32 | 0.96 | 3500 | 90
P4QDYMH3 | Acuity Brands Lighting | Holophane | EMW 20000LM ACL ND XXXXX GZ10 35K 90CRI | Indoor Luminaires | High-Bay | High-Bay Luminaires for Commercial and Industrial Buildings | Standard | FALSE | [9 empty] | 42447 | Dimmable | Continuous Below 10 | Yes |  | 3.1 | 16569.38 | 96.05 | 172.5 | 13.32 | 0.96 | 3500 | 90
PQC6GC4W | Acuity Brands Lighting | Holophane | EMW 20000LM FST MD XXXXX GZ10 35K 90CRI | Indoor Luminaires | High-Bay | High-Bay Luminaires for Commercial and Industrial Buildings | Standard | FALSE | [9 empty] | 42447 | Dimmable | Continuous Below 10 | Yes |  | 3.1 | 16472.11 | 95.49 | 172.5 | 13.32 | 0.96 | 3500 | 90
PCDM9HJ3 | Acuity Brands Lighting | Lithonia Lighting | FHE 20000LM FST MD XXXXX GZ10 35K 90CRI | Indoor Luminaires | High-Bay | High-Bay Luminaires for Commercial and Industrial Buildings | Standard | FALSE | [9 empty] | 42447 | Dimmable | Continuous Below 10 | Yes |  | 3.1 | 16472.11 | 95.49 | 172.5 | 13.32 | 0.96 | 3500 | 90
PFNBQ6HQ | Acuity Brands Lighting | Holophane | EMW 20000LM PCL MD XXXXX GZ10 35K 90CRI | Indoor Luminaires | High-Bay | High-Bay Luminaires for Commercial and Industrial Buildings | Standard | FALSE | [9 empty] | 42447 | Dimmable | Continuous Below 10 | Yes |  | 3.1 | 16371.09 | 94.9 | 172.5 | 13.32 | 0.96 | 3500 | 90
PETYYGZH | Acuity Brands Lighting | Lithonia Lighting | FHE 20000LM PCL MD XXXXX GZ10 35K 90CRI | Indoor Luminaires | High-Bay | High-Bay Luminaires for Commercial and Industrial Buildings | Standard | FALSE | [9 empty] | 42447 | Dimmable | Continuous Below 10 | Yes |  | 3.1 | 16371.09 | 94.9 | 172.5 | 13.32 | 0.96 | 3500 | 90
PSERG8AY | Acuity Brands Lighting | Holophane | EMW 20000LM PCL ND XXXXX GZ10 35K 90CRI | Indoor Luminaires | High-Bay | High-Bay Luminaires for Commercial and Industrial Buildings | Standard | FALSE | [9 empty] | 42447 | Dimmable | Continuous Below 10 | Yes |  | 3.1 | 16276.45 | 94.36 | 172.5 | 13.32 | 0.96 | 3500 | 90
P4F1SY3H | Acuity Brands Lighting | Lithonia Lighting | FHE 20000LM PCL ND XXXXX GZ10 35K 90CRI | Indoor Luminaires | High-Bay | High-Bay Luminaires for Commercial and Industrial Buildings | Standard | FALSE | [9 empty] | 42447 | Dimmable | Continuous Below 10 | Yes |  | 3.1 | 16276.45 | 94.36 | 172.5 | 13.32 | 0.96 | 3500 | 90
PJWQBY1U | Acuity Brands Lighting | Lithonia Lighting | FHE 20000LM FST ND XXXXX GZ10 35K 90CRI | Indoor Luminaires | High-Bay | High-Bay Luminaires for Commercial and Industrial Buildings | Standard | FALSE | [9 empty] | 42447 | Dimmable | Continuous Below 10 | Yes |  | 3.1 | 16262.55 | 94.28 | 172.5 | 13.32 | 0.96 | 3500 | 90
PGKHXZA5 | Acuity Brands Lighting | Holophane | EMW 20000LM FST ND XXXXX GZ10 35K 90CRI | Indoor Luminaires | High-Bay | High-Bay Luminaires for Commercial and Industrial Buildings | Standard | FALSE | [9 empty] | 42447 | Dimmable | Continuous Below 10 | Yes |  | 3.1 | 16262.55 | 94.28 | 172.5 | 13.32 | 0.96 | 3500 | 90
PQ75KM5W | Acuity Brands Lighting | Lithonia Lighting | FHE 18000LM ACL MD XXXXX GZ10 35K 90CRI | Indoor Luminaires | High-Bay | High-Bay Luminaires for Commercial and Industrial Buildings | Standard | FALSE | [9 empty] | 42447 | Dimmable | Continuous Below 10 | Yes |  | 3.1 | 14930.8 | 100.38 | 148.75 | 13.32 | 0.96 | 3500 | 90
PP1J428E | Acuity Brands Lighting | Holophane | EMW 18000LM ACL MD XXXXX GZ10 35K 90CRI | Indoor Luminaires | High-Bay | High-Bay Luminaires for Commercial and Industrial Buildings | Standard | FALSE | [9 empty] | 42447 | Dimmable | Continuous Below 10 | Yes |  | 3.1 | 14930.8 | 100.38 | 148.75 | 13.32 | 0.96 | 3500 | 90
PFJGXVXP | Acuity Brands Lighting | Lithonia Lighting | FHE 18000LM ACL ND XXXXX GZ10 35K 90CRI | Indoor Luminaires | High-Bay | High-Bay Luminaires for Commercial and Industrial Buildings | Standard | FALSE | [9 empty] | 42447 | Dimmable | Continuous Below 10 | Yes |  | 3.1 | 14730.97 | 99.03 | 148.75 | 13.32 | 0.96 | 3500 | 90
PFEUT6D3 | Acuity Brands Lighting | Holophane | EMW 18000LM ACL ND XXXXX GZ10 35K 90CRI | Indoor Luminaires | High-Bay | High-Bay Luminaires for Commercial and Industrial Buildings | Standard | FALSE | [9 empty] | 42447 | Dimmable | Continuous Below 10 | Yes |  | 3.1 | 14730.97 | 99.03 | 148.75 | 13.32 | 0.96 | 3500 | 90
PWA1CHG8 | Acuity Brands Lighting | Lithonia Lighting | FHE 18000LM FST MD XXXXX GZ10 35K 90CRI | Indoor Luminaires | High-Bay | High-Bay Luminaires for Commercial and Industrial Buildings | Standard | FALSE | [9 empty] | 42447 | Dimmable | Continuous Below 10 | Yes |  | 3.1 | 14644.49 | 98.45 | 148.75 | 13.32 | 0.96 | 3500 | 90
P9JF7QZX | Acuity Brands Lighting | Holophane | EMW 18000LM FST MD XXXXX GZ10 35K 90CRI | Indoor Luminaires | High-Bay | High-Bay Luminaires for Commercial and Industrial Buildings | Standard | FALSE | [9 empty] | 42447 | Dimmable | Continuous Below 10 | Yes |  | 3.1 | 14644.49 | 98.45 | 148.75 | 13.32 | 0.96 | 3500 | 90
PKNVR164 | Acuity Brands Lighting | Holophane | EMW 18000LM PCL MD XXXXX GZ10 35K 90CRI | Indoor Luminaires | High-Bay | High-Bay Luminaires for Commercial and Industrial Buildings | Standard | FALSE | [9 empty] | 42447 | Dimmable | Continuous Below 10 | Yes |  | 3.1 | 14554.67 | 97.85 | 148.75 | 13.32 | 0.96 | 3500 | 90
PBHPFCNH | Acuity Brands Lighting | Lithonia Lighting | FHE 18000LM PCL MD XXXXX GZ10 35K 90CRI | Indoor Luminaires | High-Bay | High-Bay Luminaires for Commercial and Industrial Buildings | Standard | FALSE | [9 empty] | 42447 | Dimmable | Continuous Below 10 | Yes |  | 3.1 | 14554.67 | 97.85 | 148.75 | 13.32 | 0.96 | 3500 | 90
PAGWHA9T | Acuity Brands Lighting | Lithonia Lighting | FHE 18000LM PCL ND XXXXX GZ10 35K 90CRI | Indoor Luminaires | High-Bay | High-Bay Luminaires for Commercial and Industrial Buildings | Standard | FALSE | [9 empty] | 42447 | Dimmable | Continuous Below 10 | Yes |  | 3.1 | 14470.53 | 97.28 | 148.75 | 13.32 | 0.96 | 3500 | 90
P881UAWA | Acuity Brands Lighting | Holophane | EMW 18000LM PCL ND XXXXX GZ10 35K 90CRI | Indoor Luminaires | High-Bay | High-Bay Luminaires for Commercial and Industrial Buildings | Standard | FALSE | [9 empty] | 42447 | Dimmable | Continuous Below 10 | Yes |  | 3.1 | 14470.53 | 97.28 | 148.75 | 13.32 | 0.96 | 3500 | 90
PMXYRKXM | Acuity Brands Lighting | Holophane | EMW 18000LM FST ND XXXXX GZ10 35K 90CRI | Indoor Luminaires | High-Bay | High-Bay Luminaires for Commercial and Industrial Buildings | Standard | FALSE | [9 empty] | 42447 | Dimmable | Continuous Below 10 | Yes |  | 3.1 | 14458.18 | 97.2 | 148.75 | 13.32 | 0.96 | 3500 | 90
P1VT8BYD | Acuity Brands Lighting | Lithonia Lighting | FHE 18000LM FST ND XXXXX GZ10 35K 90CRI | Indoor Luminaires | High-Bay | High-Bay Luminaires for Commercial and Industrial Buildings | Standard | FALSE | [9 empty] | 42447 | Dimmable | Continuous Below 10 | Yes |  | 3.1 | 14458.18 | 97.2 | 148.75 | 13.32 | 0.96 | 3500 | 90
PMD4YPQ4 | Acuity Brands Lighting | Holophane | EMW 15000LM ACL MD XXXXX GZ10 35K 90CRI | Indoor Luminaires | High-Bay | High-Bay Luminaires for Commercial and Industrial Buildings | Standard | FALSE | [9 empty] | 42447 | Dimmable | Continuous Below 10 | Yes |  | 3.1 | 11985.64 | 106.22 | 112.84 | 13.32 | 0.96 | 3500 | 90
P6D33KWK | Acuity Brands Lighting | Lithonia Lighting | FHE 15000LM ACL MD XXXXX GZ10 35K 90CRI | Indoor Luminaires | High-Bay | High-Bay Luminaires for Commercial and Industrial Buildings | Standard | FALSE | [9 empty] | 42447 | Dimmable | Continuous Below 10 | Yes |  | 3.1 | 11985.64 | 106.22 | 112.84 | 13.32 | 0.96 | 3500 | 90
PTVABZA4 | Acuity Brands Lighting | Holophane | EMW 15000LM ACL ND XXXXX GZ10 35K 90CRI | Indoor Luminaires | High-Bay | High-Bay Luminaires for Commercial and Industrial Buildings | Standard | FALSE | [9 empty] | 42447 | Dimmable | Continuous Below 10 | Yes |  | 3.1 | 11825.22 | 104.8 | 112.84 | 13.32 | 0.96 | 3500 | 90
P7XMYEXC | Acuity Brands Lighting | Lithonia Lighting | FHE 15000LM ACL ND XXXXX GZ10 35K 90CRI | Indoor Luminaires | High-Bay | High-Bay Luminaires for Commercial and Industrial Buildings | Standard | FALSE | [9 empty] | 42447 | Dimmable | Continuous Below 10 | Yes |  | 3.1 | 11825.22 | 104.8 | 112.84 | 13.32 | 0.96 | 3500 | 90
PEGNK3TH | Acuity Brands Lighting | Lithonia Lighting | FHE 15000LM FST MD XXXXX GZ10 35K 90CRI | Indoor Luminaires | High-Bay | High-Bay Luminaires for Commercial and Industrial Buildings | Standard | FALSE | [9 empty] | 42447 | Dimmable | Continuous Below 10 | Yes |  | 3.1 | 11755.81 | 104.18 | 112.84 | 13.32 | 0.96 | 3500 | 90
PAUHM5TM | Acuity Brands Lighting | Holophane | EMW 15000LM FST MD XXXXX GZ10 35K 90CRI | Indoor Luminaires | High-Bay | High-Bay Luminaires for Commercial and Industrial Buildings | Standard | FALSE | [9 empty] | 42447 | Dimmable | Continuous Below 10 | Yes |  | 3.1 | 11755.81 | 104.18 | 112.84 | 13.32 | 0.96 | 3500 | 90
PN2ESFP5 | Acuity Brands Lighting | Holophane | EMW 15000LM PCL MD XXXXX GZ10 35K 90CRI | Indoor Luminaires | High-Bay | High-Bay Luminaires for Commercial and Industrial Buildings | Standard | FALSE | [9 empty] | 42447 | Dimmable | Continuous Below 10 | Yes |  | 3.1 | 11683.71 | 103.54 | 112.84 | 13.32 | 0.96 | 3500 | 90
P9JFVS2Q | Acuity Brands Lighting | Lithonia Lighting | FHE 15000LM PCL MD XXXXX GZ10 35K 90CRI | Indoor Luminaires | High-Bay | High-Bay Luminaires for Commercial and Industrial Buildings | Standard | FALSE | [9 empty] | 42447 | Dimmable | Continuous Below 10 | Yes |  | 3.1 | 11683.71 | 103.54 | 112.84 | 13.32 | 0.96 | 3500 | 90
PWW2JZ49 | Acuity Brands Lighting | Holophane | EMW 15000LM PCL ND XXXXX GZ10 35K 90CRI | Indoor Luminaires | High-Bay | High-Bay Luminaires for Commercial and Industrial Buildings | Standard | FALSE | [9 empty] | 42447 | Dimmable | Continuous Below 10 | Yes |  | 3.1 | 11616.16 | 102.94 | 112.84 | 13.32 | 0.96 | 3500 | 90
PV4QNV7E | Acuity Brands Lighting | Lithonia Lighting | FHE 15000LM PCL ND XXXXX GZ10 35K 90CRI | Indoor Luminaires | High-Bay | High-Bay Luminaires for Commercial and Industrial Buildings | Standard | FALSE | [9 empty] | 42447 | Dimmable | Continuous Below 10 | Yes |  | 3.1 | 11616.16 | 102.94 | 112.84 | 13.32 | 0.96 | 3500 | 90
PNECASP9 | Acuity Brands Lighting | Holophane | EMW 15000LM FST ND XXXXX GZ10 35K 90CRI | Indoor Luminaires | High-Bay | High-Bay Luminaires for Commercial and Industrial Buildings | Standard | FALSE | [9 empty] | 42447 | Dimmable | Continuous Below 10 | Yes |  | 3.1 | 11606.25 | 102.86 | 112.84 | 13.32 | 0.96 | 3500 | 90
PFXP5HCU | Acuity Brands Lighting | Lithonia Lighting | FHE 15000LM FST ND XXXXX GZ10 35K 90CRI | Indoor Luminaires | High-Bay | High-Bay Luminaires for Commercial and Industrial Buildings | Standard | FALSE | [9 empty] | 42447 | Dimmable | Continuous Below 10 | Yes |  | 3.1 | 11606.25 | 102.86 | 112.84 | 13.32 | 0.96 | 3500 | 90
PWCRWCUF | Acuity Brands Lighting | Holophane | EMW 12000LM ACL MD XXXXX GZ10 35K 90CRI | Indoor Luminaires | High-Bay | High-Bay Luminaires for Commercial and Industrial Buildings | Standard | FALSE | [9 empty] | 42447 | Dimmable | Continuous Below 10 | Yes |  | 3.1 | 10408.16 | 107.58 | 96.75 | 13.32 | 0.96 | 3500 | 90
PSJ7JVJK | Acuity Brands Lighting | Lithonia Lighting | FHE 12000LM ACL MD XXXXX GZ10 35K 90CRI | Indoor Luminaires | High-Bay | High-Bay Luminaires for Commercial and Industrial Buildings | Standard | FALSE | [9 empty] | 42447 | Dimmable | Continuous Below 10 | Yes |  | 4.1 | 10408.16 | 107.58 | 96.75 | 13.32 | 0.96 | 3500 | 90
PAFQ1JTK | Acuity Brands Lighting | Lithonia Lighting | FHE 12000LM ACL ND XXXXX GZ10 35K 90CRI | Indoor Luminaires | High-Bay | High-Bay Luminaires for Commercial and Industrial Buildings | Standard | FALSE | [9 empty] | 42447 | Dimmable | Continuous Below 10 | Yes |  | 3.1 | 10268.86 | 106.14 | 96.75 | 13.32 | 0.96 | 3500 | 90
P98A3NNX | Acuity Brands Lighting | Holophane | EMW 12000LM ACL ND XXXXX GZ10 35K 90CRI | Indoor Luminaires | High-Bay | High-Bay Luminaires for Commercial and Industrial Buildings | Standard | FALSE | [9 empty] | 42447 | Dimmable | Continuous Below 10 | Yes |  | 3.1 | 10268.86 | 106.14 | 96.75 | 13.32 | 0.96 | 3500 | 90
PNTZ5WHM | Acuity Brands Lighting | Holophane | EMW 12000LM FST MD XXXXX GZ10 35K 90CRI | Indoor Luminaires | High-Bay | High-Bay Luminaires for Commercial and Industrial Buildings | Standard | FALSE | [9 empty] | 42447 | Dimmable | Continuous Below 10 | Yes |  | 3.1 | 10208.57 | 105.51 | 96.75 | 13.32 | 0.96 | 3500 | 90
P3U2HXSN | Acuity Brands Lighting | Lithonia Lighting | FHE 12000LM FST MD XXXXX GZ10 35K 90CRI | Indoor Luminaires | High-Bay | High-Bay Luminaires for Commercial and Industrial Buildings | Standard | FALSE | [9 empty] | 42447 | Dimmable | Continuous Below 10 | Yes |  | 3.1 | 10208.57 | 105.51 | 96.75 | 13.32 | 0.96 | 3500 | 90
PCY8QDAQ | Acuity Brands Lighting | Lithonia Lighting | FHE 12000LM PCL MD XXXXX GZ10 35K 90CRI | Indoor Luminaires | High-Bay | High-Bay Luminaires for Commercial and Industrial Buildings | Standard | FALSE | [9 empty] | 42447 | Dimmable | Continuous Below 10 | Yes |  | 3.1 | 10145.96 | 104.87 | 96.75 | 13.32 | 0.96 | 3500 | 90
P5QBHPAW | Acuity Brands Lighting | Holophane | EMW 12000LM PCL MD XXXXX GZ10 35K 90CRI | Indoor Luminaires | High-Bay | High-Bay Luminaires for Commercial and Industrial Buildings | Standard | FALSE | [9 empty] | 42447 | Dimmable | Continuous Below 10 | Yes |  | 3.1 | 10145.96 | 104.87 | 96.75 | 13.32 | 0.96 | 3500 | 90
PSNW6G4X | Acuity Brands Lighting | Holophane | EMW 12000LM PCL ND XXXXX GZ10 35K 90CRI | Indoor Luminaires | High-Bay | High-Bay Luminaires for Commercial and Industrial Buildings | Standard | FALSE | [9 empty] | 42447 | Dimmable | Continuous Below 10 | Yes |  | 3.1 | 10087.31 | 104.26 | 96.75 | 13.32 | 0.96 | 3500 | 90
P26MNWTW | Acuity Brands Lighting | Lithonia Lighting | FHE 12000LM PCL ND XXXXX GZ10 35K 90CRI | Indoor Luminaires | High-Bay | High-Bay Luminaires for Commercial and Industrial Buildings | Standard | FALSE | [9 empty] | 42447 | Dimmable | Continuous Below 10 | Yes |  | 3.1 | 10087.31 | 104.26 | 96.75 | 13.32 | 0.96 | 3500 | 90
PTQGS5YU | Acuity Brands Lighting | Holophane | EMW 12000LM FST ND XXXXX GZ10 35K 90CRI | Indoor Luminaires | High-Bay | High-Bay Luminaires for Commercial and Industrial Buildings | Standard | FALSE | [9 empty] | 42447 | Dimmable | Continuous Below 10 | Yes |  | 3.1 | 10078.7 | 104.17 | 96.75 | 13.32 | 0.96 | 3500 | 90
PCB3WVHJ | Acuity Brands Lighting | Lithonia Lighting | FHE 12000LM FST ND XXXXX GZ10 35K 90CRI | Indoor Luminaires | High-Bay | High-Bay Luminaires for Commercial and Industrial Buildings | Standard | FALSE | [9 empty] | 42447 | Dimmable | Continuous Below 10 | Yes |  | 3.1 | 10078.7 | 104.17 | 96.75 | 13.32 | 0.96 | 3500 | 90
PCVHR4R2 | Acuity Brands Lighting | Lithonia Lighting | FHE 9000LM ACL MD XXXXX GZ10 35K 90CRI | Indoor Luminaires | High-Bay | Low-Bay Luminaires for Commercial and Industrial Buildings | Standard | FALSE | [9 empty] | 42447 | Dimmable | Continuous Below 10 | Yes |  | 3.1 | 7344.74 | 96.07 | 76.45 | 13.32 | 0.96 | 3500 | 90
PBMWXYGN | Acuity Brands Lighting | Holophane | EMW 9000LM ACL MD XXXXX GZ10 35K 90CRI | Indoor Luminaires | High-Bay | Low-Bay Luminaires for Commercial and Industrial Buildings | Standard | FALSE | [9 empty] | 42447 | Dimmable | Continuous Below 10 | Yes |  | 3.1 | 7344.74 | 96.07 | 76.45 | 13.32 | 0.96 | 3500 | 90
PPH8ANNQ | Acuity Brands Lighting | Lithonia Lighting | FHE 9000LM ACL ND XXXXX GZ10 35K 90CRI | Indoor Luminaires | High-Bay | Low-Bay Luminaires for Commercial and Industrial Buildings | Standard | FALSE | [9 empty] | 42447 | Dimmable | Continuous Below 10 | Yes |  | 3.1 | 7246.44 | 94.79 | 76.45 | 13.32 | 0.96 | 3500 | 90
P7WTC194 | Acuity Brands Lighting | Holophane | EMW 9000LM ACL ND XXXXX GZ10 35K 90CRI | Indoor Luminaires | High-Bay | Low-Bay Luminaires for Commercial and Industrial Buildings | Standard | FALSE | [9 empty] | 42447 | Dimmable | Continuous Below 10 | Yes |  | 3.1 | 7246.44 | 94.79 | 76.45 | 13.32 | 0.96 | 3500 | 90
PXCBCCC3 | Acuity Brands Lighting | Lithonia Lighting | FHE 9000LM FST MD XXXXX GZ10 35K 90CRI | Indoor Luminaires | High-Bay | Low-Bay Luminaires for Commercial and Industrial Buildings | Standard | FALSE | [9 empty] | 42447 | Dimmable | Continuous Below 10 | Yes |  | 3.1 | 7203.9 | 94.23 | 76.45 | 13.32 | 0.96 | 3500 | 90
P5U6EDTU | Acuity Brands Lighting | Holophane | EMW 9000LM FST MD XXXXX GZ10 35K 90CRI | Indoor Luminaires | High-Bay | Low-Bay Luminaires for Commercial and Industrial Buildings | Standard | FALSE | [9 empty] | 42447 | Dimmable | Continuous Below 10 | Yes |  | 3.1 | 7203.9 | 94.23 | 76.45 | 13.32 | 0.96 | 3500 | 90
PU25N95P | Acuity Brands Lighting | Lithonia Lighting | FHE 9000LM PCL MD XXXXX GZ10 35K 90CRI | Indoor Luminaires | High-Bay | Low-Bay Luminaires for Commercial and Industrial Buildings | Standard | FALSE | [9 empty] | 42447 | Dimmable | Continuous Below 10 | Yes |  | 3.1 | 7159.72 | 93.65 | 76.45 | 13.32 | 0.96 | 3500 | 90
P8ZX894B | Acuity Brands Lighting | Holophane | EMW 9000LM PCL MD XXXXX GZ10 35K 90CRI | Indoor Luminaires | High-Bay | Low-Bay Luminaires for Commercial and Industrial Buildings | Standard | FALSE | [9 empty] | 42447 | Dimmable | Continuous Below 10 | Yes |  | 3.1 | 7159.72 | 93.65 | 76.45 | 13.32 | 0.96 | 3500 | 90
PDUZD1RN | Acuity Brands Lighting | Holophane | EMW 9000LM PCL ND XXXXX GZ10 35K 90CRI | Indoor Luminaires | High-Bay | Low-Bay Luminaires for Commercial and Industrial Buildings | Standard | FALSE | [9 empty] | 42447 | Dimmable | Continuous Below 10 | Yes |  | 3.1 | 7118.33 | 93.11 | 76.45 | 13.32 | 0.96 | 3500 | 90
P6Z8SFPV | Acuity Brands Lighting | Lithonia Lighting | FHE 9000LM PCL ND XXXXX GZ10 35K 90CRI | Indoor Luminaires | High-Bay | Low-Bay Luminaires for Commercial and Industrial Buildings | Standard | FALSE | [9 empty] | 42447 | Dimmable | Continuous Below 10 | Yes |  | 3.1 | 7118.33 | 93.11 | 76.45 | 13.32 | 0.96 | 3500 | 90
PPU17VDF | Acuity Brands Lighting | Lithonia Lighting | FHE 9000LM FST ND XXXXX GZ10 35K 90CRI | Indoor Luminaires | High-Bay | Low-Bay Luminaires for Commercial and Industrial Buildings | Standard | FALSE | [9 empty] | 42447 | Dimmable | Continuous Below 10 | Yes |  | 3.1 | 7112.25 | 93.03 | 76.45 | 13.32 | 0.96 | 3500 | 90
PHSPB886 | Acuity Brands Lighting | Holophane | EMW 9000LM FST ND XXXXX GZ10 35K 90CRI | Indoor Luminaires | High-Bay | Low-Bay Luminaires for Commercial and Industrial Buildings | Standard | FALSE | [9 empty] | 42447 | Dimmable | Continuous Below 10 | Yes |  | 3.1 | 7112.25 | 93.03 | 76.45 | 13.32 | 0.96 | 3500 | 90
PZFV62QF | Acuity Brands Lighting | Lithonia Lighting | FHE 24000LM ACL MD XXXXX GZ10 35K 80CRI | Indoor Luminaires | High-Bay | High-Bay Luminaires for Commercial and Industrial Buildings | Standard | FALSE | [9 empty] | 42447 | Dimmable | Continuous Below 10 | Yes |  | 3.1 | 23696.03 | 105.53 | 224.55 | 13.32 | 0.96 | 3500 | 80
P5W564CK | Acuity Brands Lighting | Holophane | EMW 24000LM ACL MD XXXXX GZ10 35K 80CRI | Indoor Luminaires | High-Bay | High-Bay Luminaires for Commercial and Industrial Buildings | Standard | FALSE | [9 empty] | 42447 | Dimmable | Continuous Below 10 | Yes |  | 3.1 | 23696.03 | 105.53 | 224.55 | 13.32 | 0.96 | 3500 | 80
PGY4ZNUD | Acuity Brands Lighting | Holophane | EMW 24000LM ACL ND XXXXX GZ10 35K 80CRI | Indoor Luminaires | High-Bay | High-Bay Luminaires for Commercial and Industrial Buildings | Standard | FALSE | [9 empty] | 42447 | Dimmable | Continuous Below 10 | Yes |  | 3.1 | 23378.88 | 104.11 | 224.55 | 13.32 | 0.96 | 3500 | 80
P4FX5YH6 | Acuity Brands Lighting | Lithonia Lighting | FHE 24000LM ACL ND XXXXX GZ10 35K 80CRI | Indoor Luminaires | High-Bay | High-Bay Luminaires for Commercial and Industrial Buildings | Standard | FALSE | [9 empty] | 42447 | Dimmable | Continuous Below 10 | Yes |  | 3.1 | 23378.88 | 104.11 | 224.55 | 13.32 | 0.96 | 3500 | 80
PNQ4F2MP | Acuity Brands Lighting | Holophane | EMW 24000LM FST MD XXXXX GZ10 35K 80CRI | Indoor Luminaires | High-Bay | High-Bay Luminaires for Commercial and Industrial Buildings | Standard | FALSE | [9 empty] | 42447 | Dimmable | Continuous Below 10 | Yes |  | 3.1 | 23241.64 | 103.5 | 224.55 | 13.32 | 0.96 | 3500 | 80
P16U6ZJY | Acuity Brands Lighting | Lithonia Lighting | FHE 24000LM FST MD XXXXX GZ10 35K 80CRI | Indoor Luminaires | High-Bay | High-Bay Luminaires for Commercial and Industrial Buildings | Standard | FALSE | [9 empty] | 42447 | Dimmable | Continuous Below 10 | Yes |  | 3.1 | 23241.64 | 103.5 | 224.55 | 13.32 | 0.96 | 3500 | 80
PK515SBR | Acuity Brands Lighting | Holophane | EMW 24000LM PCL MD XXXXX GZ10 35K 80CRI | Indoor Luminaires | High-Bay | High-Bay Luminaires for Commercial and Industrial Buildings | Standard | FALSE | [9 empty] | 42447 | Dimmable | Continuous Below 10 | Yes |  | 3.1 | 23099.1 | 102.87 | 224.55 | 13.32 | 0.96 | 3500 | 80
P8Y4Q8KV | Acuity Brands Lighting | Lithonia Lighting | FHE 24000LM PCL MD XXXXX GZ10 35K 80CRI | Indoor Luminaires | High-Bay | High-Bay Luminaires for Commercial and Industrial Buildings | Standard | FALSE | [9 empty] | 42447 | Dimmable | Continuous Below 10 | Yes |  | 3.1 | 23099.1 | 102.87 | 224.55 | 13.32 | 0.96 | 3500 | 80
PKRYAPX2 | Acuity Brands Lighting | Holophane | EMW 24000LM PCL ND XXXXX GZ10 35K 80CRI | Indoor Luminaires | High-Bay | High-Bay Luminaires for Commercial and Industrial Buildings | Standard | FALSE | [9 empty] | 42447 | Dimmable | Continuous Below 10 | Yes |  | 3.1 | 22965.56 | 102.27 | 224.55 | 13.32 | 0.96 | 3500 | 80
PJ9P18PN | Acuity Brands Lighting | Lithonia Lighting | FHE 24000LM PCL ND XXXXX GZ10 35K 80CRI | Indoor Luminaires | High-Bay | High-Bay Luminaires for Commercial and Industrial Buildings | Standard | FALSE | [9 empty] | 42447 | Dimmable | Continuous Below 10 | Yes |  | 3.1 | 22965.56 | 102.27 | 224.55 | 13.32 | 0.96 | 3500 | 80
PU5GEGBP | Acuity Brands Lighting | Lithonia Lighting | FHE 24000LM FST ND XXXXX GZ10 35K 80CRI | Indoor Luminaires | High-Bay | High-Bay Luminaires for Commercial and Industrial Buildings | Standard | FALSE | [9 empty] | 42447 | Dimmable | Continuous Below 10 | Yes |  | 3.1 | 22945.95 | 102.19 | 224.55 | 13.32 | 0.96 | 3500 | 80
PREPW4FV | Acuity Brands Lighting | Holophane | EMW 24000LM FST ND XXXXX GZ10 35K 80CRI | Indoor Luminaires | High-Bay | High-Bay Luminaires for Commercial and Industrial Buildings | Standard | FALSE | [9 empty] | 42447 | Dimmable | Continuous Below 10 | Yes |  | 3.1 | 22945.95 | 102.19 | 224.55 | 13.32 | 0.96 | 3500 | 80
P8JYUFWE | Acuity Brands Lighting | Lithonia Lighting | FHE 20000LM ACL MD XXXXX GZ10 35K 80CRI | Indoor Luminaires | High-Bay | High-Bay Luminaires for Commercial and Industrial Buildings | Standard | FALSE | [9 empty] | 42447 | Dimmable | Continuous Below 10 | Yes |  | 4.1 | 20450.02 | 118.55 | 172.5 | 13.32 | 0.96 | 3500 | 80
P8G4ZC4U | Acuity Brands Lighting | Holophane | EMW 20000LM ACL MD XXXXX GZ10 35K 80CRI | Indoor Luminaires | High-Bay | High-Bay Luminaires for Commercial and Industrial Buildings | Standard | FALSE | [9 empty] | 42447 | Dimmable | Continuous Below 10 | Yes |  | 3.1 | 20450.02 | 118.55 | 172.5 | 13.32 | 0.96 | 3500 | 80
PX924TKF | Acuity Brands Lighting | Lithonia Lighting | FHE 20000LM ACL ND XXXXX GZ10 35K 80CRI | Indoor Luminaires | High-Bay | High-Bay Luminaires for Commercial and Industrial Buildings | Standard | FALSE | [9 empty] | 42447 | Dimmable | Continuous Below 10 | Yes |  | 4.1 | 20176.32 | 116.96 | 172.5 | 13.32 | 0.96 | 3500 | 80
PNP9UDJR | Acuity Brands Lighting | Holophane | EMW 20000LM ACL ND XXXXX GZ10 35K 80CRI | Indoor Luminaires | High-Bay | High-Bay Luminaires for Commercial and Industrial Buildings | Standard | FALSE | [9 empty] | 42447 | Dimmable | Continuous Below 10 | Yes |  | 3.1 | 20176.32 | 116.96 | 172.5 | 13.32 | 0.96 | 3500 | 80
PRYF6XEE | Acuity Brands Lighting | Lithonia Lighting | FHE 20000LM FST MD XXXXX GZ10 35K 80CRI | Indoor Luminaires | High-Bay | High-Bay Luminaires for Commercial and Industrial Buildings | Standard | FALSE | [9 empty] | 42447 | Dimmable | Continuous Below 10 | Yes |  | 4.1 | 20057.88 | 116.28 | 172.5 | 13.32 | 0.96 | 3500 | 80
PA55AWUN | Acuity Brands Lighting | Holophane | EMW 20000LM FST MD XXXXX GZ10 35K 80CRI | Indoor Luminaires | High-Bay | High-Bay Luminaires for Commercial and Industrial Buildings | Standard | FALSE | [9 empty] | 42447 | Dimmable | Continuous Below 10 | Yes |  | 3.1 | 20057.88 | 116.28 | 172.5 | 13.32 | 0.96 | 3500 | 80
PMKF1DVV | Acuity Brands Lighting | Holophane | EMW 20000LM PCL MD XXXXX GZ10 35K 80CRI | Indoor Luminaires | High-Bay | High-Bay Luminaires for Commercial and Industrial Buildings | Standard | FALSE | [9 empty] | 42447 | Dimmable | Continuous Below 10 | Yes |  | 3.1 | 19934.86 | 115.56 | 172.5 | 13.32 | 0.96 | 3500 | 80
P8MWXVM9 | Acuity Brands Lighting | Lithonia Lighting | FHE 20000LM PCL MD XXXXX GZ10 35K 80CRI | Indoor Luminaires | High-Bay | High-Bay Luminaires for Commercial and Industrial Buildings | Standard | FALSE | [9 empty] | 42447 | Dimmable | Continuous Below 10 | Yes |  | 4.1 | 19934.86 | 115.56 | 172.5 | 13.32 | 0.96 | 3500 | 80
PYJNXWPW | Acuity Brands Lighting | Holophane | EMW 20000LM PCL ND XXXXX GZ10 35K 80CRI | Indoor Luminaires | High-Bay | High-Bay Luminaires for Commercial and Industrial Buildings | Standard | FALSE | [9 empty] | 42447 | Dimmable | Continuous Below 10 | Yes |  | 3.1 | 19819.62 | 114.9 | 172.5 | 13.32 | 0.96 | 3500 | 80
PD3EP6X1 | Acuity Brands Lighting | Lithonia Lighting | FHE 20000LM PCL ND XXXXX GZ10 35K 80CRI | Indoor Luminaires | High-Bay | High-Bay Luminaires for Commercial and Industrial Buildings | Standard | FALSE | [9 empty] | 42447 | Dimmable | Continuous Below 10 | Yes |  | 4.1 | 19819.62 | 114.9 | 172.5 | 13.32 | 0.96 | 3500 | 80
PWMXMPZ6 | Acuity Brands Lighting | Lithonia Lighting | FHE 20000LM FST ND XXXXX GZ10 35K 80CRI | Indoor Luminaires | High-Bay | High-Bay Luminaires for Commercial and Industrial Buildings | Standard | FALSE | [9 empty] | 42447 | Dimmable | Continuous Below 10 | Yes |  | 4.1 | 19802.7 | 114.8 | 172.5 | 13.32 | 0.96 | 3500 | 80
P9TJZ1YR | Acuity Brands Lighting | Holophane | EMW 20000LM FST ND XXXXX GZ10 35K 80CRI | Indoor Luminaires | High-Bay | High-Bay Luminaires for Commercial and Industrial Buildings | Standard | FALSE | [9 empty] | 42447 | Dimmable | Continuous Below 10 | Yes |  | 3.1 | 19802.7 | 114.8 | 172.5 | 13.32 | 0.96 | 3500 | 80
PKMMED6V | Acuity Brands Lighting | Holophane | EMW 18000LM ACL MD XXXXX GZ10 35K 80CRI | Indoor Luminaires | High-Bay | High-Bay Luminaires for Commercial and Industrial Buildings | Standard | FALSE | [9 empty] | 42447 | Dimmable | Continuous Below 10 | Yes |  | 3.1 | 18181.04 | 122.23 | 148.75 | 13.32 | 0.96 | 3500 | 80
PAGKZEAB | Acuity Brands Lighting | Lithonia Lighting | FHE 18000LM ACL MD XXXXX GZ10 35K 80CRI | Indoor Luminaires | High-Bay | High-Bay Luminaires for Commercial and Industrial Buildings | Standard | FALSE | [9 empty] | 42447 | Dimmable | Continuous Below 10 | Yes |  | 4.1 | 18181.04 | 122.23 | 148.75 | 13.32 | 0.96 | 3500 | 80
PU3QFECN | Acuity Brands Lighting | Holophane | EMW 18000LM ACL ND XXXXX GZ10 35K 80CRI | Indoor Luminaires | High-Bay | High-Bay Luminaires for Commercial and Industrial Buildings | Standard | FALSE | [9 empty] | 42447 | Dimmable | Continuous Below 10 | Yes |  | 3.1 | 17937.71 | 120.59 | 148.75 | 13.32 | 0.96 | 3500 | 80
PMFP7ATH | Acuity Brands Lighting | Lithonia Lighting | FHE 18000LM ACL ND XXXXX GZ10 35K 80CRI | Indoor Luminaires | High-Bay | High-Bay Luminaires for Commercial and Industrial Buildings | Standard | FALSE | [9 empty] | 42447 | Dimmable | Continuous Below 10 | Yes |  | 4.1 | 17937.71 | 120.59 | 148.75 | 13.32 | 0.96 | 3500 | 80
PWC1TJGH | Acuity Brands Lighting | Holophane | EMW 18000LM FST MD XXXXX GZ10 35K 80CRI | Indoor Luminaires | High-Bay | High-Bay Luminaires for Commercial and Industrial Buildings | Standard | FALSE | [9 empty] | 42447 | Dimmable | Continuous Below 10 | Yes |  | 3.1 | 17832.41 | 119.88 | 148.75 | 13.32 | 0.96 | 3500 | 80
PRGVH1YJ | Acuity Brands Lighting | Lithonia Lighting | FHE 18000LM FST MD XXXXX GZ10 35K 80CRI | Indoor Luminaires | High-Bay | High-Bay Luminaires for Commercial and Industrial Buildings | Standard | FALSE | [9 empty] | 42447 | Dimmable | Continuous Below 10 | Yes |  | 4.1 | 17832.41 | 119.88 | 148.75 | 13.32 | 0.96 | 3500 | 80
PPY9CN3U | Acuity Brands Lighting | Lithonia Lighting | FHE 18000LM PCL MD XXXXX GZ10 35K 80CRI | Indoor Luminaires | High-Bay | High-Bay Luminaires for Commercial and Industrial Buildings | Standard | FALSE | [9 empty] | 42447 | Dimmable | Continuous Below 10 | Yes |  | 4.1 | 17723.04 | 119.15 | 148.75 | 13.32 | 0.96 | 3500 | 80
PJUD8283 | Acuity Brands Lighting | Holophane | EMW 18000LM PCL MD XXXXX GZ10 35K 80CRI | Indoor Luminaires | High-Bay | High-Bay Luminaires for Commercial and Industrial Buildings | Standard | FALSE | [9 empty] | 42447 | Dimmable | Continuous Below 10 | Yes |  | 3.1 | 17723.04 | 119.15 | 148.75 | 13.32 | 0.96 | 3500 | 80
PWG6D7D4 | Acuity Brands Lighting | Lithonia Lighting | FHE 18000LM PCL ND XXXXX GZ10 35K 80CRI | Indoor Luminaires | High-Bay | High-Bay Luminaires for Commercial and Industrial Buildings | Standard | FALSE | [9 empty] | 42447 | Dimmable | Continuous Below 10 | Yes |  | 4.1 | 17620.58 | 118.46 | 148.75 | 13.32 | 0.96 | 3500 | 80
PMVCQKFF | Acuity Brands Lighting | Holophane | EMW 18000LM PCL ND XXXXX GZ10 35K 80CRI | Indoor Luminaires | High-Bay | High-Bay Luminaires for Commercial and Industrial Buildings | Standard | FALSE | [9 empty] | 42447 | Dimmable | Continuous Below 10 | Yes |  | 3.1 | 17620.58 | 118.46 | 148.75 | 13.32 | 0.96 | 3500 | 80
PJRNKQN9 | Acuity Brands Lighting | Lithonia Lighting | FHE 18000LM FST ND XXXXX GZ10 35K 80CRI | Indoor Luminaires | High-Bay | High-Bay Luminaires for Commercial and Industrial Buildings | Standard | FALSE | [9 empty] | 42447 | Dimmable | Continuous Below 10 | Yes |  | 4.1 | 17605.54 | 118.36 | 148.75 | 13.32 | 0.96 | 3500 | 80
P4MA14CT | Acuity Brands Lighting | Holophane | EMW 18000LM FST ND XXXXX GZ10 35K 80CRI | Indoor Luminaires | High-Bay | High-Bay Luminaires for Commercial and Industrial Buildings | Standard | FALSE | [9 empty] | 42447 | Dimmable | Continuous Below 10 | Yes |  | 3.1 | 17605.54 | 118.36 | 148.75 | 13.32 | 0.96 | 3500 | 80
PQK8CHDU | Acuity Brands Lighting | Holophane | EMW 15000LM ACL MD XXXXX GZ10 35K 80CRI | Indoor Luminaires | High-Bay | High-Bay Luminaires for Commercial and Industrial Buildings | Standard | FALSE | [9 empty] | 42447 | Dimmable | Continuous Below 10 | Yes |  | 3.1 | 14594.76 | 129.34 | 112.84 | 13.32 | 0.96 | 3500 | 80
P9KMS7ZV | Acuity Brands Lighting | Lithonia Lighting | FHE 15000LM ACL MD XXXXX GZ10 35K 80CRI | Indoor Luminaires | High-Bay | High-Bay Luminaires for Commercial and Industrial Buildings | Standard | FALSE | [9 empty] | 42447 | Dimmable | Continuous Below 10 | Yes |  | 4.1 | 14594.76 | 129.34 | 112.84 | 13.32 | 0.96 | 3500 | 80
P9E654JB | Acuity Brands Lighting | Holophane | EMW 15000LM ACL ND XXXXX GZ10 35K 80CRI | Indoor Luminaires | High-Bay | High-Bay Luminaires for Commercial and Industrial Buildings | Standard | FALSE | [9 empty] | 42447 | Dimmable | Continuous Below 10 | Yes |  | 3.1 | 14399.42 | 127.61 | 112.84 | 13.32 | 0.96 | 3500 | 80
P2KDSMVR | Acuity Brands Lighting | Lithonia Lighting | FHE 15000LM ACL ND XXXXX GZ10 35K 80CRI | Indoor Luminaires | High-Bay | High-Bay Luminaires for Commercial and Industrial Buildings | Standard | FALSE | [9 empty] | 42447 | Dimmable | Continuous Below 10 | Yes |  | 4.1 | 14399.42 | 127.61 | 112.84 | 13.32 | 0.96 | 3500 | 80
PAYWHHF2 | Acuity Brands Lighting | Lithonia Lighting | FHE 15000LM FST MD XXXXX GZ10 35K 80CRI | Indoor Luminaires | High-Bay | High-Bay Luminaires for Commercial and Industrial Buildings | Standard | FALSE | [9 empty] | 42447 | Dimmable | Continuous Below 10 | Yes |  | 4.1 | 14314.89 | 126.86 | 112.84 | 13.32 | 0.96 | 3500 | 80
P5DB6QKQ | Acuity Brands Lighting | Holophane | EMW 15000LM FST MD XXXXX GZ10 35K 80CRI | Indoor Luminaires | High-Bay | High-Bay Luminaires for Commercial and Industrial Buildings | Standard | FALSE | [9 empty] | 42447 | Dimmable | Continuous Below 10 | Yes |  | 3.1 | 14314.89 | 126.86 | 112.84 | 13.32 | 0.96 | 3500 | 80
PGMU5W7U | Acuity Brands Lighting | Lithonia Lighting | FHE 15000LM PCL MD XXXXX GZ10 35K 80CRI | Indoor Luminaires | High-Bay | High-Bay Luminaires for Commercial and Industrial Buildings | Standard | FALSE | [9 empty] | 42447 | Dimmable | Continuous Below 10 | Yes |  | 4.1 | 14227.1 | 126.08 | 112.84 | 13.32 | 0.96 | 3500 | 80
P74762R2 | Acuity Brands Lighting | Holophane | EMW 15000LM PCL MD XXXXX GZ10 35K 80CRI | Indoor Luminaires | High-Bay | High-Bay Luminaires for Commercial and Industrial Buildings | Standard | FALSE | [9 empty] | 42447 | Dimmable | Continuous Below 10 | Yes |  | 3.1 | 14227.1 | 126.08 | 112.84 | 13.32 | 0.96 | 3500 | 80
PQWCQZ9Z | Acuity Brands Lighting | Holophane | EMW 15000LM PCL ND XXXXX GZ10 35K 80CRI | Indoor Luminaires | High-Bay | High-Bay Luminaires for Commercial and Industrial Buildings | Standard | FALSE | [9 empty] | 42447 | Dimmable | Continuous Below 10 | Yes |  | 3.1 | 14144.85 | 125.35 | 112.84 | 13.32 | 0.96 | 3500 | 80
PPABKTNT | Acuity Brands Lighting | Lithonia Lighting | FHE 15000LM PCL ND XXXXX GZ10 35K 80CRI | Indoor Luminaires | High-Bay | High-Bay Luminaires for Commercial and Industrial Buildings | Standard | FALSE | [9 empty] | 42447 | Dimmable | Continuous Below 10 | Yes |  | 4.1 | 14144.85 | 125.35 | 112.84 | 13.32 | 0.96 | 3500 | 80
PRAMN4GA | Acuity Brands Lighting | Lithonia Lighting | FHE 15000LM FST ND XXXXX GZ10 35K 80CRI | Indoor Luminaires | High-Bay | High-Bay Luminaires for Commercial and Industrial Buildings | Standard | FALSE | [9 empty] | 42447 | Dimmable | Continuous Below 10 | Yes |  | 4.1 | 14132.78 | 125.25 | 112.84 | 13.32 | 0.96 | 3500 | 80
P3VKMZSN | Acuity Brands Lighting | Holophane | EMW 15000LM FST ND XXXXX GZ10 35K 80CRI | Indoor Luminaires | High-Bay | High-Bay Luminaires for Commercial and Industrial Buildings | Standard | FALSE | [9 empty] | 42447 | Dimmable | Continuous Below 10 | Yes |  | 3.1 | 14132.78 | 125.25 | 112.84 | 13.32 | 0.96 | 3500 | 80
PB5D9CBK | Acuity Brands Lighting | Holophane | EMW 12000LM ACL MD XXXXX GZ10 35K 80CRI | Indoor Luminaires | High-Bay | High-Bay Luminaires for Commercial and Industrial Buildings | Standard | FALSE | [9 empty] | 42447 | Dimmable | Continuous Below 10 | Yes |  | 3.1 | 12673.88 | 131 | 96.75 | 13.32 | 0.96 | 3500 | 80
P5FVEE47 | Acuity Brands Lighting | Lithonia Lighting | FHE 12000LM ACL MD XXXXX GZ10 35K 80CRI | Indoor Luminaires | High-Bay | High-Bay Luminaires for Commercial and Industrial Buildings | Standard | FALSE | [9 empty] | 42447 | Dimmable | Continuous Below 10 | Yes |  | 4.1 | 12673.88 | 131 | 96.75 | 13.32 | 0.96 | 3500 | 80
PDPDKRB1 | Acuity Brands Lighting | Holophane | EMW 12000LM ACL ND XXXXX GZ10 35K 80CRI | Indoor Luminaires | High-Bay | High-Bay Luminaires for Commercial and Industrial Buildings | Standard | FALSE | [9 empty] | 42447 | Dimmable | Continuous Below 10 | Yes |  | 3.1 | 12504.25 | 129.24 | 96.75 | 13.32 | 0.96 | 3500 | 80
P9NQCPCV | Acuity Brands Lighting | Lithonia Lighting | FHE 12000LM ACL ND XXXXX GZ10 35K 80CRI | Indoor Luminaires | High-Bay | High-Bay Luminaires for Commercial and Industrial Buildings | Standard | FALSE | [9 empty] | 42447 | Dimmable | Continuous Below 10 | Yes |  | 4.1 | 12504.25 | 129.24 | 96.75 | 13.32 | 0.96 | 3500 | 80
PX5AAX94 | Acuity Brands Lighting | Lithonia Lighting | FHE 12000LM FST MD XXXXX GZ10 35K 80CRI | Indoor Luminaires | High-Bay | High-Bay Luminaires for Commercial and Industrial Buildings | Standard | FALSE | [9 empty] | 42447 | Dimmable | Continuous Below 10 | Yes |  | 4.1 | 12430.85 | 128.48 | 96.75 | 13.32 | 0.96 | 3500 | 80
PD8JVHVG | Acuity Brands Lighting | Holophane | EMW 12000LM FST MD XXXXX GZ10 35K 80CRI | Indoor Luminaires | High-Bay | High-Bay Luminaires for Commercial and Industrial Buildings | Standard | FALSE | [9 empty] | 42447 | Dimmable | Continuous Below 10 | Yes |  | 3.1 | 12430.85 | 128.48 | 96.75 | 13.32 | 0.96 | 3500 | 80
PQQEP195 | Acuity Brands Lighting | Lithonia Lighting | FHE 12000LM PCL MD XXXXX GZ10 35K 80CRI | Indoor Luminaires | High-Bay | High-Bay Luminaires for Commercial and Industrial Buildings | Standard | FALSE | [9 empty] | 42447 | Dimmable | Continuous Below 10 | Yes |  | 4.1 | 12354.61 | 127.7 | 96.75 | 13.32 | 0.96 | 3500 | 80
P37XD4XJ | Acuity Brands Lighting | Holophane | EMW 12000LM PCL MD XXXXX GZ10 35K 80CRI | Indoor Luminaires | High-Bay | High-Bay Luminaires for Commercial and Industrial Buildings | Standard | FALSE | [9 empty] | 42447 | Dimmable | Continuous Below 10 | Yes |  | 3.1 | 12354.61 | 127.7 | 96.75 | 13.32 | 0.96 | 3500 | 80
PW9B5YJX | Acuity Brands Lighting | Holophane | EMW 12000LM PCL ND XXXXX GZ10 35K 80CRI | Indoor Luminaires | High-Bay | High-Bay Luminaires for Commercial and Industrial Buildings | Standard | FALSE | [9 empty] | 42447 | Dimmable | Continuous Below 10 | Yes |  | 3.1 | 12283.19 | 126.96 | 96.75 | 13.32 | 0.96 | 3500 | 80
PJED1G9T | Acuity Brands Lighting | Lithonia Lighting | FHE 12000LM PCL ND XXXXX GZ10 35K 80CRI | Indoor Luminaires | High-Bay | High-Bay Luminaires for Commercial and Industrial Buildings | Standard | FALSE | [9 empty] | 42447 | Dimmable | Continuous Below 10 | Yes |  | 4.1 | 12283.19 | 126.96 | 96.75 | 13.32 | 0.96 | 3500 | 80
PYD2PK59 | Acuity Brands Lighting | Lithonia Lighting | FHE 12000LM FST ND XXXXX GZ10 35K 80CRI | Indoor Luminaires | High-Bay | High-Bay Luminaires for Commercial and Industrial Buildings | Standard | FALSE | [9 empty] | 42447 | Dimmable | Continuous Below 10 | Yes |  | 4.1 | 12272.7 | 126.85 | 96.75 | 13.32 | 0.96 | 3500 | 80
P766PZZ4 | Acuity Brands Lighting | Holophane | EMW 12000LM FST ND XXXXX GZ10 35K 80CRI | Indoor Luminaires | High-Bay | High-Bay Luminaires for Commercial and Industrial Buildings | Standard | FALSE | [9 empty] | 42447 | Dimmable | Continuous Below 10 | Yes |  | 3.1 | 12272.7 | 126.85 | 96.75 | 13.32 | 0.96 | 3500 | 80
PFQXTJBB | Acuity Brands Lighting | Lithonia Lighting | FHE 9000LM ACL MD XXXXX GZ10 35K 80CRI | Indoor Luminaires | High-Bay | Low-Bay Luminaires for Commercial and Industrial Buildings | Standard | FALSE | [9 empty] | 42447 | Dimmable | Continuous Below 10 | Yes |  | 4.1 | 8943.6 | 116.99 | 76.45 | 13.32 | 0.96 | 3500 | 80
P4H4N2CZ | Acuity Brands Lighting | Holophane | EMW 9000LM ACL MD XXXXX GZ10 35K 80CRI | Indoor Luminaires | High-Bay | Low-Bay Luminaires for Commercial and Industrial Buildings | Standard | FALSE | [9 empty] | 42447 | Dimmable | Continuous Below 10 | Yes |  | 3.1 | 8943.6 | 116.99 | 76.45 | 13.32 | 0.96 | 3500 | 80
PS9B3M93 | Acuity Brands Lighting | Lithonia Lighting | FHE 9000LM ACL ND XXXXX GZ10 35K 80CRI | Indoor Luminaires | High-Bay | Low-Bay Luminaires for Commercial and Industrial Buildings | Standard | FALSE | [9 empty] | 42447 | Dimmable | Continuous Below 10 | Yes |  | 4.1 | 8823.9 | 115.42 | 76.45 | 13.32 | 0.96 | 3500 | 80
PHWV7VNX | Acuity Brands Lighting | Holophane | EMW 9000LM ACL ND XXXXX GZ10 35K 80CRI | Indoor Luminaires | High-Bay | Low-Bay Luminaires for Commercial and Industrial Buildings | Standard | FALSE | [9 empty] | 42447 | Dimmable | Continuous Below 10 | Yes |  | 3.1 | 8823.9 | 115.42 | 76.45 | 13.32 | 0.96 | 3500 | 80
PV9AMVG5 | Acuity Brands Lighting | Lithonia Lighting | FHE 9000LM FST MD XXXXX GZ10 35K 80CRI | Indoor Luminaires | High-Bay | Low-Bay Luminaires for Commercial and Industrial Buildings | Standard | FALSE | [9 empty] | 42447 | Dimmable | Continuous Below 10 | Yes |  | 4.1 | 8772.1 | 114.74 | 76.45 | 13.32 | 0.96 | 3500 | 80
PSJ9QN5J | Acuity Brands Lighting | Holophane | EMW 9000LM FST MD XXXXX GZ10 35K 80CRI | Indoor Luminaires | High-Bay | Low-Bay Luminaires for Commercial and Industrial Buildings | Standard | FALSE | [9 empty] | 42447 | Dimmable | Continuous Below 10 | Yes |  | 3.1 | 8772.1 | 114.74 | 76.45 | 13.32 | 0.96 | 3500 | 80
PZF57VEQ | Acuity Brands Lighting | Holophane | EMW 9000LM PCL MD XXXXX GZ10 35K 80CRI | Indoor Luminaires | High-Bay | Low-Bay Luminaires for Commercial and Industrial Buildings | Standard | FALSE | [9 empty] | 42447 | Dimmable | Continuous Below 10 | Yes |  | 3.1 | 8718.3 | 114.04 | 76.45 | 13.32 | 0.96 | 3500 | 80
P1FAJQFH | Acuity Brands Lighting | Lithonia Lighting | FHE 9000LM PCL MD XXXXX GZ10 35K 80CRI | Indoor Luminaires | High-Bay | Low-Bay Luminaires for Commercial and Industrial Buildings | Standard | FALSE | [9 empty] | 42447 | Dimmable | Continuous Below 10 | Yes |  | 4.1 | 8718.3 | 114.04 | 76.45 | 13.32 | 0.96 | 3500 | 80
PXD75JVG | Acuity Brands Lighting | Lithonia Lighting | FHE 9000LM PCL ND XXXXX GZ10 35K 80CRI | Indoor Luminaires | High-Bay | Low-Bay Luminaires for Commercial and Industrial Buildings | Standard | FALSE | [9 empty] | 42447 | Dimmable | Continuous Below 10 | Yes |  | 4.1 | 8667.9 | 113.38 | 76.45 | 13.32 | 0.96 | 3500 | 80
PFWS5JZ5 | Acuity Brands Lighting | Holophane | EMW 9000LM PCL ND XXXXX GZ10 35K 80CRI | Indoor Luminaires | High-Bay | Low-Bay Luminaires for Commercial and Industrial Buildings | Standard | FALSE | [9 empty] | 42447 | Dimmable | Continuous Below 10 | Yes |  | 3.1 | 8667.9 | 113.38 | 76.45 | 13.32 | 0.96 | 3500 | 80
PN8TZJ3B | Acuity Brands Lighting | Lithonia Lighting | FHE 9000LM FST ND XXXXX GZ10 35K 80CRI | Indoor Luminaires | High-Bay | Low-Bay Luminaires for Commercial and Industrial Buildings | Standard | TRUE | 8829.6 | 114.3 | 77.25 | 11.18 | 0.91 | 3509 | 82.1 | 5 | 50000 | 42447 | Dimmable | Continuous Below 10 | Yes | Updated on 3/31/2017 | 4.1 | 8660.5 | 113.28 | 76.45 | 13.32 | 0.96 | 3500 | 80
PGZEHH4Z | Acuity Brands Lighting | Holophane | EMW 9000LM FST ND XXXXX GZ10 35K 80CRI | Indoor Luminaires | High-Bay | Low-Bay Luminaires for Commercial and Industrial Buildings | Standard | FALSE | [9 empty] | 42447 | Dimmable | Continuous Below 10 | Yes |  | 3.1 | 8660.5 | 113.28 | 76.45 | 13.32 | 0.96 | 3500 | 80
PVQ8ERKR | Acuity Brands Lighting | Lithonia Lighting | FHE 24000LM ACL MD XXXXX GZ10 35K 70CRI | Indoor Luminaires | High-Bay | High-Bay Luminaires for Commercial and Industrial Buildings | Standard | FALSE | [9 empty] | 42447 | Dimmable | Continuous Below 10 | Yes |  | 4.1 | 25719.55 | 114.54 | 224.55 | 13.32 | 0.96 | 3500 | 70
PV3YPTDZ | Acuity Brands Lighting | Holophane | EMW 24000LM ACL MD XXXXX GZ10 35K 70CRI | Indoor Luminaires | High-Bay | High-Bay Luminaires for Commercial and Industrial Buildings | Standard | FALSE | [9 empty] | 42447 | Dimmable | Continuous Below 10 | Yes |  | 3.1 | 25719.55 | 114.54 | 224.55 | 13.32 | 0.96 | 3500 | 70
PRDASEJQ | Acuity Brands Lighting | Holophane | EMW 24000LM ACL ND XXXXX GZ10 35K 70CRI | Indoor Luminaires | High-Bay | High-Bay Luminaires for Commercial and Industrial Buildings | Standard | FALSE | [9 empty] | 42447 | Dimmable | Continuous Below 10 | Yes |  | 3.1 | 25375.32 | 113.01 | 224.55 | 13.32 | 0.96 | 3500 | 70
PDY1GNHZ | Acuity Brands Lighting | Lithonia Lighting | FHE 24000LM ACL ND XXXXX GZ10 35K 70CRI | Indoor Luminaires | High-Bay | High-Bay Luminaires for Commercial and Industrial Buildings | Standard | FALSE | [9 empty] | 42447 | Dimmable | Continuous Below 10 | Yes |  | 4.1 | 25375.32 | 113.01 | 224.55 | 13.32 | 0.96 | 3500 | 70
PH433T56 | Acuity Brands Lighting | Holophane | EMW 24000LM FST MD XXXXX GZ10 35K 70CRI | Indoor Luminaires | High-Bay | High-Bay Luminaires for Commercial and Industrial Buildings | Standard | FALSE | [9 empty] | 42447 | Dimmable | Continuous Below 10 | Yes |  | 3.1 | 25226.36 | 112.34 | 224.55 | 13.32 | 0.96 | 3500 | 70
P8VDXGZF | Acuity Brands Lighting | Lithonia Lighting | FHE 24000LM FST MD XXXXX GZ10 35K 70CRI | Indoor Luminaires | High-Bay | High-Bay Luminaires for Commercial and Industrial Buildings | Standard | FALSE | [9 empty] | 42447 | Dimmable | Continuous Below 10 | Yes |  | 4.1 | 25226.36 | 112.34 | 224.55 | 13.32 | 0.96 | 3500 | 70
PTDZRMX3 | Acuity Brands Lighting | Holophane | EMW 24000LM PCL MD XXXXX GZ10 35K 70CRI | Indoor Luminaires | High-Bay | High-Bay Luminaires for Commercial and Industrial Buildings | Standard | FALSE | [9 empty] | 42447 | Dimmable | Continuous Below 10 | Yes |  | 3.1 | 25071.64 | 111.65 | 224.55 | 13.32 | 0.96 | 3500 | 70
PSBDJ7V5 | Acuity Brands Lighting | Lithonia Lighting | FHE 24000LM PCL MD XXXXX GZ10 35K 70CRI | Indoor Luminaires | High-Bay | High-Bay Luminaires for Commercial and Industrial Buildings | Standard | FALSE | [9 empty] | 42447 | Dimmable | Continuous Below 10 | Yes |  | 4.1 | 25071.64 | 111.65 | 224.55 | 13.32 | 0.96 | 3500 | 70
PQ5DA1ZZ | Acuity Brands Lighting | Holophane | EMW 24000LM PCL ND XXXXX GZ10 35K 70CRI | Indoor Luminaires | High-Bay | High-Bay Luminaires for Commercial and Industrial Buildings | Standard | FALSE | [9 empty] | 42447 | Dimmable | Continuous Below 10 | Yes |  | 3.1 | 24926.71 | 111.01 | 224.55 | 13.32 | 0.96 | 3500 | 70
PJP84XQ2 | Acuity Brands Lighting | Lithonia Lighting | FHE 24000LM PCL ND XXXXX GZ10 35K 70CRI | Indoor Luminaires | High-Bay | High-Bay Luminaires for Commercial and Industrial Buildings | Standard | FALSE | [9 empty] | 42447 | Dimmable | Continuous Below 10 | Yes |  | 4.1 | 24926.71 | 111.01 | 224.55 | 13.32 | 0.96 | 3500 | 70
PTC85WJ5 | Acuity Brands Lighting | Lithonia Lighting | FHE 24000LM FST ND XXXXX GZ10 35K 70CRI | Indoor Luminaires | High-Bay | High-Bay Luminaires for Commercial and Industrial Buildings | Standard | FALSE | [9 empty] | 42447 | Dimmable | Continuous Below 10 | Yes |  | 4.1 | 24905.43 | 110.91 | 224.55 | 13.32 | 0.96 | 3500 | 70
PHU8TTU8 | Acuity Brands Lighting | Holophane | EMW 24000LM FST ND XXXXX GZ10 35K 70CRI | Indoor Luminaires | High-Bay | High-Bay Luminaires for Commercial and Industrial Buildings | Standard | FALSE | [9 empty] | 42447 | Dimmable | Continuous Below 10 | Yes |  | 3.1 | 24905.43 | 110.91 | 224.55 | 13.32 | 0.96 | 3500 | 70
PHT52G8R | Acuity Brands Lighting | Holophane | EMW 20000LM ACL MD XXXXX GZ10 35K 70CRI | Indoor Luminaires | High-Bay | High-Bay Luminaires for Commercial and Industrial Buildings | Standard | FALSE | [9 empty] | 42447 | Dimmable | Continuous Below 10 | Yes |  | 3.1 | 22196.35 | 128.67 | 172.5 | 13.32 | 0.96 | 3500 | 70
PBXWJ9KH | Acuity Brands Lighting | Lithonia Lighting | FHE 20000LM ACL MD XXXXX GZ10 35K 70CRI | Indoor Luminaires | High-Bay | High-Bay Luminaires for Commercial and Industrial Buildings | Standard | FALSE | [9 empty] | 42447 | Dimmable | Continuous Below 10 | Yes |  | 4.1 | 22196.35 | 128.67 | 172.5 | 13.32 | 0.96 | 3500 | 70
P3ESPVEH | Acuity Brands Lighting | Lithonia Lighting | FHE 20000LM ACL ND XXXXX GZ10 35K 70CRI | Indoor Luminaires | High-Bay | High-Bay Luminaires for Commercial and Industrial Buildings | Standard | FALSE | [9 empty] | 42447 | Dimmable | Continuous Below 10 | Yes |  | 4.1 | 21899.28 | 126.95 | 172.5 | 13.32 | 0.96 | 3500 | 70
P2H9EKPD | Acuity Brands Lighting | Holophane | EMW 20000LM ACL ND XXXXX GZ10 35K 70CRI | Indoor Luminaires | High-Bay | High-Bay Luminaires for Commercial and Industrial Buildings | Standard | FALSE | [9 empty] | 42447 | Dimmable | Continuous Below 10 | Yes |  | 3.1 | 21899.28 | 126.95 | 172.5 | 13.32 | 0.96 | 3500 | 70
PNAQFER4 | Acuity Brands Lighting | Lithonia Lighting | FHE 20000LM FST MD XXXXX GZ10 35K 70CRI | Indoor Luminaires | High-Bay | High-Bay Luminaires for Commercial and Industrial Buildings | Standard | FALSE | [9 empty] | 42447 | Dimmable | Continuous Below 10 | Yes |  | 4.1 | 21770.72 | 126.21 | 172.5 | 13.32 | 0.96 | 3500 | 70
P8VXY5RH | Acuity Brands Lighting | Holophane | EMW 20000LM FST MD XXXXX GZ10 35K 70CRI | Indoor Luminaires | High-Bay | High-Bay Luminaires for Commercial and Industrial Buildings | Standard | FALSE | [9 empty] | 42447 | Dimmable | Continuous Below 10 | Yes |  | 3.1 | 21770.72 | 126.21 | 172.5 | 13.32 | 0.96 | 3500 | 70
PXQRUKEU | Acuity Brands Lighting | Lithonia Lighting | FHE 20000LM PCL MD XXXXX GZ10 35K 70CRI | Indoor Luminaires | High-Bay | High-Bay Luminaires for Commercial and Industrial Buildings | Standard | FALSE | [9 empty] | 42447 | Dimmable | Continuous Below 10 | Yes |  | 4.1 | 21637.2 | 125.43 | 172.5 | 13.32 | 0.96 | 3500 | 70
PUNBHYKE | Acuity Brands Lighting | Holophane | EMW 20000LM PCL MD XXXXX GZ10 35K 70CRI | Indoor Luminaires | High-Bay | High-Bay Luminaires for Commercial and Industrial Buildings | Standard | FALSE | [9 empty] | 42447 | Dimmable | Continuous Below 10 | Yes |  | 3.1 | 21637.2 | 125.43 | 172.5 | 13.32 | 0.96 | 3500 | 70
PPTDJWJ4 | Acuity Brands Lighting | Holophane | EMW 20000LM PCL ND XXXXX GZ10 35K 70CRI | Indoor Luminaires | High-Bay | High-Bay Luminaires for Commercial and Industrial Buildings | Standard | FALSE | [9 empty] | 42447 | Dimmable | Continuous Below 10 | Yes |  | 3.1 | 21512.11 | 124.71 | 172.5 | 13.32 | 0.96 | 3500 | 70
PCGY6Z37 | Acuity Brands Lighting | Lithonia Lighting | FHE 20000LM PCL ND XXXXX GZ10 35K 70CRI | Indoor Luminaires | High-Bay | High-Bay Luminaires for Commercial and Industrial Buildings | Standard | FALSE | [9 empty] | 42447 | Dimmable | Continuous Below 10 | Yes |  | 4.1 | 21512.11 | 124.71 | 172.5 | 13.32 | 0.96 | 3500 | 70
PZTDBDVH | Acuity Brands Lighting | Lithonia Lighting | FHE 20000LM FST ND XXXXX GZ10 35K 70CRI | Indoor Luminaires | High-Bay | High-Bay Luminaires for Commercial and Industrial Buildings | Standard | FALSE | [9 empty] | 42447 | Dimmable | Continuous Below 10 | Yes |  | 4.1 | 21493.75 | 124.6 | 172.5 | 13.32 | 0.96 | 3500 | 70
PGKBKFGB | Acuity Brands Lighting | Holophane | EMW 20000LM FST ND XXXXX GZ10 35K 70CRI | Indoor Luminaires | High-Bay | High-Bay Luminaires for Commercial and Industrial Buildings | Standard | FALSE | [9 empty] | 42447 | Dimmable | Continuous Below 10 | Yes |  | 3.1 | 21493.75 | 124.6 | 172.5 | 13.32 | 0.96 | 3500 | 70
PXR4VA4S | Acuity Brands Lighting | Holophane | EMW 18000LM ACL MD XXXXX GZ10 35K 70CRI | Indoor Luminaires | High-Bay | High-Bay Luminaires for Commercial and Industrial Buildings | Standard | FALSE | [9 empty] | 42447 | Dimmable | Continuous Below 10 | Yes |  | 3.1 | 19733.61 | 132.66 | 148.75 | 13.32 | 0.96 | 3500 | 70
PMFASFFE | Acuity Brands Lighting | Lithonia Lighting | FHE 18000LM ACL MD XXXXX GZ10 35K 70CRI | Indoor Luminaires | High-Bay | High-Bay Luminaires for Commercial and Industrial Buildings | Standard | FALSE | [9 empty] | 42447 | Dimmable | Continuous Below 10 | Yes |  | 4.1 | 19733.61 | 132.66 | 148.75 | 13.32 | 0.96 | 3500 | 70
PQCN6QNF | Acuity Brands Lighting | Holophane | EMW 18000LM ACL ND XXXXX GZ10 35K 70CRI | Indoor Luminaires | High-Bay | High-Bay Luminaires for Commercial and Industrial Buildings | Standard | FALSE | [9 empty] | 42447 | Dimmable | Continuous Below 10 | Yes |  | 3.1 | 19469.5 | 130.89 | 148.75 | 13.32 | 0.96 | 3500 | 70
P9YX55ER | Acuity Brands Lighting | Lithonia Lighting | FHE 18000LM ACL ND XXXXX GZ10 35K 70CRI | Indoor Luminaires | High-Bay | High-Bay Luminaires for Commercial and Industrial Buildings | Standard | FALSE | [9 empty] | 42447 | Dimmable | Continuous Below 10 | Yes |  | 4.1 | 19469.5 | 130.89 | 148.75 | 13.32 | 0.96 | 3500 | 70
PZXXKBMC | Acuity Brands Lighting | Holophane | EMW 18000LM FST MD XXXXX GZ10 35K 70CRI | Indoor Luminaires | High-Bay | High-Bay Luminaires for Commercial and Industrial Buildings | Standard | FALSE | [9 empty] | 42447 | Dimmable | Continuous Below 10 | Yes |  | 3.1 | 19355.21 | 130.12 | 148.75 | 13.32 | 0.96 | 3500 | 70
PP5CKAK2 | Acuity Brands Lighting | Lithonia Lighting | FHE 18000LM FST MD XXXXX GZ10 35K 70CRI | Indoor Luminaires | High-Bay | High-Bay Luminaires for Commercial and Industrial Buildings | Standard | FALSE | [9 empty] | 42447 | Dimmable | Continuous Below 10 | Yes |  | 4.1 | 19355.21 | 130.12 | 148.75 | 13.32 | 0.96 | 3500 | 70
PWUW79J7 | Acuity Brands Lighting | Lithonia Lighting | FHE 18000LM PCL MD XXXXX GZ10 35K 70CRI | Indoor Luminaires | High-Bay | High-Bay Luminaires for Commercial and Industrial Buildings | Standard | FALSE | [9 empty] | 42447 | Dimmable | Continuous Below 10 | Yes |  | 4.1 | 19236.5 | 129.32 | 148.75 | 13.32 | 0.96 | 3500 | 70
PAMTMFZB | Acuity Brands Lighting | Holophane | EMW 18000LM PCL MD XXXXX GZ10 35K 70CRI | Indoor Luminaires | High-Bay | High-Bay Luminaires for Commercial and Industrial Buildings | Standard | FALSE | [9 empty] | 42447 | Dimmable | Continuous Below 10 | Yes |  | 3.1 | 19236.5 | 129.32 | 148.75 | 13.32 | 0.96 | 3500 | 70
PKBVZXAW | Acuity Brands Lighting | Lithonia Lighting | FHE 18000LM PCL ND XXXXX GZ10 35K 70CRI | Indoor Luminaires | High-Bay | High-Bay Luminaires for Commercial and Industrial Buildings | Standard | FALSE | [9 empty] | 42447 | Dimmable | Continuous Below 10 | Yes |  | 4.1 | 19125.29 | 128.57 | 148.75 | 13.32 | 0.96 | 3500 | 70
P5XSFJUN | Acuity Brands Lighting | Holophane | EMW 18000LM PCL ND XXXXX GZ10 35K 70CRI | Indoor Luminaires | High-Bay | High-Bay Luminaires for Commercial and Industrial Buildings | Standard | FALSE | [9 empty] | 42447 | Dimmable | Continuous Below 10 | Yes |  | 3.1 | 19125.29 | 128.57 | 148.75 | 13.32 | 0.96 | 3500 | 70
PNRBFR4G | Acuity Brands Lighting | Holophane | EMW 18000LM FST ND XXXXX GZ10 35K 70CRI | Indoor Luminaires | High-Bay | High-Bay Luminaires for Commercial and Industrial Buildings | Standard | FALSE | [9 empty] | 42447 | Dimmable | Continuous Below 10 | Yes |  | 3.1 | 19108.97 | 128.46 | 148.75 | 13.32 | 0.96 | 3500 | 70
PBYBWH1N | Acuity Brands Lighting | Lithonia Lighting | FHE 18000LM FST ND XXXXX GZ10 35K 70CRI | Indoor Luminaires | High-Bay | High-Bay Luminaires for Commercial and Industrial Buildings | Standard | FALSE | [9 empty] | 42447 | Dimmable | Continuous Below 10 | Yes |  | 4.1 | 19108.97 | 128.46 | 148.75 | 13.32 | 0.96 | 3500 | 70
PCW3DW8X | Acuity Brands Lighting | Lithonia Lighting | FHE 15000LM ACL MD XXXXX GZ10 35K 70CRI | Indoor Luminaires | High-Bay | High-Bay Luminaires for Commercial and Industrial Buildings | Standard | FALSE | [9 empty] | 42447 | Dimmable | Continuous Below 10 | Yes |  | 4.1 | 15841.08 | 140.39 | 112.84 | 13.32 | 0.96 | 3500 | 70
PAY1S96M | Acuity Brands Lighting | Holophane | EMW 15000LM ACL MD XXXXX GZ10 35K 70CRI | Indoor Luminaires | High-Bay | High-Bay Luminaires for Commercial and Industrial Buildings | Standard | FALSE | [9 empty] | 42447 | Dimmable | Continuous Below 10 | Yes |  | 3.1 | 15841.08 | 140.39 | 112.84 | 13.32 | 0.96 | 3500 | 70
PA3CNMZ1 | Acuity Brands Lighting | Lithonia Lighting | FHE 15000LM ACL ND XXXXX GZ10 35K 70CRI | Indoor Luminaires | High-Bay | High-Bay Luminaires for Commercial and Industrial Buildings | Standard | FALSE | [9 empty] | 42447 | Dimmable | Continuous Below 10 | Yes |  | 4.1 | 15629.06 | 138.51 | 112.84 | 13.32 | 0.96 | 3500 | 70
P4B59C6K | Acuity Brands Lighting | Holophane | EMW 15000LM ACL ND XXXXX GZ10 35K 70CRI | Indoor Luminaires | High-Bay | High-Bay Luminaires for Commercial and Industrial Buildings | Standard | FALSE | [9 empty] | 42447 | Dimmable | Continuous Below 10 | Yes |  | 3.1 | 15629.06 | 138.51 | 112.84 | 13.32 | 0.96 | 3500 | 70
PZP3YQ54 | Acuity Brands Lighting | Holophane | EMW 15000LM FST MD XXXXX GZ10 35K 70CRI | Indoor Luminaires | High-Bay | High-Bay Luminaires for Commercial and Industrial Buildings | Standard | FALSE | [9 empty] | 42447 | Dimmable | Continuous Below 10 | Yes |  | 3.1 | 15537.31 | 137.69 | 112.84 | 13.32 | 0.96 | 3500 | 70
PVK3GHE3 | Acuity Brands Lighting | Lithonia Lighting | FHE 15000LM FST MD XXXXX GZ10 35K 70CRI | Indoor Luminaires | High-Bay | High-Bay Luminaires for Commercial and Industrial Buildings | Standard | FALSE | [9 empty] | 42447 | Dimmable | Continuous Below 10 | Yes |  | 4.1 | 15537.31 | 137.69 | 112.84 | 13.32 | 0.96 | 3500 | 70
PFV5Y6C3 | Acuity Brands Lighting | Lithonia Lighting | FHE 15000LM PCL MD XXXXX GZ10 35K 70CRI | Indoor Luminaires | High-Bay | High-Bay Luminaires for Commercial and Industrial Buildings | Standard | FALSE | [9 empty] | 42447 | Dimmable | Continuous Below 10 | Yes |  | 4.1 | 15442.02 | 136.85 | 112.84 | 13.32 | 0.96 | 3500 | 70
P97JQ4J1 | Acuity Brands Lighting | Holophane | EMW 15000LM PCL MD XXXXX GZ10 35K 70CRI | Indoor Luminaires | High-Bay | High-Bay Luminaires for Commercial and Industrial Buildings | Standard | FALSE | [9 empty] | 42447 | Dimmable | Continuous Below 10 | Yes |  | 3.1 | 15442.02 | 136.85 | 112.84 | 13.32 | 0.96 | 3500 | 70
PQHK49FE | Acuity Brands Lighting | Lithonia Lighting | FHE 15000LM PCL ND XXXXX GZ10 35K 70CRI | Indoor Luminaires | High-Bay | High-Bay Luminaires for Commercial and Industrial Buildings | Standard | FALSE | [9 empty] | 42447 | Dimmable | Continuous Below 10 | Yes |  | 4.1 | 15352.75 | 136.06 | 112.84 | 13.32 | 0.96 | 3500 | 70
P5PFN322 | Acuity Brands Lighting | Holophane | EMW 15000LM PCL ND XXXXX GZ10 35K 70CRI | Indoor Luminaires | High-Bay | High-Bay Luminaires for Commercial and Industrial Buildings | Standard | FALSE | [9 empty] | 42447 | Dimmable | Continuous Below 10 | Yes |  | 3.1 | 15352.75 | 136.06 | 112.84 | 13.32 | 0.96 | 3500 | 70
PQ4GVYXZ | Acuity Brands Lighting | Holophane | EMW 15000LM FST ND XXXXX GZ10 35K 70CRI | Indoor Luminaires | High-Bay | High-Bay Luminaires for Commercial and Industrial Buildings | Standard | FALSE | [9 empty] | 42447 | Dimmable | Continuous Below 10 | Yes |  | 3.1 | 15339.65 | 135.94 | 112.84 | 13.32 | 0.96 | 3500 | 70
PCMACNCN | Acuity Brands Lighting | Lithonia Lighting | FHE 15000LM FST ND XXXXX GZ10 35K 70CRI | Indoor Luminaires | High-Bay | High-Bay Luminaires for Commercial and Industrial Buildings | Standard | FALSE | [9 empty] | 42447 | Dimmable | Continuous Below 10 | Yes |  | 4.1 | 15339.65 | 135.94 | 112.84 | 13.32 | 0.96 | 3500 | 70
PPW17T2X | Acuity Brands Lighting | Lithonia Lighting | FHE 12000LM ACL MD XXXXX GZ10 35K 70CRI | Indoor Luminaires | High-Bay | High-Bay Luminaires for Commercial and Industrial Buildings | Standard | FALSE | [9 empty] | 42447 | Dimmable | Continuous Below 10 | Yes |  | 4.1 | 13756.17 | 142.18 | 96.75 | 13.32 | 0.96 | 3500 | 70
PBENXVW2 | Acuity Brands Lighting | Holophane | EMW 12000LM ACL MD XXXXX GZ10 35K 70CRI | Indoor Luminaires | High-Bay | High-Bay Luminaires for Commercial and Industrial Buildings | Standard | FALSE | [9 empty] | 42447 | Dimmable | Continuous Below 10 | Yes |  | 3.1 | 13756.17 | 142.18 | 96.75 | 13.32 | 0.96 | 3500 | 70
PX68KAXX | Acuity Brands Lighting | Holophane | EMW 12000LM ACL ND XXXXX GZ10 35K 70CRI | Indoor Luminaires | High-Bay | High-Bay Luminaires for Commercial and Industrial Buildings | Standard | FALSE | [9 empty] | 42447 | Dimmable | Continuous Below 10 | Yes |  | 3.1 | 13572.05 | 140.28 | 96.75 | 13.32 | 0.96 | 3500 | 70
PHG6ANSQ | Acuity Brands Lighting | Lithonia Lighting | FHE 12000LM ACL ND XXXXX GZ10 35K 70CRI | Indoor Luminaires | High-Bay | High-Bay Luminaires for Commercial and Industrial Buildings | Standard | FALSE | [9 empty] | 42447 | Dimmable | Continuous Below 10 | Yes |  | 4.1 | 13572.05 | 140.28 | 96.75 | 13.32 | 0.96 | 3500 | 70
P6H3ZY8D | Acuity Brands Lighting | Holophane | EMW 12000LM FST MD XXXXX GZ10 35K 70CRI | Indoor Luminaires | High-Bay | High-Bay Luminaires for Commercial and Industrial Buildings | Standard | FALSE | [9 empty] | 42447 | Dimmable | Continuous Below 10 | Yes |  | 3.1 | 13492.38 | 139.46 | 96.75 | 13.32 | 0.96 | 3500 | 70
P53NAEVK | Acuity Brands Lighting | Lithonia Lighting | FHE 12000LM FST MD XXXXX GZ10 35K 70CRI | Indoor Luminaires | High-Bay | High-Bay Luminaires for Commercial and Industrial Buildings | Standard | FALSE | [9 empty] | 42447 | Dimmable | Continuous Below 10 | Yes |  | 4.1 | 13492.38 | 139.46 | 96.75 | 13.32 | 0.96 | 3500 | 70
PYNGDTWR | Acuity Brands Lighting | Holophane | EMW 12000LM PCL MD XXXXX GZ10 35K 70CRI | Indoor Luminaires | High-Bay | High-Bay Luminaires for Commercial and Industrial Buildings | Standard | FALSE | [9 empty] | 42447 | Dimmable | Continuous Below 10 | Yes |  | 3.1 | 13409.63 | 138.6 | 96.75 | 13.32 | 0.96 | 3500 | 70
PWBFQ4KT | Acuity Brands Lighting | Lithonia Lighting | FHE 12000LM PCL MD XXXXX GZ10 35K 70CRI | Indoor Luminaires | High-Bay | High-Bay Luminaires for Commercial and Industrial Buildings | Standard | FALSE | [9 empty] | 42447 | Dimmable | Continuous Below 10 | Yes |  | 4.1 | 13409.63 | 138.6 | 96.75 | 13.32 | 0.96 | 3500 | 70
PY7PYM17 | Acuity Brands Lighting | Lithonia Lighting | FHE 12000LM PCL ND XXXXX GZ10 35K 70CRI | Indoor Luminaires | High-Bay | High-Bay Luminaires for Commercial and Industrial Buildings | Standard | FALSE | [9 empty] | 42447 | Dimmable | Continuous Below 10 | Yes |  | 4.1 | 13332.11 | 137.8 | 96.75 | 13.32 | 0.96 | 3500 | 70
P4TEBG5M | Acuity Brands Lighting | Holophane | EMW 12000LM PCL ND XXXXX GZ10 35K 70CRI | Indoor Luminaires | High-Bay | High-Bay Luminaires for Commercial and Industrial Buildings | Standard | FALSE | [9 empty] | 42447 | Dimmable | Continuous Below 10 | Yes |  | 3.1 | 13332.11 | 137.8 | 96.75 | 13.32 | 0.96 | 3500 | 70
PVPEZ7SE | Acuity Brands Lighting | Holophane | EMW 12000LM FST ND XXXXX GZ10 35K 70CRI | Indoor Luminaires | High-Bay | High-Bay Luminaires for Commercial and Industrial Buildings | Standard | FALSE | [9 empty] | 42447 | Dimmable | Continuous Below 10 | Yes |  | 3.1 | 13320.73 | 137.68 | 96.75 | 13.32 | 0.96 | 3500 | 70
P7K9AXWM | Acuity Brands Lighting | Lithonia Lighting | FHE 12000LM FST ND XXXXX GZ10 35K 70CRI | Indoor Luminaires | High-Bay | High-Bay Luminaires for Commercial and Industrial Buildings | Standard | FALSE | [9 empty] | 42447 | Dimmable | Continuous Below 10 | Yes |  | 4.1 | 13320.73 | 137.68 | 96.75 | 13.32 | 0.96 | 3500 | 70
PJQT33N7 | Acuity Brands Lighting | Lithonia Lighting | FHE 9000LM ACL MD XXXXX GZ10 35K 70CRI | Indoor Luminaires | High-Bay | High-Bay Luminaires for Commercial and Industrial Buildings | Standard | FALSE | [9 empty] | 42447 | Dimmable | Continuous Below 10 | Yes |  | 4.1 | 9707.34 | 126.98 | 76.45 | 13.32 | 0.96 | 3500 | 70
P9BAHDDM | Acuity Brands Lighting | Holophane | EMW 9000LM ACL MD XXXXX GZ10 35K 70CRI | Indoor Luminaires | High-Bay | High-Bay Luminaires for Commercial and Industrial Buildings | Standard | FALSE | [9 empty] | 42447 | Dimmable | Continuous Below 10 | Yes |  | 3.1 | 9707.34 | 126.98 | 76.45 | 13.32 | 0.96 | 3500 | 70
PZ5YJ3VY | Acuity Brands Lighting | Holophane | EMW 9000LM ACL ND XXXXX GZ10 35K 70CRI | Indoor Luminaires | High-Bay | High-Bay Luminaires for Commercial and Industrial Buildings | Standard | FALSE | [9 empty] | 42447 | Dimmable | Continuous Below 10 | Yes |  | 3.1 | 9577.42 | 125.28 | 76.45 | 13.32 | 0.96 | 3500 | 70
P1VG3HND | Acuity Brands Lighting | Lithonia Lighting | FHE 9000LM ACL ND XXXXX GZ10 35K 70CRI | Indoor Luminaires | High-Bay | High-Bay Luminaires for Commercial and Industrial Buildings | Standard | FALSE | [9 empty] | 42447 | Dimmable | Continuous Below 10 | Yes |  | 4.1 | 9577.42 | 125.28 | 76.45 | 13.32 | 0.96 | 3500 | 70
PV5ZDV7K | Acuity Brands Lighting | Lithonia Lighting | FHE 9000LM FST MD XXXXX GZ10 35K 70CRI | Indoor Luminaires | High-Bay | High-Bay Luminaires for Commercial and Industrial Buildings | Standard | FALSE | [9 empty] | 42447 | Dimmable | Continuous Below 10 | Yes |  | 4.1 | 9521.19 | 124.54 | 76.45 | 13.32 | 0.96 | 3500 | 70
PQRV5SJ4 | Acuity Brands Lighting | Holophane | EMW 9000LM FST MD XXXXX GZ10 35K 70CRI | Indoor Luminaires | High-Bay | High-Bay Luminaires for Commercial and Industrial Buildings | Standard | FALSE | [9 empty] | 42447 | Dimmable | Continuous Below 10 | Yes |  | 3.1 | 9521.19 | 124.54 | 76.45 | 13.32 | 0.96 | 3500 | 70
PR4WXATN | Acuity Brands Lighting | Holophane | EMW 9000LM PCL MD XXXXX GZ10 35K 70CRI | Indoor Luminaires | High-Bay | High-Bay Luminaires for Commercial and Industrial Buildings | Standard | FALSE | [9 empty] | 42447 | Dimmable | Continuous Below 10 | Yes |  | 3.1 | 9462.8 | 123.78 | 76.45 | 13.32 | 0.96 | 3500 | 70
PJ5A8REH | Acuity Brands Lighting | Lithonia Lighting | FHE 9000LM PCL MD XXXXX GZ10 35K 70CRI | Indoor Luminaires | High-Bay | High-Bay Luminaires for Commercial and Industrial Buildings | Standard | FALSE | [9 empty] | 42447 | Dimmable | Continuous Below 10 | Yes |  | 4.1 | 9462.8 | 123.78 | 76.45 | 13.32 | 0.96 | 3500 | 70
PYNQ4BC2 | Acuity Brands Lighting | Holophane | EMW 9000LM PCL ND XXXXX GZ10 35K 70CRI | Indoor Luminaires | High-Bay | High-Bay Luminaires for Commercial and Industrial Buildings | Standard | FALSE | [9 empty] | 42447 | Dimmable | Continuous Below 10 | Yes |  | 3.1 | 9408.1 | 123.06 | 76.45 | 13.32 | 0.96 | 3500 | 70
P9N21FA8 | Acuity Brands Lighting | Lithonia Lighting | FHE 9000LM PCL ND XXXXX GZ10 35K 70CRI | Indoor Luminaires | High-Bay | High-Bay Luminaires for Commercial and Industrial Buildings | Standard | FALSE | [9 empty] | 42447 | Dimmable | Continuous Below 10 | Yes |  | 4.1 | 9408.1 | 123.06 | 76.45 | 13.32 | 0.96 | 3500 | 70
PP1AAXJR | Acuity Brands Lighting | Holophane | EMW 9000LM FST ND XXXXX GZ10 35K 70CRI | Indoor Luminaires | High-Bay | High-Bay Luminaires for Commercial and Industrial Buildings | Standard | FALSE | [9 empty] | 42447 | Dimmable | Continuous Below 10 | Yes |  | 3.1 | 9400.06 | 122.96 | 76.45 | 13.32 | 0.96 | 3500 | 70
PMFQCF6B | Acuity Brands Lighting | Lithonia Lighting | FHE 9000LM FST ND XXXXX GZ10 35K 70CRI | Indoor Luminaires | High-Bay | High-Bay Luminaires for Commercial and Industrial Buildings | Standard | FALSE | [9 empty] | 42447 | Dimmable | Continuous Below 10 | Yes |  | 4.1 | 9400.06 | 122.96 | 76.45 | 13.32 | 0.96 | 3500 | 70
PYKVF7MP | Acuity Brands Lighting | Holophane | EMW 24000LM ACL MD XXXXX GZ10 30K 90CRI | Indoor Luminaires | High-Bay | High-Bay Luminaires for Commercial and Industrial Buildings | Standard | FALSE | [9 empty] | 42447 | Dimmable | Continuous Below 10 | Yes |  | 3.1 | 18741.23 | 83.46 | 224.55 | 13.32 | 0.96 | 3000 | 90
PT82K6F6 | Acuity Brands Lighting | Lithonia Lighting | FHE 24000LM ACL MD XXXXX GZ10 30K 90CRI | Indoor Luminaires | High-Bay | High-Bay Luminaires for Commercial and Industrial Buildings | Standard | FALSE | [9 empty] | 42447 | Dimmable | Continuous Below 10 | Yes |  | 3.1 | 18741.23 | 83.46 | 224.55 | 13.32 | 0.96 | 3000 | 90
PYXVJ27W | Acuity Brands Lighting | Lithonia Lighting | FHE 24000LM ACL ND XXXXX GZ10 30K 90CRI | Indoor Luminaires | High-Bay | High-Bay Luminaires for Commercial and Industrial Buildings | Standard | FALSE | [9 empty] | 42447 | Dimmable | Continuous Below 10 | Yes |  | 3.1 | 18490.4 | 82.34 | 224.55 | 13.32 | 0.96 | 3000 | 90
PE6R6SPX | Acuity Brands Lighting | Holophane | EMW 24000LM ACL ND XXXXX GZ10 30K 90CRI | Indoor Luminaires | High-Bay | High-Bay Luminaires for Commercial and Industrial Buildings | Standard | FALSE | [9 empty] | 42447 | Dimmable | Continuous Below 10 | Yes |  | 3.1 | 18490.4 | 82.34 | 224.55 | 13.32 | 0.96 | 3000 | 90
PWHC8281 | Acuity Brands Lighting | Lithonia Lighting | FHE 24000LM FST MD XXXXX GZ10 30K 90CRI | Indoor Luminaires | High-Bay | High-Bay Luminaires for Commercial and Industrial Buildings | Standard | FALSE | [9 empty] | 42447 | Dimmable | Continuous Below 10 | Yes |  | 3.1 | 18381.85 | 81.86 | 224.55 | 13.32 | 0.96 | 3000 | 90
PM1TYFNC | Acuity Brands Lighting | Holophane | EMW 24000LM FST MD XXXXX GZ10 30K 90CRI | Indoor Luminaires | High-Bay | High-Bay Luminaires for Commercial and Industrial Buildings | Standard | FALSE | [9 empty] | 42447 | Dimmable | Continuous Below 10 | Yes |  | 3.1 | 18381.85 | 81.86 | 224.55 | 13.32 | 0.96 | 3000 | 90
P251QWMR | Acuity Brands Lighting | Holophane | EMW 24000LM PCL MD XXXXX GZ10 30K 90CRI | Indoor Luminaires | High-Bay | High-Bay Luminaires for Commercial and Industrial Buildings | Standard | FALSE | [9 empty] | 42447 | Dimmable | Continuous Below 10 | Yes |  | 3.1 | 18269.12 | 81.36 | 224.55 | 13.32 | 0.96 | 3000 | 90
PXGH7Z27 | Acuity Brands Lighting | Lithonia Lighting | FHE 20000LM ACL MD XXXXX GZ10 30K 90CRI | Indoor Luminaires | High-Bay | High-Bay Luminaires for Commercial and Industrial Buildings | Standard | FALSE | [9 empty] | 42447 | Dimmable | Continuous Below 10 | Yes |  | 3.1 | 16173.96 | 93.76 | 172.5 | 13.32 | 0.96 | 3000 | 90
PD95KXN6 | Acuity Brands Lighting | Holophane | EMW 20000LM ACL MD XXXXX GZ10 30K 90CRI | Indoor Luminaires | High-Bay | High-Bay Luminaires for Commercial and Industrial Buildings | Standard | FALSE | [9 empty] | 42447 | Dimmable | Continuous Below 10 | Yes |  | 3.1 | 16173.96 | 93.76 | 172.5 | 13.32 | 0.96 | 3000 | 90
PNFHNBHE | Acuity Brands Lighting | Holophane | EMW 20000LM ACL ND XXXXX GZ10 30K 90CRI | Indoor Luminaires | High-Bay | High-Bay Luminaires for Commercial and Industrial Buildings | Standard | FALSE | [9 empty] | 42447 | Dimmable | Continuous Below 10 | Yes |  | 3.1 | 15957.49 | 92.51 | 172.5 | 13.32 | 0.96 | 3000 | 90
PEN2VN8X | Acuity Brands Lighting | Lithonia Lighting | FHE 20000LM ACL ND XXXXX GZ10 30K 90CRI | Indoor Luminaires | High-Bay | High-Bay Luminaires for Commercial and Industrial Buildings | Standard | FALSE | [9 empty] | 42447 | Dimmable | Continuous Below 10 | Yes |  | 3.1 | 15957.49 | 92.51 | 172.5 | 13.32 | 0.96 | 3000 | 90
PEWPKEEE | Acuity Brands Lighting | Lithonia Lighting | FHE 20000LM FST MD XXXXX GZ10 30K 90CRI | Indoor Luminaires | High-Bay | High-Bay Luminaires for Commercial and Industrial Buildings | Standard | FALSE | [9 empty] | 42447 | Dimmable | Continuous Below 10 | Yes |  | 3.1 | 15863.81 | 91.96 | 172.5 | 13.32 | 0.96 | 3000 | 90
PCBZB3W3 | Acuity Brands Lighting | Holophane | EMW 20000LM FST MD XXXXX GZ10 30K 90CRI | Indoor Luminaires | High-Bay | High-Bay Luminaires for Commercial and Industrial Buildings | Standard | FALSE | [9 empty] | 42447 | Dimmable | Continuous Below 10 | Yes |  | 3.1 | 15863.81 | 91.96 | 172.5 | 13.32 | 0.96 | 3000 | 90
PPF5P41F | Acuity Brands Lighting | Holophane | EMW 20000LM PCL MD XXXXX GZ10 30K 90CRI | Indoor Luminaires | High-Bay | High-Bay Luminaires for Commercial and Industrial Buildings | Standard | FALSE | [9 empty] | 42447 | Dimmable | Continuous Below 10 | Yes |  | 3.1 | 15766.52 | 91.4 | 172.5 | 13.32 | 0.96 | 3000 | 90
P8CJ5HSZ | Acuity Brands Lighting | Lithonia Lighting | FHE 20000LM PCL MD XXXXX GZ10 30K 90CRI | Indoor Luminaires | High-Bay | High-Bay Luminaires for Commercial and Industrial Buildings | Standard | FALSE | [9 empty] | 42447 | Dimmable | Continuous Below 10 | Yes |  | 3.1 | 15766.52 | 91.4 | 172.5 | 13.32 | 0.96 | 3000 | 90
PNNTVZ7E | Acuity Brands Lighting | Holophane | EMW 20000LM PCL ND XXXXX GZ10 30K 90CRI | Indoor Luminaires | High-Bay | High-Bay Luminaires for Commercial and Industrial Buildings | Standard | FALSE | [9 empty] | 42447 | Dimmable | Continuous Below 10 | Yes |  | 3.1 | 15675.37 | 90.87 | 172.5 | 13.32 | 0.96 | 3000 | 90
PAWPAQXN | Acuity Brands Lighting | Lithonia Lighting | FHE 20000LM PCL ND XXXXX GZ10 30K 90CRI | Indoor Luminaires | High-Bay | High-Bay Luminaires for Commercial and Industrial Buildings | Standard | FALSE | [9 empty] | 42447 | Dimmable | Continuous Below 10 | Yes |  | 3.1 | 15675.37 | 90.87 | 172.5 | 13.32 | 0.96 | 3000 | 90
PC3FNBX8 | Acuity Brands Lighting | Lithonia Lighting | FHE 20000LM FST ND XXXXX GZ10 30K 90CRI | Indoor Luminaires | High-Bay | High-Bay Luminaires for Commercial and Industrial Buildings | Standard | FALSE | [9 empty] | 42447 | Dimmable | Continuous Below 10 | Yes |  | 3.1 | 15661.99 | 90.79 | 172.5 | 13.32 | 0.96 | 3000 | 90
P9FG4P3Y | Acuity Brands Lighting | Holophane | EMW 20000LM FST ND XXXXX GZ10 30K 90CRI | Indoor Luminaires | High-Bay | High-Bay Luminaires for Commercial and Industrial Buildings | Standard | FALSE | [9 empty] | 42447 | Dimmable | Continuous Below 10 | Yes |  | 3.1 | 15661.99 | 90.79 | 172.5 | 13.32 | 0.96 | 3000 | 90
PEH1X32A | Acuity Brands Lighting | Holophane | EMW 18000LM ACL MD XXXXX GZ10 30K 90CRI | Indoor Luminaires | High-Bay | High-Bay Luminaires for Commercial and Industrial Buildings | Standard | FALSE | [9 empty] | 42447 | Dimmable | Continuous Below 10 | Yes |  | 3.1 | 14379.42 | 96.67 | 148.75 | 13.32 | 0.96 | 3000 | 90
P8EQMTQD | Acuity Brands Lighting | Lithonia Lighting | FHE 18000LM ACL MD XXXXX GZ10 30K 90CRI | Indoor Luminaires | High-Bay | High-Bay Luminaires for Commercial and Industrial Buildings | Standard | FALSE | [9 empty] | 42447 | Dimmable | Continuous Below 10 | Yes |  | 3.1 | 14379.42 | 96.67 | 148.75 | 13.32 | 0.96 | 3000 | 90
PRBHJAAX | Acuity Brands Lighting | Lithonia Lighting | FHE 18000LM ACL ND XXXXX GZ10 30K 90CRI | Indoor Luminaires | High-Bay | High-Bay Luminaires for Commercial and Industrial Buildings | Standard | FALSE | [9 empty] | 42447 | Dimmable | Continuous Below 10 | Yes |  | 3.1 | 14186.97 | 95.37 | 148.75 | 13.32 | 0.96 | 3000 | 90
PE8MR6EG | Acuity Brands Lighting | Holophane | EMW 18000LM ACL ND XXXXX GZ10 30K 90CRI | Indoor Luminaires | High-Bay | High-Bay Luminaires for Commercial and Industrial Buildings | Standard | FALSE | [9 empty] | 42447 | Dimmable | Continuous Below 10 | Yes |  | 3.1 | 14186.97 | 95.37 | 148.75 | 13.32 | 0.96 | 3000 | 90
PMPT6UDH | Acuity Brands Lighting | Holophane | EMW 18000LM FST MD XXXXX GZ10 30K 90CRI | Indoor Luminaires | High-Bay | High-Bay Luminaires for Commercial and Industrial Buildings | Standard | FALSE | [9 empty] | 42447 | Dimmable | Continuous Below 10 | Yes |  | 3.1 | 14103.68 | 94.81 | 148.75 | 13.32 | 0.96 | 3000 | 90
P746SFMS | Acuity Brands Lighting | Lithonia Lighting | FHE 18000LM FST MD XXXXX GZ10 30K 90CRI | Indoor Luminaires | High-Bay | High-Bay Luminaires for Commercial and Industrial Buildings | Standard | FALSE | [9 empty] | 42447 | Dimmable | Continuous Below 10 | Yes |  | 3.1 | 14103.68 | 94.81 | 148.75 | 13.32 | 0.96 | 3000 | 90
PF3B6T46 | Acuity Brands Lighting | Lithonia Lighting | FHE 18000LM PCL MD XXXXX GZ10 30K 90CRI | Indoor Luminaires | High-Bay | High-Bay Luminaires for Commercial and Industrial Buildings | Standard | FALSE | [9 empty] | 42447 | Dimmable | Continuous Below 10 | Yes |  | 3.1 | 14017.18 | 94.23 | 148.75 | 13.32 | 0.96 | 3000 | 90
PDT2WF6A | Acuity Brands Lighting | Holophane | EMW 18000LM PCL MD XXXXX GZ10 30K 90CRI | Indoor Luminaires | High-Bay | High-Bay Luminaires for Commercial and Industrial Buildings | Standard | FALSE | [9 empty] | 42447 | Dimmable | Continuous Below 10 | Yes |  | 3.1 | 14017.18 | 94.23 | 148.75 | 13.32 | 0.96 | 3000 | 90
PP1KT6CY | Acuity Brands Lighting | Holophane | EMW 18000LM PCL ND XXXXX GZ10 30K 90CRI | Indoor Luminaires | High-Bay | High-Bay Luminaires for Commercial and Industrial Buildings | Standard | FALSE | [9 empty] | 42447 | Dimmable | Continuous Below 10 | Yes |  | 3.1 | 13936.15 | 93.69 | 148.75 | 13.32 | 0.96 | 3000 | 90
P6ZUPX83 | Acuity Brands Lighting | Lithonia Lighting | FHE 18000LM PCL ND XXXXX GZ10 30K 90CRI | Indoor Luminaires | High-Bay | High-Bay Luminaires for Commercial and Industrial Buildings | Standard | FALSE | [9 empty] | 42447 | Dimmable | Continuous Below 10 | Yes |  | 3.1 | 13936.15 | 93.69 | 148.75 | 13.32 | 0.96 | 3000 | 90
PTYZ7X2E | Acuity Brands Lighting | Holophane | EMW 18000LM FST ND XXXXX GZ10 30K 90CRI | Indoor Luminaires | High-Bay | High-Bay Luminaires for Commercial and Industrial Buildings | Standard | FALSE | [9 empty] | 42447 | Dimmable | Continuous Below 10 | Yes |  | 3.1 | 13924.25 | 93.61 | 148.75 | 13.32 | 0.96 | 3000 | 90
PQHCE246 | Acuity Brands Lighting | Lithonia Lighting | FHE 18000LM FST ND XXXXX GZ10 30K 90CRI | Indoor Luminaires | High-Bay | High-Bay Luminaires for Commercial and Industrial Buildings | Standard | FALSE | [9 empty] | 42447 | Dimmable | Continuous Below 10 | Yes |  | 3.1 | 13924.25 | 93.61 | 148.75 | 13.32 | 0.96 | 3000 | 90
PKQZ9595 | Acuity Brands Lighting | Lithonia Lighting | FHE 15000LM ACL MD XXXXX GZ10 30K 90CRI | Indoor Luminaires | High-Bay | High-Bay Luminaires for Commercial and Industrial Buildings | Standard | FALSE | [9 empty] | 42447 | Dimmable | Continuous Below 10 | Yes |  | 3.1 | 11543.02 | 102.3 | 112.84 | 13.32 | 0.96 | 3000 | 90
P9GEZX33 | Acuity Brands Lighting | Holophane | EMW 15000LM ACL MD XXXXX GZ10 30K 90CRI | Indoor Luminaires | High-Bay | High-Bay Luminaires for Commercial and Industrial Buildings | Standard | FALSE | [9 empty] | 42447 | Dimmable | Continuous Below 10 | Yes |  | 3.1 | 11543.02 | 102.3 | 112.84 | 13.32 | 0.96 | 3000 | 90
P3NFWUEB | Acuity Brands Lighting | Holophane | EMW 15000LM ACL ND XXXXX GZ10 30K 90CRI | Indoor Luminaires | High-Bay | High-Bay Luminaires for Commercial and Industrial Buildings | Standard | FALSE | [9 empty] | 42447 | Dimmable | Continuous Below 10 | Yes |  | 3.1 | 11388.53 | 100.93 | 112.84 | 13.32 | 0.96 | 3000 | 90
P1VSF27B | Acuity Brands Lighting | Lithonia Lighting | FHE 15000LM ACL ND XXXXX GZ10 30K 90CRI | Indoor Luminaires | High-Bay | High-Bay Luminaires for Commercial and Industrial Buildings | Standard | FALSE | [9 empty] | 42447 | Dimmable | Continuous Below 10 | Yes |  | 3.1 | 11388.53 | 100.93 | 112.84 | 13.32 | 0.96 | 3000 | 90
PCFUEXZ5 | Acuity Brands Lighting | Lithonia Lighting | FHE 15000LM FST MD XXXXX GZ10 30K 90CRI | Indoor Luminaires | High-Bay | High-Bay Luminaires for Commercial and Industrial Buildings | Standard | FALSE | [9 empty] | 42447 | Dimmable | Continuous Below 10 | Yes |  | 3.1 | 11321.68 | 100.33 | 112.84 | 13.32 | 0.96 | 3000 | 90
P8Z5P9F1 | Acuity Brands Lighting | Holophane | EMW 15000LM FST MD XXXXX GZ10 30K 90CRI | Indoor Luminaires | High-Bay | High-Bay Luminaires for Commercial and Industrial Buildings | Standard | FALSE | [9 empty] | 42447 | Dimmable | Continuous Below 10 | Yes |  | 3.1 | 11321.68 | 100.33 | 112.84 | 13.32 | 0.96 | 3000 | 90
PMQJ3824 | Acuity Brands Lighting | Holophane | EMW 15000LM PCL MD XXXXX GZ10 30K 90CRI | Indoor Luminaires | High-Bay | High-Bay Luminaires for Commercial and Industrial Buildings | Standard | FALSE | [9 empty] | 42447 | Dimmable | Continuous Below 10 | Yes |  | 3.1 | 11252.24 | 99.72 | 112.84 | 13.32 | 0.96 | 3000 | 90
P2DMUBVR | Acuity Brands Lighting | Lithonia Lighting | FHE 15000LM PCL MD XXXXX GZ10 30K 90CRI | Indoor Luminaires | High-Bay | High-Bay Luminaires for Commercial and Industrial Buildings | Standard | FALSE | [9 empty] | 42447 | Dimmable | Continuous Below 10 | Yes |  | 3.1 | 11252.24 | 99.72 | 112.84 | 13.32 | 0.96 | 3000 | 90
P6XNS3EU | Acuity Brands Lighting | Lithonia Lighting | FHE 15000LM PCL ND XXXXX GZ10 30K 90CRI | Indoor Luminaires | High-Bay | High-Bay Luminaires for Commercial and Industrial Buildings | Standard | FALSE | [9 empty] | 42447 | Dimmable | Continuous Below 10 | Yes |  | 3.1 | 11187.19 | 99.14 | 112.84 | 13.32 | 0.96 | 3000 | 90
P2AVZ9NX | Acuity Brands Lighting | Holophane | EMW 15000LM PCL ND XXXXX GZ10 30K 90CRI | Indoor Luminaires | High-Bay | High-Bay Luminaires for Commercial and Industrial Buildings | Standard | FALSE | [9 empty] | 42447 | Dimmable | Continuous Below 10 | Yes |  | 3.1 | 11187.19 | 99.14 | 112.84 | 13.32 | 0.96 | 3000 | 90
PQV7RRPX | Acuity Brands Lighting | Holophane | EMW 15000LM FST ND XXXXX GZ10 30K 90CRI | Indoor Luminaires | High-Bay | High-Bay Luminaires for Commercial and Industrial Buildings | Standard | FALSE | [9 empty] | 42447 | Dimmable | Continuous Below 10 | Yes |  | 3.1 | 11177.64 | 99.06 | 112.84 | 13.32 | 0.96 | 3000 | 90
P7J9AS59 | Acuity Brands Lighting | Lithonia Lighting | FHE 15000LM FST ND XXXXX GZ10 30K 90CRI | Indoor Luminaires | High-Bay | High-Bay Luminaires for Commercial and Industrial Buildings | Standard | FALSE | [9 empty] | 42447 | Dimmable | Continuous Below 10 | Yes |  | 3.1 | 11177.64 | 99.06 | 112.84 | 13.32 | 0.96 | 3000 | 90
PXFHNNVY | Acuity Brands Lighting | Lithonia Lighting | FHE 12000LM ACL MD XXXXX GZ10 30K 90CRI | Indoor Luminaires | High-Bay | High-Bay Luminaires for Commercial and Industrial Buildings | Standard | FALSE | [9 empty] | 42447 | Dimmable | Continuous Below 10 | Yes |  | 3.1 | 10023.79 | 103.61 | 96.75 | 13.32 | 0.96 | 3000 | 90
PVAEY9CF | Acuity Brands Lighting | Holophane | EMW 12000LM ACL MD XXXXX GZ10 30K 90CRI | Indoor Luminaires | High-Bay | High-Bay Luminaires for Commercial and Industrial Buildings | Standard | FALSE | [9 empty] | 42447 | Dimmable | Continuous Below 10 | Yes |  | 3.1 | 10023.79 | 103.61 | 96.75 | 13.32 | 0.96 | 3000 | 90
PQK2289D | Acuity Brands Lighting | Lithonia Lighting | FHE 12000LM ACL ND XXXXX GZ10 30K 90CRI | Indoor Luminaires | High-Bay | High-Bay Luminaires for Commercial and Industrial Buildings | Standard | FALSE | [9 empty] | 42447 | Dimmable | Continuous Below 10 | Yes |  | 3.1 | 9889.64 | 102.22 | 96.75 | 13.32 | 0.96 | 3000 | 90
P2PBCQMU | Acuity Brands Lighting | Holophane | EMW 12000LM ACL ND XXXXX GZ10 30K 90CRI | Indoor Luminaires | High-Bay | High-Bay Luminaires for Commercial and Industrial Buildings | Standard | FALSE | [9 empty] | 42447 | Dimmable | Continuous Below 10 | Yes |  | 3.1 | 9889.64 | 102.22 | 96.75 | 13.32 | 0.96 | 3000 | 90
PNBU9MD5 | Acuity Brands Lighting | Lithonia Lighting | FHE 12000LM FST MD XXXXX GZ10 30K 90CRI | Indoor Luminaires | High-Bay | High-Bay Luminaires for Commercial and Industrial Buildings | Standard | FALSE | [9 empty] | 42447 | Dimmable | Continuous Below 10 | Yes |  | 3.1 | 9831.58 | 101.62 | 96.75 | 13.32 | 0.96 | 3000 | 90
PFCA27HP | Acuity Brands Lighting | Holophane | EMW 12000LM FST MD XXXXX GZ10 30K 90CRI | Indoor Luminaires | High-Bay | High-Bay Luminaires for Commercial and Industrial Buildings | Standard | FALSE | [9 empty] | 42447 | Dimmable | Continuous Below 10 | Yes |  | 3.1 | 9831.58 | 101.62 | 96.75 | 13.32 | 0.96 | 3000 | 90
P9FP3D5F | Acuity Brands Lighting | Lithonia Lighting | FHE 12000LM PCL MD XXXXX GZ10 30K 90CRI | Indoor Luminaires | High-Bay | High-Bay Luminaires for Commercial and Industrial Buildings | Standard | FALSE | [9 empty] | 42447 | Dimmable | Continuous Below 10 | Yes |  | 3.1 | 9771.28 | 101 | 96.75 | 13.32 | 0.96 | 3000 | 90
P79CZ3RU | Acuity Brands Lighting | Holophane | EMW 12000LM PCL MD XXXXX GZ10 30K 90CRI | Indoor Luminaires | High-Bay | High-Bay Luminaires for Commercial and Industrial Buildings | Standard | FALSE | [9 empty] | 42447 | Dimmable | Continuous Below 10 | Yes |  | 3.1 | 9771.28 | 101 | 96.75 | 13.32 | 0.96 | 3000 | 90
PP2U3J72 | Acuity Brands Lighting | Holophane | EMW 12000LM PCL ND XXXXX GZ10 30K 90CRI | Indoor Luminaires | High-Bay | High-Bay Luminaires for Commercial and Industrial Buildings | Standard | FALSE | [9 empty] | 42447 | Dimmable | Continuous Below 10 | Yes |  | 3.1 | 9714.8 | 100.41 | 96.75 | 13.32 | 0.96 | 3000 | 90
P4DKTFWV | Acuity Brands Lighting | Lithonia Lighting | FHE 12000LM PCL ND XXXXX GZ10 30K 90CRI | Indoor Luminaires | High-Bay | High-Bay Luminaires for Commercial and Industrial Buildings | Standard | FALSE | [9 empty] | 42447 | Dimmable | Continuous Below 10 | Yes |  | 3.1 | 9714.8 | 100.41 | 96.75 | 13.32 | 0.96 | 3000 | 90
P9DG72H6 | Acuity Brands Lighting | Lithonia Lighting | FHE 12000LM FST ND XXXXX GZ10 30K 90CRI | Indoor Luminaires | High-Bay | High-Bay Luminaires for Commercial and Industrial Buildings | Standard | FALSE | [9 empty] | 42447 | Dimmable | Continuous Below 10 | Yes |  | 3.1 | 9706.5 | 100.33 | 96.75 | 13.32 | 0.96 | 3000 | 90
P37Q3FWP | Acuity Brands Lighting | Holophane | EMW 12000LM FST ND XXXXX GZ10 30K 90CRI | Indoor Luminaires | High-Bay | High-Bay Luminaires for Commercial and Industrial Buildings | Standard | FALSE | [9 empty] | 42447 | Dimmable | Continuous Below 10 | Yes |  | 3.1 | 9706.5 | 100.33 | 96.75 | 13.32 | 0.96 | 3000 | 90
P918UXSJ | Acuity Brands Lighting | Holophane | EMW 9000LM ACL MD XXXXX GZ10 30K 90CRI | Indoor Luminaires | High-Bay | Low-Bay Luminaires for Commercial and Industrial Buildings | Standard | FALSE | [9 empty] | 42447 | Dimmable | Continuous Below 10 | Yes |  | 3.1 | 7073.51 | 92.52 | 76.45 | 13.32 | 0.96 | 3000 | 90
P24QVQY4 | Acuity Brands Lighting | Lithonia Lighting | FHE 9000LM ACL MD XXXXX GZ10 30K 90CRI | Indoor Luminaires | High-Bay | Low-Bay Luminaires for Commercial and Industrial Buildings | Standard | FALSE | [9 empty] | 42447 | Dimmable | Continuous Below 10 | Yes |  | 3.1 | 7073.51 | 92.52 | 76.45 | 13.32 | 0.96 | 3000 | 90
P8FANVK7 | Acuity Brands Lighting | Lithonia Lighting | FHE 9000LM ACL ND XXXXX GZ10 30K 90CRI | Indoor Luminaires | High-Bay | Low-Bay Luminaires for Commercial and Industrial Buildings | Standard | FALSE | [9 empty] | 42447 | Dimmable | Continuous Below 10 | Yes |  | 3.1 | 6978.84 | 91.29 | 76.45 | 13.32 | 0.96 | 3000 | 90
P6QQR776 | Acuity Brands Lighting | Holophane | EMW 9000LM ACL ND XXXXX GZ10 30K 90CRI | Indoor Luminaires | High-Bay | Low-Bay Luminaires for Commercial and Industrial Buildings | Standard | FALSE | [9 empty] | 42447 | Dimmable | Continuous Below 10 | Yes |  | 3.1 | 6978.84 | 91.29 | 76.45 | 13.32 | 0.96 | 3000 | 90
PB86Z11P | Acuity Brands Lighting | Holophane | EMW 9000LM FST MD XXXXX GZ10 30K 90CRI | Indoor Luminaires | High-Bay | Low-Bay Luminaires for Commercial and Industrial Buildings | Standard | FALSE | [9 empty] | 42447 | Dimmable | Continuous Below 10 | Yes |  | 3.1 | 6937.87 | 90.75 | 76.45 | 13.32 | 0.96 | 3000 | 90
P4MEKRBN | Acuity Brands Lighting | Lithonia Lighting | FHE 9000LM FST MD XXXXX GZ10 30K 90CRI | Indoor Luminaires | High-Bay | Low-Bay Luminaires for Commercial and Industrial Buildings | Standard | FALSE | [9 empty] | 42447 | Dimmable | Continuous Below 10 | Yes |  | 3.1 | 6937.87 | 90.75 | 76.45 | 13.32 | 0.96 | 3000 | 90
PUYVBZHH | Acuity Brands Lighting | Holophane | EMW 9000LM PCL MD XXXXX GZ10 30K 90CRI | Indoor Luminaires | High-Bay | Low-Bay Luminaires for Commercial and Industrial Buildings | Standard | FALSE | [9 empty] | 42447 | Dimmable | Continuous Below 10 | Yes |  | 3.1 | 6895.32 | 90.19 | 76.45 | 13.32 | 0.96 | 3000 | 90
PUGXTQBG | Acuity Brands Lighting | Lithonia Lighting | FHE 9000LM PCL MD XXXXX GZ10 30K 90CRI | Indoor Luminaires | High-Bay | Low-Bay Luminaires for Commercial and Industrial Buildings | Standard | FALSE | [9 empty] | 42447 | Dimmable | Continuous Below 10 | Yes |  | 3.1 | 6895.32 | 90.19 | 76.45 | 13.32 | 0.96 | 3000 | 90
PM3DQYP9 | Acuity Brands Lighting | Lithonia Lighting | FHE 9000LM PCL ND XXXXX GZ10 30K 90CRI | Indoor Luminaires | High-Bay | Low-Bay Luminaires for Commercial and Industrial Buildings | Standard | FALSE | [9 empty] | 42447 | Dimmable | Continuous Below 10 | Yes |  | 3.1 | 6855.46 | 89.67 | 76.45 | 13.32 | 0.96 | 3000 | 90