## QPL
DESIGNLIGHTS CONSORTIUM (DLC) |  |  |  | Language/Langue:
QUALIFED PRODUCTS LIST (QPL) |  |  |  | English
**This list is for the use of sponsors of the DesignLights Consortium (DLC) in operation of their commercial lighting programs. The QPL is updated regularly. Please refer to the date last updated, below, and check www.designlights.org to ensure you are using the most current version.
NOTES: (1) White rows represent product models that actual test reports were evaluated. Gray rows represent the corresponding family models, of a particular model number, which test reports were not evaluated. (2) "X" in the model number represents wildcard characters for multiple product variations. In these cases, all variations are considered approved. This is done to save space on the QPL.
Last Updated: | 2017-03-31 | By: www.designlights.org
DLC Product Code | Manufacturer Name | Brand Name | Model Number | Category | General Application | Primary Use | Classification | Parent Product | Tested Light Output (lm) | Tested Efficacy (lm/W) | Tested Wattage (W) | Tested Total Harmonic Distortion (THD) | Tested Power Factor | Tested CCT (K) | Tested CRI | Warranty (years) | Rated Lifetime (hours) | Date Qualified | Dimming Status | Dimming Type | Has Intergated Controls | Notes | Technical Requirements Version Number | Reported Light Output (lm) | Reported Luminaire Efficacy (lm/W) | Reported Wattage (W) | Reported Total Harmonic Distortion (THD) | Reported Power Factor | Reported CCT (K) | Reported CRI
PPVW34GD | Huizhou Arrlux Optoelectronic Co.Ltd | ARRLUX | FLB160-D-5000K [Included Optic Only] | Indoor Luminaires | High-Bay | High-Bay Luminaires for Commercial and Industrial Buildings | Standard | FALSE | [9 empty] | 42825 |  |  | No |  | 4.1 | 17311 | 111.7 | 155 | 9.8 | 1 | 5000 | 75
PBJN7SNR | Louvers International Inc | Louvers LED | MVN210-U-5K-P-F-16 | Indoor Luminaires | High-Bay | High-Bay Luminaires for Commercial and Industrial Buildings | Standard | TRUE | 26809.01 | 128.61 | 208.45 | 14.87 | 0.949 | 5218 | 84 | 5 | 50000 | 42825 |  |  | No |  | 4.1 | 25000 | 119.05 | 210 | 20 | 0.95 | 5000 | 80
PM79RBFN | Louvers International Inc | Louvers LED | MVN115-U-5K-P-F-16 | Indoor Luminaires | High-Bay | High-Bay Luminaires for Commercial and Industrial Buildings | Standard | TRUE | 14825.06 | 127.89 | 115.92 | 14.4 | 0.908 | 5144 | 83 | 5 | 50000 | 42825 |  |  | No |  | 4.1 | 14000 | 116.67 | 120 | 20 | 0.95 | 5000 | 80
P41CAYBA | DuraComm Corporation | DuraBay | DBM-1x1-4K-60-CA-[CRMMBRPEN]-[120-277]-40 | Indoor Luminaires | High-Bay | Low-Bay Luminaires for Commercial and Industrial Buildings | Standard | TRUE | 5014 | 108.7 | 46.14 | 13.39 | 0.929 | 4277 | 72.9 | 5 | 70000 | 42824 |  |  | Yes |  | 4.1 | 4965.37 | 113.5 | 43.75 | 13.6 | 0.93 | 4000 | 70
PEZACU2P | DuraComm Corporation | DuraBay | DBM-2x4-5K-120-CA-[CRMMBRPEN]-[120-277]-40 | Indoor Luminaires | High-Bay | High-Bay Luminaires for Commercial and Industrial Buildings | Premium | FALSE | [9 empty] | 42824 |  |  | Yes |  | 4.1 | 53384.86 | 152.53 | 349.99 | 13.6 | 0.93 | 5000 | 70
PHZMKKTM | DuraComm Corporation | DuraBay | DBM-2x3-5K-120-CA-[CRMMBRPEN]-[120-277]-40 | Indoor Luminaires | High-Bay | High-Bay Luminaires for Commercial and Industrial Buildings | Premium | FALSE | [9 empty] | 42824 |  |  | Yes |  | 4.1 | 40038.65 | 152.53 | 262.49 | 13.6 | 0.93 | 5000 | 70
PM19VBTR | DuraComm Corporation | DuraBay | DBM-2x4-5K-60-CA-[CRMMBRPEN]-[120-277]-40 | Indoor Luminaires | High-Bay | High-Bay Luminaires for Commercial and Industrial Buildings | Standard | FALSE | [9 empty] | 42824 |  |  | Yes |  | 4.1 | 39722.93 | 113.5 | 349.99 | 13.6 | 0.93 | 5000 | 70
P49TFD2W | DuraComm Corporation | DuraBay | DBM-2x3-5K-60-CA-[CRMMBRPEN]-[120-277]-40 | Indoor Luminaires | High-Bay | High-Bay Luminaires for Commercial and Industrial Buildings | Standard | FALSE | [9 empty] | 42824 |  |  | Yes |  | 4.1 | 29792.2 | 113.5 | 262.49 | 13.6 | 0.93 | 5000 | 70
PY1UF84M | DuraComm Corporation | DuraBay | DBM-[1x42x2]-5K-120-CA-[CRMMBRPEN]-[120-277]-40 | Indoor Luminaires | High-Bay | High-Bay Luminaires for Commercial and Industrial Buildings | Premium | FALSE | [9 empty] | 42824 |  |  | Yes |  | 4.1 | 26692.43 | 152.53 | 174.99 | 13.6 | 0.93 | 5000 | 70
PM7SXZN2 | DuraComm Corporation | DuraBay | DBM-1x3-5K-120-CA-[CRMMBRPEN]-[120-277]-40 | Indoor Luminaires | High-Bay | High-Bay Luminaires for Commercial and Industrial Buildings | Premium | FALSE | [9 empty] | 42824 |  |  | Yes |  | 4.1 | 20019.32 | 152.53 | 131.25 | 13.6 | 0.93 | 5000 | 70
PMXV4HYE | DuraComm Corporation | DuraBay | DBM-[1x42x2]-5K-60-CA-[CRMMBRPEN]-[120-277]-40 | Indoor Luminaires | High-Bay | High-Bay Luminaires for Commercial and Industrial Buildings | Standard | FALSE | [9 empty] | 42824 |  |  | Yes |  | 4.1 | 19861.46 | 113.5 | 174.99 | 13.6 | 0.93 | 5000 | 70
P91U69R5 | DuraComm Corporation | DuraBay | DBM-1x3-5K-60-CA-[CRMMBRPEN]-[120-277]-40 | Indoor Luminaires | High-Bay | High-Bay Luminaires for Commercial and Industrial Buildings | Standard | FALSE | [9 empty] | 42824 |  |  | Yes |  | 4.1 | 14896.1 | 113.5 | 131.25 | 13.6 | 0.93 | 5000 | 70
P9N8CZMQ | DuraComm Corporation | DuraBay | DBM-[1x22x1]-5K-120-CA-[CRMMBRPEN]-[120-277]-40 | Indoor Luminaires | High-Bay | High-Bay Luminaires for Commercial and Industrial Buildings | Premium | FALSE | [9 empty] | 42824 |  |  | Yes |  | 4.1 | 13346.22 | 152.53 | 87.5 | 13.6 | 0.93 | 5000 | 70
PY9KN2ZY | DuraComm Corporation | DuraBay | DBM-[1x22x1]-5K-60-CA-[CRMMBRPEN]-[120-277]-40 | Indoor Luminaires | High-Bay | High-Bay Luminaires for Commercial and Industrial Buildings | Standard | FALSE | [9 empty] | 42824 |  |  | Yes |  | 4.1 | 9930.73 | 113.5 | 87.5 | 13.6 | 0.93 | 5000 | 70
P77AXDNA | DuraComm Corporation | DuraBay | DBM-1x1-5K-120-CA-[CRMMBRPEN]-[120-277]-40 | Indoor Luminaires | High-Bay | Low-Bay Luminaires for Commercial and Industrial Buildings | Premium | FALSE | [9 empty] | 42824 |  |  | Yes |  | 4.1 | 6673.11 | 152.53 | 43.75 | 13.6 | 0.93 | 5000 | 70
PJ3H8CJ9 | DuraComm Corporation | DuraBay | DBM-1x1-5K-60-CA-[CRMMBRPEN]-[120-277]-40 | Indoor Luminaires | High-Bay | Low-Bay Luminaires for Commercial and Industrial Buildings | Standard | FALSE | [9 empty] | 42824 |  |  | Yes |  | 4.1 | 4965.37 | 113.5 | 43.75 | 13.6 | 0.93 | 5000 | 70
P72E5GFA | DuraComm Corporation | DuraBay | DBL-4-35K-120-CA-[CRMMBRPEN]-[120-277]-60 | Indoor Luminaires | High-Bay | Low-Bay Luminaires for Commercial and Industrial Buildings | Standard | FALSE | [9 empty] | 42824 |  |  | Yes |  | 4.1 | 7719.76 | 114.32 | 67.53 | 13.95 | 0.94 | 4000 | 70
PE1QFF5G | DuraComm Corporation | DuraBay | DBM-2x4-4K-120-CA-[CRMMBRPEN]-[120-277]-40 | Indoor Luminaires | High-Bay | High-Bay Luminaires for Commercial and Industrial Buildings | Premium | FALSE | [9 empty] | 42824 |  |  | Yes |  | 4.1 | 53384.86 | 152.53 | 349.99 | 13.6 | 0.93 | 4000 | 70
PKXV2135 | DuraComm Corporation | DuraBay | DBM-2x3-4K-120-CA-[CRMMBRPEN]-[120-277]-40 | Indoor Luminaires | High-Bay | High-Bay Luminaires for Commercial and Industrial Buildings | Premium | FALSE | [9 empty] | 42824 |  |  | Yes |  | 4.1 | 40038.65 | 152.53 | 262.49 | 13.6 | 0.93 | 4000 | 70
PZYH5F94 | DuraComm Corporation | DuraBay | DBM-2x4-4K-60-CA-[CRMMBRPEN]-[120-277]-40 | Indoor Luminaires | High-Bay | High-Bay Luminaires for Commercial and Industrial Buildings | Standard | FALSE | [9 empty] | 42824 |  |  | Yes |  | 4.1 | 39722.93 | 113.5 | 349.99 | 13.6 | 0.93 | 4000 | 70
P23X6NMT | DuraComm Corporation | DuraBay | DBM-2x3-4K-60-CA-[CRMMBRPEN]-[120-277]-40 | Indoor Luminaires | High-Bay | High-Bay Luminaires for Commercial and Industrial Buildings | Standard | FALSE | [9 empty] | 42824 |  |  | Yes |  | 4.1 | 29792.2 | 113.5 | 262.49 | 13.6 | 0.93 | 4000 | 70
P2GHBX3Y | DuraComm Corporation | DuraBay | DBM-[1x42x2]-4K-120-CA-[CRMMBRPEN]-[120-277]-40 | Indoor Luminaires | High-Bay | High-Bay Luminaires for Commercial and Industrial Buildings | Premium | FALSE | [9 empty] | 42824 |  |  | Yes |  | 4.1 | 26692.43 | 152.53 | 174.99 | 13.6 | 0.93 | 4000 | 70
PCYKK4BT | DuraComm Corporation | DuraBay | DBM-1x3-4K-120-CA-[CRMMBRPEN]-[120-277]-40 | Indoor Luminaires | High-Bay | High-Bay Luminaires for Commercial and Industrial Buildings | Premium | FALSE | [9 empty] | 42824 |  |  | Yes |  | 4.1 | 20019.32 | 152.53 | 131.25 | 13.6 | 0.93 | 4000 | 70
P5XVPFXE | DuraComm Corporation | DuraBay | DBM-[1x42x2]-4K-60-CA-[CRMMBRPEN]-[120-277]-40 | Indoor Luminaires | High-Bay | High-Bay Luminaires for Commercial and Industrial Buildings | Standard | FALSE | [9 empty] | 42824 |  |  | Yes |  | 4.1 | 19861.46 | 113.5 | 174.99 | 13.6 | 0.93 | 4000 | 70
P28HQ7EG | DuraComm Corporation | DuraBay | DBM-1x3-4K-60-CA-[CRMMBRPEN]-[120-277]-40 | Indoor Luminaires | High-Bay | High-Bay Luminaires for Commercial and Industrial Buildings | Standard | FALSE | [9 empty] | 42824 |  |  | Yes |  | 4.1 | 14896.1 | 113.5 | 131.25 | 13.6 | 0.93 | 4000 | 70
PYBHB6UW | DuraComm Corporation | DuraBay | DBM-[1x22x1]-4K-120-CA-[CRMMBRPEN]-[120-277]-40 | Indoor Luminaires | High-Bay | High-Bay Luminaires for Commercial and Industrial Buildings | Premium | FALSE | [9 empty] | 42824 |  |  | Yes |  | 4.1 | 13346.22 | 152.53 | 87.5 | 13.6 | 0.93 | 4000 | 70
PWQHE5W4 | DuraComm Corporation | DuraBay | DBM-[1x22x1]-4K-60-CA-[CRMMBRPEN]-[120-277]-40 | Indoor Luminaires | High-Bay | High-Bay Luminaires for Commercial and Industrial Buildings | Standard | FALSE | [9 empty] | 42824 |  |  | Yes |  | 4.1 | 9930.73 | 113.5 | 87.5 | 13.6 | 0.93 | 4000 | 70
PKYWYSCH | DuraComm Corporation | DuraBay | DBM-1x1-4K-120-CA-[CRMMBRPEN]-[120-277]-40 | Indoor Luminaires | High-Bay | Low-Bay Luminaires for Commercial and Industrial Buildings | Premium | FALSE | [9 empty] | 42824 |  |  | Yes |  | 4.1 | 6673 | 152.53 | 43.75 | 13.6 | 0.93 | 4000 | 70
PYBKTBSB | Prodigy Lighting | Prodigy | PRHB-100-30K-UNV-R100 | Indoor Luminaires | High-Bay | High-Bay Luminaires for Commercial and Industrial Buildings | Standard | TRUE | 10119.4 | 108.6 | 93.2 | 12.18 | 0.983 | 3027 | 71.7 | 5 | 100000 | 42824 |  |  | No |  | 4.1 | 10119 | 108 | 100 | 13 | 0.9 | 3000 | 70
PJASQASB | Shanghai CKRA Lighting Technology Co.Ltd | CKRA | HB82A-160-4000K | Indoor Luminaires | High-Bay | High-Bay Luminaires for Commercial and Industrial Buildings | Standard | TRUE | 20484 | 134.1 | 153.35 | 11.2 | 0.966 | 4084 | 82.1 | 5 | 50000 | 42824 |  |  | Yes |  | 4.1 | 20500 | 128.13 | 160 | 11.2 | 0.97 | 4000 | 80
PW2NZUQB | Prodigy Lighting | Prodigy | OBHB-100-30K-UNV | Indoor Luminaires | High-Bay | High-Bay Luminaires for Commercial and Industrial Buildings | Standard | TRUE | 10399.1 | 117.7 | 88.34 | 11.55 | 0.964 | 3079 | 83.1 | 5 | 50000 | 42824 |  |  | No |  | 4.1 | 10400 | 118 | 98 | 13 | 0.9 | 3000 | 83
PA9P4HWE | Shanghai CKRA Lighting Technology Co.Ltd | CKRA | HB84A-320-4000K | Indoor Luminaires | High-Bay | High-Bay Luminaires for Commercial and Industrial Buildings | Standard | TRUE | 43689 | 132.1 | 330.81 | 9.5 | 0.957 | 4099 | 81.9 | 5 | 50000 | 42824 |  |  | Yes |  | 4.1 | 43520 | 136 | 320 | 9.5 | 0.96 | 4000 | 80
P87PHDDH | Shanghai CKRA Lighting Technology Co.Ltd | CKRA | HB83A-220-4000K | Indoor Luminaires | High-Bay | High-Bay Luminaires for Commercial and Industrial Buildings | Standard | TRUE | 29251 | 132 | 221.6 | 9 | 0.957 | 4089 | 81.9 | 5 | 50000 | 42824 |  |  | Yes |  | 4.1 | 29000 | 131 | 220 | 9 | 0.96 | 4000 | 80
PXM5J1DG | Shanghai CKRA Lighting Technology Co.Ltd | CKRA | HB81A-110-4000K | Indoor Luminaires | High-Bay | High-Bay Luminaires for Commercial and Industrial Buildings | Standard | TRUE | 14020 | 136.2 | 102.91 | 8.8 | 0.954 | 4081 | 82.1 | 5 | 50000 | 42824 |  |  | Yes |  | 4.1 | 14000 | 127.27 | 110 | 8.8 | 0.95 | 4000 | 80
PE1M9ZJV | Prodigy Lighting | Prodigy | PRHB-150-30K-UNV-R100 | Indoor Luminaires | High-Bay | High-Bay Luminaires for Commercial and Industrial Buildings | Standard | TRUE | 15953.7 | 106.2 | 150.16 | 13.14 | 0.937 | 3012 | 71.1 | 5 | 100000 | 42824 |  |  | No |  | 4.1 | 15953 | 106 | 150 | 14 | 0.9 | 3000 | 70
P9VFBA9T | Amerlight LLC | Amerlight | HB250 [4000K] | Indoor Luminaires | High-Bay | High-Bay Luminaires for Commercial and Industrial Buildings | Premium | TRUE | 32690 | 136.38 | 239.7 | 15.88 | 0.9362 | 3913 | 82.1 | 5 | 50000 | 42824 |  |  | No | Product Updated on 12/22/2016 | 4.1 | 32690 | 136.38 | 239.7 | 15.88 | 0.94 | 4000 | 82.1
PFZUPYGT | Prodigy Lighting | Prodigy | OBHB-150-30K-UNV | Indoor Luminaires | High-Bay | High-Bay Luminaires for Commercial and Industrial Buildings | Standard | TRUE | 16848 | 116.8 | 144.24 | 14.7 | 0.936 | 3101 | 82.7 | 5 | 50000 | 42824 |  |  | No |  | 4.1 | 17000 | 117 | 152 | 15 | 0.9 | 3000 | 83
P5J2XY7B | Amerlight LLC | Amerlight | HB150 [4000K] | Indoor Luminaires | High-Bay | High-Bay Luminaires for Commercial and Industrial Buildings | Premium | TRUE | 19395 | 130.87 | 148.2 | 14.16 | 0.9334 | 3956 | 82.5 | 5 | 501000 | 42824 |  |  | No | Updated 12/21/2016 | 4.1 | 19395 | 130.87 | 148.2 | 14.16 | 0.93 | 4000 | 82.5
P4J1YAKN | Amerlight LLC | Amerlight | HB100 [4000K] | Indoor Luminaires | High-Bay | High-Bay Luminaires for Commercial and Industrial Buildings | Premium | TRUE | 12933 | 130.11 | 99 | 14.59 | 0.9275 | 3954 | 82.5 | 5 | 50000 | 42824 |  |  | No | Updated 12/21/2016 | 4.1 | 12933 | 130.11 | 99.4 | 14.59 | 0.93 | 4000 | 82.5
PDJ59CMR | Amerlight LLC | Amerlight | HB200 [4000K] | Indoor Luminaires | High-Bay | High-Bay Luminaires for Commercial and Industrial Buildings | Premium | TRUE | 26062 | 130.18 | 200.2 | 15.94 | 0.9221 | 3818 | 82.3 | 5 | 50000 | 42824 |  |  | No | Product updated on 12/20/2016 | 4.1 | 26062 | 130.18 | 200.2 | 15.94 | 0.92 | 4000 | 82.3
PDJKD5GM | Prodigy Lighting | Prodigy | OBHB-240-30K-UNV | Indoor Luminaires | High-Bay | High-Bay Luminaires for Commercial and Industrial Buildings | Standard | TRUE | 28205 | 128 | 220.31 | 17.8 | 0.921 | 3045 | 83.1 | 5 | 50000 | 42824 |  |  | No |  | 4.1 | 28200 | 128 | 230 | 18 | 0.9 | 3000 | 83
PBHR1N54 | Prodigy Lighting | Prodigy | OBHB-240-57K-UNV | Indoor Luminaires | High-Bay | High-Bay Luminaires for Commercial and Industrial Buildings | Standard | FALSE | [9 empty] | 42824 |  |  | No |  | 4.1 | 30650 | 143 | 230 | 18 | 0.9 | 5700 | 76
PMUGSHYB | Prodigy Lighting | Prodigy | OBHB-150-57K-UNV | Indoor Luminaires | High-Bay | High-Bay Luminaires for Commercial and Industrial Buildings | Standard | FALSE | [9 empty] | 42824 |  |  | No |  | 4.1 | 19500 | 132 | 152 | 15 | 0.9 | 5700 | 76
PBEU4X2W | Prodigy Lighting | Prodigy | OBHB-100-57K-UNV | Indoor Luminaires | High-Bay | High-Bay Luminaires for Commercial and Industrial Buildings | Standard | FALSE | [9 empty] | 42824 |  |  | No |  | 4.1 | 13300 | 133 | 98 | 13 | 0.9 | 5700 | 75
PRZ3ZNA5 | Prodigy Lighting | Prodigy | PRHB-150-57K-UNV-R100 | Indoor Luminaires | High-Bay | High-Bay Luminaires for Commercial and Industrial Buildings | Standard | FALSE | [9 empty] | 42824 |  |  | No |  | 4.1 | 17500 | 116 | 150 | 14 | 0.9 | 5700 | 70
P17GNKH8 | Prodigy Lighting | Prodigy | PRHB-100-57K-UNV-R100 | Indoor Luminaires | High-Bay | High-Bay Luminaires for Commercial and Industrial Buildings | Standard | FALSE | [9 empty] | 42824 |  |  | No |  | 4.1 | 11180 | 120 | 100 | 13 | 0.9 | 5700 | 70
PZ671F7G | Prodigy Lighting | Prodigy | OBHB-240-50K-UNV | Indoor Luminaires | High-Bay | High-Bay Luminaires for Commercial and Industrial Buildings | Standard | FALSE | [9 empty] | 42824 |  |  | No |  | 4.1 | 30380 | 140 | 230 | 18 | 0.9 | 5000 | 83
PZZ53SEP | Prodigy Lighting | Prodigy | OBHB-150-50K-UNV | Indoor Luminaires | High-Bay | High-Bay Luminaires for Commercial and Industrial Buildings | Standard | FALSE | [9 empty] | 42824 |  |  | No |  | 4.1 | 19000 | 129 | 152 | 15 | 0.9 | 5000 | 83
PFB8FCBH | Prodigy Lighting | Prodigy | OBHB-100-50K-UNV | Indoor Luminaires | High-Bay | High-Bay Luminaires for Commercial and Industrial Buildings | Standard | FALSE | [9 empty] | 42824 |  |  | No |  | 4.1 | 13000 | 130 | 98 | 13 | 0.9 | 5000 | 83
P38EUQA8 | Prodigy Lighting | Prodigy | PRHB-150-50K-UNV-R100 | Indoor Luminaires | High-Bay | High-Bay Luminaires for Commercial and Industrial Buildings | Standard | FALSE | [9 empty] | 42824 |  |  | No |  | 4.1 | 17100 | 114 | 150 | 14 | 0.9 | 5000 | 70
P8CJKSK9 | Prodigy Lighting | Prodigy | PRHB-100-50K-UNV-R100 | Indoor Luminaires | High-Bay | High-Bay Luminaires for Commercial and Industrial Buildings | Standard | FALSE | [9 empty] | 42824 |  |  | No |  | 4.1 | 10800 | 116 | 100 | 13 | 0.9 | 5000 | 70
PH4BSBXP | Prodigy Lighting | Prodigy | OBHB-240-45K-UNV | Indoor Luminaires | High-Bay | High-Bay Luminaires for Commercial and Industrial Buildings | Standard | FALSE | [9 empty] | 42824 |  |  | No |  | 4.1 | 29910 | 137 | 230 | 18 | 0.9 | 4500 | 83
PKMUUWVF | Prodigy Lighting | Prodigy | OBHB-150-45K-UNV | Indoor Luminaires | High-Bay | High-Bay Luminaires for Commercial and Industrial Buildings | Standard | FALSE | [9 empty] | 42824 |  |  | No |  | 4.1 | 18500 | 126 | 152 | 15 | 0.9 | 4500 | 83
PVBDWERG | Prodigy Lighting | Prodigy | OBHB-100-45K-UNV | Indoor Luminaires | High-Bay | High-Bay Luminaires for Commercial and Industrial Buildings | Standard | FALSE | [9 empty] | 42824 |  |  | No |  | 4.1 | 12500 | 127 | 98 | 13 | 0.9 | 4500 | 83
PY2H1P3J | Prodigy Lighting | Prodigy | PRHB-150-45K-UNV-R100 | Indoor Luminaires | High-Bay | High-Bay Luminaires for Commercial and Industrial Buildings | Standard | FALSE | [9 empty] | 42824 |  |  | No |  | 4.1 | 16800 | 112 | 150 | 14 | 0.9 | 4500 | 70
P53SJPB3 | Prodigy Lighting | Prodigy | PRHB-100-45K-UNV-R100 | Indoor Luminaires | High-Bay | High-Bay Luminaires for Commercial and Industrial Buildings | Standard | FALSE | [9 empty] | 42824 |  |  | No |  | 4.1 | 10620 | 114 | 100 | 13 | 0.9 | 4500 | 70
PPA5CXMQ | Prodigy Lighting | Prodigy | OBHB-240-40K-UNV | Indoor Luminaires | High-Bay | High-Bay Luminaires for Commercial and Industrial Buildings | Standard | FALSE | [9 empty] | 42824 |  |  | No |  | 4.1 | 29440 | 134 | 230 | 18 | 0.9 | 4000 | 83
P1HCQ859 | Prodigy Lighting | Prodigy | OBHB-150-40K-UNV | Indoor Luminaires | High-Bay | High-Bay Luminaires for Commercial and Industrial Buildings | Standard | FALSE | [9 empty] | 42824 |  |  | No |  | 4.1 | 18000 | 123 | 152 | 15 | 0.9 | 4000 | 83
PH4JYRH2 | Prodigy Lighting | Prodigy | OBHB-100-40K-UNV | Indoor Luminaires | High-Bay | High-Bay Luminaires for Commercial and Industrial Buildings | Standard | FALSE | [9 empty] | 42824 |  |  | No |  | 4.1 | 12200 | 124 | 98 | 13 | 0.9 | 4000 | 83
P9HWUF8X | Prodigy Lighting | Prodigy | PRHB-150-40K-UNV-R100 | Indoor Luminaires | High-Bay | High-Bay Luminaires for Commercial and Industrial Buildings | Standard | FALSE | [9 empty] | 42824 |  |  | No |  | 4.1 | 16500 | 110 | 150 | 14 | 0.9 | 4000 | 70
P1T9HBKA | Prodigy Lighting | Prodigy | PRHB-100-40K-UNV-R100 | Indoor Luminaires | High-Bay | High-Bay Luminaires for Commercial and Industrial Buildings | Standard | FALSE | [9 empty] | 42824 |  |  | No |  | 4.1 | 10430 | 112 | 100 | 13 | 0.9 | 4000 | 70
P6SQY7W5 | Prodigy Lighting | Prodigy | OBHB-240-35K-UNV | Indoor Luminaires | High-Bay | High-Bay Luminaires for Commercial and Industrial Buildings | Standard | FALSE | [9 empty] | 42824 |  |  | No |  | 4.1 | 28570 | 131 | 230 | 18 | 0.9 | 3500 | 83
PD8Y59GB | Prodigy Lighting | Prodigy | OBHB-150-35K-UNV | Indoor Luminaires | High-Bay | High-Bay Luminaires for Commercial and Industrial Buildings | Standard | FALSE | [9 empty] | 42824 |  |  | No |  | 4.1 | 17400 | 120 | 152 | 15 | 0.9 | 3500 | 83
PENJZXX3 | Prodigy Lighting | Prodigy | OBHB-100-35K-UNV | Indoor Luminaires | High-Bay | High-Bay Luminaires for Commercial and Industrial Buildings | Standard | FALSE | [9 empty] | 42824 |  |  | No |  | 4.1 | 11700 | 121 | 98 | 13 | 0.9 | 3500 | 83
PRVVFWP7 | Prodigy Lighting | Prodigy | PRHB-150-35K-UNV-R100 | Indoor Luminaires | High-Bay | High-Bay Luminaires for Commercial and Industrial Buildings | Standard | FALSE | [9 empty] | 42824 |  |  | No |  | 4.1 | 16200 | 108 | 150 | 14 | 0.9 | 3500 | 70
PSDANYRR | Prodigy Lighting | Prodigy | PRHB-100-35K-UNV-R100 | Indoor Luminaires | High-Bay | High-Bay Luminaires for Commercial and Industrial Buildings | Standard | FALSE | [9 empty] | 42824 |  |  | No |  | 4.1 | 10250 | 110 | 100 | 13 | 0.9 | 3500 | 70
PREJCN4C | Shanghai CKRA Lighting Technology Co.Ltd | CKRA | HB82A-160-5700K | Indoor Luminaires | High-Bay | High-Bay Luminaires for Commercial and Industrial Buildings | Standard | FALSE | [9 empty] | 42824 |  |  | Yes |  | 4.1 | 20500 | 128.13 | 160 | 11.2 | 0.97 | 5700 | 80
P4M62NRR | Shanghai CKRA Lighting Technology Co.Ltd | CKRA | HB84A-320-5700K | Indoor Luminaires | High-Bay | High-Bay Luminaires for Commercial and Industrial Buildings | Standard | FALSE | [9 empty] | 42824 |  |  | Yes |  | 4.1 | 43520 | 136 | 320 | 9.5 | 0.96 | 5700 | 80
PFWYAWNZ | Shanghai CKRA Lighting Technology Co.Ltd | CKRA | HB83A-220-5700K | Indoor Luminaires | High-Bay | High-Bay Luminaires for Commercial and Industrial Buildings | Standard | FALSE | [9 empty] | 42824 |  |  | Yes |  | 4.1 | 29000 | 131 | 220 | 9 | 0.96 | 5700 | 80
PH65H15T | Shanghai CKRA Lighting Technology Co.Ltd | CKRA | HB81A-110-5700K | Indoor Luminaires | High-Bay | High-Bay Luminaires for Commercial and Industrial Buildings | Standard | FALSE | [9 empty] | 42824 |  |  | Yes |  | 4.1 | 14000 | 127.27 | 110 | 8.8 | 0.95 | 5700 | 80
PCN93Q9K | Shanghai CKRA Lighting Technology Co.Ltd | CKRA | HB82A-160-5000K | Indoor Luminaires | High-Bay | High-Bay Luminaires for Commercial and Industrial Buildings | Standard | FALSE | [9 empty] | 42824 |  |  | Yes |  | 4.1 | 20500 | 128.13 | 160 | 11.2 | 0.97 | 5000 | 80
PMQNAYF4 | Shanghai CKRA Lighting Technology Co.Ltd | CKRA | HB84A-320-5000K | Indoor Luminaires | High-Bay | High-Bay Luminaires for Commercial and Industrial Buildings | Standard | FALSE | [9 empty] | 42824 |  |  | Yes |  | 4.1 | 43520 | 136 | 320 | 9.5 | 0.96 | 5000 | 80
PBPGHGUN | Shanghai CKRA Lighting Technology Co.Ltd | CKRA | HB83A-220-5000K | Indoor Luminaires | High-Bay | High-Bay Luminaires for Commercial and Industrial Buildings | Standard | FALSE | [9 empty] | 42824 |  |  | Yes |  | 4.1 | 29000 | 131 | 220 | 9 | 0.96 | 5000 | 80
P6A8ACUS | Shanghai CKRA Lighting Technology Co.Ltd | CKRA | HB81A-110-5000K | Indoor Luminaires | High-Bay | High-Bay Luminaires for Commercial and Industrial Buildings | Standard | FALSE | [9 empty] | 42824 |  |  | Yes |  | 4.1 | 14000 | 127.27 | 110 | 8.8 | 0.95 | 5000 | 80
PHJ1BTFX | Amerlight LLC | Amerlight | HB100 | Indoor Luminaires | High-Bay | High-Bay Luminaires for Commercial and Industrial Buildings | Premium | FALSE | [9 empty] | 42824 |  |  | No | Updated 12/21/2016 | 4.1 | 13249 | 132.73 | 99.82 | 14.47 | 0.93 | 5000 | 84.6
P8AF3FHR | Amerlight LLC | Amerlight | HB200 | Indoor Luminaires | High-Bay | High-Bay Luminaires for Commercial and Industrial Buildings | Premium | FALSE | [9 empty] | 42824 |  |  | No | Product updated on 12/20/2016 | 4.1 | 26491 | 132.52 | 199.9 | 15.84 | 0.92 | 5000 | 84.3
PVVEVWSW | Amerlight LLC | Amerlight | HB250 | Indoor Luminaires | High-Bay | High-Bay Luminaires for Commercial and Industrial Buildings | Premium | FALSE | [9 empty] | 42824 |  |  | No | Product Updated on 12/22/2016 | 4.1 | 33410 | 138.17 | 241.8 | 15.63 | 0.93 | 5000 | 84
PYBCN3UM | Amerlight LLC | Amerlight | HB150 | Indoor Luminaires | High-Bay | High-Bay Luminaires for Commercial and Industrial Buildings | Premium | FALSE | [9 empty] | 42824 |  |  | No | Updated 12/21/2016 | 4.1 | 19697 | 132.37 | 148.8 | 14.29 | 0.94 | 5000 | 83.9
PCWC44SE | iGlo LLC | iGlo LED | GL240WSLHBT1SN4000KUDX | Indoor Luminaires | High-Bay | High-Bay Luminaires for Commercial and Industrial Buildings | Standard | TRUE | 31395 | 129.68 | 242.1 | 10.02 | 0.9384 | 4112 | 75.8 | 5 | 50000 | 42824 |  |  | No |  | 4.1 | 31395 | 129.68 | 242.1 | 10.02 | 0.9384 | 4000 | 75.8
P6SNEURF | iGlo LLC | iGlo LED | GL150WSLHBT1SN4000KUDX | Indoor Luminaires | High-Bay | High-Bay Luminaires for Commercial and Industrial Buildings | Standard | TRUE | 19925 | 130.83 | 152.3 | 13.55 | 0.931 | 4092 | 75.4 | 5 | 50000 | 42824 |  |  | No |  | 4.1 | 19925 | 130.83 | 152.3 | 13.55 | 0.93 | 4000 | 75.4
P7VCGS1X | iGlo LLC | iGlo LED | GL200WSLHBT1SN4000KUDX | Indoor Luminaires | High-Bay | High-Bay Luminaires for Commercial and Industrial Buildings | Standard | TRUE | 27187 | 126.16 | 215.5 | 10.48 | 0.923 | 4073 | 75.4 | 5 | 50000 | 42824 |  |  | No |  | 4.1 | 27187 | 126.16 | 215.5 | 10.48 | 0.92 | 4000 | 75.4
PQSS5BUN | iGlo LLC | iGlo LED | GL150WSLHBT1SN5700KUDX | Indoor Luminaires | High-Bay | High-Bay Luminaires for Commercial and Industrial Buildings | Standard | FALSE | [9 empty] | 42824 |  |  | No |  | 4.1 | 20431 | 131.47 | 155.4 | 13.46 | 0.93 | 5700 | 76.5
PDK9P1XR | iGlo LLC | iGlo LED | GL200WSLHBT1SN5700KUDX | Indoor Luminaires | High-Bay | High-Bay Luminaires for Commercial and Industrial Buildings | Standard | FALSE | [9 empty] | 42824 |  |  | No |  | 4.1 | 28016 | 129.4 | 216.5 | 10.02 | 0.93 | 5700 | 76.4
P7K8B1T1 | iGlo LLC | iGlo LED | GL240WSLHBT1SN5700KUDX | Indoor Luminaires | High-Bay | High-Bay Luminaires for Commercial and Industrial Buildings | Standard | FALSE | [9 empty] | 42824 |  |  | No |  | 4.1 | 32904 | 132.41 | 248.5 | 9.65 | 0.9387 | 5700 | 76.3
PBZYXQA8 | iGlo LLC | iGlo LED | GL240WSLHBT1SN5000KUDX | Indoor Luminaires | High-Bay | High-Bay Luminaires for Commercial and Industrial Buildings | Standard | FALSE | [9 empty] | 42824 |  |  | No |  | 4.1 | 31395 | 129.68 | 242.1 | 10.02 | 0.9384 | 5000 | 75.8
PDYNBZUX | iGlo LLC | iGlo LED | GL150WSLHBT1SN5000KUDX | Indoor Luminaires | High-Bay | High-Bay Luminaires for Commercial and Industrial Buildings | Standard | FALSE | [9 empty] | 42824 |  |  | No |  | 4.1 | 19925 | 130.83 | 152.3 | 13.55 | 0.93 | 5000 | 75.4
PNNA7244 | iGlo LLC | iGlo LED | GL200WSLHBT1SN5000KUDX | Indoor Luminaires | High-Bay | High-Bay Luminaires for Commercial and Industrial Buildings | Standard | FALSE | [9 empty] | 42824 |  |  | No |  | 4.1 | 27187 | 126.16 | 215.5 | 10.48 | 0.92 | 5000 | 75.4
PP41RZMP | ABOVE ALL LIGHTING INC. | ABOVE ALL | LHB120351[ ALL motion sensor Battery Backup or blank]-82[-ALL color or blank] | Indoor Luminaires | High-Bay | High-Bay Luminaires for Commercial and Industrial Buildings | Premium | TRUE | 16185 | 135.3 | 119.59 | 13.36 | 0.9355 | 3445 | 82.2 | 5 | 50000 | 42824 |  |  | Yes |  | 4.1 | 16180 | 135 | 120 | 20 | 0.9 | 3500 | 82
PHUGXDGF | ABOVE ALL LIGHTING INC. | ABOVE ALL | LHB120501[ ALL motion sensor Battery Backup or blank]-82[-ALL color or blank] | Indoor Luminaires | High-Bay | High-Bay Luminaires for Commercial and Industrial Buildings | Premium | FALSE | [9 empty] | 42824 |  |  | Yes |  | 4.1 | 16480 | 138 | 120 | 20 | 0.9 | 5000 | 82
PSXSG62F | ABOVE ALL LIGHTING INC. | ABOVE ALL | LHB120451[ ALL motion sensor Battery Backup or blank]-82[-ALL color or blank] | Indoor Luminaires | High-Bay | High-Bay Luminaires for Commercial and Industrial Buildings | Premium | FALSE | [9 empty] | 42824 |  |  | Yes |  | 4.1 | 16380 | 137 | 120 | 20 | 0.9 | 4500 | 82
PFJFKMWF | ABOVE ALL LIGHTING INC. | ABOVE ALL | LHB120401[ ALL motion sensor Battery Backup or blank]-82[-ALL color or blank] | Indoor Luminaires | High-Bay | High-Bay Luminaires for Commercial and Industrial Buildings | Premium | FALSE | [9 empty] | 42824 |  |  | Yes |  | 4.1 | 16280 | 136 | 120 | 20 | 0.9 | 4000 | 82
P2YB21MM | AGC Lighting Co. Ltd | AGC lighting | HB01-300/T-4000-90-80 | Indoor Luminaires | High-Bay | High-Bay Luminaires for Commercial and Industrial Buildings | Premium | TRUE | 38840 | 127.05 | 305.7 | 14.79 | 0.9632 | 4119 | 85.9 | 5 | 50000 | 42824 |  |  | No |  | 4.1 | 38840 | 127.05 | 305.7 | 14.79 | 0.96 | 4000 | 85.9
PUMNSBF2 | AGC Lighting Co. Ltd | AGC lighting | HB01-90/T-4000-90-80 | Indoor Luminaires | High-Bay | High-Bay Luminaires for Commercial and Industrial Buildings | Standard | TRUE | 10273 | 114.21 | 89.9483 | 15.63 | 0.9631 | 4114 | 85.6 | 5 | 50000 | 42824 |  |  | No |  | 4.1 | 10273 | 114.21 | 89.95 | 15.63 | 0.96 | 4000 | 85.6
P2QN1PUH | AGC Lighting Co. Ltd | AGC lighting | HB01-200/T-4000-90-80 | Indoor Luminaires | High-Bay | High-Bay Luminaires for Commercial and Industrial Buildings | Standard | TRUE | 22718 | 112.02 | 202.8 | 14.83 | 0.9178 | 4114 | 85.6 | 5 | 50000 | 42824 |  |  | No |  | 4.1 | 22718 | 112.02 | 202.8 | 14.83 | 0.92 | 4000 | 85.6
PX7XMKXA | AGC Lighting Co. Ltd | AGC lighting | HB01-300/T-5000-60-80 | Indoor Luminaires | High-Bay | High-Bay Luminaires for Commercial and Industrial Buildings | Premium | FALSE | [9 empty] | 42824 |  |  | No |  | 4.1 | 40642 | 136.25 | 298.3 | 14.52 | 0.95 | 5000 | 85.7
PQJYK41W | AGC Lighting Co. Ltd | AGC lighting | HB01-300/T-5000-120-80 | Indoor Luminaires | High-Bay | High-Bay Luminaires for Commercial and Industrial Buildings | Premium | FALSE | [9 empty] | 42824 |  |  | No |  | 4.1 | 39051 | 130.91 | 298.3 | 14.52 | 0.95 | 5000 | 85.7
PMGGVSH8 | AGC Lighting Co. Ltd | AGC lighting | HB01-300/T-5000-90-80 | Indoor Luminaires | High-Bay | High-Bay Luminaires for Commercial and Industrial Buildings | Premium | FALSE | [9 empty] | 42824 |  |  | No |  | 4.1 | 38818 | 130.13 | 298.3 | 14.52 | 0.95 | 5000 | 85.7
PFCVB67X | AGC Lighting Co. Ltd | AGC lighting | HB01-200/T-5000-120-P-80 | Indoor Luminaires | High-Bay | High-Bay Luminaires for Commercial and Industrial Buildings | Premium | FALSE | [9 empty] | 42824 |  |  | No |  | 4.1 | 27458 | 135.39 | 202.8 | 13.67 | 0.92 | 5000 | 85.6
PZ73WWS5 | AGC Lighting Co. Ltd | AGC lighting | HB01-200/T-5000-50-80 | Indoor Luminaires | High-Bay | High-Bay Luminaires for Commercial and Industrial Buildings | Premium | FALSE | [9 empty] | 42824 |  |  | No |  | 4.1 | 26395 | 130.15 | 202.8 | 13.67 | 0.92 | 5000 | 85.6
PKV8D9AX | AGC Lighting Co. Ltd | AGC lighting | HB01-200/T-5000-120-80 | Indoor Luminaires | High-Bay | High-Bay Luminaires for Commercial and Industrial Buildings | Premium | FALSE | [9 empty] | 42824 |  |  | No |  | 4.1 | 26084 | 128.62 | 202.8 | 13.67 | 0.92 | 5000 | 85.6
PFCN9U1K | AGC Lighting Co. Ltd | AGC lighting | HB01-200/T-5000-90-80 | Indoor Luminaires | High-Bay | High-Bay Luminaires for Commercial and Industrial Buildings | Premium | FALSE | [9 empty] | 42824 |  |  | No |  | 4.1 | 25928 | 127.85 | 202.8 | 13.67 | 0.92 | 5000 | 85.6
PMKE2CW3 | AGC Lighting Co. Ltd | AGC lighting | HB01-90/T-5000-90-80 | Indoor Luminaires | High-Bay | High-Bay Luminaires for Commercial and Industrial Buildings | Standard | FALSE | [9 empty] | 42824 |  |  | No |  | 4.1 | 10789 | 118.07 | 91.37 | 16.06 | 0.96 | 5000 | 85.5
PDRC2VQ3 | AGC Lighting Co. Ltd | AGC lighting | HB01-90/T-5000-120-80 | Indoor Luminaires | High-Bay | High-Bay Luminaires for Commercial and Industrial Buildings | Standard | FALSE | [9 empty] | 42824 |  |  | No |  | 4.1 | 10544 | 117.15 | 90 | 15.54 | 0.96 | 5000 | 85.5
PQPM8GQJ | AGC Lighting Co. Ltd | AGC lighting | HB01-100/T-5000-120-P-80 | Indoor Luminaires | High-Bay | High-Bay Luminaires for Commercial and Industrial Buildings | Standard | FALSE | [9 empty] | 42824 |  |  | No |  | 4.1 | 13081 | 126.51 | 103.4 | 17.34 | 0.9 | 5000 | 85.4
P1EZUY7E | AGC Lighting Co. Ltd | AGC lighting | HB01-100/T-5000-50-80 | Indoor Luminaires | High-Bay | High-Bay Luminaires for Commercial and Industrial Buildings | Standard | FALSE | [9 empty] | 42824 |  |  | No |  | 4.1 | 12554 | 121.41 | 103.4 | 17.29 | 0.9 | 5000 | 85.4
P1SYC565 | AGC Lighting Co. Ltd | AGC lighting | HB01-120/T-5000-120-P-80 | Indoor Luminaires | High-Bay | High-Bay Luminaires for Commercial and Industrial Buildings | Standard | FALSE | [9 empty] | 42824 |  |  | No |  | 4.1 | 15294 | 125.47 | 121.9 | 16.42 | 0.92 | 5000 | 85.4
PKPCVK4W | AGC Lighting Co. Ltd | AGC lighting | HB01-120/T-5000-50-80 | Indoor Luminaires | High-Bay | High-Bay Luminaires for Commercial and Industrial Buildings | Standard | FALSE | [9 empty] | 42824 |  |  | No |  | 4.1 | 14702 | 120.61 | 121.9 | 16.42 | 0.92 | 5000 | 85.4
PK7WFSA6 | AGC Lighting Co. Ltd | AGC lighting | HB01-120/T-5000-120-80 | Indoor Luminaires | High-Bay | High-Bay Luminaires for Commercial and Industrial Buildings | Standard | FALSE | [9 empty] | 42824 |  |  | No |  | 4.1 | 14529 | 119.19 | 121.9 | 16.42 | 0.92 | 5000 | 85.4
PZRC5GUU | AGC Lighting Co. Ltd | AGC lighting | HB01-120/T-5000-90-80 | Indoor Luminaires | High-Bay | High-Bay Luminaires for Commercial and Industrial Buildings | Standard | FALSE | [9 empty] | 42824 |  |  | No |  | 4.1 | 14442 | 118.48 | 121.9 | 16.42 | 0.92 | 5000 | 85.4
PTTDU6J3 | AGC Lighting Co. Ltd | AGC lighting | HB01-100/T-5000-120-80 | Indoor Luminaires | High-Bay | High-Bay Luminaires for Commercial and Industrial Buildings | Standard | FALSE | [9 empty] | 42824 |  |  | No |  | 4.1 | 12399 | 121.77 | 101.82 | 14.41 | 0.89 | 5000 | 85.4
PUNPSC41 | AGC Lighting Co. Ltd | AGC lighting | HB01-100/T-5000-90-80 | Indoor Luminaires | High-Bay | High-Bay Luminaires for Commercial and Industrial Buildings | Standard | FALSE | [9 empty] | 42824 |  |  | No |  | 4.1 | 12325 | 121.04 | 101.82 | 14.41 | 0.89 | 5000 | 85.4
PW368C5R | AGC Lighting Co. Ltd | AGC lighting | HB01-240/T-5000-60-80 | Indoor Luminaires | High-Bay | High-Bay Luminaires for Commercial and Industrial Buildings | Premium | FALSE | [9 empty] | 42824 |  |  | No |  | 4.1 | 33553 | 138.28 | 242.6 | 14.78 | 0.94 | 5000 | 84.8
P5X9XQHU | AGC Lighting Co. Ltd | AGC lighting | HB01-240/T-5000-120-80 | Indoor Luminaires | High-Bay | High-Bay Luminaires for Commercial and Industrial Buildings | Premium | FALSE | [9 empty] | 42824 |  |  | No |  | 4.1 | 32614 | 134.49 | 242.5 | 15.03 | 0.94 | 5000 | 84.7
PC8XCV4D | AGC Lighting Co. Ltd | AGC lighting | HB01-240/T-5000-90-80 | Indoor Luminaires | High-Bay | High-Bay Luminaires for Commercial and Industrial Buildings | Premium | FALSE | [9 empty] | 42824 |  |  | No |  | 4.1 | 32419 | 133.69 | 242.5 | 15.03 | 0.94 | 5000 | 84.7
PGVRKRQF | AGC Lighting Co. Ltd | AGC lighting | HB01-150/T-5000-120-P-80 | Indoor Luminaires | High-Bay | High-Bay Luminaires for Commercial and Industrial Buildings | Premium | FALSE | [9 empty] | 42824 |  |  | No |  | 4.1 | 19601 | 129.55 | 151.3 | 16.16 | 0.94 | 5000 | 84.4
P4TYJ3C6 | AGC Lighting Co. Ltd | AGC lighting | HB01-150/T-5000-120-80 | Indoor Luminaires | High-Bay | High-Bay Luminaires for Commercial and Industrial Buildings | Premium | FALSE | [9 empty] | 42824 |  |  | No |  | 4.1 | 19267 | 128.45 | 150.5 | 16.04 | 0.94 | 5000 | 84.4
PPU1E2YC | AGC Lighting Co. Ltd | AGC lighting | HB01-150/T-5000-50-80 | Indoor Luminaires | High-Bay | High-Bay Luminaires for Commercial and Industrial Buildings | Premium | FALSE | [9 empty] | 42824 |  |  | No |  | 4.1 | 19295 | 128 | 150.7 | 15.96 | 0.94 | 5000 | 84.4
PVJ6Q7T1 | AGC Lighting Co. Ltd | AGC lighting | HB01-150/T-5000-90-80 | Indoor Luminaires | High-Bay | High-Bay Luminaires for Commercial and Industrial Buildings | Premium | FALSE | [9 empty] | 42824 |  |  | No |  | 4.1 | 19211 | 127.82 | 150.3 | 15.73 | 0.94 | 5000 | 84.4
PHUPPKAN | AGC Lighting Co. Ltd | AGC lighting | HB01-300/T-4000-60-80 | Indoor Luminaires | High-Bay | High-Bay Luminaires for Commercial and Industrial Buildings | Premium | FALSE | [9 empty] | 42824 |  |  | No |  | 4.1 | 40665 | 133.02 | 305.7 | 14.79 | 0.96 | 4000 | 85.9
P3X2DPS5 | AGC Lighting Co. Ltd | AGC lighting | HB01-300/T-4000-120-80 | Indoor Luminaires | High-Bay | High-Bay Luminaires for Commercial and Industrial Buildings | Premium | FALSE | [9 empty] | 42824 |  |  | No |  | 4.1 | 39072 | 127.81 | 305.7 | 14.79 | 0.96 | 4000 | 85.9
PDZMENVQ | AGC Lighting Co. Ltd | AGC lighting | HB01-240/T-4000-60-80 | Indoor Luminaires | High-Bay | High-Bay Luminaires for Commercial and Industrial Buildings | Premium | FALSE | [9 empty] | 42824 |  |  | No |  | 4.1 | 31561 | 132.8 | 237.7 | 14.27 | 0.93 | 4000 | 85.8
PJRY2TNG | AGC Lighting Co. Ltd | AGC lighting | HB01-240/T-4000-120-80 | Indoor Luminaires | High-Bay | High-Bay Luminaires for Commercial and Industrial Buildings | Premium | FALSE | [9 empty] | 42824 |  |  | No |  | 4.1 | 30354 | 127.59 | 237.9 | 14.22 | 0.93 | 4000 | 85.8
P4QXQUWA | AGC Lighting Co. Ltd | AGC lighting | HB01-240/T-4000-90-80 | Indoor Luminaires | High-Bay | High-Bay Luminaires for Commercial and Industrial Buildings | Premium | FALSE | [9 empty] | 42824 |  |  | No |  | 4.1 | 30174 | 126.83 | 237.9 | 14.22 | 0.93 | 4000 | 85.8
PGX8PHXG | AGC Lighting Co. Ltd | AGC lighting | HB01-100/T-4000-120-P-80 | Indoor Luminaires | High-Bay | High-Bay Luminaires for Commercial and Industrial Buildings | Standard | FALSE | [9 empty] | 42824 |  |  | No |  | 4.1 | 12552 | 121.39 | 103.4 | 17.34 | 0.9 | 4000 | 85.6
P37VXBUT | AGC Lighting Co. Ltd | AGC lighting | HB01-100/T-4000-50-80 | Indoor Luminaires | High-Bay | High-Bay Luminaires for Commercial and Industrial Buildings | Standard | FALSE | [9 empty] | 42824 |  |  | No |  | 4.1 | 12048 | 116.57 | 103.4 | 17.29 | 0.9 | 4000 | 85.6
P85MRCWM | AGC Lighting Co. Ltd | AGC lighting | HB01-100/T-4000-120-80 | Indoor Luminaires | High-Bay | High-Bay Luminaires for Commercial and Industrial Buildings | Standard | FALSE | [9 empty] | 42824 |  |  | No |  | 4.1 | 11902 | 115.22 | 103.3 | 17.23 | 0.9 | 4000 | 85.6
PD61QEPN | AGC Lighting Co. Ltd | AGC lighting | HB01-100/T-4000-90-80 | Indoor Luminaires | High-Bay | High-Bay Luminaires for Commercial and Industrial Buildings | Standard | FALSE | [9 empty] | 42824 |  |  | No |  | 4.1 | 11831 | 114.53 | 103.3 | 17.23 | 0.9 | 4000 | 85.6
PJ5383WB | AGC Lighting Co. Ltd | AGC lighting | HB01-120/T-4000-120-P-80 | Indoor Luminaires | High-Bay | High-Bay Luminaires for Commercial and Industrial Buildings | Standard | FALSE | [9 empty] | 42824 |  |  | No |  | 4.1 | 14791 | 121.34 | 121.9 | 16.42 | 0.92 | 4000 | 85.6
PVGF8Z22 | AGC Lighting Co. Ltd | AGC lighting | HB01-120/T-4000-50-80 | Indoor Luminaires | High-Bay | High-Bay Luminaires for Commercial and Industrial Buildings | Standard | FALSE | [9 empty] | 42824 |  |  | No |  | 4.1 | 14219 | 116.64 | 121.9 | 16.42 | 0.92 | 4000 | 85.6
PS9T5FB7 | AGC Lighting Co. Ltd | AGC lighting | HB01-120/T-4000-120-80 | Indoor Luminaires | High-Bay | High-Bay Luminaires for Commercial and Industrial Buildings | Standard | FALSE | [9 empty] | 42824 |  |  | No |  | 4.1 | 14051 | 115.27 | 121.9 | 16.42 | 0.92 | 4000 | 85.6
PPX5JEVN | AGC Lighting Co. Ltd | AGC lighting | HB01-120/T-4000-90-80 | Indoor Luminaires | High-Bay | High-Bay Luminaires for Commercial and Industrial Buildings | Standard | FALSE | [9 empty] | 42824 |  |  | No |  | 4.1 | 13967 | 114.58 | 121.9 | 16.42 | 0.92 | 4000 | 85.6
PBJ9DUZQ | AGC Lighting Co. Ltd | AGC lighting | HB01-90/T-4000-120-80 | Indoor Luminaires | High-Bay | High-Bay Luminaires for Commercial and Industrial Buildings | Standard | FALSE | [9 empty] | 42824 |  |  | No |  | 4.1 | 10337 | 114.86 | 90 | 15.54 | 0.96 | 4000 | 85.6
PEAQNSER | AGC Lighting Co. Ltd | AGC lighting | HB01-200/T-4000-120-P-80 | Indoor Luminaires | High-Bay | High-Bay Luminaires for Commercial and Industrial Buildings | Standard | FALSE | [9 empty] | 42824 |  |  | No |  | 4.1 | 24058 | 118.63 | 202.8 | 14.83 | 0.92 | 4000 | 85.6
P4GCKZC5 | AGC Lighting Co. Ltd | AGC lighting | HB01-200/T-4000-50-80 | Indoor Luminaires | High-Bay | High-Bay Luminaires for Commercial and Industrial Buildings | Standard | FALSE | [9 empty] | 42824 |  |  | No |  | 4.1 | 23127 | 114.04 | 202.8 | 14.83 | 0.92 | 4000 | 85.6
PJMAZXQA | AGC Lighting Co. Ltd | AGC lighting | HB01-200/T-4000-120-80 | Indoor Luminaires | High-Bay | High-Bay Luminaires for Commercial and Industrial Buildings | Standard | FALSE | [9 empty] | 42824 |  |  | No |  | 4.1 | 22854 | 112.69 | 202.8 | 14.83 | 0.92 | 4000 | 85.6
PMC4B88A | AGC Lighting Co. Ltd | AGC lighting | HB01-150/T-4000-120-P-80 | Indoor Luminaires | High-Bay | High-Bay Luminaires for Commercial and Industrial Buildings | Standard | FALSE | [9 empty] | 42824 |  |  | No |  | 4.1 | 18658 | 123.32 | 151.3 | 16.16 | 0.94 | 4000 | 84.4
PT53MFCV | AGC Lighting Co. Ltd | AGC lighting | HB01-150/T-4000-120-80 | Indoor Luminaires | High-Bay | High-Bay Luminaires for Commercial and Industrial Buildings | Standard | FALSE | [9 empty] | 42824 |  |  | No |  | 4.1 | 17631 | 117.15 | 150.5 | 16.04 | 0.94 | 4000 | 84.4
P1CDSHG4 | AGC Lighting Co. Ltd | AGC lighting | HB01-150/T-4000-50-80 | Indoor Luminaires | High-Bay | High-Bay Luminaires for Commercial and Industrial Buildings | Standard | FALSE | [9 empty] | 42824 |  |  | No |  | 4.1 | 17865 | 118.55 | 150.7 | 15.96 | 0.94 | 4000 | 84.4
PZJCXURR | AGC Lighting Co. Ltd | AGC lighting | HB01-150/T-4000-90-80 | Indoor Luminaires | High-Bay | High-Bay Luminaires for Commercial and Industrial Buildings | Standard | FALSE | [9 empty] | 42824 |  |  | No |  | 4.1 | 17665 | 116.45 | 151.7 | 14.81 | 0.94 | 4000 | 84.4
PK3VRC8Q | Shat-R-Shield | Shat-R-Shield Inc. | 680MB50-HB-VL-N-XX-XX-01 | Indoor Luminaires | High-Bay | High-Bay Luminaires for Commercial and Industrial Buildings | Standard | TRUE | 72170 | 106.5 | 676.6 | 8.03 | 0.945 | 4971 | 81.5 | 5 | 50000 | 42824 |  |  | No |  | 4.1 | 73400 | 108.48 | 676.6 | 3.81 | 1 | 4971 | 81.5
PFAS7EC4 | Shat-R-Shield | Shat-R-Shield Inc. | 490MB50-HB-VL-N-XX-XX-01 | Indoor Luminaires | High-Bay | High-Bay Luminaires for Commercial and Industrial Buildings | Standard | TRUE | 53080 | 108 | 489.9 | 6.87 | 0.941 | 4951 | 81.5 | 5 | 50000 | 42824 |  |  | No |  | 4.1 | 53420 | 109.04 | 489.9 | 5.66 | 1 | 4951 | 81.5
P4BF47J9 | Shat-R-Shield | Shat-R-Shield Inc. | 680MB50-TB-VL-N-XX-XX-01 | Indoor Luminaires | High-Bay | High-Bay Luminaires for Commercial and Industrial Buildings | Standard | FALSE | [9 empty] | 42824 |  |  | No |  | 4.1 | 74820 | 110.55 | 676.8 | 3.77 | 1 | 4990 | 81.6
PCU2BY5M | Shat-R-Shield | Shat-R-Shield Inc. | 680MB50-WB-VL-N-XX-XX-01 | Indoor Luminaires | High-Bay | High-Bay Luminaires for Commercial and Industrial Buildings | Standard | FALSE | [9 empty] | 42824 |  |  | No |  | 4.1 | 76020 | 112.31 | 676.9 | 3.81 | 1 | 4988 | 81.6
PSTZYM5S | Shat-R-Shield | Shat-R-Shield Inc. | 490MB50-TB-VL-N-XX-XX-01 | Indoor Luminaires | High-Bay | High-Bay Luminaires for Commercial and Industrial Buildings | Standard | FALSE | [9 empty] | 42824 |  |  | No |  | 4.1 | 54590 | 111.36 | 490.2 | 5.66 | 1 | 4970 | 81.5
PBYTQ6FT | Shat-R-Shield | Shat-R-Shield Inc. | 490MB50-WB-VL-N-XX-XX-01 | Indoor Luminaires | High-Bay | High-Bay Luminaires for Commercial and Industrial Buildings | Standard | FALSE | [9 empty] | 42824 |  |  | No |  | 4.1 | 55220 | 112.58 | 490.5 | 5.68 | 1 | 4965 | 81.5
P69A465G | Venture Lighting International | Venture Lighting International | HBL2-160WNAF-BF2 | Indoor Luminaires | High-Bay | High-Bay Luminaires for Commercial and Industrial Buildings | Premium | TRUE | 20368.7 | 128.42 | 158.61 | 9.3 | 0.9715 | 4014 | 84.24 | 5 | 50000 | 42824 |  |  | Yes |  | 4.1 | 21060 | 130 | 162 | 10 | 0.9 | 4000 | 80
PZ95UZE5 | Venture Lighting International | Venture Lighting International | HBL2-110WNAF-BF2 | Indoor Luminaires | High-Bay | High-Bay Luminaires for Commercial and Industrial Buildings | Premium | TRUE | 13521.4 | 128.86 | 104.93 | 13.8 | 0.9681 | 4014 | 84.22 | 5 | 50000 | 42824 |  |  | Yes |  | 4.1 | 14300 | 130 | 110 | 10 | 0.9 | 4000 | 80
PH3BYG4G | Venture Lighting International | Venture Lighting International | HBL2-160WCAC-BF2 | Indoor Luminaires | High-Bay | High-Bay Luminaires for Commercial and Industrial Buildings | Premium | FALSE | [9 empty] | 42824 |  |  | Yes |  | 4.1 | 21870 | 135 | 162 | 10 | 0.9 | 5000 | 80
P8W9HXCA | Venture Lighting International | Venture Lighting International | HBL2-160WCAF-BF2 | Indoor Luminaires | High-Bay | High-Bay Luminaires for Commercial and Industrial Buildings | Premium | FALSE | [9 empty] | 42824 |  |  | Yes |  | 4.1 | 21222 | 131 | 162 | 10 | 0.9 | 5000 | 80
PFQ1UJ2G | Venture Lighting International | Venture Lighting International | HBL2-110WCAC-BF2 | Indoor Luminaires | High-Bay | High-Bay Luminaires for Commercial and Industrial Buildings | Premium | FALSE | [9 empty] | 42824 |  |  | Yes |  | 4.1 | 14850 | 135 | 110 | 10 | 0.9 | 5000 | 80
PTTBEN8M | Venture Lighting International | Venture Lighting International | HBL2-110WCAF-BF2 | Indoor Luminaires | High-Bay | High-Bay Luminaires for Commercial and Industrial Buildings | Premium | FALSE | [9 empty] | 42824 |  |  | Yes |  | 4.1 | 14410 | 131 | 110 | 10 | 0.9 | 5000 | 80
PRS1KZ69 | Venture Lighting International | Venture Lighting International | HBL2-160WNAC-BF2 | Indoor Luminaires | High-Bay | High-Bay Luminaires for Commercial and Industrial Buildings | Premium | FALSE | [9 empty] | 42824 |  |  | Yes |  | 4.1 | 21708 | 134 | 162 | 10 | 0.9 | 4000 | 80
PT88RWAY | Venture Lighting International | Venture Lighting International | HBL2-110WNAC-BF2 | Indoor Luminaires | High-Bay | High-Bay Luminaires for Commercial and Industrial Buildings | Premium | FALSE | [9 empty] | 42824 |  |  | Yes |  | 4.1 | 14740 | 134 | 110 | 10 | 0.9 | 4000 | 80
PXXFJWW9 | Stanpro Lighting Systems Inc. | Stanpro | VN4-LS4A-[W;H]/30K/[PC;XXX] | Indoor Luminaires | High-Bay | Low-Bay Luminaires for Commercial and Industrial Buildings | Standard | TRUE | 8490 | 108.3 | 78.42 | 9.57 | 0.98 | 3085 | 85 | 5 |  | 42823 |  |  | Yes |  | 4.1 | 8490 | 108.26 | 78.42 | 9.57 | 0.98 | 3101 | 82
PKYZYCZG | Stanpro Lighting Systems Inc. | Stanpro | VN8-LS4A-[W;H]/50K/[SFPL;XXX] | Indoor Luminaires | High-Bay | High-Bay Luminaires for Commercial and Industrial Buildings | Standard | FALSE | [9 empty] | 42823 |  |  | Yes |  | 4.1 | 20411.95 | 130.15 | 156.84 | 9.57 | 0.98 | 5101 | 82
P4ABPW5D | Stanpro Lighting Systems Inc. | Stanpro | VN8-LS4A-[W;H]/50K/[XXX] | Indoor Luminaires | High-Bay | High-Bay Luminaires for Commercial and Industrial Buildings | Standard | FALSE | [9 empty] | 42823 |  |  | Yes |  | 4.1 | 20093.38 | 128.11 | 156.84 | 9.57 | 0.98 | 5101 | 82
PXXXDRUS | Stanpro Lighting Systems Inc. | Stanpro | VN8-LS4A-[W;H]/50K/[PC;XXX] | Indoor Luminaires | High-Bay | High-Bay Luminaires for Commercial and Industrial Buildings | Standard | FALSE | [9 empty] | 42823 |  |  | Yes |  | 4.1 | 18517.77 | 118.07 | 156.84 | 9.57 | 0.98 | 5101 | 82
P47BRBZE | Stanpro Lighting Systems Inc. | Stanpro | VN4-LS4A-[W;H]/50K/[SFPL;XXX] | Indoor Luminaires | High-Bay | High-Bay Luminaires for Commercial and Industrial Buildings | Standard | FALSE | [9 empty] | 42823 |  |  | Yes |  | 4.1 | 10205.98 | 130.15 | 78.42 | 9.57 | 0.98 | 5101 | 82
PJEBAZTZ | Stanpro Lighting Systems Inc. | Stanpro | VN4-LS4A-[W;H]/50K/[XXX] | Indoor Luminaires | High-Bay | High-Bay Luminaires for Commercial and Industrial Buildings | Standard | FALSE | [9 empty] | 42823 |  |  | Yes |  | 4.1 | 10046.69 | 128.11 | 78.42 | 9.57 | 0.98 | 5101 | 82
PQNDUBU8 | Stanpro Lighting Systems Inc. | Stanpro | VN4-LS4A-[W;H]/50K/[PC;XXX] | Indoor Luminaires | High-Bay | Low-Bay Luminaires for Commercial and Industrial Buildings | Standard | FALSE | [9 empty] | 42823 |  |  | Yes |  | 4.1 | 9258.88 | 118.07 | 78.42 | 9.57 | 0.98 | 5101 | 82
P5MQ798K | Stanpro Lighting Systems Inc. | Stanpro | VN8-LS3A-[W;H]/50K/[SFPL;XXX] | Indoor Luminaires | High-Bay | High-Bay Luminaires for Commercial and Industrial Buildings | Standard | FALSE | [9 empty] | 42823 |  |  | Yes |  | 4.1 | 16204.54 | 136.26 | 118.92 | 9.31 | 0.98 | 5093 | 83
P9XXNUSQ | Stanpro Lighting Systems Inc. | Stanpro | VN8-LS3A-[W;H]/50K/[XXX] | Indoor Luminaires | High-Bay | High-Bay Luminaires for Commercial and Industrial Buildings | Standard | FALSE | [9 empty] | 42823 |  |  | Yes |  | 4.1 | 15951.64 | 134.14 | 118.92 | 9.31 | 0.98 | 5093 | 83
P2A1F8NQ | Stanpro Lighting Systems Inc. | Stanpro | VN8-LS3A-[W;H]/50K/[PC;XXX] | Indoor Luminaires | High-Bay | High-Bay Luminaires for Commercial and Industrial Buildings | Standard | FALSE | [9 empty] | 42823 |  |  | Yes |  | 4.1 | 14700.8 | 123.62 | 118.92 | 9.31 | 0.98 | 5093 | 83
PEE8ZKK1 | Stanpro Lighting Systems Inc. | Stanpro | VN4-LS3A-[W;H]/50K/[SFPL;XXX] | Indoor Luminaires | High-Bay | Low-Bay Luminaires for Commercial and Industrial Buildings | Standard | FALSE | [9 empty] | 42823 |  |  | Yes |  | 4.1 | 8102.27 | 136.26 | 59.46 | 9.31 | 0.98 | 5093 | 83
PRR99CD4 | Stanpro Lighting Systems Inc. | Stanpro | VN4-LS3A-[W;H]/50K/[XXX] | Indoor Luminaires | High-Bay | Low-Bay Luminaires for Commercial and Industrial Buildings | Standard | FALSE | [9 empty] | 42823 |  |  | Yes |  | 4.1 | 7975.82 | 134.14 | 59.46 | 9.31 | 0.98 | 5093 | 83
P7T1G7AC | Stanpro Lighting Systems Inc. | Stanpro | VN4-LS3A-[W;H]/50K/[PC;XXX] | Indoor Luminaires | High-Bay | Low-Bay Luminaires for Commercial and Industrial Buildings | Standard | FALSE | [9 empty] | 42823 |  |  | Yes |  | 4.1 | 7350.4 | 123.62 | 59.46 | 9.31 | 0.98 | 5093 | 83
P6NDCJZB | Stanpro Lighting Systems Inc. | Stanpro | VN8-LS1A-[W;H]/50K/[SFPL;XXX] | Indoor Luminaires | High-Bay | Low-Bay Luminaires for Commercial and Industrial Buildings | Standard | FALSE | [9 empty] | 42823 |  |  | Yes |  | 4.1 | 8412.42 | 137.19 | 61.32 | 11.28 | 0.97 | 5086 | 83
P1683EUD | Stanpro Lighting Systems Inc. | Stanpro | VN8-LS1A-[W;H]/50K/[XXX] | Indoor Luminaires | High-Bay | Low-Bay Luminaires for Commercial and Industrial Buildings | Standard | FALSE | [9 empty] | 42823 |  |  | Yes |  | 4.1 | 8281.12 | 135.05 | 61.32 | 11.28 | 0.97 | 5086 | 83
PAKE8C29 | Stanpro Lighting Systems Inc. | Stanpro | VN8-LS1A-[W;H]/50K/[PC;XXX] | Indoor Luminaires | High-Bay | Low-Bay Luminaires for Commercial and Industrial Buildings | Standard | FALSE | [9 empty] | 42823 |  |  | Yes |  | 4.1 | 7631.76 | 124.46 | 61.32 | 11.28 | 0.97 | 5086 | 83
PASM2XX7 | Stanpro Lighting Systems Inc. | Stanpro | VN8-LS2A-[W;H]/50K/[SFPL;XXX] | Indoor Luminaires | High-Bay | High-Bay Luminaires for Commercial and Industrial Buildings | Standard | FALSE | [9 empty] | 42823 |  |  | Yes |  | 4.1 | 11571.58 | 145.12 | 79.74 | 11.21 | 0.97 | 5085 | 83
PQDTUW64 | Stanpro Lighting Systems Inc. | Stanpro | VN8-LS2A-[W;H]/50K/[XXX] | Indoor Luminaires | High-Bay | High-Bay Luminaires for Commercial and Industrial Buildings | Standard | FALSE | [9 empty] | 42823 |  |  | Yes |  | 4.1 | 11390.98 | 142.85 | 79.74 | 11.21 | 0.97 | 5085 | 83
P67WHBYV | Stanpro Lighting Systems Inc. | Stanpro | VN8-LS2A-[W;H]/50K/[PC;XXX] | Indoor Luminaires | High-Bay | High-Bay Luminaires for Commercial and Industrial Buildings | Standard | FALSE | [9 empty] | 42823 |  |  | Yes |  | 4.1 | 10497.76 | 131.65 | 79.74 | 11.21 | 0.97 | 5085 | 83
PT1KTR8G | Stanpro Lighting Systems Inc. | Stanpro | VN4-LS2A-[W;H]/50K/[SFPL;XXX] | Indoor Luminaires | High-Bay | Low-Bay Luminaires for Commercial and Industrial Buildings | Standard | FALSE | [9 empty] | 42823 |  |  | Yes |  | 4.1 | 5785.79 | 145.12 | 39.87 | 11.21 | 0.97 | 5085 | 83
PETQDEG4 | Stanpro Lighting Systems Inc. | Stanpro | VN4-LS2A-[W;H]/50K/[XXX] | Indoor Luminaires | High-Bay | Low-Bay Luminaires for Commercial and Industrial Buildings | Standard | FALSE | [9 empty] | 42823 |  |  | Yes |  | 4.1 | 5695.49 | 142.85 | 39.87 | 11.21 | 0.97 | 5085 | 83
P84BY1N5 | Stanpro Lighting Systems Inc. | Stanpro | VN4-LS2A-[W;H]/50K/[PC;XXX] | Indoor Luminaires | High-Bay | Low-Bay Luminaires for Commercial and Industrial Buildings | Standard | FALSE | [9 empty] | 42823 |  |  | Yes |  | 4.1 | 5248.88 | 131.65 | 39.87 | 11.21 | 0.97 | 5085 | 83
PTVT9F42 | Stanpro Lighting Systems Inc. | Stanpro | VN8-LS4A-[W;H]/40K/[SFPL;XXX] | Indoor Luminaires | High-Bay | High-Bay Luminaires for Commercial and Industrial Buildings | Standard | FALSE | [9 empty] | 42823 |  |  | Yes |  | 4.1 | 19712.7 | 125.69 | 156.84 | 9.57 | 0.98 | 4101 | 82
PEG51ET2 | Stanpro Lighting Systems Inc. | Stanpro | VN8-LS4A-[W;H]/40K/[XXX] | Indoor Luminaires | High-Bay | High-Bay Luminaires for Commercial and Industrial Buildings | Standard | FALSE | [9 empty] | 42823 |  |  | Yes |  | 4.1 | 19405.05 | 123.73 | 156.84 | 9.57 | 0.98 | 4101 | 82
P7ENC6CZ | Stanpro Lighting Systems Inc. | Stanpro | VN8-LS4A-[W;H]/40K/[PC;XXX] | Indoor Luminaires | High-Bay | High-Bay Luminaires for Commercial and Industrial Buildings | Standard | FALSE | [9 empty] | 42823 |  |  | Yes |  | 4.1 | 17883.41 | 114.02 | 156.84 | 9.57 | 0.98 | 4101 | 82
PC9QKGEU | Stanpro Lighting Systems Inc. | Stanpro | VN4-LS4A-[W;H]/40K/[SFPL;XXX] | Indoor Luminaires | High-Bay | Low-Bay Luminaires for Commercial and Industrial Buildings | Standard | FALSE | [9 empty] | 42823 |  |  | Yes |  | 4.1 | 9856.35 | 125.69 | 78.42 | 9.57 | 0.98 | 4101 | 82
PQRZ5EAB | Stanpro Lighting Systems Inc. | Stanpro | VN4-LS4A-[W;H]/40K/[XXX] | Indoor Luminaires | High-Bay | Low-Bay Luminaires for Commercial and Industrial Buildings | Standard | FALSE | [9 empty] | 42823 |  |  | Yes |  | 4.1 | 9702.52 | 123.73 | 78.42 | 9.57 | 0.98 | 4101 | 82
PJAA6QUE | Stanpro Lighting Systems Inc. | Stanpro | VN4-LS4A-[W;H]/40K/[PC;XXX] | Indoor Luminaires | High-Bay | Low-Bay Luminaires for Commercial and Industrial Buildings | Standard | FALSE | [9 empty] | 42823 |  |  | Yes |  | 4.1 | 8941.7 | 114.02 | 78.42 | 9.57 | 0.98 | 4101 | 82
PJGXB9UG | Stanpro Lighting Systems Inc. | Stanpro | VN8-LS3A-[W;H]/40K/[SFPL;XXX] | Indoor Luminaires | High-Bay | High-Bay Luminaires for Commercial and Industrial Buildings | Standard | FALSE | [9 empty] | 42823 |  |  | Yes |  | 4.1 | 15649.42 | 131.6 | 118.92 | 9.31 | 0.98 | 4093 | 83
PYKSTHJ8 | Stanpro Lighting Systems Inc. | Stanpro | VN8-LS3A-[W;H]/40K/[XXX] | Indoor Luminaires | High-Bay | High-Bay Luminaires for Commercial and Industrial Buildings | Standard | FALSE | [9 empty] | 42823 |  |  | Yes |  | 4.1 | 15405.18 | 129.54 | 118.92 | 9.31 | 0.98 | 4093 | 83
PGJ8W7GA | Stanpro Lighting Systems Inc. | Stanpro | VN8-LS3A-[W;H]/40K/[PC;XXX] | Indoor Luminaires | High-Bay | High-Bay Luminaires for Commercial and Industrial Buildings | Standard | FALSE | [9 empty] | 42823 |  |  | Yes |  | 4.1 | 14197.19 | 119.38 | 118.92 | 9.31 | 0.98 | 4093 | 83
P96PR96S | Stanpro Lighting Systems Inc. | Stanpro | VN4-LS3A-[W;H]/40K/[SFPL;XXX] | Indoor Luminaires | High-Bay | Low-Bay Luminaires for Commercial and Industrial Buildings | Standard | FALSE | [9 empty] | 42823 |  |  | Yes |  | 4.1 | 7824.71 | 131.6 | 59.46 | 9.31 | 0.98 | 4093 | 83
PCJJCDSM | Stanpro Lighting Systems Inc. | Stanpro | VN4-LS3A-[W;H]/40K/[XXX] | Indoor Luminaires | High-Bay | Low-Bay Luminaires for Commercial and Industrial Buildings | Standard | FALSE | [9 empty] | 42823 |  |  | Yes |  | 4.1 | 7702.59 | 129.54 | 59.46 | 9.31 | 0.98 | 4093 | 83
P4PZVFMM | Stanpro Lighting Systems Inc. | Stanpro | VN4-LS3A-[W;H]/40K/[PC;XXX] | Indoor Luminaires | High-Bay | Low-Bay Luminaires for Commercial and Industrial Buildings | Standard | FALSE | [9 empty] | 42823 |  |  | Yes |  | 4.1 | 7098.6 | 119.38 | 59.46 | 9.31 | 0.98 | 4093 | 83
PUWF3Z75 | Stanpro Lighting Systems Inc. | Stanpro | VN8-LS1A-[W;H]/40K/[SFPL;XXX] | Indoor Luminaires | High-Bay | Low-Bay Luminaires for Commercial and Industrial Buildings | Standard | FALSE | [9 empty] | 42823 |  |  | Yes |  | 4.1 | 8124.23 | 132.49 | 61.32 | 11.28 | 0.97 | 4086 | 83
PYJVFUDM | Stanpro Lighting Systems Inc. | Stanpro | VN8-LS1A-[W;H]/40K/[XXX] | Indoor Luminaires | High-Bay | Low-Bay Luminaires for Commercial and Industrial Buildings | Standard | FALSE | [9 empty] | 42823 |  |  | Yes |  | 4.1 | 7997.44 | 130.42 | 61.32 | 11.28 | 0.97 | 4086 | 83
PXHEQRRA | Stanpro Lighting Systems Inc. | Stanpro | VN8-LS1A-[W;H]/40K/[PC;XXX] | Indoor Luminaires | High-Bay | Low-Bay Luminaires for Commercial and Industrial Buildings | Standard | FALSE | [9 empty] | 42823 |  |  | Yes |  | 4.1 | 7370.32 | 120.19 | 61.32 | 11.28 | 0.97 | 4086 | 83
PYT2XN1C | Stanpro Lighting Systems Inc. | Stanpro | VN8-LS2A-[W;H]/40K/[SFPL;XXX] | Indoor Luminaires | High-Bay | High-Bay Luminaires for Commercial and Industrial Buildings | Standard | FALSE | [9 empty] | 42823 |  |  | Yes |  | 4.1 | 11175.17 | 140.15 | 79.74 | 11.21 | 0.97 | 4085 | 83
P27KE39W | Stanpro Lighting Systems Inc. | Stanpro | VN8-LS2A-[W;H]/40K/[XXX] | Indoor Luminaires | High-Bay | High-Bay Luminaires for Commercial and Industrial Buildings | Standard | FALSE | [9 empty] | 42823 |  |  | Yes |  | 4.1 | 11000.76 | 137.96 | 79.74 | 11.21 | 0.97 | 4085 | 83
P9TDH74X | Stanpro Lighting Systems Inc. | Stanpro | VN8-LS2A-[W;H]/40K/[PC;XXX] | Indoor Luminaires | High-Bay | High-Bay Luminaires for Commercial and Industrial Buildings | Standard | FALSE | [9 empty] | 42823 |  |  | Yes |  | 4.1 | 10138.14 | 127.14 | 79.74 | 11.21 | 0.97 | 4085 | 83
P8G9VMHY | Stanpro Lighting Systems Inc. | Stanpro | VN4-LS2A-[W;H]/40K/[SFPL;XXX] | Indoor Luminaires | High-Bay | Low-Bay Luminaires for Commercial and Industrial Buildings | Standard | FALSE | [9 empty] | 42823 |  |  | Yes |  | 4.1 | 5587.59 | 140.15 | 39.87 | 11.21 | 0.97 | 4085 | 83
PTRVSBWB | Stanpro Lighting Systems Inc. | Stanpro | VN4-LS2A-[W;H]/40K/[XXX] | Indoor Luminaires | High-Bay | Low-Bay Luminaires for Commercial and Industrial Buildings | Standard | FALSE | [9 empty] | 42823 |  |  | Yes |  | 4.1 | 5500.38 | 137.96 | 39.87 | 11.21 | 0.97 | 4085 | 83
P4YGPA8E | Stanpro Lighting Systems Inc. | Stanpro | VN4-LS2A-[W;H]/40K/[PC;XXX] | Indoor Luminaires | High-Bay | Low-Bay Luminaires for Commercial and Industrial Buildings | Standard | FALSE | [9 empty] | 42823 |  |  | Yes |  | 4.1 | 5069.07 | 127.14 | 39.87 | 11.21 | 0.97 | 4085 | 83
PSUPS4AC | Stanpro Lighting Systems Inc. | Stanpro | VN8-LS4A-[W;H]/35K/[SFPL;XXX] | Indoor Luminaires | High-Bay | High-Bay Luminaires for Commercial and Industrial Buildings | Standard | FALSE | [9 empty] | 42823 |  |  | Yes |  | 4.1 | 19169.89 | 122.23 | 156.84 | 9.57 | 0.98 | 3601 | 82
P15YV2SW | Stanpro Lighting Systems Inc. | Stanpro | VN8-LS4A-[W;H]/35K/[XXX] | Indoor Luminaires | High-Bay | High-Bay Luminaires for Commercial and Industrial Buildings | Standard | FALSE | [9 empty] | 42823 |  |  | Yes |  | 4.1 | 18870.71 | 120.32 | 156.84 | 9.57 | 0.98 | 3601 | 82
PHZMQETD | Stanpro Lighting Systems Inc. | Stanpro | VN8-LS4A-[W;H]/35K/[PC;XXX] | Indoor Luminaires | High-Bay | High-Bay Luminaires for Commercial and Industrial Buildings | Standard | FALSE | [9 empty] | 42823 |  |  | Yes |  | 4.1 | 17390.97 | 110.88 | 156.84 | 9.57 | 0.98 | 3601 | 82
P8P76T55 | Stanpro Lighting Systems Inc. | Stanpro | VN4-LS4A-[W;H]/35K/[SFPL;XXX] | Indoor Luminaires | High-Bay | Low-Bay Luminaires for Commercial and Industrial Buildings | Standard | FALSE | [9 empty] | 42823 |  |  | Yes |  | 4.1 | 9584.94 | 122.23 | 78.42 | 9.57 | 0.98 | 3601 | 82
P5XB8ZB6 | Stanpro Lighting Systems Inc. | Stanpro | VN4-LS4A-[W;H]/35K/[XXX] | Indoor Luminaires | High-Bay | Low-Bay Luminaires for Commercial and Industrial Buildings | Standard | FALSE | [9 empty] | 42823 |  |  | Yes |  | 4.1 | 9435.35 | 120.32 | 78.42 | 9.57 | 0.98 | 3601 | 82
PWRSVWAD | Stanpro Lighting Systems Inc. | Stanpro | VN4-LS4A-[W;H]/35K/[PC;XXX] | Indoor Luminaires | High-Bay | Low-Bay Luminaires for Commercial and Industrial Buildings | Standard | FALSE | [9 empty] | 42823 |  |  | Yes |  | 4.1 | 8695.48 | 110.88 | 78.42 | 9.57 | 0.98 | 3601 | 82
PV9FDPUJ | Stanpro Lighting Systems Inc. | Stanpro | VN8-LS3A-[W;H]/35K/[SFPL;XXX] | Indoor Luminaires | High-Bay | High-Bay Luminaires for Commercial and Industrial Buildings | Standard | FALSE | [9 empty] | 42823 |  |  | Yes |  | 4.1 | 15218.5 | 127.97 | 118.92 | 9.31 | 0.98 | 3593 | 83
PF2CJB5D | Stanpro Lighting Systems Inc. | Stanpro | VN8-LS3A-[W;H]/35K/[XXX] | Indoor Luminaires | High-Bay | High-Bay Luminaires for Commercial and Industrial Buildings | Standard | FALSE | [9 empty] | 42823 |  |  | Yes |  | 4.1 | 14980.98 | 125.98 | 118.92 | 9.31 | 0.98 | 3593 | 83
P5W9558U | Stanpro Lighting Systems Inc. | Stanpro | VN8-LS3A-[W;H]/35K/[PC;XXX] | Indoor Luminaires | High-Bay | High-Bay Luminaires for Commercial and Industrial Buildings | Standard | FALSE | [9 empty] | 42823 |  |  | Yes |  | 4.1 | 13806.26 | 116.1 | 118.92 | 9.31 | 0.98 | 3593 | 83
PCE9FBAT | Stanpro Lighting Systems Inc. | Stanpro | VN4-LS3A-[W;H]/35K/[SFPL;XXX] | Indoor Luminaires | High-Bay | Low-Bay Luminaires for Commercial and Industrial Buildings | Standard | FALSE | [9 empty] | 42823 |  |  | Yes |  | 4.1 | 7609.25 | 127.97 | 59.46 | 9.31 | 0.98 | 3593 | 83
PWBE2GSA | Stanpro Lighting Systems Inc. | Stanpro | VN4-LS3A-[W;H]/35K/[XXX] | Indoor Luminaires | High-Bay | Low-Bay Luminaires for Commercial and Industrial Buildings | Standard | FALSE | [9 empty] | 42823 |  |  | Yes |  | 4.1 | 7490.49 | 125.98 | 59.46 | 9.31 | 0.98 | 3593 | 83
P1PGPDUV | Stanpro Lighting Systems Inc. | Stanpro | VN4-LS3A-[W;H]/35K/[PC;XXX] | Indoor Luminaires | High-Bay | Low-Bay Luminaires for Commercial and Industrial Buildings | Standard | FALSE | [9 empty] | 42823 |  |  | Yes |  | 4.1 | 6903.13 | 116.1 | 59.46 | 9.31 | 0.98 | 3593 | 83
PWR5KH18 | Stanpro Lighting Systems Inc. | Stanpro | VN8-LS1A-[W;H]/35K/[SFPL;XXX] | Indoor Luminaires | High-Bay | Low-Bay Luminaires for Commercial and Industrial Buildings | Standard | FALSE | [9 empty] | 42823 |  |  | Yes |  | 4.1 | 7900.52 | 128.84 | 61.32 | 11.28 | 0.97 | 3586 | 83
PR4WZBB2 | Stanpro Lighting Systems Inc. | Stanpro | VN8-LS1A-[W;H]/35K/[XXX] | Indoor Luminaires | High-Bay | Low-Bay Luminaires for Commercial and Industrial Buildings | Standard | FALSE | [9 empty] | 42823 |  |  | Yes |  | 4.1 | 7777.22 | 126.83 | 61.32 | 11.28 | 0.97 | 3586 | 83
PWSF17CH | Stanpro Lighting Systems Inc. | Stanpro | VN8-LS1A-[W;H]/35K/[PC;XXX] | Indoor Luminaires | High-Bay | Low-Bay Luminaires for Commercial and Industrial Buildings | Standard | FALSE | [9 empty] | 42823 |  |  | Yes |  | 4.1 | 7167.37 | 116.88 | 61.32 | 11.28 | 0.97 | 3586 | 83
PKN8EX7K | Stanpro Lighting Systems Inc. | Stanpro | VN8-LS2A-[W;H]/35K/[SFPL;XXX] | Indoor Luminaires | High-Bay | High-Bay Luminaires for Commercial and Industrial Buildings | Standard | FALSE | [9 empty] | 42823 |  |  | Yes |  | 4.1 | 10867.45 | 136.29 | 79.74 | 11.21 | 0.97 | 3585 | 83
PUVJYA6C | Stanpro Lighting Systems Inc. | Stanpro | VN8-LS2A-[W;H]/35K/[XXX] | Indoor Luminaires | High-Bay | High-Bay Luminaires for Commercial and Industrial Buildings | Standard | FALSE | [9 empty] | 42823 |  |  | Yes |  | 4.1 | 10697.85 | 134.16 | 79.74 | 11.21 | 0.97 | 3585 | 83
PCB5S5T4 | Stanpro Lighting Systems Inc. | Stanpro | VN8-LS2A-[W;H]/35K/[PC;XXX] | Indoor Luminaires | High-Bay | Low-Bay Luminaires for Commercial and Industrial Buildings | Standard | FALSE | [9 empty] | 42823 |  |  | Yes |  | 4.1 | 9858.98 | 123.64 | 79.74 | 11.21 | 0.97 | 3585 | 83
P2ADS8VH | Stanpro Lighting Systems Inc. | Stanpro | VN4-LS2A-[W;H]/35K/[SFPL;XXX] | Indoor Luminaires | High-Bay | Low-Bay Luminaires for Commercial and Industrial Buildings | Standard | FALSE | [9 empty] | 42823 |  |  | Yes |  | 4.1 | 5433.73 | 136.29 | 39.87 | 11.21 | 0.97 | 3585 | 83
PC7FAEAB | Stanpro Lighting Systems Inc. | Stanpro | VN4-LS2A-[W;H]/35K/[XXX] | Indoor Luminaires | High-Bay | Low-Bay Luminaires for Commercial and Industrial Buildings | Standard | FALSE | [9 empty] | 42823 |  |  | Yes |  | 4.1 | 5348.92 | 134.16 | 39.87 | 11.21 | 0.97 | 3585 | 83
PPUNSZSH | Stanpro Lighting Systems Inc. | Stanpro | VN8-LS4A-[W;H]/30K/[SFPL;XXX] | Indoor Luminaires | High-Bay | High-Bay Luminaires for Commercial and Industrial Buildings | Standard | FALSE | [9 empty] | 42823 |  |  | Yes |  | 4.1 | 18716.88 | 119.34 | 156.84 | 9.57 | 0.98 | 3101 | 82
PTMBFDDS | Stanpro Lighting Systems Inc. | Stanpro | VN8-LS4A-[W;H]/30K/[XXX] | Indoor Luminaires | High-Bay | High-Bay Luminaires for Commercial and Industrial Buildings | Standard | FALSE | [9 empty] | 42823 |  |  | Yes |  | 4.1 | 18424.77 | 117.47 | 156.84 | 9.57 | 0.98 | 3101 | 82
PZ9T9VZ4 | Stanpro Lighting Systems Inc. | Stanpro | VN8-LS4A-[W;H]/30K/[PC;XXX] | Indoor Luminaires | High-Bay | High-Bay Luminaires for Commercial and Industrial Buildings | Standard | FALSE | [9 empty] | 42823 |  |  | Yes |  | 4.1 | 16980 | 108.26 | 156.84 | 9.57 | 0.98 | 3101 | 82
PYBC9A6S | Stanpro Lighting Systems Inc. | Stanpro | VN4-LS4A-[W;H]/30K/[SFPL;XXX] | Indoor Luminaires | High-Bay | Low-Bay Luminaires for Commercial and Industrial Buildings | Standard | FALSE | [9 empty] | 42823 |  |  | Yes |  | 4.1 | 9358.44 | 119.34 | 78.42 | 9.57 | 0.98 | 3101 | 82
PJRXWRU7 | Stanpro Lighting Systems Inc. | Stanpro | VN4-LS4A-[W;H]/30K/[XXX] | Indoor Luminaires | High-Bay | Low-Bay Luminaires for Commercial and Industrial Buildings | Standard | FALSE | [9 empty] | 42823 |  |  | Yes |  | 4.1 | 9212.39 | 117.47 | 78.42 | 9.57 | 0.98 | 3101 | 82
PC6Q1FDK | Stanpro Lighting Systems Inc. | Stanpro | VN8-LS3A-[W;H]/30K/[SFPL;XXX] | Indoor Luminaires | High-Bay | High-Bay Luminaires for Commercial and Industrial Buildings | Standard | FALSE | [9 empty] | 42823 |  |  | Yes |  | 4.1 | 14858.87 | 124.95 | 118.92 | 9.31 | 0.98 | 3093 | 83
PC5QARDV | Stanpro Lighting Systems Inc. | Stanpro | VN8-LS3A-[W;H]/30K/[XXX] | Indoor Luminaires | High-Bay | High-Bay Luminaires for Commercial and Industrial Buildings | Standard | FALSE | [9 empty] | 42823 |  |  | Yes |  | 4.1 | 14626.97 | 123 | 118.92 | 9.31 | 0.98 | 3093 | 83
PJ4EEQNK | Stanpro Lighting Systems Inc. | Stanpro | VN8-LS3A-[W;H]/30K/[PC;XXX] | Indoor Luminaires | High-Bay | High-Bay Luminaires for Commercial and Industrial Buildings | Standard | FALSE | [9 empty] | 42823 |  |  | Yes |  | 4.1 | 13480 | 113.35 | 118.92 | 9.31 | 0.98 | 3093 | 83
PJC1VCBN | Stanpro Lighting Systems Inc. | Stanpro | VN4-LS3A-[W;H]/30K/[SFPL;XXX] | Indoor Luminaires | High-Bay | Low-Bay Luminaires for Commercial and Industrial Buildings | Standard | FALSE | [9 empty] | 42823 |  |  | Yes |  | 4.1 | 7429.43 | 124.95 | 59.46 | 9.31 | 0.98 | 3093 | 83
PEBU9FMA | Stanpro Lighting Systems Inc. | Stanpro | VN4-LS3A-[W;H]/30K/[XXX] | Indoor Luminaires | High-Bay | Low-Bay Luminaires for Commercial and Industrial Buildings | Standard | FALSE | [9 empty] | 42823 |  |  | Yes |  | 4.1 | 7313.48 | 123 | 59.46 | 9.31 | 0.98 | 3093 | 83
P62EUTRB | Stanpro Lighting Systems Inc. | Stanpro | VN4-LS3A-[W;H]/30K/[PC;XXX] | Indoor Luminaires | High-Bay | Low-Bay Luminaires for Commercial and Industrial Buildings | Standard | FALSE | [9 empty] | 42823 |  |  | Yes |  | 4.1 | 6740 | 113.35 | 59.46 | 9.31 | 0.98 | 3093 | 83
P3Q9SA6F | Stanpro Lighting Systems Inc. | Stanpro | VN8-LS1A-[W;H]/30K/[SFPL;XXX] | Indoor Luminaires | High-Bay | Low-Bay Luminaires for Commercial and Industrial Buildings | Standard | FALSE | [9 empty] | 42823 |  |  | Yes |  | 4.1 | 7713.82 | 125.8 | 61.32 | 11.28 | 0.97 | 3086 | 83
PU93GE9G | Stanpro Lighting Systems Inc. | Stanpro | VN8-LS1A-[W;H]/30K/[XXX] | Indoor Luminaires | High-Bay | Low-Bay Luminaires for Commercial and Industrial Buildings | Standard | FALSE | [9 empty] | 42823 |  |  | Yes |  | 4.1 | 7593.44 | 123.83 | 61.32 | 11.28 | 0.97 | 3086 | 83
PVU9CHFN | Stanpro Lighting Systems Inc. | Stanpro | VN8-LS1A-[W;H]/30K/[PC;XXX] | Indoor Luminaires | High-Bay | Low-Bay Luminaires for Commercial and Industrial Buildings | Standard | FALSE | [9 empty] | 42823 |  |  | Yes |  | 4.1 | 6998 | 114.12 | 61.32 | 11.28 | 0.97 | 3086 | 83
PM56DEMQ | Stanpro Lighting Systems Inc. | Stanpro | VN8-LS2A-[W;H]/30K/[SFPL;XXX] | Indoor Luminaires | High-Bay | High-Bay Luminaires for Commercial and Industrial Buildings | Standard | FALSE | [9 empty] | 42823 |  |  | Yes |  | 4.1 | 10610.64 | 133.07 | 79.74 | 11.21 | 0.97 | 3085 | 83
P5X4W2A7 | Stanpro Lighting Systems Inc. | Stanpro | VN8-LS2A-[W;H]/30K/[XXX] | Indoor Luminaires | High-Bay | High-Bay Luminaires for Commercial and Industrial Buildings | Standard | FALSE | [9 empty] | 42823 |  |  | Yes |  | 4.1 | 10445.04 | 130.99 | 79.74 | 11.21 | 0.97 | 3085 | 83
PKWV2BHJ | Stanpro Lighting Systems Inc. | Stanpro | VN8-LS2A-[W;H]/30K/[PC;XXX] | Indoor Luminaires | High-Bay | Low-Bay Luminaires for Commercial and Industrial Buildings | Standard | FALSE | [9 empty] | 42823 |  |  | Yes |  | 4.1 | 9626 | 120.72 | 79.74 | 11.21 | 0.97 | 3085 | 83
PHPNVR9C | Stanpro Lighting Systems Inc. | Stanpro | VN4-LS2A-[W;H]/30K/[SFPL;XXX] | Indoor Luminaires | High-Bay | Low-Bay Luminaires for Commercial and Industrial Buildings | Standard | FALSE | [9 empty] | 42823 |  |  | Yes |  | 4.1 | 5305.32 | 133.07 | 39.87 | 11.21 | 0.97 | 3085 | 83
P82521XP | Stanpro Lighting Systems Inc. | Stanpro | VN4-LS2A-[W;H]/30K/[XXX] | Indoor Luminaires | High-Bay | Low-Bay Luminaires for Commercial and Industrial Buildings | Standard | FALSE | [9 empty] | 42823 |  |  | Yes |  | 4.1 | 5222.52 | 130.99 | 39.87 | 11.21 | 0.97 | 3085 | 83
PMXSXXMG | Fine Technix Co. Ltd | Fine Technix | HSP140L3-L850([BABR]-A1R) | Indoor Luminaires | High-Bay | High-Bay Luminaires for Commercial and Industrial Buildings | Premium | TRUE | 20495 | 140 | 146.1 | 18.983 | 0.9522 | 5182 | 82.4 | 5 | 50000 | 42823 |  |  | No |  | 4.1 | 20495 | 140 | 146.1 | 12.16 | 0.99 | 5182 | 82.4
PRQ47QE1 | Delviro | Delviro | AIRFLEX-2-80-4K-[UH]-FR-X-X-X-X-X | Indoor Luminaires | High-Bay | High-Bay Luminaires for Commercial and Industrial Buildings | Standard | TRUE | 9710 | 119.1 | 81.5 | 6.44 | 0.997 | 4109 | 85.67 | 5 | 50000 | 42822 |  |  | Yes |  | 4.1 | 9334.29 | 118.6 | 78.71 | 6.71 | 0.99 | 4105.01 | 85.73
PN2ZSXMR | Delviro | Delviro | AIRFLEX-4-480-5K-[UH]-NL-X-X-X-X-X | Indoor Luminaires | High-Bay | High-Bay Luminaires for Commercial and Industrial Buildings | Premium | TRUE | 74309 | 150.1 | 495.01 | 6.25 | 0.997 | 5069 | 82.42 | 5 | 50000 | 42822 |  |  | Yes |  | 4.1 | 71433.77 | 149.43 | 478.04 | 6.52 | 0.99 | 5064.08 | 82.48
P11BJ4PQ | Delviro | Delviro | AIRFLEX-2-135-4K-[UH]-NL-X-X-X-X-X | Indoor Luminaires | High-Bay | High-Bay Luminaires for Commercial and Industrial Buildings | Premium | TRUE | 18789 | 136.4 | 137.71 | 7.74 | 0.9955 | 4118 | 85.77 | 5 | 50000 | 42822 |  |  | Yes |  | 4.1 | 18062 | 135.8 | 132.99 | 8.07 | 0.99 | 4114 | 85.73
P6391GD5 | Delviro | Delviro | AIRFLEX-4-480-4K-[UH]-FR-X-X-X-X-X | Indoor Luminaires | High-Bay | High-Bay Luminaires for Commercial and Industrial Buildings | Standard | TRUE | 51758 | 105.2 | 492.23 | 6.74 | 0.994 | 3909 | 84.37 | 5 | 50000 | 42822 |  |  | Yes |  | 4.1 | 51758 | 105.15 | 492.23 | 6.38 | 1 | 4055 | 84.23
PWSA5SQA | Delviro | Delviro | AIRFLEX-2-135-5K-[UH]-CL-X-X-X-X-X | Indoor Luminaires | High-Bay | High-Bay Luminaires for Commercial and Industrial Buildings | Premium | FALSE | [9 empty] | 42822 |  |  | Yes |  | 4.1 | 20036.61 | 154.73 | 129.51 | 8.24 | 0.99 | 5192.43 | 83.51
P7WC5Y1G | Delviro | Delviro | AIRFLEX-2-110-5K-[UH]-CL-X-X-X-X-X | Indoor Luminaires | High-Bay | High-Bay Luminaires for Commercial and Industrial Buildings | Premium | FALSE | [9 empty] | 42822 |  |  | Yes |  | 4.1 | 16500.06 | 156.33 | 105.59 | 7.72 | 0.99 | 5181.09 | 83.46
PQ7UPFF4 | Delviro | Delviro | AIRFLEX-2-95-5K-[UH]-CL-X-X-X-X-X | Indoor Luminaires | High-Bay | High-Bay Luminaires for Commercial and Industrial Buildings | Premium | FALSE | [9 empty] | 42822 |  |  | Yes |  | 4.1 | 14250.05 | 156.33 | 91.19 | 6.67 | 0.99 | 5181.09 | 83.46
PC3F7H76 | Delviro | Delviro | AIRFLEX-2-135-5K-[UH]-FR-X-X-X-X-X | Indoor Luminaires | High-Bay | High-Bay Luminaires for Commercial and Industrial Buildings | Premium | FALSE | [9 empty] | 42822 |  |  | Yes |  | 4.1 | 17898.39 | 138.3 | 129.39 | 8.24 | 0.99 | 5181.08 | 83.51
PUUZHWDV | Delviro | Delviro | AIRFLEX-2-135-5K-[UH]-NL-X-X-X-X-X | Indoor Luminaires | High-Bay | High-Bay Luminaires for Commercial and Industrial Buildings | Premium | FALSE | [9 empty] | 42822 |  |  | Yes |  | 4.1 | 21111.26 | 162.65 | 129.78 | 8.24 | 0.99 | 5181.08 | 83.41
PZ62EEA2 | Delviro | Delviro | AIRFLEX-2-110-5K-[UH]-FR-X-X-X-X-X | Indoor Luminaires | High-Bay | High-Bay Luminaires for Commercial and Industrial Buildings | Premium | FALSE | [9 empty] | 42822 |  |  | Yes |  | 4.1 | 14739.24 | 139.72 | 105.5 | 7.72 | 0.99 | 5175.42 | 83.46
PKU151MB | Delviro | Delviro | AIRFLEX-2-95-5K-[UH]-FR-X-X-X-X-X | Indoor Luminaires | High-Bay | High-Bay Luminaires for Commercial and Industrial Buildings | Premium | FALSE | [9 empty] | 42822 |  |  | Yes |  | 4.1 | 12729.34 | 139.72 | 91.11 | 6.67 | 0.99 | 5175.42 | 83.46
P8A5V5KD | Delviro | Delviro | AIRFLEX-2-110-5K-[UH]-NL-X-X-X-X-X | Indoor Luminaires | High-Bay | High-Bay Luminaires for Commercial and Industrial Buildings | Premium | FALSE | [9 empty] | 42822 |  |  | Yes |  | 4.1 | 17385.02 | 164.3 | 105.81 | 7.72 | 0.99 | 5175.42 | 83.41
PYUKZNN6 | Delviro | Delviro | AIRFLEX-2-95-5K-[UH]-NL-X-X-X-X-X | Indoor Luminaires | High-Bay | High-Bay Luminaires for Commercial and Industrial Buildings | Premium | FALSE | [9 empty] | 42822 |  |  | Yes |  | 4.1 | 15014.33 | 164.33 | 91.38 | 6.67 | 0.99 | 5175.42 | 83.41
PTAFV5BV | Delviro | Delviro | AIRFLEX-2-80-5K-[UH]-NL-X-X-X-X-X | Indoor Luminaires | High-Bay | High-Bay Luminaires for Commercial and Industrial Buildings | Premium | FALSE | [9 empty] | 42822 |  |  | Yes |  | 4.1 | 12868.55 | 167.05 | 77.03 | 6.86 | 0.99 | 5169.76 | 83.41
PP99KKGE | Delviro | Delviro | AIRFLEX-2-80-5K-[UH]-CL-X-X-X-X-X | Indoor Luminaires | High-Bay | High-Bay Luminaires for Commercial and Industrial Buildings | Premium | FALSE | [9 empty] | 42822 |  |  | Yes |  | 4.1 | 12213.49 | 158.88 | 76.87 | 6.86 | 0.99 | 5169.76 | 83.41
PXMVUAW7 | Delviro | Delviro | AIRFLEX-2-80-5K-[UH]-FR-X-X-X-X-X | Indoor Luminaires | High-Bay | High-Bay Luminaires for Commercial and Industrial Buildings | Premium | FALSE | [9 empty] | 42822 |  |  | Yes |  | 4.1 | 10910.12 | 142.05 | 76.8 | 6.86 | 0.99 | 5169.76 | 83.41
PPBJ1V6F | Delviro | Delviro | AIRFLEX-2-135C-5K-[UH]-CL-X-X-X-X-X | Indoor Luminaires | High-Bay | High-Bay Luminaires for Commercial and Industrial Buildings | Premium | FALSE | [9 empty] | 42822 |  |  | Yes |  | 4.1 | 21515.15 | 167.77 | 128.21 | 8.39 | 0.99 | 5109.86 | 85.73
PX3GJPCQ | Delviro | Delviro | AIRFLEX-2-135C-5K-[UH]-FR-X-X-X-X-X | Indoor Luminaires | High-Bay | High-Bay Luminaires for Commercial and Industrial Buildings | Premium | FALSE | [9 empty] | 42822 |  |  | Yes |  | 4.1 | 19219.14 | 149.9 | 128.1 | 8.39 | 0.99 | 5109.86 | 85.73
PE1J4TZF | Delviro | Delviro | AIRFLEX-2-135C-5K-[UH]-NL-X-X-X-X-X | Indoor Luminaires | High-Bay | High-Bay Luminaires for Commercial and Industrial Buildings | Premium | FALSE | [9 empty] | 42822 |  |  | Yes |  | 4.1 | 22669.09 | 176.38 | 128.48 | 8.39 | 0.99 | 5109.86 | 81.31
PVQG7Y4F | Delviro | Delviro | AIRFLEX-4-480-5K-H-FR-X-X-X-X-X | Indoor Luminaires | High-Bay | High-Bay Luminaires for Commercial and Industrial Buildings | Standard | FALSE | [9 empty] | 42822 |  |  | Yes |  | 4.1 | 60495.87 | 125.95 | 480.33 | 6.52 | 1 | 5106.78 | 81.95
P9FNCRJE | Delviro | Delviro | AIRFLEX-2-110C-5K-[UH]-CL-X-X-X-X-X | Indoor Luminaires | High-Bay | High-Bay Luminaires for Commercial and Industrial Buildings | Premium | FALSE | [9 empty] | 42822 |  |  | Yes |  | 4.1 | 17717.62 | 169.46 | 104.53 | 7.86 | 0.99 | 5104.28 | 85.73
P8MNA7DW | Delviro | Delviro | AIRFLEX-2-110C-5K-[UH]-FR-X-X-X-X-X | Indoor Luminaires | High-Bay | High-Bay Luminaires for Commercial and Industrial Buildings | Premium | FALSE | [9 empty] | 42822 |  |  | Yes |  | 4.1 | 15826.87 | 151.44 | 104.44 | 7.86 | 0.99 | 5104.28 | 85.73
PRNVH3X9 | Delviro | Delviro | AIRFLEX-2-95C-5K-[UH]-CL-X-X-X-X-X | Indoor Luminaires | High-Bay | High-Bay Luminaires for Commercial and Industrial Buildings | Premium | FALSE | [9 empty] | 42822 |  |  | Yes |  | 4.1 | 15301.58 | 169.46 | 90.28 | 6.79 | 0.99 | 5104.28 | 85.73
PCPVMBBV | Delviro | Delviro | AIRFLEX-2-95C-5K-[UH]-FR-X-X-X-X-X | Indoor Luminaires | High-Bay | High-Bay Luminaires for Commercial and Industrial Buildings | Premium | FALSE | [9 empty] | 42822 |  |  | Yes |  | 4.1 | 13668.66 | 151.44 | 90.2 | 6.79 | 0.99 | 5104.28 | 85.73
PDQZJJV5 | Delviro | Delviro | AIRFLEX-2-110C-5K-[UH]-NL-X-X-X-X-X | Indoor Luminaires | High-Bay | High-Bay Luminaires for Commercial and Industrial Buildings | Premium | FALSE | [9 empty] | 42822 |  |  | Yes |  | 4.1 | 18667.88 | 178.21 | 104.75 | 7.86 | 0.99 | 5104.28 | 81.31
P2Q2VB52 | Delviro | Delviro | AIRFLEX-2-95C-5K-[UH]-NL-X-X-X-X-X | Indoor Luminaires | High-Bay | High-Bay Luminaires for Commercial and Industrial Buildings | Premium | FALSE | [9 empty] | 42822 |  |  | Yes |  | 4.1 | 16122.26 | 178.21 | 90.47 | 6.79 | 0.99 | 5104.28 | 81.31
PVV9KVA3 | Delviro | Delviro | AIRFLEX-2-80C-5K-[UH]-CL-X-X-X-X-X | Indoor Luminaires | High-Bay | High-Bay Luminaires for Commercial and Industrial Buildings | Premium | FALSE | [9 empty] | 42822 |  |  | Yes |  | 4.1 | 13114.75 | 172.29 | 76.1 | 6.98 | 0.99 | 5098.69 | 85.73
P5YZ4C65 | Delviro | Delviro | AIRFLEX-2-80C-5K-[UH]-FR-X-X-X-X-X | Indoor Luminaires | High-Bay | High-Bay Luminaires for Commercial and Industrial Buildings | Premium | FALSE | [9 empty] | 42822 |  |  | Yes |  | 4.1 | 11715.2 | 154.04 | 76.04 | 6.98 | 0.99 | 5098.69 | 85.73
PX9Y3X5Q | Delviro | Delviro | AIRFLEX-2-80C-5K-[UH]-NL-X-X-X-X-X | Indoor Luminaires | High-Bay | High-Bay Luminaires for Commercial and Industrial Buildings | Premium | FALSE | [9 empty] | 42822 |  |  | Yes |  | 4.1 | 13818.14 | 181.19 | 76.26 | 6.98 | 0.99 | 5098.69 | 81.31
P2Q5K9CF | Delviro | Delviro | AIRFLEX-4-480-5K-U-FR-X-X-X-X-X | Indoor Luminaires | High-Bay | High-Bay Luminaires for Commercial and Industrial Buildings | Standard | FALSE | [9 empty] | 42822 |  |  | Yes |  | 4.1 | 63009.55 | 127.52 | 494.13 | 6.25 | 1 | 5069 | 82.42
P3C747RC | Delviro | Delviro | AIRFLEX-4-480-5K-[UH]-CL-X-X-X-X-X | Indoor Luminaires | High-Bay | High-Bay Luminaires for Commercial and Industrial Buildings | Premium | FALSE | [9 empty] | 42822 |  |  | Yes |  | 4.1 | 68294.74 | 143.01 | 477.56 | 6.52 | 0.99 | 5064.08 | 82.48
P52K6SHV | Delviro | Delviro | AIRFLEX-4-400-5K-[UH]-NL-X-X-X-X-X | Indoor Luminaires | High-Bay | High-Bay Luminaires for Commercial and Industrial Buildings | Premium | FALSE | [9 empty] | 42822 |  |  | Yes |  | 4.1 | 59684.91 | 150.01 | 397.87 | 6 | 0.99 | 5060.3 | 82.55
P1X6EXRK | Delviro | Delviro | AIRFLEX-4-400-5K-[UH]-CL-X-X-X-X-X | Indoor Luminaires | High-Bay | High-Bay Luminaires for Commercial and Industrial Buildings | Premium | FALSE | [9 empty] | 42822 |  |  | Yes |  | 4.1 | 57062.16 | 143.57 | 397.46 | 6 | 0.99 | 5060.3 | 82.55
PVTXXM2M | Delviro | Delviro | AIRFLEX-4-400-5K-[UH]-FR-X-X-X-X-X | Indoor Luminaires | High-Bay | High-Bay Luminaires for Commercial and Industrial Buildings | Standard | FALSE | [9 empty] | 42822 |  |  | Yes |  | 4.1 | 50609.2 | 127.43 | 397.16 | 6 | 0.99 | 5060.3 | 82.55
P937VNGC | Delviro | Delviro | AIRFLEX-4-320-5K-[UH]-NL-X-X-X-X-X | Indoor Luminaires | High-Bay | High-Bay Luminaires for Commercial and Industrial Buildings | Premium | FALSE | [9 empty] | 42822 |  |  | Yes |  | 4.1 | 47936.05 | 150.89 | 317.69 | 5.49 | 0.99 | 5056.53 | 82.62
PSRY6QMW | Delviro | Delviro | AIRFLEX-4-320-5K-[UH]-CL-X-X-X-X-X | Indoor Luminaires | High-Bay | High-Bay Luminaires for Commercial and Industrial Buildings | Premium | FALSE | [9 empty] | 42822 |  |  | Yes |  | 4.1 | 45829.58 | 144.41 | 317.37 | 5.49 | 0.99 | 5056.53 | 82.62
PHB9RXAV | Delviro | Delviro | AIRFLEX-4-320-5K-[UH]-FR-X-X-X-X-X | Indoor Luminaires | High-Bay | High-Bay Luminaires for Commercial and Industrial Buildings | Standard | FALSE | [9 empty] | 42822 |  |  | Yes |  | 4.1 | 40646.88 | 128.17 | 317.13 | 5.49 | 0.99 | 5056.53 | 82.62
PHE89BD2 | Delviro | Delviro | AIRFLEX-4-240-5K-[UH]-NL-X-X-X-X-X | Indoor Luminaires | High-Bay | High-Bay Luminaires for Commercial and Industrial Buildings | Premium | FALSE | [9 empty] | 42822 |  |  | Yes |  | 4.1 | 36422.34 | 153.84 | 236.76 | 5.84 | 0.99 | 5048.98 | 82.76
PWWWPUUZ | Delviro | Delviro | AIRFLEX-4-240-5K-[UH]-CL-X-X-X-X-X | Indoor Luminaires | High-Bay | High-Bay Luminaires for Commercial and Industrial Buildings | Premium | FALSE | [9 empty] | 42822 |  |  | Yes |  | 4.1 | 34821.83 | 147.23 | 236.52 | 5.84 | 0.99 | 5048.98 | 82.76
P79YNV91 | Delviro | Delviro | AIRFLEX-4-240-5K-[UH]-FR-X-X-X-X-X | Indoor Luminaires | High-Bay | High-Bay Luminaires for Commercial and Industrial Buildings | Standard | FALSE | [9 empty] | 42822 |  |  | Yes |  | 4.1 | 30883.95 | 130.68 | 236.34 | 5.84 | 0.99 | 5048.98 | 82.76
PYKCMUSS | Delviro | Delviro | AIRFLEX-4-190-5K-[UH]-NL-X-X-X-X-X | Indoor Luminaires | High-Bay | High-Bay Luminaires for Commercial and Industrial Buildings | Premium | FALSE | [9 empty] | 42822 |  |  | Yes |  | 4.1 | 29672.09 | 160.61 | 184.75 | 7.68 | 0.99 | 5041.43 | 82.91
P3WH8Z86 | Delviro | Delviro | AIRFLEX-4-190-5K-[UH]-CL-X-X-X-X-X | Indoor Luminaires | High-Bay | High-Bay Luminaires for Commercial and Industrial Buildings | Premium | FALSE | [9 empty] | 42822 |  |  | Yes |  | 4.1 | 28368.2 | 153.71 | 184.56 | 7.68 | 0.99 | 5041.43 | 82.91
P6DYN848 | Delviro | Delviro | AIRFLEX-4-190-5K-[UH]-FR-X-X-X-X-X | Indoor Luminaires | High-Bay | High-Bay Luminaires for Commercial and Industrial Buildings | Premium | FALSE | [9 empty] | 42822 |  |  | Yes |  | 4.1 | 25160.14 | 136.43 | 184.42 | 7.68 | 0.99 | 5041.43 | 82.91
P983QPER | Delviro | Delviro | AIRFLEX-4-160-5K-[UH]-CL-X-X-X-X-X | Indoor Luminaires | High-Bay | High-Bay Luminaires for Commercial and Industrial Buildings | Premium | FALSE | [9 empty] | 42822 |  |  | Yes |  | 4.1 | 25382.07 | 153.71 | 165.13 | 6.87 | 0.99 | 5041.43 | 82.91
PUNDB2Y7 | Delviro | Delviro | AIRFLEX-4-160-5K-[UH]-NL-X-X-X-X-X | Indoor Luminaires | High-Bay | High-Bay Luminaires for Commercial and Industrial Buildings | Premium | FALSE | [9 empty] | 42822 |  |  | Yes |  | 4.1 | 24987.02 | 160.61 | 155.57 | 6.47 | 0.99 | 5041.43 | 82.91
PD5FRGUN | Delviro | Delviro | AIRFLEX-4-160-5K-[UH]-FR-X-X-X-X-X | Indoor Luminaires | High-Bay | High-Bay Luminaires for Commercial and Industrial Buildings | Premium | FALSE | [9 empty] | 42822 |  |  | Yes |  | 4.1 | 21187.49 | 136.43 | 155.3 | 6.47 | 0.94 | 5041.43 | 82.91
P762SM8Z | Delviro | Delviro | AIRFLEX-4-110-5K-[UH]-FR-X-X-X-X-X | Indoor Luminaires | High-Bay | High-Bay Luminaires for Commercial and Industrial Buildings | Premium | FALSE | [9 empty] | 42822 |  |  | Yes |  | 4.1 | 15584.46 | 143.73 | 108.43 | 6.85 | 0.97 | 5040.49 | 82.91
P8KX6MR2 | Delviro | Delviro | AIRFLEX-4-135-5K-[UH]-NL-X-X-X-X-X | Indoor Luminaires | High-Bay | High-Bay Luminaires for Commercial and Industrial Buildings | Premium | FALSE | [9 empty] | 42822 |  |  | Yes |  | 4.1 | 21611.89 | 166.8 | 129.57 | 7.39 | 0.99 | 5037.65 | 82.98
PWXHKJDH | Delviro | Delviro | AIRFLEX-4-135-5K-[UH]-CL-X-X-X-X-X | Indoor Luminaires | High-Bay | High-Bay Luminaires for Commercial and Industrial Buildings | Premium | FALSE | [9 empty] | 42822 |  |  | Yes |  | 4.1 | 20662.2 | 159.63 | 129.44 | 7.39 | 0.99 | 5037.65 | 82.98
PFPX2XD1 | Delviro | Delviro | AIRFLEX-4-135-5K-[UH]-FR-X-X-X-X-X | Indoor Luminaires | High-Bay | High-Bay Luminaires for Commercial and Industrial Buildings | Premium | FALSE | [9 empty] | 42822 |  |  | Yes |  | 4.1 | 18325.58 | 141.69 | 129.34 | 7.39 | 0.99 | 5037.65 | 82.98
P1WP76B8 | Delviro | Delviro | AIRFLEX-4-95-5K-[UH]-NL-X-X-X-X-X | Indoor Luminaires | High-Bay | High-Bay Luminaires for Commercial and Industrial Buildings | Premium | FALSE | [9 empty] | 42822 |  |  | Yes |  | 4.1 | 15208.37 | 166.8 | 91.18 | 7.39 | 0.99 | 5037.65 | 82.98
PRSU3EKM | Delviro | Delviro | AIRFLEX-4-110-5K-[UH]-NL-X-X-X-X-X | Indoor Luminaires | High-Bay | High-Bay Luminaires for Commercial and Industrial Buildings | Premium | FALSE | [9 empty] | 42822 |  |  | Yes |  | 4.1 | 17609.69 | 166.8 | 105.57 | 7.07 | 0.95 | 5037.65 | 82.98
PZGSMS4E | Delviro | Delviro | AIRFLEX-4-110-5K-[UH]-CL-X-X-X-X-X | Indoor Luminaires | High-Bay | High-Bay Luminaires for Commercial and Industrial Buildings | Premium | FALSE | [9 empty] | 42822 |  |  | Yes |  | 4.1 | 17571.57 | 161.93 | 108.51 | 6.85 | 0.97 | 5036.71 | 79.37
PPMQ26VG | Delviro | Delviro | AIRFLEX-4-480C-5K-[UH]-FR-X-X-X-X-X | Indoor Luminaires | High-Bay | High-Bay Luminaires for Commercial and Industrial Buildings | Premium | FALSE | [9 empty] | 42822 |  |  | Yes |  | 4.1 | 64959.95 | 136.58 | 475.53 | 6.63 | 1 | 5036.58 | 79.89
PB7VU8CJ | Delviro | Delviro | AIRFLEX-4-95-5K-[UH]-CL-X-X-X-X-X | Indoor Luminaires | High-Bay | High-Bay Luminaires for Commercial and Industrial Buildings | Premium | FALSE | [9 empty] | 42822 |  |  | Yes |  | 4.1 | 16078.36 | 165 | 97.45 | 6.93 | 0.95 | 5035.77 | 82.98
PMXPUC73 | Delviro | Delviro | AIRFLEX-4-95-5K-[UH]-FR-X-X-X-X-X | Indoor Luminaires | High-Bay | High-Bay Luminaires for Commercial and Industrial Buildings | Premium | FALSE | [9 empty] | 42822 |  |  | Yes |  | 4.1 | 14260.11 | 146.45 | 97.37 | 6.93 | 0.95 | 5035.77 | 82.98
PFBYQUYK | Delviro | Delviro | AIRFLEX-4-80-5K-[UH]-NL-X-X-X-X-X | Indoor Luminaires | High-Bay | High-Bay Luminaires for Commercial and Industrial Buildings | Premium | FALSE | [9 empty] | 42822 |  |  | Yes |  | 4.1 | 13551.7 | 182.17 | 74.39 | 7.1 | 0.99 | 5033.88 | 83.05
PF6X396N | Delviro | Delviro | AIRFLEX-4-80-5K-[UH]-CL-X-X-X-X-X | Indoor Luminaires | High-Bay | High-Bay Luminaires for Commercial and Industrial Buildings | Premium | FALSE | [9 empty] | 42822 |  |  | Yes |  | 4.1 | 12956.19 | 174.34 | 74.32 | 7.1 | 0.99 | 5033.88 | 83.05
P8NWJH2B | Delviro | Delviro | AIRFLEX-4-80-5K-[UH]-FR-X-X-X-X-X | Indoor Luminaires | High-Bay | High-Bay Luminaires for Commercial and Industrial Buildings | Premium | FALSE | [9 empty] | 42822 |  |  | Yes |  | 4.1 | 11491.02 | 154.74 | 74.26 | 7.1 | 0.99 | 5033.88 | 83.05
PKZJ8MSC | Delviro | Delviro | AIRFLEX-4-480C-5K-[UH]-NL-X-X-X-X-X | Indoor Luminaires | High-Bay | High-Bay Luminaires for Commercial and Industrial Buildings | Premium | FALSE | [9 empty] | 42822 |  |  | Yes |  | 4.1 | 76704.98 | 162.04 | 473.26 | 6.63 | 0.99 | 4994.46 | 80.4
PPZ3YGNY | Delviro | Delviro | AIRFLEX-4-480C-5K-[UH]-CL-X-X-X-X-X | Indoor Luminaires | High-Bay | High-Bay Luminaires for Commercial and Industrial Buildings | Premium | FALSE | [9 empty] | 42822 |  |  | Yes |  | 4.1 | 73334.31 | 155.08 | 472.78 | 6.63 | 0.99 | 4994.46 | 80.4
PGYG9WDB | Delviro | Delviro | AIRFLEX-4-400C-5K-[UH]-NL-X-X-X-X-X | Indoor Luminaires | High-Bay | High-Bay Luminaires for Commercial and Industrial Buildings | Premium | FALSE | [9 empty] | 42822 |  |  | Yes |  | 4.1 | 64089.16 | 162.68 | 393.88 | 6.11 | 0.99 | 4990.74 | 80.47
PXC73KMQ | Delviro | Delviro | AIRFLEX-4-400C-5K-[UH]-CL-X-X-X-X-X | Indoor Luminaires | High-Bay | High-Bay Luminaires for Commercial and Industrial Buildings | Premium | FALSE | [9 empty] | 42822 |  |  | Yes |  | 4.1 | 61272.87 | 155.69 | 393.49 | 6.11 | 0.99 | 4990.74 | 80.47
PJK8BQ1W | Delviro | Delviro | AIRFLEX-4-400C-5K-[UH]-FR-X-X-X-X-X | Indoor Luminaires | High-Bay | High-Bay Luminaires for Commercial and Industrial Buildings | Premium | FALSE | [9 empty] | 42822 |  |  | Yes |  | 4.1 | 54343.74 | 138.19 | 393.19 | 6.11 | 0.99 | 4990.74 | 80.47
PNF1NMH5 | Delviro | Delviro | AIRFLEX-4-320C-5K-[UH]-NL-X-X-X-X-X | Indoor Luminaires | High-Bay | High-Bay Luminaires for Commercial and Industrial Buildings | Premium | FALSE | [9 empty] | 42822 |  |  | Yes |  | 4.1 | 51473.33 | 163.63 | 314.51 | 5.59 | 0.99 | 4987.02 | 80.54
PN1JCCAB | Delviro | Delviro | AIRFLEX-4-320C-5K-[UH]-CL-X-X-X-X-X | Indoor Luminaires | High-Bay | High-Bay Luminaires for Commercial and Industrial Buildings | Premium | FALSE | [9 empty] | 42822 |  |  | Yes |  | 4.1 | 49211.42 | 156.6 | 314.19 | 5.59 | 0.99 | 4987.02 | 80.54
PUS5J27W | Delviro | Delviro | AIRFLEX-4-320C-5K-[UH]-FR-X-X-X-X-X | Indoor Luminaires | High-Bay | High-Bay Luminaires for Commercial and Industrial Buildings | Premium | FALSE | [9 empty] | 42822 |  |  | Yes |  | 4.1 | 43646.28 | 138.99 | 313.95 | 5.59 | 0.99 | 4987.02 | 80.54
P7W63TBD | Delviro | Delviro | AIRFLEX-4-240C-5K-[UH]-NL-X-X-X-X-X | Indoor Luminaires | High-Bay | High-Bay Luminaires for Commercial and Industrial Buildings | Premium | FALSE | [9 empty] | 42822 |  |  | Yes |  | 4.1 | 39110.01 | 166.83 | 234.39 | 5.94 | 0.99 | 4979.57 | 80.68
P5CDU92D | Delviro | Delviro | AIRFLEX-4-240C-5K-[UH]-CL-X-X-X-X-X | Indoor Luminaires | High-Bay | High-Bay Luminaires for Commercial and Industrial Buildings | Premium | FALSE | [9 empty] | 42822 |  |  | Yes |  | 4.1 | 37391.38 | 159.66 | 234.15 | 5.94 | 0.99 | 4979.57 | 80.68
PZ1MZ181 | Delviro | Delviro | AIRFLEX-4-240C-5K-[UH]-FR-X-X-X-X-X | Indoor Luminaires | High-Bay | High-Bay Luminaires for Commercial and Industrial Buildings | Premium | FALSE | [9 empty] | 42822 |  |  | Yes |  | 4.1 | 33162.92 | 141.71 | 233.97 | 5.94 | 0.99 | 4979.57 | 80.68
PJJBCBZU | Delviro | Delviro | AIRFLEX-4-190C-5K-[UH]-NL-X-X-X-X-X | Indoor Luminaires | High-Bay | High-Bay Luminaires for Commercial and Industrial Buildings | Premium | FALSE | [9 empty] | 42822 |  |  | Yes |  | 4.1 | 31861.64 | 174.17 | 182.9 | 7.82 | 0.99 | 4972.13 | 80.82
P55XZRJC | Delviro | Delviro | AIRFLEX-4-190C-5K-[UH]-CL-X-X-X-X-X | Indoor Luminaires | High-Bay | High-Bay Luminaires for Commercial and Industrial Buildings | Premium | FALSE | [9 empty] | 42822 |  |  | Yes |  | 4.1 | 30461.53 | 166.69 | 182.71 | 7.82 | 0.99 | 4972.13 | 80.82
PHBYXW3X | Delviro | Delviro | AIRFLEX-4-190C-5K-[UH]-FR-X-X-X-X-X | Indoor Luminaires | High-Bay | High-Bay Luminaires for Commercial and Industrial Buildings | Premium | FALSE | [9 empty] | 42822 |  |  | Yes |  | 4.1 | 27016.75 | 147.95 | 182.57 | 7.82 | 0.99 | 4972.13 | 80.82
P27QDKKS | Delviro | Delviro | AIRFLEX-4-110C-5K-[UH]-CL-X-X-X-X-X | Indoor Luminaires | High-Bay | High-Bay Luminaires for Commercial and Industrial Buildings | Premium | FALSE | [9 empty] | 42822 |  |  | Yes |  | 4.1 | 22825.64 | 170.95 | 133.52 | 7.12 | 0.93 | 4972.13 | 80.82
P6UHWCT5 | Delviro | Delviro | AIRFLEX-4-160C-5K-[UH]-NL-X-X-X-X-X | Indoor Luminaires | High-Bay | High-Bay Luminaires for Commercial and Industrial Buildings | Premium | FALSE | [9 empty] | 42822 |  |  | Yes |  | 4.1 | 26830.85 | 174.17 | 154.02 | 6.59 | 0.99 | 4972.13 | 80.82
PSRSBHPB | Delviro | Delviro | AIRFLEX-4-160C-5K-[UH]-FR-X-X-X-X-X | Indoor Luminaires | High-Bay | High-Bay Luminaires for Commercial and Industrial Buildings | Premium | FALSE | [9 empty] | 42822 |  |  | Yes |  | 4.1 | 22750.94 | 147.95 | 153.74 | 6.59 | 0.93 | 4972.13 | 80.82
P6WR5H53 | Delviro | Delviro | AIRFLEX-4-110C-5K-[UH]-FR-X-X-X-X-X | Indoor Luminaires | High-Bay | High-Bay Luminaires for Commercial and Industrial Buildings | Premium | FALSE | [9 empty] | 42822 |  |  | Yes |  | 4.1 | 16734.46 | 155.87 | 107.34 | 6.97 | 0.97 | 4971.2 | 80.82
PM9HVV6R | Delviro | Delviro | AIRFLEX-4-135C-5K-[UH]-NL-X-X-X-X-X | Indoor Luminaires | High-Bay | High-Bay Luminaires for Commercial and Industrial Buildings | Premium | FALSE | [9 empty] | 42822 |  |  | Yes |  | 4.1 | 23206.67 | 180.92 | 128.27 | 7.53 | 0.99 | 4968.4 | 80.89
PQHYUFRK | Delviro | Delviro | AIRFLEX-4-135C-5K-[UH]-FR-X-X-X-X-X | Indoor Luminaires | High-Bay | High-Bay Luminaires for Commercial and Industrial Buildings | Premium | FALSE | [9 empty] | 42822 |  |  | Yes |  | 4.1 | 19677.85 | 153.65 | 128.04 | 7.53 | 0.99 | 4968.4 | 80.89
PQZANB47 | Delviro | Delviro | AIRFLEX-4-110C-5K-[UH]-NL-X-X-X-X-X | Indoor Luminaires | High-Bay | High-Bay Luminaires for Commercial and Industrial Buildings | Premium | FALSE | [9 empty] | 42822 |  |  | Yes |  | 4.1 | 18909.14 | 180.92 | 104.52 | 7.53 | 0.95 | 4968.4 | 80.89
P9MXMVMX | Delviro | Delviro | AIRFLEX-4-95C-5K-[UH]-NL-X-X-X-X-X | Indoor Luminaires | High-Bay | High-Bay Luminaires for Commercial and Industrial Buildings | Premium | FALSE | [9 empty] | 42822 |  |  | Yes |  | 4.1 | 16330.62 | 180.88 | 90.27 | 7.53 | 0.99 | 4968.4 | 80.89
P6WJSFPU | Delviro | Delviro | AIRFLEX-4-95C-5K-[UH]-CL-X-X-X-X-X | Indoor Luminaires | High-Bay | High-Bay Luminaires for Commercial and Industrial Buildings | Premium | FALSE | [9 empty] | 42822 |  |  | Yes |  | 4.1 | 17264.81 | 178.92 | 96.47 | 7.06 | 0.95 | 4966.54 | 80.89
PGXGH6AU | Delviro | Delviro | AIRFLEX-4-95C-5K-[UH]-FR-X-X-X-X-X | Indoor Luminaires | High-Bay | High-Bay Luminaires for Commercial and Industrial Buildings | Premium | FALSE | [9 empty] | 42822 |  |  | Yes |  | 4.1 | 15312.39 | 158.81 | 96.4 | 7.06 | 0.95 | 4966.54 | 80.89
PY186WJ6 | Delviro | Delviro | AIRFLEX-4-80C-5K-[UH]-NL-X-X-X-X-X | Indoor Luminaires | High-Bay | High-Bay Luminaires for Commercial and Industrial Buildings | Premium | FALSE | [9 empty] | 42822 |  |  | Yes |  | 4.1 | 14551.7 | 197.55 | 73.65 | 7.23 | 0.99 | 4964.68 | 80.96
PTM5AMTR | Delviro | Delviro | AIRFLEX-4-80C-5K-[UH]-CL-X-X-X-X-X | Indoor Luminaires | High-Bay | High-Bay Luminaires for Commercial and Industrial Buildings | Premium | FALSE | [9 empty] | 42822 |  |  | Yes |  | 4.1 | 13912.25 | 189.06 | 73.57 | 7.23 | 0.99 | 4964.68 | 80.96
PXRGGH5N | Delviro | Delviro | AIRFLEX-4-80C-5K-[UH]-FR-X-X-X-X-X | Indoor Luminaires | High-Bay | High-Bay Luminaires for Commercial and Industrial Buildings | Premium | FALSE | [9 empty] | 42822 |  |  | Yes |  | 4.1 | 12338.96 | 167.8 | 73.52 | 7.23 | 0.99 | 4964.68 | 80.96
PW8GP1XT | Delviro | Delviro | AIRFLEX-2-135-4K-[UH]-CL-X-X-X-X-X | Indoor Luminaires | High-Bay | High-Bay Luminaires for Commercial and Industrial Buildings | Standard | FALSE | [9 empty] | 42822 |  |  | Yes |  | 4.1 | 17142.58 | 129.17 | 132.71 | 8.07 | 0.99 | 4114 | 85.73
PEM11UAV | Delviro | Delviro | AIRFLEX-2-135-4K-[UH]-FR-X-X-X-X-X | Indoor Luminaires | High-Bay | High-Bay Luminaires for Commercial and Industrial Buildings | Standard | FALSE | [9 empty] | 42822 |  |  | Yes |  | 4.1 | 15313.19 | 115.48 | 132.6 | 8.07 | 0.99 | 4114 | 85.73
P2A4JUEM | Delviro | Delviro | AIRFLEX-2-110-4K-[UH]-NL-X-X-X-X-X | Indoor Luminaires | High-Bay | High-Bay Luminaires for Commercial and Industrial Buildings | Premium | FALSE | [9 empty] | 42822 |  |  | Yes |  | 4.1 | 14873.97 | 137.18 | 108.43 | 7.56 | 0.99 | 4109.5 | 85.73
PWW8JFNR | Delviro | Delviro | AIRFLEX-2-110-4K-[UH]-CL-X-X-X-X-X | Indoor Luminaires | High-Bay | High-Bay Luminaires for Commercial and Industrial Buildings | Standard | FALSE | [9 empty] | 42822 |  |  | Yes |  | 4.1 | 14116.83 | 130.47 | 108.2 | 7.56 | 0.99 | 4109.5 | 85.73
PBKKVQ6S | Delviro | Delviro | AIRFLEX-2-110-4K-[UH]-FR-X-X-X-X-X | Indoor Luminaires | High-Bay | High-Bay Luminaires for Commercial and Industrial Buildings | Standard | FALSE | [9 empty] | 42822 |  |  | Yes |  | 4.1 | 12610.34 | 116.64 | 108.11 | 7.56 | 0.99 | 4109.5 | 85.73
PUZ1WEKS | Delviro | Delviro | AIRFLEX-2-95-4K-[UH]-NL-X-X-X-X-X | Indoor Luminaires | High-Bay | High-Bay Luminaires for Commercial and Industrial Buildings | Premium | FALSE | [9 empty] | 42822 |  |  | Yes |  | 4.1 | 12845.7 | 137.2 | 93.64 | 6.53 | 0.99 | 4109.5 | 85.73
PZ7QF5F8 | Delviro | Delviro | AIRFLEX-2-95-4K-[UH]-CL-X-X-X-X-X | Indoor Luminaires | High-Bay | High-Bay Luminaires for Commercial and Industrial Buildings | Standard | FALSE | [9 empty] | 42822 |  |  | Yes |  | 4.1 | 12191.81 | 130.47 | 93.45 | 6.53 | 0.99 | 4109.5 | 85.73
PTUZAJ95 | Delviro | Delviro | AIRFLEX-2-95-4K-[UH]-FR-X-X-X-X-X | Indoor Luminaires | High-Bay | High-Bay Luminaires for Commercial and Industrial Buildings | Standard | FALSE | [9 empty] | 42822 |  |  | Yes |  | 4.1 | 10890.75 | 116.64 | 93.37 | 6.53 | 0.99 | 4109.5 | 85.73
PTZEK6ND | Delviro | Delviro | AIRFLEX-2-80-4K-[UH]-NL-X-X-X-X-X | Indoor Luminaires | High-Bay | High-Bay Luminaires for Commercial and Industrial Buildings | Premium | FALSE | [9 empty] | 42822 |  |  | Yes |  | 4.1 | 11009.85 | 139.47 | 78.94 | 6.71 | 0.99 | 4105.01 | 85.73
PNK7EJ5Y | Delviro | Delviro | AIRFLEX-2-80-4K-[UH]-CL-X-X-X-X-X | Indoor Luminaires | High-Bay | High-Bay Luminaires for Commercial and Industrial Buildings | Standard | FALSE | [9 empty] | 42822 |  |  | Yes |  | 4.1 | 10449.41 | 132.65 | 78.77 | 6.71 | 0.99 | 4105.01 | 85.73
PP3EZ2PB | Delviro | Delviro | AIRFLEX-2-135C-4K-[UH]-NL-X-X-X-X-X | Indoor Luminaires | High-Bay | High-Bay Luminaires for Commercial and Industrial Buildings | Premium | FALSE | [9 empty] | 42822 |  |  | Yes |  | 4.1 | 19394.82 | 147.26 | 131.66 | 8.22 | 0.99 | 4057.45 | 83.57
PBDJBV9N | Delviro | Delviro | AIRFLEX-2-135C-4K-[UH]-CL-X-X-X-X-X | Indoor Luminaires | High-Bay | High-Bay Luminaires for Commercial and Industrial Buildings | Premium | FALSE | [9 empty] | 42822 |  |  | Yes |  | 4.1 | 18407.56 | 140.07 | 131.39 | 8.22 | 0.99 | 4057.45 | 83.57
PHUEKVYN | Delviro | Delviro | AIRFLEX-2-135C-4K-[UH]-FR-X-X-X-X-X | Indoor Luminaires | High-Bay | High-Bay Luminaires for Commercial and Industrial Buildings | Standard | FALSE | [9 empty] | 42822 |  |  | Yes |  | 4.1 | 16443.18 | 125.23 | 131.27 | 8.22 | 0.99 | 4057.45 | 83.57
PKYGNANA | Delviro | Delviro | AIRFLEX-2-110C-4K-[UH]-NL-X-X-X-X-X | Indoor Luminaires | High-Bay | High-Bay Luminaires for Commercial and Industrial Buildings | Premium | FALSE | [9 empty] | 42822 |  |  | Yes |  | 4.1 | 15971.54 | 148.79 | 107.34 | 7.7 | 0.99 | 4053.01 | 83.57
PGVTV67X | Delviro | Delviro | AIRFLEX-2-110C-4K-[UH]-CL-X-X-X-X-X | Indoor Luminaires | High-Bay | High-Bay Luminaires for Commercial and Industrial Buildings | Premium | FALSE | [9 empty] | 42822 |  |  | Yes |  | 4.1 | 15158.53 | 141.48 | 107.12 | 7.7 | 0.99 | 4053.01 | 83.57
PMM4MZNX | Delviro | Delviro | AIRFLEX-2-110C-4K-H-FR-X-X-X-X-X | Indoor Luminaires | High-Bay | High-Bay Luminaires for Commercial and Industrial Buildings | Standard | FALSE | [9 empty] | 42822 |  |  | Yes |  | 4.1 | 13540.88 | 126.49 | 107.03 | 7.7 | 0.99 | 4053.01 | 83.57
P9QBRJS7 | Delviro | Delviro | AIRFLEX-2-95C-4K-[UH]-NL-X-X-X-X-X | Indoor Luminaires | High-Bay | High-Bay Luminaires for Commercial and Industrial Buildings | Premium | FALSE | [9 empty] | 42822 |  |  | Yes |  | 4.1 | 13793.61 | 148.79 | 92.71 | 6.65 | 0.99 | 4053.01 | 83.57
PH839T9T | Delviro | Delviro | AIRFLEX-2-95C-4K-[UH]-CL-X-X-X-X-X | Indoor Luminaires | High-Bay | High-Bay Luminaires for Commercial and Industrial Buildings | Premium | FALSE | [9 empty] | 42822 |  |  | Yes |  | 4.1 | 13091.46 | 141.48 | 92.51 | 6.65 | 0.99 | 4053.01 | 83.57
PX6687NA | Delviro | Delviro | AIRFLEX-2-95C-4K-[UH]-FR-X-X-X-X-X | Indoor Luminaires | High-Bay | High-Bay Luminaires for Commercial and Industrial Buildings | Standard | FALSE | [9 empty] | 42822 |  |  | Yes |  | 4.1 | 11694.4 | 126.49 | 92.43 | 6.65 | 0.99 | 4053.01 | 83.57
PYM752JF | Delviro | Delviro | AIRFLEX-2-110C-4K-U-FR-X-X-X-X-X | Indoor Luminaires | High-Bay | High-Bay Luminaires for Commercial and Industrial Buildings | Standard | FALSE | [9 empty] | 42822 |  |  | Yes |  | 4.1 | 14085.9 | 127.07 | 110.83 | 7.39 | 1 | 4052.52 | 83.51
PGKRN1ZD | Delviro | Delviro | AIRFLEX-2-95C-4K-U-FR-X-X-X-X-X | Indoor Luminaires | High-Bay | High-Bay Luminaires for Commercial and Industrial Buildings | Standard | FALSE | [9 empty] | 42822 |  |  | Yes |  | 4.1 | 12165.1 | 127.07 | 95.71 | 6.38 | 1 | 4052.52 | 83.51
PV86WKPF | Delviro | Delviro | AIRFLEX-2-80C-4K-[UH]-NL-X-X-X-X-X | Indoor Luminaires | High-Bay | High-Bay Luminaires for Commercial and Industrial Buildings | Premium | FALSE | [9 empty] | 42822 |  |  | Yes |  | 4.1 | 11822.28 | 151.28 | 78.15 | 6.84 | 0.99 | 4048.58 | 83.57
PYDFQJC1 | Delviro | Delviro | AIRFLEX-2-80C-4K-[UH]-CL-X-X-X-X-X | Indoor Luminaires | High-Bay | High-Bay Luminaires for Commercial and Industrial Buildings | Premium | FALSE | [9 empty] | 42822 |  |  | Yes |  | 4.1 | 11220.49 | 143.85 | 77.99 | 6.84 | 0.99 | 4048.58 | 83.57
PVG3GYH8 | Delviro | Delviro | AIRFLEX-2-80C-4K-[UH]-FR-X-X-X-X-X | Indoor Luminaires | High-Bay | High-Bay Luminaires for Commercial and Industrial Buildings | Standard | FALSE | [9 empty] | 42822 |  |  | Yes |  | 4.1 | 10023.08 | 128.61 | 77.92 | 6.84 | 0.99 | 4048.58 | 83.57
P42X9R1T | Delviro | Delviro | AIRFLEX-4-480-4K-[UH]-NL-X-X-X-X-X | Indoor Luminaires | High-Bay | High-Bay Luminaires for Commercial and Industrial Buildings | Standard | FALSE | [9 empty] | 42822 |  |  | Yes |  | 4.1 | 61116.06 | 124.76 | 489.88 | 6.38 | 0.99 | 4021.09 | 84.77
P6E8PHWC | Delviro | Delviro | AIRFLEX-4-480-4K-[UH]-CL-X-X-X-X-X | Indoor Luminaires | High-Bay | High-Bay Luminaires for Commercial and Industrial Buildings | Standard | FALSE | [9 empty] | 42822 |  |  | Yes |  | 4.1 | 58430.42 | 119.4 | 489.39 | 6.38 | 0.99 | 4021.09 | 84.77
PAJYMF6B | Delviro | Delviro | AIRFLEX-4-400-4K-[UH]-NL-X-X-X-X-X | Indoor Luminaires | High-Bay | High-Bay Luminaires for Commercial and Industrial Buildings | Standard | FALSE | [9 empty] | 42822 |  |  | Yes |  | 4.1 | 51064.18 | 125.24 | 407.72 | 5.88 | 0.99 | 4018.09 | 84.84
PXV66ZES | Delviro | Delviro | AIRFLEX-4-400-4K-[UH]-CL-X-X-X-X-X | Indoor Luminaires | High-Bay | High-Bay Luminaires for Commercial and Industrial Buildings | Standard | FALSE | [9 empty] | 42822 |  |  | Yes |  | 4.1 | 48820.25 | 119.86 | 407.31 | 5.88 | 0.99 | 4018.09 | 84.84
PUBGTBYP | Delviro | Delviro | AIRFLEX-4-400-4K-[UH]-FR-X-X-X-X-X | Indoor Luminaires | High-Bay | High-Bay Luminaires for Commercial and Industrial Buildings | Standard | FALSE | [9 empty] | 42822 |  |  | Yes |  | 4.1 | 43299.34 | 106.39 | 407 | 5.88 | 0.99 | 4018.09 | 84.84
PWEREXW2 | Delviro | Delviro | AIRFLEX-4-320-4K-[UH]-NL-X-X-X-X-X | Indoor Luminaires | High-Bay | High-Bay Luminaires for Commercial and Industrial Buildings | Standard | FALSE | [9 empty] | 42822 |  |  | Yes |  | 4.1 | 41012.29 | 125.98 | 325.56 | 5.38 | 0.99 | 4015.1 | 84.92
PE1KGPAC | Delviro | Delviro | AIRFLEX-4-320-4K-[UH]-CL-X-X-X-X-X | Indoor Luminaires | High-Bay | High-Bay Luminaires for Commercial and Industrial Buildings | Standard | FALSE | [9 empty] | 42822 |  |  | Yes |  | 4.1 | 39210.08 | 120.56 | 325.23 | 5.38 | 0.99 | 4015.1 | 84.92
PD57T2QV | Delviro | Delviro | AIRFLEX-4-320-4K-[UH]-FR-X-X-X-X-X | Indoor Luminaires | High-Bay | High-Bay Luminaires for Commercial and Industrial Buildings | Standard | FALSE | [9 empty] | 42822 |  |  | Yes |  | 4.1 | 34775.95 | 107.01 | 324.98 | 5.38 | 0.99 | 4015.1 | 84.92
PSJWS3VT | Delviro | Delviro | AIRFLEX-4-240-4K-[UH]-NL-X-X-X-X-X | Indoor Luminaires | High-Bay | High-Bay Luminaires for Commercial and Industrial Buildings | Standard | FALSE | [9 empty] | 42822 |  |  | Yes |  | 4.1 | 31161.6 | 128.44 | 242.62 | 5.72 | 0.99 | 4009.1 | 85.06
PJPRPKN7 | Delviro | Delviro | AIRFLEX-4-240-4K-[UH]-CL-X-X-X-X-X | Indoor Luminaires | High-Bay | High-Bay Luminaires for Commercial and Industrial Buildings | Standard | FALSE | [9 empty] | 42822 |  |  | Yes |  | 4.1 | 29792.25 | 122.92 | 242.38 | 5.72 | 0.99 | 4009.1 | 85.06
PDRGAM9R | Delviro | Delviro | AIRFLEX-4-240-4K-[UH]-FR-X-X-X-X-X | Indoor Luminaires | High-Bay | High-Bay Luminaires for Commercial and Industrial Buildings | Standard | FALSE | [9 empty] | 42822 |  |  | Yes |  | 4.1 | 26423.15 | 109.1 | 242.19 | 5.72 | 0.99 | 4009.1 | 85.06
P7GTZPBN | Delviro | Delviro | AIRFLEX-4-190-4K-[UH]-NL-X-X-X-X-X | Indoor Luminaires | High-Bay | High-Bay Luminaires for Commercial and Industrial Buildings | Standard | FALSE | [9 empty] | 42822 |  |  | Yes |  | 4.1 | 25386.33 | 134.09 | 189.32 | 7.52 | 0.99 | 4003.11 | 85.21
P5F4CB1H | Delviro | Delviro | AIRFLEX-4-190-4K-[UH]-CL-X-X-X-X-X | Indoor Luminaires | High-Bay | High-Bay Luminaires for Commercial and Industrial Buildings | Standard | FALSE | [9 empty] | 42822 |  |  | Yes |  | 4.1 | 24270.77 | 128.33 | 189.13 | 7.52 | 0.99 | 4003.11 | 85.21
PBCHBDJC | Delviro | Delviro | AIRFLEX-4-190-4K-[UH]-FR-X-X-X-X-X | Indoor Luminaires | High-Bay | High-Bay Luminaires for Commercial and Industrial Buildings | Standard | FALSE | [9 empty] | 42822 |  |  | Yes |  | 4.1 | 21526.07 | 113.9 | 188.99 | 7.52 | 0.99 | 4003.11 | 85.21
P1SG4388 | Delviro | Delviro | AIRFLEX-4-110-4K-[UH]-CL-X-X-X-X-X | Indoor Luminaires | High-Bay | High-Bay Luminaires for Commercial and Industrial Buildings | Standard | FALSE | [9 empty] | 42822 |  |  | Yes |  | 4.1 | 14404.13 | 133.27 | 108.08 | 6.92 | 0.95 | 4003.11 | 85.21
PRTSBRVT | Delviro | Delviro | AIRFLEX-4-160-4K-[UH]-NL-X-X-X-X-X | Indoor Luminaires | High-Bay | High-Bay Luminaires for Commercial and Industrial Buildings | Standard | FALSE | [9 empty] | 42822 |  |  | Yes |  | 4.1 | 21377.96 | 134.09 | 159.43 | 6.33 | 0.99 | 4003.11 | 85.21
P65XJQ6Q | Delviro | Delviro | AIRFLEX-4-160-4K-[UH]-CL-X-X-X-X-X | Indoor Luminaires | High-Bay | High-Bay Luminaires for Commercial and Industrial Buildings | Standard | FALSE | [9 empty] | 42822 |  |  | Yes |  | 4.1 | 20438.54 | 128.33 | 159.27 | 6.33 | 0.93 | 4003.11 | 85.21
PE1YBCHK | Delviro | Delviro | AIRFLEX-4-160-4K-[UH]-FR-X-X-X-X-X | Indoor Luminaires | High-Bay | High-Bay Luminaires for Commercial and Industrial Buildings | Standard | FALSE | [9 empty] | 42822 |  |  | Yes |  | 4.1 | 18127.22 | 113.9 | 159.15 | 6.33 | 0.94 | 4003.11 | 85.21
PRH8XMWZ | Delviro | Delviro | AIRFLEX-4-110-4K-[UH]-FR-X-X-X-X-X | Indoor Luminaires | High-Bay | High-Bay Luminaires for Commercial and Industrial Buildings | Standard | FALSE | [9 empty] | 42822 |  |  | Yes |  | 4.1 | 12775.22 | 118.29 | 108 | 6.92 | 0.95 | 4003.11 | 81.51
PZN56NR7 | Delviro | Delviro | AIRFLEX-4-135-4K-[UH]-NL-X-X-X-X-X | Indoor Luminaires | High-Bay | High-Bay Luminaires for Commercial and Industrial Buildings | Premium | FALSE | [9 empty] | 42822 |  |  | Yes |  | 4.1 | 18490.33 | 139.26 | 132.78 | 7.24 | 0.99 | 4000.11 | 85.29
PX5S8CYA | Delviro | Delviro | AIRFLEX-4-135-4K-[UH]-CL-X-X-X-X-X | Indoor Luminaires | High-Bay | High-Bay Luminaires for Commercial and Industrial Buildings | Standard | FALSE | [9 empty] | 42822 |  |  | Yes |  | 4.1 | 17677.8 | 133.27 | 132.64 | 7.24 | 0.99 | 4000.11 | 85.29
PP4FX429 | Delviro | Delviro | AIRFLEX-4-135-4K-[UH]-FR-X-X-X-X-X | Indoor Luminaires | High-Bay | High-Bay Luminaires for Commercial and Industrial Buildings | Standard | FALSE | [9 empty] | 42822 |  |  | Yes |  | 4.1 | 15678.68 | 118.29 | 132.54 | 7.24 | 0.99 | 4000.11 | 85.29
P6UZ8123 | Delviro | Delviro | AIRFLEX-4-95-4K-[UH]-NL-X-X-X-X-X | Indoor Luminaires | High-Bay | High-Bay Luminaires for Commercial and Industrial Buildings | Premium | FALSE | [9 empty] | 42822 |  |  | Yes |  | 4.1 | 13011.71 | 139.26 | 93.44 | 7.24 | 0.99 | 4000.11 | 85.29
PYQJUYC4 | Delviro | Delviro | AIRFLEX-4-95-4K-[UH]-CL-X-X-X-X-X | Indoor Luminaires | High-Bay | High-Bay Luminaires for Commercial and Industrial Buildings | Standard | FALSE | [9 empty] | 42822 |  |  | Yes |  | 4.1 | 12439.93 | 133.27 | 93.34 | 7.24 | 0.99 | 4000.11 | 85.29
PE63EKBT | Delviro | Delviro | AIRFLEX-4-95-4K-[UH]-FR-X-X-X-X-X | Indoor Luminaires | High-Bay | High-Bay Luminaires for Commercial and Industrial Buildings | Standard | FALSE | [9 empty] | 42822 |  |  | Yes |  | 4.1 | 11033.15 | 118.29 | 93.27 | 7.24 | 0.99 | 4000.11 | 85.29
PE2QPQS1 | Delviro | Delviro | AIRFLEX-4-110-4K-[UH]-NL-X-X-X-X-X | Indoor Luminaires | High-Bay | High-Bay Luminaires for Commercial and Industrial Buildings | Premium | FALSE | [9 empty] | 42822 |  |  | Yes |  | 4.1 | 15066.19 | 139.26 | 108.19 | 6.92 | 0.95 | 4000.11 | 85.29
PVT112GY | Delviro | Delviro | AIRFLEX-4-480C-4K-[UH]-FR-X-X-X-X-X | Indoor Luminaires | High-Bay | High-Bay Luminaires for Commercial and Industrial Buildings | Standard | FALSE | [9 empty] | 42822 |  |  | Yes |  | 4.1 | 55577.3 | 114.03 | 487.3 | 6.49 | 1 | 3999.26 | 82.11
PUN5VVYP | Delviro | Delviro | AIRFLEX-4-80-4K-[UH]-NL-X-X-X-X-X | Indoor Luminaires | High-Bay | High-Bay Luminaires for Commercial and Industrial Buildings | Premium | FALSE | [9 empty] | 42822 |  |  | Yes |  | 4.1 | 11594.33 | 152.12 | 76.23 | 6.95 | 0.99 | 3997.11 | 85.36
PWR64GTB | Delviro | Delviro | AIRFLEX-4-80-4K-[UH]-CL-X-X-X-X-X | Indoor Luminaires | High-Bay | High-Bay Luminaires for Commercial and Industrial Buildings | Premium | FALSE | [9 empty] | 42822 |  |  | Yes |  | 4.1 | 11084.83 | 145.55 | 76.16 | 6.95 | 0.99 | 3997.11 | 85.36
PD57BMEK | Delviro | Delviro | AIRFLEX-4-80-4K-[UH]-FR-X-X-X-X-X | Indoor Luminaires | High-Bay | High-Bay Luminaires for Commercial and Industrial Buildings | Standard | FALSE | [9 empty] | 42822 |  |  | Yes |  | 4.1 | 9831.29 | 129.19 | 76.1 | 6.95 | 0.99 | 3997.11 | 85.36
PZPDG6FS | Delviro | Delviro | AIRFLEX-4-480C-4K-[UH]-NL-X-X-X-X-X | Indoor Luminaires | High-Bay | High-Bay Luminaires for Commercial and Industrial Buildings | Standard | FALSE | [9 empty] | 42822 |  |  | Yes |  | 4.1 | 65625.91 | 135.29 | 484.98 | 6.5 | 0.99 | 3965.81 | 82.63
PCWEA47Z | Delviro | Delviro | AIRFLEX-4-480C-4K-[UH]-CL-X-X-X-X-X | Indoor Luminaires | High-Bay | High-Bay Luminaires for Commercial and Industrial Buildings | Standard | FALSE | [9 empty] | 42822 |  |  | Yes |  | 4.1 | 62742.09 | 129.5 | 484.49 | 6.5 | 0.99 | 3965.81 | 82.63
PKHVUJRA | Delviro | Delviro | AIRFLEX-4-400C-4K-[UH]-NL-X-X-X-X-X | Indoor Luminaires | High-Bay | High-Bay Luminaires for Commercial and Industrial Buildings | Premium | FALSE | [9 empty] | 42822 |  |  | Yes |  | 4.1 | 54832.28 | 135.82 | 403.64 | 5.98 | 0.99 | 3962.86 | 82.7
P1NTN2YQ | Delviro | Delviro | AIRFLEX-4-400C-4K-[UH]-CL-X-X-X-X-X | Indoor Luminaires | High-Bay | High-Bay Luminaires for Commercial and Industrial Buildings | Standard | FALSE | [9 empty] | 42822 |  |  | Yes |  | 4.1 | 52422.77 | 130.01 | 403.23 | 5.98 | 0.99 | 3962.86 | 82.7
PHRWVQ2Z | Delviro | Delviro | AIRFLEX-4-400C-4K-[UH]-FR-X-X-X-X-X | Indoor Luminaires | High-Bay | High-Bay Luminaires for Commercial and Industrial Buildings | Standard | FALSE | [9 empty] | 42822 |  |  | Yes |  | 4.1 | 46494.47 | 115.37 | 402.92 | 5.98 | 0.99 | 3962.86 | 82.7
PBEDM1TK | Delviro | Delviro | AIRFLEX-4-320C-4K-[UH]-NL-X-X-X-X-X | Indoor Luminaires | High-Bay | High-Bay Luminaires for Commercial and Industrial Buildings | Premium | FALSE | [9 empty] | 42822 |  |  | Yes |  | 4.1 | 44038.65 | 136.61 | 322.3 | 5.47 | 0.99 | 3959.9 | 82.78
PTT4V3VK | Delviro | Delviro | AIRFLEX-4-320C-4K-[UH]-CL-X-X-X-X-X | Indoor Luminaires | High-Bay | High-Bay Luminaires for Commercial and Industrial Buildings | Standard | FALSE | [9 empty] | 42822 |  |  | Yes |  | 4.1 | 42103.45 | 130.77 | 321.97 | 5.47 | 0.99 | 3959.9 | 82.78
PTJ3CX29 | Delviro | Delviro | AIRFLEX-4-320C-4K-[UH]-FR-X-X-X-X-X | Indoor Luminaires | High-Bay | High-Bay Luminaires for Commercial and Industrial Buildings | Standard | FALSE | [9 empty] | 42822 |  |  | Yes |  | 4.1 | 37342.12 | 116.04 | 321.73 | 5.47 | 0.99 | 3959.9 | 82.78
PKP99T13 | Delviro | Delviro | AIRFLEX-4-240C-4K-[UH]-NL-X-X-X-X-X | Indoor Luminaires | High-Bay | High-Bay Luminaires for Commercial and Industrial Buildings | Premium | FALSE | [9 empty] | 42822 |  |  | Yes |  | 4.1 | 33461.06 | 139.28 | 240.19 | 5.82 | 0.99 | 3953.99 | 82.92
PH2UQV8X | Delviro | Delviro | AIRFLEX-4-240C-4K-[UH]-CL-X-X-X-X-X | Indoor Luminaires | High-Bay | High-Bay Luminaires for Commercial and Industrial Buildings | Standard | FALSE | [9 empty] | 42822 |  |  | Yes |  | 4.1 | 31990.67 | 133.32 | 239.95 | 5.82 | 0.99 | 3953.99 | 82.92
PSVPBE9B | Delviro | Delviro | AIRFLEX-4-240C-4K-[UH]-FR-X-X-X-X-X | Indoor Luminaires | High-Bay | High-Bay Luminaires for Commercial and Industrial Buildings | Standard | FALSE | [9 empty] | 42822 |  |  | Yes |  | 4.1 | 28372.96 | 118.31 | 239.77 | 5.82 | 0.99 | 3953.99 | 82.92
P196W582 | Delviro | Delviro | AIRFLEX-4-95C-4K-U-FR-X-X-X-X-X | Indoor Luminaires | High-Bay | High-Bay Luminaires for Commercial and Industrial Buildings | Standard | FALSE | [9 empty] | 42822 |  |  | Yes |  | 4.1 | 12324.16 | 128.87 | 95.61 | 7.07 | 1 | 3948.96 | 83.08
PFVMPXUG | Delviro | Delviro | AIRFLEX-4-190C-4K-[UH]-NL-X-X-X-X-X | Indoor Luminaires | High-Bay | High-Bay Luminaires for Commercial and Industrial Buildings | Premium | FALSE | [9 empty] | 42822 |  |  | Yes |  | 4.1 | 27259.62 | 145.41 | 187.43 | 7.66 | 0.99 | 3948.08 | 83.06
PZKBDAD9 | Delviro | Delviro | AIRFLEX-4-190C-4K-[UH]-CL-X-X-X-X-X | Indoor Luminaires | High-Bay | High-Bay Luminaires for Commercial and Industrial Buildings | Premium | FALSE | [9 empty] | 42822 |  |  | Yes |  | 4.1 | 26061.75 | 139.19 | 187.24 | 7.66 | 0.99 | 3948.08 | 83.06
PUSUJ3A7 | Delviro | Delviro | AIRFLEX-4-190C-4K-[UH]-FR-X-X-X-X-X | Indoor Luminaires | High-Bay | High-Bay Luminaires for Commercial and Industrial Buildings | Standard | FALSE | [9 empty] | 42822 |  |  | Yes |  | 4.1 | 23114.52 | 123.52 | 187.09 | 7.66 | 0.99 | 3948.08 | 83.06
PG5EEE1N | Delviro | Delviro | AIRFLEX-4-160C-4K-[UH]-NL-X-X-X-X-X | Indoor Luminaires | High-Bay | High-Bay Luminaires for Commercial and Industrial Buildings | Premium | FALSE | [9 empty] | 42822 |  |  | Yes |  | 4.1 | 22955.47 | 145.41 | 157.83 | 6.45 | 0.99 | 3948.08 | 83.06
PAS3GMCF | Delviro | Delviro | AIRFLEX-4-160C-4K-[UH]-CL-X-X-X-X-X | Indoor Luminaires | High-Bay | High-Bay Luminaires for Commercial and Industrial Buildings | Premium | FALSE | [9 empty] | 42822 |  |  | Yes |  | 4.1 | 21946.73 | 139.19 | 157.67 | 6.45 | 0.93 | 3948.08 | 83.06
P97TNU6W | Delviro | Delviro | AIRFLEX-4-160C-4K-[UH]-FR-X-X-X-X-X | Indoor Luminaires | High-Bay | High-Bay Luminaires for Commercial and Industrial Buildings | Standard | FALSE | [9 empty] | 42822 |  |  | Yes |  | 4.1 | 19464.86 | 123.52 | 157.55 | 6.45 | 0.93 | 3948.08 | 83.06
PMXTQ5VN | Delviro | Delviro | AIRFLEX-4-110C-4K-[UH]-FR-X-X-X-X-X | Indoor Luminaires | High-Bay | High-Bay Luminaires for Commercial and Industrial Buildings | Standard | FALSE | [9 empty] | 42822 |  |  | Yes |  | 4.1 | 13717.93 | 128.28 | 106.92 | 7.05 | 0.95 | 3948.08 | 79.45
P3ZKUKGS | Delviro | Delviro | AIRFLEX-4-135C-4K-[UH]-NL-X-X-X-X-X | Indoor Luminaires | High-Bay | High-Bay Luminaires for Commercial and Industrial Buildings | Premium | FALSE | [9 empty] | 42822 |  |  | Yes |  | 4.1 | 19854.76 | 151.05 | 131.45 | 7.37 | 0.99 | 3945.12 | 83.14
PPUFW4EZ | Delviro | Delviro | AIRFLEX-4-135C-4K-[UH]-CL-X-X-X-X-X | Indoor Luminaires | High-Bay | High-Bay Luminaires for Commercial and Industrial Buildings | Premium | FALSE | [9 empty] | 42822 |  |  | Yes |  | 4.1 | 18982.27 | 144.55 | 131.32 | 7.37 | 0.99 | 3945.12 | 83.14
PDDX23UB | Delviro | Delviro | AIRFLEX-4-135C-4K-[UH]-FR-X-X-X-X-X | Indoor Luminaires | High-Bay | High-Bay Luminaires for Commercial and Industrial Buildings | Standard | FALSE | [9 empty] | 42822 |  |  | Yes |  | 4.1 | 16835.64 | 128.28 | 131.22 | 7.37 | 0.99 | 3945.12 | 83.14
PFZVHQZ9 | Delviro | Delviro | AIRFLEX-4-95C-4K-[UH]-NL-X-X-X-X-X | Indoor Luminaires | High-Bay | High-Bay Luminaires for Commercial and Industrial Buildings | Premium | FALSE | [9 empty] | 42822 |  |  | Yes |  | 4.1 | 13971.87 | 151.01 | 92.5 | 7.37 | 0.99 | 3945.12 | 83.14
PTUK6KSK | Delviro | Delviro | AIRFLEX-4-95C-4K-[UH]-CL-X-X-X-X-X | Indoor Luminaires | High-Bay | High-Bay Luminaires for Commercial and Industrial Buildings | Premium | FALSE | [9 empty] | 42822 |  |  | Yes |  | 4.1 | 13357.9 | 144.55 | 92.41 | 7.37 | 0.99 | 3945.12 | 83.14
PTF6BKSC | Delviro | Delviro | AIRFLEX-4-95C-4K-[UH]-FR-X-X-X-X-X | Indoor Luminaires | High-Bay | High-Bay Luminaires for Commercial and Industrial Buildings | Standard | FALSE | [9 empty] | 42822 |  |  | Yes |  | 4.1 | 11847.3 | 128.28 | 92.34 | 7.37 | 0.99 | 3945.12 | 83.14
PSVDZJVS | Delviro | Delviro | AIRFLEX-4-110C-4K-[UH]-NL-X-X-X-X-X | Indoor Luminaires | High-Bay | High-Bay Luminaires for Commercial and Industrial Buildings | Premium | FALSE | [9 empty] | 42822 |  |  | Yes |  | 4.1 | 16177.95 | 151.01 | 107.11 | 7.05 | 0.95 | 3945.12 | 83.14
PQMYXHY7 | Delviro | Delviro | AIRFLEX-4-110C-4K-[UH]-CL-X-X-X-X-X | Indoor Luminaires | High-Bay | High-Bay Luminaires for Commercial and Industrial Buildings | Premium | FALSE | [9 empty] | 42822 |  |  | Yes |  | 4.1 | 15467.04 | 144.55 | 107 | 7.05 | 0.95 | 3945.12 | 83.06
PJR6QKDZ | Delviro | Delviro | AIRFLEX-4-80C-4K-[UH]-NL-X-X-X-X-X | Indoor Luminaires | High-Bay | High-Bay Luminaires for Commercial and Industrial Buildings | Premium | FALSE | [9 empty] | 42822 |  |  | Yes |  | 4.1 | 12449.89 | 164.96 | 75.47 | 7.08 | 0.99 | 3942.17 | 83.21
PDBJW5XA | Delviro | Delviro | AIRFLEX-4-80C-4K-[UH]-CL-X-X-X-X-X | Indoor Luminaires | High-Bay | High-Bay Luminaires for Commercial and Industrial Buildings | Premium | FALSE | [9 empty] | 42822 |  |  | Yes |  | 4.1 | 11902.8 | 157.87 | 75.39 | 7.08 | 0.99 | 3942.17 | 83.21
PVHSES82 | Delviro | Delviro | AIRFLEX-4-80C-4K-[UH]-FR-X-X-X-X-X | Indoor Luminaires | High-Bay | High-Bay Luminaires for Commercial and Industrial Buildings | Premium | FALSE | [9 empty] | 42822 |  |  | Yes |  | 4.1 | 10556.75 | 140.1 | 75.34 | 7.08 | 0.99 | 3942.17 | 83.21
P82FVFZ4 | P.Q.L. Inc. | Superior Life® | 55227 | Indoor Luminaires | High-Bay | High-Bay Luminaires for Commercial and Industrial Buildings | Premium | TRUE | 20368.7 | 128.42 | 158.61 | 9.3 | 0.9715 | 4014 | 84.24 | 5 | 50000 | 42822 |  |  | Yes |  | 4.1 | 21060 | 130 | 162 | 10 | 0.9 | 4000 | 80
PW4HUEBW | P.Q.L. Inc. | Superior Life® | 55233 | Indoor Luminaires | High-Bay | High-Bay Luminaires for Commercial and Industrial Buildings | Premium | TRUE | 39946.4 | 127.71 | 312.8 | 14.4 | 0.9668 | 3999 | 84.26 | 5 | 50000 | 42822 |  |  | Yes |  | 4.1 | 41730 | 130 | 321 | 10 | 0.9 | 4000 | 80
P242EYC3 | P.Q.L. Inc. | Superior Life® | 55230 | Indoor Luminaires | High-Bay | High-Bay Luminaires for Commercial and Industrial Buildings | Premium | TRUE | 26985.9 | 128.27 | 210.38 | 14.16 | 0.9667 | 4033 | 84.22 | 5 | 50000 | 42822 |  |  | Yes |  | 4.1 | 28990 | 130 | 223 | 10 | 0.9 | 4000 | 80
P2DSW2AG | P.Q.L. Inc. | Superior Life® | 55225 | Indoor Luminaires | High-Bay | High-Bay Luminaires for Commercial and Industrial Buildings | Premium | TRUE | 11232.2 | 128.32 | 87.53 | 9.6 | 0.9629 | 4019 | 84.24 | 5 | 50000 | 42822 |  |  | Yes |  | 4.1 | 11700 | 130 | 90 | 10 | 0.9 | 4000 | 80
PNP4V2UQ | P.Q.L. Inc. | Superior Life® | 55232 | Indoor Luminaires | High-Bay | High-Bay Luminaires for Commercial and Industrial Buildings | Premium | FALSE | [9 empty] | 42822 |  |  | Yes |  | 4.1 | 42051 | 131 | 321 | 10 | 0.9 | 5000 | 80
PQGY99JN | P.Q.L. Inc. | Superior Life® | 55231 | Indoor Luminaires | High-Bay | High-Bay Luminaires for Commercial and Industrial Buildings | Premium | FALSE | [9 empty] | 42822 |  |  | Yes |  | 4.1 | 29213 | 131 | 223 | 10 | 0.9 | 5000 | 80
PEAMJPGZ | P.Q.L. Inc. | Superior Life® | 55228 | Indoor Luminaires | High-Bay | High-Bay Luminaires for Commercial and Industrial Buildings | Premium | FALSE | [9 empty] | 42822 |  |  | Yes |  | 4.1 | 21222 | 131 | 162 | 10 | 0.9 | 5000 | 80
PWTYVRJP | P.Q.L. Inc. | Superior Life® | 55226 | Indoor Luminaires | High-Bay | High-Bay Luminaires for Commercial and Industrial Buildings | Premium | FALSE | [9 empty] | 42822 |  |  | Yes |  | 4.1 | 11790 | 131 | 90 | 10 | 0.9 | 5000 | 80
PSHKU5GG | LEDtronics Inc. | Ledtronics | LHB001-240W-XWW-101D-A | Indoor Luminaires | High-Bay | High-Bay Luminaires for Commercial and Industrial Buildings | Standard | TRUE | 31395 | 129.68 | 242.1 | 10.02 | 0.9384 | 4112 | 75.8 | 5 | 50000 | 42822 |  |  | No |  | 4 | 31395 | 129.68 | 242.1 | 10.02 | 0.9384 | 4000 | 75.8
PW2HP4PV | LEDtronics Inc. | Ledtronics | LHB001-240W-XWW-101D-B | Indoor Luminaires | High-Bay | High-Bay Luminaires for Commercial and Industrial Buildings | Standard | TRUE | 30552 | 128.1 | 238.5 | 8.11 | 0.9374 | 4035 | 74.1 | 5 | 50000 | 42822 |  |  | No |  | 4 | 30552 | 128.1 | 238.5 | 8.11 | 0.94 | 4000 | 74.1
P49NSFAG | LEDtronics Inc. | Ledtronics | LHB001-240W-XWW-101D-C | Indoor Luminaires | High-Bay | High-Bay Luminaires for Commercial and Industrial Buildings | Standard | TRUE | 30523 | 128.52 | 237.5 | 9.59 | 0.9373 | 4021 | 73.9 | 5 | 50000 | 42822 |  |  | No |  | 4 | 30523 | 128.52 | 237.5 | 9.59 | 0.94 | 4000 | 73.9
P4D5WXE1 | LEDtronics Inc. | Ledtronics | LHB001-150W-XWW-101D-A | Indoor Luminaires | High-Bay | High-Bay Luminaires for Commercial and Industrial Buildings | Standard | TRUE | 19925 | 130.83 | 152.3 | 13.55 | 0.931 | 4092 | 75.4 | 5 | 50000 | 42822 |  |  | No |  | 4 | 19925 | 130.83 | 152.3 | 13.55 | 0.93 | 4000 | 75.4
PWB186KA | LEDtronics Inc. | Ledtronics | LHB001-150W-XWW-101D-C | Indoor Luminaires | High-Bay | High-Bay Luminaires for Commercial and Industrial Buildings | Standard | TRUE | 20109 | 130.66 | 153.9 | 14.76 | 0.9279 | 4001 | 73.7 | 5 | 50000 | 42822 |  |  | No |  | 4 | 20109 | 130.66 | 153.9 | 14.76 | 0.93 | 4000 | 73.7
PKXPNXK4 | LEDtronics Inc. | Ledtronics | LHB001-150W-XWW-101D-B | Indoor Luminaires | High-Bay | High-Bay Luminaires for Commercial and Industrial Buildings | Standard | TRUE | 20129 | 130.96 | 153.7 | 14.87 | 0.927 | 4048 | 74 | 5 | 50000 | 42822 |  |  | No |  | 4 | 20129 | 130.96 | 153.7 | 14.87 | 0.93 | 4000 | 74
P8DQ7QYM | LEDtronics Inc. | Ledtronics | LHB001-200W-XWW-101D-B | Indoor Luminaires | High-Bay | High-Bay Luminaires for Commercial and Industrial Buildings | Standard | TRUE | 27731 | 129.52 | 214.1 | 10.28 | 0.9252 | 4017 | 73.9 | 5 | 50000 | 42822 |  |  | No |  | 4 | 27731 | 129.52 | 214.1 | 10.28 | 0.93 | 4000 | 73.9
PEXVG14C | LEDtronics Inc. | Ledtronics | LHB001-200W-XWW-101D-C | Indoor Luminaires | High-Bay | High-Bay Luminaires for Commercial and Industrial Buildings | Standard | TRUE | 27469 | 128.12 | 214.4 | 9.46 | 0.9246 | 4010 | 73.7 | 5 | 50000 | 42822 |  |  | No |  | 4 | 27469 | 128.12 | 214.4 | 9.46 | 0.92 | 4000 | 73.7
P869ZTAN | LEDtronics Inc. | Ledtronics | LHB001-200W-XWW-101D-A | Indoor Luminaires | High-Bay | High-Bay Luminaires for Commercial and Industrial Buildings | Standard | TRUE | 27187 | 126.16 | 215.5 | 10.48 | 0.923 | 4073 | 75.4 | 5 | 50000 | 42822 |  |  | No |  | 4 | 27187 | 126.16 | 215.5 | 10.48 | 0.92 | 4000 | 75.4
PT8QHXSB | LEDtronics Inc. | Ledtronics | LHB001-240W-XCW-101D-B | Indoor Luminaires | High-Bay | High-Bay Luminaires for Commercial and Industrial Buildings | Standard | FALSE | [9 empty] | 42822 |  |  | No |  | 4 | 31595 | 131.59 | 240.1 | 9.71 | 0.93 | 5700 | 78.4
PMGTWK26 | LEDtronics Inc. | Ledtronics | LHB001-150W-XCW-101D-C | Indoor Luminaires | High-Bay | High-Bay Luminaires for Commercial and Industrial Buildings | Standard | FALSE | [9 empty] | 42822 |  |  | No |  | 4 | 20709 | 133.52 | 155.1 | 15.48 | 0.92 | 5700 | 78.1
PQE2FR76 | LEDtronics Inc. | Ledtronics | LHB001-240W-XCW-101D-C | Indoor Luminaires | High-Bay | High-Bay Luminaires for Commercial and Industrial Buildings | Standard | FALSE | [9 empty] | 42822 |  |  | No |  | 4 | 31523 | 131.84 | 239.1 | 10.67 | 0.93 | 5700 | 78.1
PW6GG6PQ | LEDtronics Inc. | Ledtronics | LHB001-200W-XCW-101D-B | Indoor Luminaires | High-Bay | High-Bay Luminaires for Commercial and Industrial Buildings | Standard | FALSE | [9 empty] | 42822 |  |  | No |  | 4 | 28583 | 132.82 | 215.2 | 10.89 | 0.92 | 5700 | 77.6
PZTR7CVP | LEDtronics Inc. | Ledtronics | LHB001-200W-XCW-101D-C | Indoor Luminaires | High-Bay | High-Bay Luminaires for Commercial and Industrial Buildings | Standard | FALSE | [9 empty] | 42822 |  |  | No |  | 4 | 28319 | 131.29 | 215.7 | 10.08 | 0.92 | 5700 | 77.6
PPDNNWH3 | LEDtronics Inc. | Ledtronics | LHB001-150W-XCW-101D-A | Indoor Luminaires | High-Bay | High-Bay Luminaires for Commercial and Industrial Buildings | Standard | FALSE | [9 empty] | 42822 |  |  | No |  | 4 | 20431 | 131.47 | 155.4 | 13.46 | 0.93 | 5700 | 76.5
PV95GA45 | LEDtronics Inc. | Ledtronics | LHB001-200W-XCW-101D-A | Indoor Luminaires | High-Bay | High-Bay Luminaires for Commercial and Industrial Buildings | Standard | FALSE | [9 empty] | 42822 |  |  | No |  | 4 | 28016 | 129.4 | 216.5 | 10.02 | 0.93 | 5700 | 76.4
PH67DEP4 | LEDtronics Inc. | Ledtronics | LHB001-240W-XCW-101D-A | Indoor Luminaires | High-Bay | High-Bay Luminaires for Commercial and Industrial Buildings | Standard | FALSE | [9 empty] | 42822 |  |  | No |  | 4 | 32904 | 132.41 | 248.5 | 9.65 | 0.9387 | 5700 | 76.3
PXZEY4ET | LEDtronics Inc. | Ledtronics | LHB001-150W-XCW-101D-B | Indoor Luminaires | High-Bay | High-Bay Luminaires for Commercial and Industrial Buildings | Standard | FALSE | [9 empty] | 42822 |  |  | No |  | 4 | 20727 | 133.81 | 154.9 | 16.06 | 0.92 | 5700 | 74.9
PUE74315 | LEDtronics Inc. | Ledtronics | LHB001-240W-XPW-101D-A | Indoor Luminaires | High-Bay | High-Bay Luminaires for Commercial and Industrial Buildings | Standard | FALSE | [9 empty] | 42822 |  |  | No |  | 4 | 31395 | 129.68 | 242.1 | 10.02 | 0.9384 | 5000 | 75.8
P6PXYC44 | LEDtronics Inc. | Ledtronics | LHB001-150W-XPW-101D-A | Indoor Luminaires | High-Bay | High-Bay Luminaires for Commercial and Industrial Buildings | Standard | FALSE | [9 empty] | 42822 |  |  | No |  | 4 | 19925 | 130.83 | 152.3 | 13.55 | 0.93 | 5000 | 75.4
PCCAJ1FU | LEDtronics Inc. | Ledtronics | LHB001-200W-XPW-101D-A | Indoor Luminaires | High-Bay | High-Bay Luminaires for Commercial and Industrial Buildings | Standard | FALSE | [9 empty] | 42822 |  |  | No |  | 4 | 27187 | 126.16 | 215.5 | 10.48 | 0.92 | 5000 | 75.4
PG2RKHKN | LEDtronics Inc. | Ledtronics | LHB001-240W-XPW-101D-B | Indoor Luminaires | High-Bay | High-Bay Luminaires for Commercial and Industrial Buildings | Standard | FALSE | [9 empty] | 42822 |  |  | No |  | 4 | 30552 | 128.1 | 238.5 | 8.11 | 0.94 | 5000 | 74.1
PETEWQ7S | LEDtronics Inc. | Ledtronics | LHB001-150W-XPW-101D-B | Indoor Luminaires | High-Bay | High-Bay Luminaires for Commercial and Industrial Buildings | Standard | FALSE | [9 empty] | 42822 |  |  | No |  | 4 | 20129 | 130.96 | 153.7 | 14.87 | 0.93 | 5000 | 74
PC7C6RBF | LEDtronics Inc. | Ledtronics | LHB001-200W-XPW-101D-B | Indoor Luminaires | High-Bay | High-Bay Luminaires for Commercial and Industrial Buildings | Standard | FALSE | [9 empty] | 42822 |  |  | No |  | 4 | 27731 | 129.52 | 214.1 | 10.28 | 0.93 | 5000 | 73.9
P27XN1ER | LEDtronics Inc. | Ledtronics | LHB001-240W-XPW-101D-C | Indoor Luminaires | High-Bay | High-Bay Luminaires for Commercial and Industrial Buildings | Standard | FALSE | [9 empty] | 42822 |  |  | No |  | 4 | 30523 | 128.52 | 237.5 | 9.59 | 0.94 | 5000 | 73.9
P38R82DM | LEDtronics Inc. | Ledtronics | LHB001-150W-XPW-101D-C | Indoor Luminaires | High-Bay | High-Bay Luminaires for Commercial and Industrial Buildings | Standard | FALSE | [9 empty] | 42822 |  |  | No |  | 4 | 20109 | 130.66 | 153.9 | 14.76 | 0.93 | 5000 | 73.7
P729J6PA | LEDtronics Inc. | Ledtronics | LHB001-200W-XPW-101D-C | Indoor Luminaires | High-Bay | High-Bay Luminaires for Commercial and Industrial Buildings | Standard | FALSE | [9 empty] | 42822 |  |  | No |  | 4 | 27469 | 128.12 | 214.4 | 9.46 | 0.92 | 5000 | 73.7
PMND6NCX | SIRANDA ELECTRICAL TECHNOLOGY LIMITED | SIRANDA LIGHTING | SL-UHB-240W-40L | Indoor Luminaires | High-Bay | High-Bay Luminaires for Commercial and Industrial Buildings | Premium | TRUE | 29519.09 | 126.7 | 232.98 | 14.7 | 0.96 | 4183 | 83.7 | 5 | 50000 | 42822 |  |  | No |  | 4.1 | 31200 | 130 | 240 | 15 | 0.95 | 4000 | 80
P61WEVB7 | SIRANDA ELECTRICAL TECHNOLOGY LIMITED | SIRANDA LIGHTING | SL-UHB-100W-50L | Indoor Luminaires | High-Bay | High-Bay Luminaires for Commercial and Industrial Buildings | Premium | TRUE | 13848 | 139.32 | 99.4 | 10.53 | 0.9587 | 4969 | 82.2 | 5 | 50000 | 42822 |  |  | No |  | 4.1 | 13848 | 139.32 | 99.4 | 10.53 | 0.96 | 5000 | 82.2
PPB92B93 | SIRANDA ELECTRICAL TECHNOLOGY LIMITED | SIRANDA LIGHTING | SL-UHB-150W-50L | Indoor Luminaires | High-Bay | High-Bay Luminaires for Commercial and Industrial Buildings | Premium | TRUE | 20780 | 137.52 | 151.1 | 12.73 | 0.9386 | 4927 | 82.1 | 5 | 50000 | 42822 |  |  | No |  | 4 | 20780 | 137.52 | 151.1 | 12.73 | 0.94 | 5000 | 82.1
P85BZ2Q1 | SIRANDA ELECTRICAL TECHNOLOGY LIMITED | SIRANDA LIGHTING | SL-UHB-150W-40H | Indoor Luminaires | High-Bay | High-Bay Luminaires for Commercial and Industrial Buildings | Premium | TRUE | 18489.11 | 126.12 | 146.6 | 11.7 | 0.933 | 4152 | 82.6 | 5 | 50000 | 42822 |  |  | No |  | 4.1 | 19500 | 130 | 150 | 15 | 0.95 | 4000 | 80
PC74EHKA | SIRANDA ELECTRICAL TECHNOLOGY LIMITED | SIRANDA LIGHTING | SL-UHB-200W-50L | Indoor Luminaires | High-Bay | High-Bay Luminaires for Commercial and Industrial Buildings | Premium | TRUE | 26314 | 128.86 | 204.2 | 11.26 | 0.9124 | 4996 | 83.2 | 5 | 50000 | 42822 |  |  | No |  | 4.1 | 26314 | 128.86 | 204.2 | 11.26 | 0.91 | 5000 | 83.2
PAZA3PRE | SIRANDA ELECTRICAL TECHNOLOGY LIMITED | SIRANDA LIGHTING | SL-UHB-240W-50L | Indoor Luminaires | High-Bay | High-Bay Luminaires for Commercial and Industrial Buildings | Premium | FALSE | [9 empty] | 42822 |  |  | No |  | 4.1 | 31200 | 130 | 240 | 15 | 0.95 | 5000 | 80
PE6Q69PE | SIRANDA ELECTRICAL TECHNOLOGY LIMITED | SIRANDA LIGHTING | SL-UHB-150W-50H | Indoor Luminaires | High-Bay | High-Bay Luminaires for Commercial and Industrial Buildings | Premium | FALSE | [9 empty] | 42822 |  |  | No |  | 4.1 | 19500 | 130 | 150 | 15 | 0.95 | 5000 | 80
PMJ7QGTV | iGlo LLC | iGlo LED | GL100WSLHBT1SN4000KUDX | Indoor Luminaires | High-Bay | High-Bay Luminaires for Commercial and Industrial Buildings | Standard | TRUE | 12933 | 131.7 | 98.2 | 11.56 | 0.9683 | 4062 | 75.5 | 5 | 50000 | 42822 |  |  | No |  | 4 | 12933 | 131.7 | 98.2 | 11.56 | 0.9693 | 4000 | 75.5
PWZKCK1W | iGlo LLC | iGlo LED | GL50WSLHBT1SN4000KUDX | Indoor Luminaires | High-Bay | High-Bay Luminaires for Commercial and Industrial Buildings | Standard | TRUE | 6488.5 | 130.29 | 49.8 | 19.62 | 0.9012 | 4033 | 75.1 | 5 | 50000 | 42822 |  |  | No |  | 4 | 6545.1 | 131.96 | 49.6 | 19.62 | 0.9012 | 4000 | 75.1
PQBVZ6QT | iGlo LLC | iGlo LED | GL100WSLHBT1SN5700KUDX | Indoor Luminaires | High-Bay | High-Bay Luminaires for Commercial and Industrial Buildings | Standard | FALSE | [9 empty] | 42822 |  |  | No |  | 4 | 13605 | 136.16 | 99.92 | 11.09 | 0.969 | 5700 | 76
P282TVXR | iGlo LLC | iGlo LED | GL50WSLHBT1SN5700KUDX | Indoor Luminaires | High-Bay | High-Bay Luminaires for Commercial and Industrial Buildings | Standard | FALSE | [9 empty] | 42822 |  |  | No |  | 4 | 6758 | 132.51 | 51 | 19.11 | 0.9025 | 5700 | 75.8
PF8ZHWZM | iGlo LLC | iGlo LED | GL100WSLHBT1SN5000KUDX | Indoor Luminaires | High-Bay | High-Bay Luminaires for Commercial and Industrial Buildings | Standard | FALSE | [9 empty] | 42822 |  |  | No |  | 4 | 12933 | 131.7 | 98.2 | 11.56 | 0.9693 | 5000 | 75.5
PJT41QG7 | iGlo LLC | iGlo LED | GL50WSLHBT1SN5000KUDX | Indoor Luminaires | High-Bay | High-Bay Luminaires for Commercial and Industrial Buildings | Standard | FALSE | [9 empty] | 42822 |  |  | No |  | 4 | 6545.1 | 131.96 | 49.6 | 19.62 | 0.9012 | 5000 | 75.1
P5MSB89J | LEDRA BRANDS | LEDRA BRANDS | 680PB-CIT-120LM-35K-80-S22-10V-BK [Qualified at 120V Only] | Indoor Luminaires | High-Bay | High-Bay Luminaires for Commercial and Industrial Buildings | Standard | TRUE | 10476 | 121.6 | 86.13 | 9.26 | 0.985 | 3462 | 83.8 | 5 | 50000 | 42822 |  |  | No |  | 4.1 | 11727.75 | 133.88 | 87.6 | 9.26 | 0.99 | 3500 | 80
PN2KFDK8 | LEDRA BRANDS | LEDRA BRANDS | 680PB-CIT-270LM-40K-80-S22-Dim10-BK | Indoor Luminaires | High-Bay | High-Bay Luminaires for Commercial and Industrial Buildings | Standard | TRUE | 26812 | 109 | 245.9 | 14.76 | 0.939 | 4073 | 83.4 | 5 | 50000 | 42822 |  |  | No |  | 4.1 | 27022.79 | 103.54 | 261 | 7.26 | 0.99 | 4000 | 80
P1FVYX2C | LEDRA BRANDS | LEDRA BRANDS | 680PB-CIT-120LM-40K-80-M20-10V-BK [Qualified at 120V Only] | Indoor Luminaires | High-Bay | High-Bay Luminaires for Commercial and Industrial Buildings | Standard | FALSE | [9 empty] | 42822 |  |  | No |  | 4.1 | 11900.24 | 135.85 | 87.6 | 9.26 | 0.99 | 4000 | 80
PN6J2FHP | LEDRA BRANDS | LEDRA BRANDS | 680PB-CIT-120LM-40K-80-S22-10V-BK [Qualified at 120V Only] | Indoor Luminaires | High-Bay | High-Bay Luminaires for Commercial and Industrial Buildings | Standard | FALSE | [9 empty] | 42822 |  |  | No |  | 4.1 | 11851.98 | 135.3 | 87.6 | 9.26 | 0.99 | 4000 | 80
PUQS3B1C | LEDRA BRANDS | LEDRA BRANDS | 680PB-CIT-140LM-40K-80-M20-10V-BK [Qualified at 120V Only] | Indoor Luminaires | High-Bay | High-Bay Luminaires for Commercial and Industrial Buildings | Standard | FALSE | [9 empty] | 42822 |  |  | No |  | 4.1 | 14141.52 | 132.16 | 107 | 8.98 | 0.99 | 4000 | 80
PR2NWAYU | LEDRA BRANDS | LEDRA BRANDS | 680PB-CIT-140LM-40K-80-S22-10V-BK [Qualified at 120V Only] | Indoor Luminaires | High-Bay | High-Bay Luminaires for Commercial and Industrial Buildings | Standard | FALSE | [9 empty] | 42822 |  |  | No |  | 4.1 | 14084.16 | 131.63 | 107 | 8.98 | 0.99 | 4000 | 80
PW6TS4ZM | LEDRA BRANDS | LEDRA BRANDS | 680PB-CIT-160LM-40K-80-M20-10V-BK [Qualified at 120V Only] | Indoor Luminaires | High-Bay | High-Bay Luminaires for Commercial and Industrial Buildings | Standard | FALSE | [9 empty] | 42822 |  |  | No |  | 4.1 | 15709.62 | 128.77 | 122 | 8.8 | 0.99 | 4000 | 80
PV5GKSJD | LEDRA BRANDS | LEDRA BRANDS | 680PB-CIT-160LM-40K-80-S22-10V-BK [Qualified at 120V Only] | Indoor Luminaires | High-Bay | High-Bay Luminaires for Commercial and Industrial Buildings | Standard | FALSE | [9 empty] | 42822 |  |  | No |  | 4.1 | 15645.91 | 128.25 | 122 | 8.8 | 0.99 | 4000 | 80
P57RWF78 | LEDRA BRANDS | LEDRA BRANDS | 680PB-CIT-180LM-40K-80-M20-10V-BK [Qualified at 120V Only] | Indoor Luminaires | High-Bay | High-Bay Luminaires for Commercial and Industrial Buildings | Standard | FALSE | [9 empty] | 42822 |  |  | No |  | 4.1 | 18392.45 | 124.27 | 148 | 8.47 | 0.99 | 4000 | 80
P3D12S1E | LEDRA BRANDS | LEDRA BRANDS | 680PB-CIT-180LM-40K-80-S22-10V-BK [Qualified at 120V Only] | Indoor Luminaires | High-Bay | High-Bay Luminaires for Commercial and Industrial Buildings | Standard | FALSE | [9 empty] | 42822 |  |  | No |  | 4.1 | 18317.85 | 123.77 | 148 | 8.47 | 0.99 | 4000 | 80
PUAKV6TC | LEDRA BRANDS | LEDRA BRANDS | 680PB-CIT-200LM-40K-80-M20-10V-BK [Qualified at 120V Only] | Indoor Luminaires | High-Bay | High-Bay Luminaires for Commercial and Industrial Buildings | Standard | FALSE | [9 empty] | 42822 |  |  | No |  | 4.1 | 20660.34 | 119.42 | 173 | 8.15 | 0.99 | 4000 | 80
P9DHRRVA | LEDRA BRANDS | LEDRA BRANDS | 680PB-CIT-200LM-40K-80-S22-10V-BK [Qualified at 120V Only] | Indoor Luminaires | High-Bay | High-Bay Luminaires for Commercial and Industrial Buildings | Standard | FALSE | [9 empty] | 42822 |  |  | No |  | 4.1 | 20576.54 | 118.94 | 173 | 8.15 | 0.99 | 4000 | 80
PWPW75F6 | LEDRA BRANDS | LEDRA BRANDS | 680PB-CIT-240LM-40K-80-M20-10V-BK [Qualified at 120V Only] | Indoor Luminaires | High-Bay | High-Bay Luminaires for Commercial and Industrial Buildings | Standard | FALSE | [9 empty] | 42822 |  |  | No |  | 4.1 | 23983.81 | 115.86 | 207 | 7.73 | 0.99 | 4000 | 80
PKRZG6A1 | LEDRA BRANDS | LEDRA BRANDS | 680PB-CIT-240LM-40K-80-S22-10V-BK [Qualified at 120V Only] | Indoor Luminaires | High-Bay | High-Bay Luminaires for Commercial and Industrial Buildings | Standard | FALSE | [9 empty] | 42822 |  |  | No |  | 4.1 | 23886.54 | 115.39 | 207 | 7.73 | 0.99 | 4000 | 80
PQYEQYJD | LEDRA BRANDS | LEDRA BRANDS | 680PB-CIT-270LM-40K-80-M20-Dim10-BK | Indoor Luminaires | High-Bay | High-Bay Luminaires for Commercial and Industrial Buildings | Standard | FALSE | [9 empty] | 42822 |  |  | No |  | 4.1 | 27132.83 | 103.96 | 261 | 7.26 | 0.99 | 4000 | 80
PH4U4S3K | LEDRA BRANDS | LEDRA BRANDS | 680PB-CIT-270LM-40K-80-M20-10V-BK [Qualified at 120V Only] | Indoor Luminaires | High-Bay | High-Bay Luminaires for Commercial and Industrial Buildings | Standard | FALSE | [9 empty] | 42822 |  |  | No |  | 4.1 | 27132.83 | 103.96 | 261 | 7.26 | 0.99 | 4000 | 80
PH64358R | LEDRA BRANDS | LEDRA BRANDS | 680PB-CIT-270LM-40K-80-S22-10V-BK [Qualified at 120V Only] | Indoor Luminaires | High-Bay | High-Bay Luminaires for Commercial and Industrial Buildings | Standard | FALSE | [9 empty] | 42822 |  |  | No |  | 4.1 | 27022.79 | 103.54 | 261 | 7.26 | 0.99 | 4000 | 80
P7W5KTZ7 | LEDRA BRANDS | LEDRA BRANDS | 680PB-CIT-120LM-35K-80-M20-10V-BK [Qualified at 120V Only] | Indoor Luminaires | High-Bay | High-Bay Luminaires for Commercial and Industrial Buildings | Standard | FALSE | [9 empty] | 42822 |  |  | No |  | 4.1 | 11775.51 | 134.42 | 87.6 | 9.26 | 0.99 | 3500 | 80
PVVZEF8N | LEDRA BRANDS | LEDRA BRANDS | 680PB-CIT-140LM-35K-80-M20-10V-BK [Qualified at 120V Only] | Indoor Luminaires | High-Bay | High-Bay Luminaires for Commercial and Industrial Buildings | Standard | FALSE | [9 empty] | 42822 |  |  | No |  | 4.1 | 13993.29 | 130.78 | 107 | 8.98 | 0.99 | 3500 | 80
PUMQU61D | LEDRA BRANDS | LEDRA BRANDS | 680PB-CIT-140LM-35K-80-S22-10V-BK [Qualified at 120V Only] | Indoor Luminaires | High-Bay | High-Bay Luminaires for Commercial and Industrial Buildings | Standard | FALSE | [9 empty] | 42822 |  |  | No |  | 4.1 | 13936.54 | 130.25 | 107 | 8.98 | 0.99 | 3500 | 80
P1VUNRUF | LEDRA BRANDS | LEDRA BRANDS | 680PB-CIT-160LM-35K-80-M20-10V-BK [Qualified at 120V Only] | Indoor Luminaires | High-Bay | High-Bay Luminaires for Commercial and Industrial Buildings | Standard | FALSE | [9 empty] | 42822 |  |  | No |  | 4.1 | 15544.96 | 127.42 | 122 | 8.8 | 0.99 | 3500 | 80
P79H6HG3 | LEDRA BRANDS | LEDRA BRANDS | 680PB-CIT-160LM-35K-80-S22-10V-BK [Qualified at 120V Only] | Indoor Luminaires | High-Bay | High-Bay Luminaires for Commercial and Industrial Buildings | Standard | FALSE | [9 empty] | 42822 |  |  | No |  | 4.1 | 15481.91 | 126.9 | 122 | 8.8 | 0.99 | 3500 | 80
P3NTFJ43 | LEDRA BRANDS | LEDRA BRANDS | 680PB-CIT-180LM-35K-80-M20-10V-BK [Qualified at 120V Only] | Indoor Luminaires | High-Bay | High-Bay Luminaires for Commercial and Industrial Buildings | Standard | FALSE | [9 empty] | 42822 |  |  | No |  | 4.1 | 18199.67 | 122.97 | 148 | 8.47 | 0.99 | 3500 | 80
PQ6CBB3U | LEDRA BRANDS | LEDRA BRANDS | 680PB-CIT-180LM-35K-80-S22-10V-BK [Qualified at 120V Only] | Indoor Luminaires | High-Bay | High-Bay Luminaires for Commercial and Industrial Buildings | Standard | FALSE | [9 empty] | 42822 |  |  | No |  | 4.1 | 18125.85 | 122.47 | 148 | 8.47 | 0.99 | 3500 | 80
P1MB9JC3 | LEDRA BRANDS | LEDRA BRANDS | 680PB-CIT-200LM-35K-80-M20-10V-BK [Qualified at 120V Only] | Indoor Luminaires | High-Bay | High-Bay Luminaires for Commercial and Industrial Buildings | Standard | FALSE | [9 empty] | 42822 |  |  | No |  | 4.1 | 20443.78 | 118.17 | 173 | 8.15 | 0.99 | 3500 | 80
PB3KBJ4E | LEDRA BRANDS | LEDRA BRANDS | 680PB-CIT-200LM-35K-80-S22-10V-BK [Qualified at 120V Only] | Indoor Luminaires | High-Bay | High-Bay Luminaires for Commercial and Industrial Buildings | Standard | FALSE | [9 empty] | 42822 |  |  | No |  | 4.1 | 20360.86 | 117.69 | 173 | 8.15 | 0.99 | 3500 | 80
PH2Q2CXD | LEDRA BRANDS | LEDRA BRANDS | 680PB-CIT-240LM-35K-80-M20-10V-BK [Qualified at 120V Only] | Indoor Luminaires | High-Bay | High-Bay Luminaires for Commercial and Industrial Buildings | Standard | FALSE | [9 empty] | 42822 |  |  | No |  | 4.1 | 23732.42 | 114.65 | 207 | 7.73 | 0.99 | 3500 | 80
P52SEKS1 | LEDRA BRANDS | LEDRA BRANDS | 680PB-CIT-240LM-35K-80-S22-10V-BK [Qualified at 120V Only] | Indoor Luminaires | High-Bay | High-Bay Luminaires for Commercial and Industrial Buildings | Standard | FALSE | [9 empty] | 42822 |  |  | No |  | 4.1 | 23636.16 | 114.18 | 207 | 7.73 | 0.99 | 3500 | 80
PSNH7XST | ESL Vision | ESL Vision | ESL-TIHO-LB2-S-60W-F30 | Indoor Luminaires | High-Bay | Low-Bay Luminaires for Commercial and Industrial Buildings | Standard | TRUE | 7048.7 | 116.39 | 60.56 | 13.05 | 0.9269 | 2946 | 82.6 | 5 | 50000 | 42822 |  |  | No |  | 4.1 | 7048.7 | 116.39 | 60.56 | 13.05 | 0.93 | 3000 | 82.6
PA53STQF | ESL Vision | ESL Vision | ESL-TI-LB2-P-44W-F30 | Indoor Luminaires | High-Bay | Low-Bay Luminaires for Commercial and Industrial Buildings | Premium | TRUE | 5576.8 | 129 | 43.23 | 18.57 | 0.905 | 2945 | 82.3 | 5 | 50000 | 42822 |  |  | No |  | 4.1 | 5694.6 | 129.95 | 43.82 | 18.57 | 0.91 | 3000 | 82.3
P442Z5EA | ESL Vision | ESL Vision | ESL-TI-LB2-S-44W-F50 | Indoor Luminaires | High-Bay | Low-Bay Luminaires for Commercial and Industrial Buildings | Standard | TRUE | 5672 | 131.61 | 43.1 | 18.49 | 0.9035 | 5155 | 83.2 | 5 | 50000 | 42822 |  |  | No |  | 4.1 | 5803 | 132.88 | 43.67 | 18.49 | 0.9 | 5000 | 83.2
PXY7WZ1E | ESL Vision | ESL Vision | ESL-TI-LB2-P-36W-F30 | Indoor Luminaires | High-Bay | Low-Bay Luminaires for Commercial and Industrial Buildings | Premium | TRUE | 4525.1 | 140.14 | 32.29 | 14.01 | 0.9016 | 2954 | 82.7 | 5 | 50000 | 42822 |  |  | No |  | 4.1 | 4575.8 | 141.01 | 32.45 | 14.01 | 0.9 | 3000 | 82.7
P3YQRHYU | ESL Vision | ESL Vision | ESL-TI-LB2-S-44W-C50 | Indoor Luminaires | High-Bay | Low-Bay Luminaires for Commercial and Industrial Buildings | Standard | FALSE | [9 empty] | 42822 |  |  | No |  | 4.1 | 5954 | 135.88 | 43.82 | 17.05 | 0.9 | 5000 | 83.6
P8BZZ848 | ESL Vision | ESL Vision | ESL-TI-LB2-P-36W-F50 | Indoor Luminaires | High-Bay | Low-Bay Luminaires for Commercial and Industrial Buildings | Premium | FALSE | [9 empty] | 42822 |  |  | No |  | 4.1 | 4725 | 143.58 | 32.91 | 14.68 | 0.9 | 5000 | 83.6
P119VSHY | ESL Vision | ESL Vision | ESL-TI-LB2-P-36W-C50 | Indoor Luminaires | High-Bay | Low-Bay Luminaires for Commercial and Industrial Buildings | Premium | FALSE | [9 empty] | 42822 |  |  | No |  | 4.1 | 4775 | 145.52 | 32.81 | 13.6 | 0.9 | 5000 | 83.4
P17CGY48 | ESL Vision | ESL Vision | ESL-TIHO-LB2-P-60W-C50 | Indoor Luminaires | High-Bay | Low-Bay Luminaires for Commercial and Industrial Buildings | Premium | FALSE | [9 empty] | 42822 |  |  | No |  | 4.1 | 8250 | 137.02 | 60.21 | 13.9 | 0.92 | 5000 | 83.3
P4VT22QD | ESL Vision | ESL Vision | ESL-TI-LB2-P-44W-F50 | Indoor Luminaires | High-Bay | Low-Bay Luminaires for Commercial and Industrial Buildings | Premium | FALSE | [9 empty] | 42822 |  |  | No |  | 4.1 | 5885 | 133.24 | 44.17 | 19.18 | 0.9 | 5000 | 83.2
PKC53AQ4 | ESL Vision | ESL Vision | ESL-TIHO-LB2-S-60W-C50 | Indoor Luminaires | High-Bay | Low-Bay Luminaires for Commercial and Industrial Buildings | Standard | FALSE | [9 empty] | 42822 |  |  | No |  | 4.1 | 7453 | 122.57 | 60.81 | 16.51 | 0.92 | 5000 | 83.2
PD9YN2YN | ESL Vision | ESL Vision | ESL-TIHO-LB2-P-60W-F50 | Indoor Luminaires | High-Bay | Low-Bay Luminaires for Commercial and Industrial Buildings | Premium | FALSE | [9 empty] | 42822 |  |  | No |  | 4.1 | 8226 | 135.27 | 60.81 | 13.91 | 0.92 | 5000 | 83.1
P3P4SJZS | ESL Vision | ESL Vision | ESL-TIHO-LB2-S-60W-F50 | Indoor Luminaires | High-Bay | Low-Bay Luminaires for Commercial and Industrial Buildings | Standard | FALSE | [9 empty] | 42822 |  |  | No |  | 4.1 | 7336 | 119.87 | 61.2 | 13.54 | 0.92 | 5000 | 82.8
PM2K4819 | ESL Vision | ESL Vision | ESL-TI-LB2-P-44W-C50 | Indoor Luminaires | High-Bay | Low-Bay Luminaires for Commercial and Industrial Buildings | Premium | FALSE | [9 empty] | 42822 |  |  | No |  | 4.1 | 6069 | 137.02 | 44.29 | 17.62 | 0.9 | 5000 | 82.2
PCT8HWUH | ESL Vision | ESL Vision | ESL-TIHO-LB2-S-60W-C45 | Indoor Luminaires | High-Bay | Low-Bay Luminaires for Commercial and Industrial Buildings | Standard | FALSE | [9 empty] | 42822 |  |  | No |  | 4.1 | 7387 | 121.98 | 60.56 | 15.99 | 0.93 | 4500 | 82.7
P7WQPMWS | ESL Vision | ESL Vision | ESL-TI-LB2-P-36W-F45 | Indoor Luminaires | High-Bay | Low-Bay Luminaires for Commercial and Industrial Buildings | Premium | FALSE | [9 empty] | 42822 |  |  | No |  | 4.1 | 4688 | 143.45 | 32.68 | 14.01 | 0.9 | 4500 | 82.7
PJSUGBB8 | ESL Vision | ESL Vision | ESL-TI-LB2-S-44W-F45 | Indoor Luminaires | High-Bay | Low-Bay Luminaires for Commercial and Industrial Buildings | Standard | FALSE | [9 empty] | 42822 |  |  | No |  | 4.1 | 5746 | 132.49 | 43.37 | 17.72 | 0.91 | 4500 | 82.6
P7KZ8P68 | ESL Vision | ESL Vision | ESL-TIHO-LB2-S-60W-F45 | Indoor Luminaires | High-Bay | Low-Bay Luminaires for Commercial and Industrial Buildings | Standard | FALSE | [9 empty] | 42822 |  |  | No |  | 4.1 | 7264 | 119.32 | 60.88 | 13.05 | 0.93 | 4500 | 82.6
PBSGNDYM | ESL Vision | ESL Vision | ESL-TI-LB2-P-36W-C45 | Indoor Luminaires | High-Bay | Low-Bay Luminaires for Commercial and Industrial Buildings | Premium | FALSE | [9 empty] | 42822 |  |  | No |  | 4.1 | 4737 | 145.22 | 32.62 | 13.27 | 0.9 | 4500 | 82.5
PFK2M1X4 | ESL Vision | ESL Vision | ESL-TIHO-LB2-P-60W-C45 | Indoor Luminaires | High-Bay | Low-Bay Luminaires for Commercial and Industrial Buildings | Premium | FALSE | [9 empty] | 42822 |  |  | No |  | 4.1 | 8186 | 136.43 | 60 | 13.27 | 0.93 | 4500 | 82.4
PS4AD1S9 | ESL Vision | ESL Vision | ESL-TI-LB2-P-44W-F45 | Indoor Luminaires | High-Bay | Low-Bay Luminaires for Commercial and Industrial Buildings | Premium | FALSE | [9 empty] | 42822 |  |  | No |  | 4.1 | 5837 | 132.66 | 44 | 18.57 | 0.91 | 4500 | 82.3
PAQGJN1J | ESL Vision | ESL Vision | ESL-TIHO-LB2-P-60W-F45 | Indoor Luminaires | High-Bay | Low-Bay Luminaires for Commercial and Industrial Buildings | Premium | FALSE | [9 empty] | 42822 |  |  | No |  | 4.1 | 8150 | 134.89 | 60.42 | 13.28 | 0.92 | 4500 | 82.3
PB3P27FH | ESL Vision | ESL Vision | ESL-TI-LB2-P-44W-C45 | Indoor Luminaires | High-Bay | Low-Bay Luminaires for Commercial and Industrial Buildings | Premium | FALSE | [9 empty] | 42822 |  |  | No |  | 4.1 | 6018 | 136.62 | 44.05 | 17.19 | 0.91 | 4500 | 82.2
P5S7JWRJ | ESL Vision | ESL Vision | ESL-TI-LB2-S-44W-C45 | Indoor Luminaires | High-Bay | Low-Bay Luminaires for Commercial and Industrial Buildings | Standard | FALSE | [9 empty] | 42822 |  |  | No |  | 4.1 | 5894 | 135.62 | 43.46 | 16.48 | 0.91 | 4500 | 82.2
PWG5WC9U | ESL Vision | ESL Vision | ESL-TIHO-LB2-S-60W-C40 | Indoor Luminaires | High-Bay | Low-Bay Luminaires for Commercial and Industrial Buildings | Standard | FALSE | [9 empty] | 42822 |  |  | No |  | 4.1 | 7322 | 120.9 | 60.56 | 15.99 | 0.93 | 4000 | 82.7
PG96G17H | ESL Vision | ESL Vision | ESL-TI-LB2-P-36W-F40 | Indoor Luminaires | High-Bay | Low-Bay Luminaires for Commercial and Industrial Buildings | Premium | FALSE | [9 empty] | 42822 |  |  | No |  | 4.1 | 4650 | 142.29 | 32.68 | 14.01 | 0.9 | 4000 | 82.7
P96VGRSW | ESL Vision | ESL Vision | ESL-TI-LB2-S-44W-F40 | Indoor Luminaires | High-Bay | Low-Bay Luminaires for Commercial and Industrial Buildings | Standard | FALSE | [9 empty] | 42822 |  |  | No |  | 4.1 | 5690 | 131.2 | 43.37 | 17.72 | 0.91 | 4000 | 82.6
PECHVWWV | ESL Vision | ESL Vision | ESL-TIHO-LB2-S-60W-F40 | Indoor Luminaires | High-Bay | Low-Bay Luminaires for Commercial and Industrial Buildings | Standard | FALSE | [9 empty] | 42822 |  |  | No |  | 4.1 | 7192 | 118.13 | 60.88 | 13.05 | 0.93 | 4000 | 82.6
PD9WKSW1 | ESL Vision | ESL Vision | ESL-TI-LB2-P-36W-C40 | Indoor Luminaires | High-Bay | Low-Bay Luminaires for Commercial and Industrial Buildings | Premium | FALSE | [9 empty] | 42822 |  |  | No |  | 4.1 | 4699 | 144.05 | 32.62 | 13.27 | 0.9 | 4000 | 82.5
PN4CZE6J | ESL Vision | ESL Vision | ESL-TIHO-LB2-P-60W-C40 | Indoor Luminaires | High-Bay | Low-Bay Luminaires for Commercial and Industrial Buildings | Premium | FALSE | [9 empty] | 42822 |  |  | No |  | 4.1 | 8122 | 135.37 | 60 | 13.27 | 0.93 | 4000 | 82.4
PCCPRGHS | ESL Vision | ESL Vision | ESL-TI-LB2-P-44W-F40 | Indoor Luminaires | High-Bay | Low-Bay Luminaires for Commercial and Industrial Buildings | Premium | FALSE | [9 empty] | 42822 |  |  | No |  | 4.1 | 5790 | 131.59 | 44 | 18.57 | 0.91 | 4000 | 82.3
P9QS1HVC | ESL Vision | ESL Vision | ESL-TIHO-LB2-P-60W-F40 | Indoor Luminaires | High-Bay | Low-Bay Luminaires for Commercial and Industrial Buildings | Premium | FALSE | [9 empty] | 42822 |  |  | No |  | 4.1 | 8074 | 133.63 | 60.42 | 13.28 | 0.92 | 4000 | 82.3
PXVDJAFT | ESL Vision | ESL Vision | ESL-TI-LB2-P-44W-C40 | Indoor Luminaires | High-Bay | Low-Bay Luminaires for Commercial and Industrial Buildings | Premium | FALSE | [9 empty] | 42822 |  |  | No |  | 4.1 | 5967 | 135.46 | 44.05 | 17.19 | 0.91 | 4000 | 82.2
P8YYSKTP | ESL Vision | ESL Vision | ESL-TI-LB2-S-44W-C40 | Indoor Luminaires | High-Bay | Low-Bay Luminaires for Commercial and Industrial Buildings | Standard | FALSE | [9 empty] | 42822 |  |  | No |  | 4.1 | 5834 | 134.24 | 43.46 | 16.48 | 0.91 | 4000 | 82.2
P2A7T1NX | ESL Vision | ESL Vision | ESL-TIHO-LB2-S-60W-C35 | Indoor Luminaires | High-Bay | Low-Bay Luminaires for Commercial and Industrial Buildings | Standard | FALSE | [9 empty] | 42822 |  |  | No |  | 4.1 | 7256 | 119.82 | 60.56 | 15.99 | 0.93 | 3500 | 82.7
PJ3QYTKG | ESL Vision | ESL Vision | ESL-TI-LB2-P-36W-F35 | Indoor Luminaires | High-Bay | Low-Bay Luminaires for Commercial and Industrial Buildings | Premium | FALSE | [9 empty] | 42822 |  |  | No |  | 4.1 | 4613 | 141.16 | 32.68 | 14.01 | 0.9 | 3500 | 82.7
PCWREKNY | ESL Vision | ESL Vision | ESL-TI-LB2-S-44W-F35 | Indoor Luminaires | High-Bay | Low-Bay Luminaires for Commercial and Industrial Buildings | Standard | FALSE | [9 empty] | 42822 |  |  | No |  | 4.1 | 5633 | 129.88 | 43.37 | 17.72 | 0.91 | 3500 | 82.6
PAZ7MCZ6 | ESL Vision | ESL Vision | ESL-TIHO-LB2-S-60W-F35 | Indoor Luminaires | High-Bay | Low-Bay Luminaires for Commercial and Industrial Buildings | Standard | FALSE | [9 empty] | 42822 |  |  | No |  | 4.1 | 7121 | 116.97 | 60.88 | 13.05 | 0.93 | 3500 | 82.6
P1UUDJAD | ESL Vision | ESL Vision | ESL-TI-LB2-P-36W-C35 | Indoor Luminaires | High-Bay | Low-Bay Luminaires for Commercial and Industrial Buildings | Premium | FALSE | [9 empty] | 42822 |  |  | No |  | 4.1 | 4660 | 142.86 | 32.62 | 13.27 | 0.9 | 3500 | 82.5
PC3M84BN | ESL Vision | ESL Vision | ESL-TIHO-LB2-P-60W-C35 | Indoor Luminaires | High-Bay | Low-Bay Luminaires for Commercial and Industrial Buildings | Premium | FALSE | [9 empty] | 42822 |  |  | No |  | 4.1 | 8057 | 134.28 | 60 | 13.27 | 0.93 | 3500 | 82.4
PC6KCWN4 | ESL Vision | ESL Vision | ESL-TI-LB2-P-44W-F35 | Indoor Luminaires | High-Bay | Low-Bay Luminaires for Commercial and Industrial Buildings | Premium | FALSE | [9 empty] | 42822 |  |  | No |  | 4.1 | 5742 | 130.5 | 44 | 18.57 | 0.91 | 3500 | 82.3
P7ZVQ9NF | ESL Vision | ESL Vision | ESL-TIHO-LB2-P-60W-F35 | Indoor Luminaires | High-Bay | Low-Bay Luminaires for Commercial and Industrial Buildings | Premium | FALSE | [9 empty] | 42822 |  |  | No |  | 4.1 | 7998 | 132.37 | 60.42 | 13.28 | 0.92 | 3500 | 82.3
PV6KTKTX | ESL Vision | ESL Vision | ESL-TI-LB2-P-44W-C35 | Indoor Luminaires | High-Bay | Low-Bay Luminaires for Commercial and Industrial Buildings | Premium | FALSE | [9 empty] | 42822 |  |  | No |  | 4.1 | 5916 | 134.3 | 44.05 | 17.19 | 0.91 | 3500 | 82.2
P1S4JZ8H | ESL Vision | ESL Vision | ESL-TI-LB2-S-44W-C35 | Indoor Luminaires | High-Bay | Low-Bay Luminaires for Commercial and Industrial Buildings | Standard | FALSE | [9 empty] | 42822 |  |  | No |  | 4.1 | 5773 | 132.83 | 43.46 | 16.48 | 0.91 | 3500 | 82.2
PMRVYA64 | ESL Vision | ESL Vision | ESL-TIHO-LB2-S-60W-C30 | Indoor Luminaires | High-Bay | Low-Bay Luminaires for Commercial and Industrial Buildings | Standard | FALSE | [9 empty] | 42822 |  |  | No |  | 4.1 | 7190.8 | 119.25 | 60.3 | 15.99 | 0.93 | 3000 | 82.7
PYNBEKXP | ESL Vision | ESL Vision | ESL-TI-LB2-S-44W-F30 | Indoor Luminaires | High-Bay | Low-Bay Luminaires for Commercial and Industrial Buildings | Standard | FALSE | [9 empty] | 42822 |  |  | No |  | 4.1 | 5576.7 | 129.51 | 43.06 | 17.72 | 0.91 | 3000 | 82.6
PU8APHQ4 | ESL Vision | ESL Vision | ESL-TI-LB2-P-36W-C30 | Indoor Luminaires | High-Bay | Low-Bay Luminaires for Commercial and Industrial Buildings | Premium | FALSE | [9 empty] | 42822 |  |  | No |  | 4.1 | 4622.1 | 142.57 | 32.42 | 13.27 | 0.9 | 3000 | 82.5
PAXHNZWD | ESL Vision | ESL Vision | ESL-TIHO-LB2-P-60W-C30 | Indoor Luminaires | High-Bay | Low-Bay Luminaires for Commercial and Industrial Buildings | Premium | FALSE | [9 empty] | 42822 |  |  | No |  | 4.1 | 7993.3 | 133.69 | 59.79 | 13.27 | 0.93 | 3000 | 82.4
PJVSAYS6 | ESL Vision | ESL Vision | ESL-TIHO-LB2-P-60W-F30 | Indoor Luminaires | High-Bay | Low-Bay Luminaires for Commercial and Industrial Buildings | Premium | FALSE | [9 empty] | 42822 |  |  | No |  | 4.1 | 7922.4 | 131.97 | 60.03 | 13.28 | 0.92 | 3000 | 82.3
PD339FU9 | ESL Vision | ESL Vision | ESL-TI-LB2-P-44W-C30 | Indoor Luminaires | High-Bay | Low-Bay Luminaires for Commercial and Industrial Buildings | Premium | FALSE | [9 empty] | 42822 |  |  | No |  | 4.1 | 5865.3 | 133.91 | 43.8 | 17.19 | 0.91 | 3000 | 82.2
PRQH8U5E | ESL Vision | ESL Vision | ESL-TI-LB2-S-44W-C30 | Indoor Luminaires | High-Bay | Low-Bay Luminaires for Commercial and Industrial Buildings | Standard | FALSE | [9 empty] | 42822 |  |  | No |  | 4.1 | 5713.3 | 132.56 | 43.1 | 16.48 | 0.91 | 3000 | 82.2
P8VMETTU | Shenzhen FYT LED Co. Ltd | FYT LED | HBR-100W-4000K-D [Qualified Pointing Straight Down] | Indoor Luminaires | High-Bay | High-Bay Luminaires for Commercial and Industrial Buildings | Premium | TRUE | 15180.334 | 143.944 | 105.46 | 16.2 | 0.921 | 3925 | 74.6 | 5 | 50000 | 42821 |  |  | No |  | 4.1 | 15180.3 | 143.9 | 105.4 | 16.2 | 0.92 | 3925 | 74.6
P8EJH1VQ | Shenzhen FYT LED Co. Ltd | FYT LED | HBR-100W-5000K-V [Qualified Pointing Straight Down] | Indoor Luminaires | High-Bay | High-Bay Luminaires for Commercial and Industrial Buildings | Premium | FALSE | [9 empty] | 42821 |  |  | No |  | 4.1 | 15502.3 | 148.9 | 104.1 | 17.8 | 0.93 | 4971 | 73.2
PF7QUMMN | Shenzhen FYT LED Co. Ltd | FYT LED | HBR-100W-5000K-D [Qualified Pointing Straight Down] | Indoor Luminaires | High-Bay | High-Bay Luminaires for Commercial and Industrial Buildings | Premium | FALSE | [9 empty] | 42821 |  |  | No |  | 4.1 | 15502.3 | 148.9 | 104.1 | 17.8 | 0.93 | 4971 | 73.2
PPJ3W7EY | Shenzhen FYT LED Co. Ltd | FYT LED | HBR-100W-4500K-V [Qualified Pointing Straight Down] | Indoor Luminaires | High-Bay | High-Bay Luminaires for Commercial and Industrial Buildings | Premium | FALSE | [9 empty] | 42821 |  |  | No |  | 4.1 | 15180.3 | 143.9 | 105.4 | 16.2 | 0.92 | 4500 | 74.6
P5MJ91BT | Shenzhen FYT LED Co. Ltd | FYT LED | HBR-100W-4500K-D [Qualified Pointing Straight Down] | Indoor Luminaires | High-Bay | High-Bay Luminaires for Commercial and Industrial Buildings | Premium | FALSE | [9 empty] | 42821 |  |  | No |  | 4.1 | 15180.3 | 143.9 | 105.4 | 16.2 | 0.92 | 4500 | 74.6
P4RRPTNN | Shenzhen FYT LED Co. Ltd | FYT LED | HBR-100W-4000K-V [Qualified Pointing Straight Down] | Indoor Luminaires | High-Bay | High-Bay Luminaires for Commercial and Industrial Buildings | Premium | FALSE | [9 empty] | 42821 |  |  | No |  | 4.1 | 15180.3 | 143.9 | 105.4 | 16.2 | 0.92 | 3925 | 74.6
P3SP756F | ABOVE ALL LIGHTING INC. | ABOVE ALL | LHB185351[ ALL motion sensor Battery Backup or blank]-82[-ALL color or blank] | Indoor Luminaires | High-Bay | High-Bay Luminaires for Commercial and Industrial Buildings | Premium | TRUE | 24530 | 134.9 | 181.81 | 11.38 | 0.9327 | 3439 | 82.2 | 5 | 50000 | 42821 |  |  | Yes |  | 4.1 | 24530 | 135 | 185 | 20 | 0.9 | 3500 | 82
PVJKJ5PM | ABOVE ALL LIGHTING INC. | ABOVE ALL | LHB185501[ ALL motion sensor Battery Backup or blank]-82[-ALL color or blank] | Indoor Luminaires | High-Bay | High-Bay Luminaires for Commercial and Industrial Buildings | Premium | FALSE | [9 empty] | 42821 |  |  | Yes |  | 4.1 | 25300 | 138 | 185 | 20 | 0.9 | 5000 | 82
PNYE999D | ABOVE ALL LIGHTING INC. | ABOVE ALL | LHB185451[ ALL motion sensor Battery Backup or blank]-82[-ALL color or blank] | Indoor Luminaires | High-Bay | High-Bay Luminaires for Commercial and Industrial Buildings | Premium | FALSE | [9 empty] | 42821 |  |  | Yes |  | 4.1 | 25040 | 137 | 185 | 20 | 0.9 | 4500 | 82
P8YEEUQK | ABOVE ALL LIGHTING INC. | ABOVE ALL | LHB185401[ ALL motion sensor Battery Backup or blank]-82[-ALL color or blank] | Indoor Luminaires | High-Bay | High-Bay Luminaires for Commercial and Industrial Buildings | Premium | FALSE | [9 empty] | 42821 |  |  | Yes |  | 4.1 | 24785 | 136 | 185 | 20 | 0.9 | 4000 | 82
PUWH9FGQ | Stanpro Lighting Systems Inc. | Stanpro | FN-LS5A-[HW]/30K/[DIm1;L6;AC;OSI;DL;U347;LT;Cmb;KV;ODIm;Rmb;IOSI] | Indoor Luminaires | High-Bay | High-Bay Luminaires for Commercial and Industrial Buildings | Standard | TRUE | 25492 | 113.9 | 223.71 | 9.54 | 0.979 | 3142 | 82 | 5 | 50000 | 42821 |  |  | Yes |  | 4.1 | 25492 | 113.95 | 223.71 | 9.54 | 0.98 | 3142 | 82
PZT3E4UF | Stanpro Lighting Systems Inc. | Stanpro | FN-LS5A-[HW]/50K/[DIm1;L6;AC;OSI;DL;U347;LT;Cmb;KV;ODIm;Rmb;IOSI] | Indoor Luminaires | High-Bay | High-Bay Luminaires for Commercial and Industrial Buildings | Standard | FALSE | [9 empty] | 42821 |  |  | Yes |  | 4.1 | 28039.43 | 125.34 | 223.71 | 9.54 | 0.98 | 5142 | 82
PQNME1UW | Stanpro Lighting Systems Inc. | Stanpro | FN-LS5A-[HW]/40K/[DIm1;L6;AC;OSI;DL;U347;LT;Cmb;KV;ODIm;Rmb;IOSI] | Indoor Luminaires | High-Bay | High-Bay Luminaires for Commercial and Industrial Buildings | Standard | FALSE | [9 empty] | 42821 |  |  | Yes |  | 4.1 | 27042.31 | 120.88 | 223.71 | 9.54 | 0.98 | 4142 | 82
PUADUXRZ | Stanpro Lighting Systems Inc. | Stanpro | FN-LS5A-[HW]/35K/[DIm1;L6;AC;OSI;DL;U347;LT;Cmb;KV;ODIm;Rmb;IOSI] | Indoor Luminaires | High-Bay | High-Bay Luminaires for Commercial and Industrial Buildings | Standard | FALSE | [9 empty] | 42821 |  |  | Yes |  | 4.1 | 26196.69 | 117.1 | 223.71 | 9.54 | 0.98 | 3642 | 82
P8TKE9N7 | Stanpro Lighting Systems Inc. | Stanpro | FN-LS3A-[HW]/30K/XXX | Indoor Luminaires | High-Bay | High-Bay Luminaires for Commercial and Industrial Buildings | Standard | TRUE | 17136 | 130.6 | 131.22 | 10.53 | 0.976 | 3093 | 82 | 5 |  | 42818 | Dimmable | Continuous Below 10 | Yes |  | 4.1 | 17136 | 130.59 | 131.22 | 10.53 | 0.98 | 3093 | 82
P7S2FRUC | Stanpro Lighting Systems Inc. | Stanpro | VT4-LS4A-[WH]/30K/XXX | Indoor Luminaires | High-Bay | Low-Bay Luminaires for Commercial and Industrial Buildings | Standard | TRUE | 7319 | 115.8 | 63.2 | 9.86 | 0.974 | 3066 | 82 | 5 |  | 42818 | Dimmable | Continuous Below 10 | Yes |  | 4.1 | 7319 | 115.81 | 63.2 | 9.86 | 0.97 | 3101 | 82
PPVBZAR4 | Stanpro Lighting Systems Inc. | Stanpro | FN-LS4A-[HW]/30K/XXX | Indoor Luminaires | High-Bay | High-Bay Luminaires for Commercial and Industrial Buildings | Standard | TRUE | 23827 | 124 | 192.22 | 9.85 | 0.974 | 3101 | 82 | 5 |  | 42818 | Dimmable | Continuous Below 10 | Yes |  | 4.1 | 23827 | 123.96 | 192.22 | 9.85 | 0.97 | 3101 | 82
PCCGE2UW | Stanpro Lighting Systems Inc. | Stanpro | VT4-LS4A-[WH]/50K/XXX | Indoor Luminaires | High-Bay | Low-Bay Luminaires for Commercial and Industrial Buildings | Standard | FALSE | [9 empty] | 42818 | Dimmable | Continuous Below 10 | Yes |  | 4.1 | 7981.83 | 126.29 | 63.2 | 9.86 | 0.97 | 5101 | 82
P7ZH76UW | Stanpro Lighting Systems Inc. | Stanpro | FN-LS4A-[HW]/50K/XXX | Indoor Luminaires | High-Bay | High-Bay Luminaires for Commercial and Industrial Buildings | Standard | FALSE | [9 empty] | 42818 | Dimmable | Continuous Below 10 | Yes |  | 4.1 | 26208.04 | 136.34 | 192.22 | 9.85 | 0.97 | 5101 | 82
PF5JCJ66 | Stanpro Lighting Systems Inc. | Stanpro | VT4-LS3A-[WH]/50K/XXX | Indoor Luminaires | High-Bay | Low-Bay Luminaires for Commercial and Industrial Buildings | Standard | FALSE | [9 empty] | 42818 | Dimmable | Continuous Below 10 | Yes |  | 4.1 | 5111.47 | 130.33 | 39.22 | 10.96 | 0.97 | 5093 | 83
PNPWFGM4 | Stanpro Lighting Systems Inc. | Stanpro | FN-LS3A-[HW]/50K/XXX | Indoor Luminaires | High-Bay | High-Bay Luminaires for Commercial and Industrial Buildings | Standard | FALSE | [9 empty] | 42818 | Dimmable | Continuous Below 10 | Yes |  | 4.1 | 18687.9 | 142.42 | 131.22 | 10.53 | 0.98 | 5093 | 82
PDT6RDYU | Stanpro Lighting Systems Inc. | Stanpro | VT4-LS4A-[WH]/40K/XXX | Indoor Luminaires | High-Bay | Low-Bay Luminaires for Commercial and Industrial Buildings | Standard | FALSE | [9 empty] | 42818 | Dimmable | Continuous Below 10 | Yes |  | 4.1 | 7708.4 | 121.97 | 63.2 | 9.86 | 0.97 | 4101 | 82
PSE5SQEW | Stanpro Lighting Systems Inc. | Stanpro | FN-LS4A-[HW]/40K/XXX | Indoor Luminaires | High-Bay | High-Bay Luminaires for Commercial and Industrial Buildings | Standard | FALSE | [9 empty] | 42818 | Dimmable | Continuous Below 10 | Yes |  | 4.1 | 25276.06 | 131.5 | 192.22 | 9.85 | 0.97 | 4101 | 82
PSFS64XC | Stanpro Lighting Systems Inc. | Stanpro | FN-LS3A-[HW]/40K/XXX | Indoor Luminaires | High-Bay | High-Bay Luminaires for Commercial and Industrial Buildings | Standard | FALSE | [9 empty] | 42818 | Dimmable | Continuous Below 10 | Yes |  | 4.1 | 18047.71 | 137.54 | 131.22 | 10.53 | 0.98 | 4093 | 82
P2DRDVAQ | Stanpro Lighting Systems Inc. | Stanpro | VT4-LS4A-[WH]/35K/XXX | Indoor Luminaires | High-Bay | Low-Bay Luminaires for Commercial and Industrial Buildings | Standard | FALSE | [9 empty] | 42818 | Dimmable | Continuous Below 10 | Yes |  | 4.1 | 7496.14 | 118.61 | 63.2 | 9.86 | 0.97 | 3601 | 82
PWE8WXTY | Stanpro Lighting Systems Inc. | Stanpro | FN-LS4A-[HW]/35K/XXX | Indoor Luminaires | High-Bay | High-Bay Luminaires for Commercial and Industrial Buildings | Standard | FALSE | [9 empty] | 42818 | Dimmable | Continuous Below 10 | Yes |  | 4.1 | 24485.66 | 127.38 | 192.22 | 9.85 | 0.97 | 3601 | 82
PRA2WWJQ | Stanpro Lighting Systems Inc. | Stanpro | FN-LS3A-[HW]/35K/XXX | Indoor Luminaires | High-Bay | High-Bay Luminaires for Commercial and Industrial Buildings | Standard | FALSE | [9 empty] | 42818 | Dimmable | Continuous Below 10 | Yes |  | 4.1 | 17550.74 | 133.75 | 131.22 | 10.53 | 0.98 | 3593 | 82
PJG48QC3 | Foshan NaturaLED Electric Co. Ltd | Naturaled | LED-FXHBL300/44FR/840 | Indoor Luminaires | High-Bay | High-Bay Luminaires for Commercial and Industrial Buildings | Premium | TRUE | 38999 | 130.26 | 299.4 | 15.93 | 0.9291 | 3923 | 84.2 | 5 | 50000 | 42818 | Dimmable | Continuous Above 10 | No |  | 4.1 | 38999 | 130.26 | 299.4 | 15.89 | 0.93 | 4000 | 84.2
P6N3F256 | Foshan NaturaLED Electric Co. Ltd | Naturaled | LED-FXHBL300/44FR/850 | Indoor Luminaires | High-Bay | High-Bay Luminaires for Commercial and Industrial Buildings | Premium | FALSE | [9 empty] | 42818 | Dimmable | Continuous Above 10 | No |  | 4.1 | 39472 | 132.55 | 297.8 | 15.93 | 0.93 | 5000 | 84.5
PUG3SHSH | SHANGHAI JOOHN INDUSTRIAL CO. LTD | JOOHN | LK8001B-100W 4000K | Indoor Luminaires | High-Bay | High-Bay Luminaires for Commercial and Industrial Buildings | Standard | TRUE | 9943 | 109 | 91.14 | 11.7 | 0.952 | 3983 | 71.3 | 5 | 50000 | 42818 | Not Dimmable | Not Dimmable | No |  | 4.1 | 10900 | 109 | 100 | 0.12 | 0.9 | 4000 | 70
PR6PMWG3 | SHANGHAI JOOHN INDUSTRIAL CO. LTD | JOOHN | LK8001A-60W 4000K | Indoor Luminaires | High-Bay | Low-Bay Luminaires for Commercial and Industrial Buildings | Standard | TRUE | 6248 | 109 | 57.19 | 6.57 | 0.945 | 3904 | 70.5 | 5 | 50000 | 42818 | Not Dimmable | Not Dimmable | No |  | 4.1 | 6540 | 109 | 60 | 0.07 | 0.9 | 4000 | 70
PV7CDXCF | SHANGHAI JOOHN INDUSTRIAL CO. LTD | JOOHN | LK8001C-150W 4000K | Indoor Luminaires | High-Bay | High-Bay Luminaires for Commercial and Industrial Buildings | Standard | TRUE | 16119 | 110 | 146.31 | 11.82 | 0.906 | 3938 | 70.5 | 5 | 50000 | 42818 | Not Dimmable | Not Dimmable | No |  | 4.1 | 16500 | 110 | 150 | 0.12 | 0.9 | 4000 | 70
PYW4NZVR | SHANGHAI JOOHN INDUSTRIAL CO. LTD | JOOHN | LK8001C-150W 5000K | Indoor Luminaires | High-Bay | High-Bay Luminaires for Commercial and Industrial Buildings | Standard | FALSE | [9 empty] | 42818 | Not Dimmable | Not Dimmable | No |  | 4.1 | 16800 | 112 | 150 | 0.12 | 0.9 | 5000 | 70
PC2BWNN6 | SHANGHAI JOOHN INDUSTRIAL CO. LTD | JOOHN | LK8001B-100W 5000K | Indoor Luminaires | High-Bay | High-Bay Luminaires for Commercial and Industrial Buildings | Standard | FALSE | [9 empty] | 42818 | Not Dimmable | Not Dimmable | No |  | 4.1 | 11100 | 111 | 100 | 0.12 | 0.9 | 5000 | 70
PSRJ91BK | SHANGHAI JOOHN INDUSTRIAL CO. LTD | JOOHN | LK8001A-60W 5000K | Indoor Luminaires | High-Bay | Low-Bay Luminaires for Commercial and Industrial Buildings | Standard | FALSE | [9 empty] | 42818 | Not Dimmable | Not Dimmable | No |  | 4.1 | 6660 | 111 | 60 | 0.07 | 0.9 | 5000 | 70
PKCHKE27 | SHANGHAI JOOHN INDUSTRIAL CO. LTD | JOOHN | LK8001C-150W 4500K | Indoor Luminaires | High-Bay | High-Bay Luminaires for Commercial and Industrial Buildings | Standard | FALSE | [9 empty] | 42818 | Not Dimmable | Not Dimmable | No |  | 4.1 | 16650 | 111 | 150 | 0.12 | 0.9 | 4500 | 70
P8W7MYVK | SHANGHAI JOOHN INDUSTRIAL CO. LTD | JOOHN | LK8001B-100W 4500K | Indoor Luminaires | High-Bay | High-Bay Luminaires for Commercial and Industrial Buildings | Standard | FALSE | [9 empty] | 42818 | Not Dimmable | Not Dimmable | No |  | 4.1 | 11000 | 110 | 100 | 0.12 | 0.9 | 4500 | 70
PQEMTY6U | SHANGHAI JOOHN INDUSTRIAL CO. LTD | JOOHN | LK8001A-60W 4500K | Indoor Luminaires | High-Bay | Low-Bay Luminaires for Commercial and Industrial Buildings | Standard | FALSE | [9 empty] | 42818 | Not Dimmable | Not Dimmable | No |  | 4.1 | 6600 | 110 | 60 | 0.07 | 0.9 | 4500 | 70
PCEM9GSM | FSC Lighting | FSC Lighting | LEHB-24-178W-57K | Indoor Luminaires | High-Bay | High-Bay Luminaires for Commercial and Industrial Buildings | Premium | TRUE | 23020.3 | 132.7 | 173.48 | 8.4 | 0.9931 | 5870 | 84.93 | 5 | 50000 | 42818 | Dimmable | Continuous Below 10 | Yes |  | 4.1 | 23496 | 132 | 178 | 10 | 0.9 | 5700 | 80
PJBRY2JX | FSC Lighting | FSC Lighting | LEHB-24-265W-57K | Indoor Luminaires | High-Bay | High-Bay Luminaires for Commercial and Industrial Buildings | Premium | TRUE | 33813.1 | 130.2 | 259.7 | 8.6 | 0.9929 | 5859 | 85.01 | 5 | 50000 | 42818 | Dimmable | Continuous Below 10 | Yes |  | 4.1 | 34980 | 132 | 265 | 10 | 0.9 | 5700 | 80
PAC3JRJ7 | FSC Lighting | FSC Lighting | LEHB-22-162W-40K | Indoor Luminaires | High-Bay | High-Bay Luminaires for Commercial and Industrial Buildings | Premium | TRUE | 20368.7 | 128.42 | 158.61 | 9.3 | 0.9715 | 4014 | 84.24 | 5 | 50000 | 42818 | Dimmable | Continuous Below 10 | Yes |  | 4.1 | 21060 | 130 | 162 | 10 | 0.9 | 4000 | 80
PGEVY4KK | FSC Lighting | FSC Lighting | LEHB-22-140W-57K | Indoor Luminaires | High-Bay | High-Bay Luminaires for Commercial and Industrial Buildings | Premium | TRUE | 17477.3 | 129.42 | 135.04 | 6.8 | 0.97 | 5916 | 84.38 | 5 | 50000 | 42818 | Dimmable | Continuous Below 10 | No |  | 4 | 18480 | 132 | 140 | 10 | 0.9 | 5700 | 80
PPKP2JVZ | FSC Lighting | FSC Lighting | LEHB-22-110W-40K | Indoor Luminaires | High-Bay | High-Bay Luminaires for Commercial and Industrial Buildings | Premium | TRUE | 13521.4 | 128.86 | 104.93 | 13.8 | 0.9681 | 4014 | 84.22 | 5 | 50000 | 42818 | Dimmable | Continuous Below 10 | Yes |  | 4.1 | 14300 | 130 | 110 | 10 | 0.9 | 4000 | 80
P7X5K4ZF | FSC Lighting | FSC Lighting | LEHB-22-90W-40K | Indoor Luminaires | High-Bay | High-Bay Luminaires for Commercial and Industrial Buildings | Premium | TRUE | 11232.2 | 128.32 | 87.53 | 9.6 | 0.9629 | 4019 | 84.24 | 5 | 50000 | 42818 | Dimmable | Continuous Below 10 | Yes |  | 4.1 | 11700 | 130 | 90 | 10 | 0.9 | 4000 | 80
PBNPFEJ6 | FSC Lighting | FSC Lighting | LEHB-24-265W-40K | Indoor Luminaires | High-Bay | High-Bay Luminaires for Commercial and Industrial Buildings | Premium | TRUE | 33726.5 | 127.9 | 263.7 | 10.3 | 0.9618 | 4019 | 84.19 | 5 | 50000 | 42818 | Dimmable | Continuous Below 10 | Yes |  | 4.1 | 34450 | 130 | 265 | 10 | 0.9 | 4000 | 80
P7CHFW1Q | FSC Lighting | FSC Lighting | LEHB-22-135W-40K | Indoor Luminaires | High-Bay | High-Bay Luminaires for Commercial and Industrial Buildings | Premium | TRUE | 17211.6 | 129.31 | 133.1 | 10.7 | 0.9613 | 3994 | 84.92 | 5 | 50000 | 42818 | Dimmable | Continuous Below 10 | Yes |  | 4.1 | 17550 | 130 | 135 | 10 | 0.9 | 4000 | 80
P71E56ET | FSC Lighting | FSC Lighting | LEHB-24-178W-40K | Indoor Luminaires | High-Bay | High-Bay Luminaires for Commercial and Industrial Buildings | Premium | TRUE | 22721.2 | 129.37 | 175.63 | 10.4 | 0.961 | 4022 | 84.28 | 5 | 50000 | 42818 | Dimmable | Continuous Below 10 | Yes |  | 4.1 | 23140 | 130 | 178 | 10 | 0.9 | 4000 | 80
PMXQUDPZ | FSC Lighting | FSC Lighting | LEHB-24-180W-57K | Indoor Luminaires | High-Bay | High-Bay Luminaires for Commercial and Industrial Buildings | Premium | TRUE | 24088.8 | 134.17 | 179.54 | 11.7 | 0.96 | 5339 | 82.58 | 5 | 50000 | 42818 | Dimmable | Continuous Below 10 | No |  | 4 | 24120 | 134 | 180 | 10 | 0.9 | 5700 | 80
PANUY31X | FSC Lighting | FSC Lighting | LEHB-22-95W-57K | Indoor Luminaires | High-Bay | High-Bay Luminaires for Commercial and Industrial Buildings | Premium | TRUE | 11849.6 | 129.4 | 91.57 | 10.82 | 0.96 | 5914 | 84.32 | 5 | 50000 | 42818 | Dimmable | Continuous Below 10 | No |  | 4 | 12462 | 132 | 95 | 10 | 0.9 | 5700 | 80
PJYG4TT7 | FSC Lighting | FSC Lighting | LEHB-22-68W-40K | Indoor Luminaires | High-Bay | Low-Bay Luminaires for Commercial and Industrial Buildings | Premium | TRUE | 8099.6 | 129.63 | 62.76 | 13.7 | 0.9486 | 4004 | 84.15 | 5 | 50000 | 42818 | Dimmable | Continuous Below 10 | Yes |  | 4.1 | 8450 | 130 | 65 | 10 | 0.9 | 4000 | 80
P8JVFJA4 | FSC Lighting | FSC Lighting | LEHB-22-162W-57K | Indoor Luminaires | High-Bay | High-Bay Luminaires for Commercial and Industrial Buildings | Premium | FALSE | [9 empty] | 42818 | Dimmable | Continuous Below 10 | Yes |  | 4.1 | 21384 | 132 | 162 | 10 | 0.9 | 5700 | 80
P1XA8TG7 | FSC Lighting | FSC Lighting | LEHB-22-135W-57K | Indoor Luminaires | High-Bay | High-Bay Luminaires for Commercial and Industrial Buildings | Premium | FALSE | [9 empty] | 42818 | Dimmable | Continuous Below 10 | Yes |  | 4.1 | 17820 | 132 | 135 | 10 | 0.9 | 5700 | 80
PX4TVWJX | FSC Lighting | FSC Lighting | LEHB-22-110W-57K | Indoor Luminaires | High-Bay | High-Bay Luminaires for Commercial and Industrial Buildings | Premium | FALSE | [9 empty] | 42818 | Dimmable | Continuous Below 10 | Yes |  | 4.1 | 14520 | 132 | 110 | 10 | 0.9 | 5700 | 80
PQZTTFCT | FSC Lighting | FSC Lighting | LEHB-22-90W-57K | Indoor Luminaires | High-Bay | High-Bay Luminaires for Commercial and Industrial Buildings | Premium | FALSE | [9 empty] | 42818 | Dimmable | Continuous Below 10 | Yes |  | 4.1 | 11880 | 132 | 90 | 10 | 0.9 | 5700 | 80
PEMTPMZ4 | FSC Lighting | FSC Lighting | LEHB-22-68W-57K | Indoor Luminaires | High-Bay | Low-Bay Luminaires for Commercial and Industrial Buildings | Premium | FALSE | [9 empty] | 42818 | Dimmable | Continuous Below 10 | Yes |  | 4.1 | 8580 | 132 | 65 | 10 | 0.9 | 5700 | 80
PEJGCUSN | FSC Lighting | FSC Lighting | LEHB-24-265W-50K | Indoor Luminaires | High-Bay | High-Bay Luminaires for Commercial and Industrial Buildings | Premium | FALSE | [9 empty] | 42818 | Dimmable | Continuous Below 10 | Yes |  | 4.1 | 34715 | 131 | 265 | 10 | 0.9 | 5000 | 80
PSQJZ6W4 | FSC Lighting | FSC Lighting | LEHB-24-178W-50K | Indoor Luminaires | High-Bay | High-Bay Luminaires for Commercial and Industrial Buildings | Premium | FALSE | [9 empty] | 42818 | Dimmable | Continuous Below 10 | Yes |  | 4.1 | 23318 | 131 | 178 | 10 | 0.9 | 5000 | 80
PGSXCC1C | FSC Lighting | FSC Lighting | LEHB-22-162W-50K | Indoor Luminaires | High-Bay | High-Bay Luminaires for Commercial and Industrial Buildings | Premium | FALSE | [9 empty] | 42818 | Dimmable | Continuous Below 10 | Yes |  | 4.1 | 21222 | 131 | 162 | 10 | 0.9 | 5000 | 80
PM94NM6X | FSC Lighting | FSC Lighting | LEHB-22-135W-50K | Indoor Luminaires | High-Bay | High-Bay Luminaires for Commercial and Industrial Buildings | Premium | FALSE | [9 empty] | 42818 | Dimmable | Continuous Below 10 | Yes |  | 4.1 | 17685 | 131 | 135 | 10 | 0.9 | 5000 | 80
PX96FWM6 | FSC Lighting | FSC Lighting | LEHB-22-110W-50K | Indoor Luminaires | High-Bay | High-Bay Luminaires for Commercial and Industrial Buildings | Premium | FALSE | [9 empty] | 42818 | Dimmable | Continuous Below 10 | Yes |  | 4.1 | 14410 | 131 | 110 | 10 | 0.9 | 5000 | 80
PGZDNPND | FSC Lighting | FSC Lighting | LEHB-22-90W-50K | Indoor Luminaires | High-Bay | High-Bay Luminaires for Commercial and Industrial Buildings | Premium | FALSE | [9 empty] | 42818 | Dimmable | Continuous Below 10 | Yes |  | 4.1 | 11790 | 131 | 90 | 10 | 0.9 | 5000 | 80
P4DP1EXY | FSC Lighting | FSC Lighting | LEHB-22-68W-50K | Indoor Luminaires | High-Bay | Low-Bay Luminaires for Commercial and Industrial Buildings | Premium | FALSE | [9 empty] | 42818 | Dimmable | Continuous Below 10 | Yes |  | 4.1 | 8515 | 131 | 65 | 10 | 0.9 | 5000 | 80
P5ASUJSC | FSC Lighting | FSC Lighting | LEHB-24-180W-50K | Indoor Luminaires | High-Bay | High-Bay Luminaires for Commercial and Industrial Buildings | Premium | FALSE | [9 empty] | 42818 | Dimmable | Continuous Below 10 | No |  | 4 | 23760 | 132 | 180 | 10 | 0.9 | 5000 | 80
PTBDGS9S | FSC Lighting | FSC Lighting | LEHB-22-140W-50K | Indoor Luminaires | High-Bay | High-Bay Luminaires for Commercial and Industrial Buildings | Premium | FALSE | [9 empty] | 42818 | Dimmable | Continuous Below 10 | No |  | 4 | 18340 | 131 | 140 | 10 | 0.9 | 5000 | 80
PU3ADG1N | FSC Lighting | FSC Lighting | LEHB-22-95W-50K | Indoor Luminaires | High-Bay | High-Bay Luminaires for Commercial and Industrial Buildings | Premium | FALSE | [9 empty] | 42818 | Dimmable | Continuous Below 10 | No |  | 4 | 12445 | 131 | 95 | 10 | 0.9 | 5000 | 80
PURDQHPJ | FSC Lighting | FSC Lighting | LEHB-24-180W-40K | Indoor Luminaires | High-Bay | High-Bay Luminaires for Commercial and Industrial Buildings | Premium | FALSE | [9 empty] | 42818 | Dimmable | Continuous Below 10 | No |  | 4 | 23400 | 130 | 180 | 10 | 0.9 | 4000 | 80
P4E8WQRP | FSC Lighting | FSC Lighting | LEHB-22-140W-40K | Indoor Luminaires | High-Bay | High-Bay Luminaires for Commercial and Industrial Buildings | Premium | FALSE | [9 empty] | 42818 | Dimmable | Continuous Below 10 | No |  | 4 | 18200 | 130 | 140 | 10 | 0.9 | 4000 | 80
PAAA2HD6 | FSC Lighting | FSC Lighting | LEHB-22-95W-40K | Indoor Luminaires | High-Bay | High-Bay Luminaires for Commercial and Industrial Buildings | Premium | FALSE | [9 empty] | 42818 | Dimmable | Continuous Below 10 | No |  | 4 | 12350 | 130 | 95 | 10 | 0.9 | 4000 | 80
PQRM6ZK8 | Kobi Electric Inc. | KOBI ELECTRIC INC | HB22-162A-40 | Indoor Luminaires | High-Bay | High-Bay Luminaires for Commercial and Industrial Buildings | Premium | TRUE | 20368.7 | 128.42 | 158.61 | 9.3 | 0.9715 | 4014 | 84.24 | 5 | 50000 | 42818 | Dimmable | ContinuousBelow13 | Yes |  | 4.1 | 21060 | 130 | 162 | 10 | 0.9 | 4000 | 80
PCTSV72C | Kobi Electric Inc. | KOBI ELECTRIC INC | HB12-110A-40 | Indoor Luminaires | High-Bay | High-Bay Luminaires for Commercial and Industrial Buildings | Premium | TRUE | 13521.4 | 128.86 | 104.93 | 13.8 | 0.9681 | 4014 | 84.22 | 5 | 50000 | 42818 | Dimmable | Continuous Below 10 | Yes |  | 4.1 | 14300 | 130 | 110 | 10 | 0.9 | 4000 | 80
PZ49W927 | Kobi Electric Inc. | KOBI ELECTRIC INC | HB14-223A-40 | Indoor Luminaires | High-Bay | High-Bay Luminaires for Commercial and Industrial Buildings | Premium | TRUE | 26985.9 | 128.27 | 210.38 | 14.16 | 0.9667 | 4033 | 84.22 | 5 | 50000 | 42818 | Dimmable | ContinuousBelow16 | Yes |  | 4.1 | 28990 | 130 | 223 | 10 | 0.9 | 4000 | 80
PBFZGRDG | Kobi Electric Inc. | KOBI ELECTRIC INC | HB14-223A-57 | Indoor Luminaires | High-Bay | High-Bay Luminaires for Commercial and Industrial Buildings | Premium | FALSE | [9 empty] | 42818 | Dimmable | ContinuousBelow18 | Yes |  | 4.1 | 29463 | 132 | 223 | 10 | 0.9 | 5700 | 80
PJPXKQJD | Kobi Electric Inc. | KOBI ELECTRIC INC | HB22-162A-57 | Indoor Luminaires | High-Bay | High-Bay Luminaires for Commercial and Industrial Buildings | Premium | FALSE | [9 empty] | 42818 | Dimmable | ContinuousBelow15 | Yes |  | 4.1 | 21384 | 132 | 162 | 10 | 0.9 | 5700 | 80
P99FUHHM | Kobi Electric Inc. | KOBI ELECTRIC INC | HB12-110A-57 | Indoor Luminaires | High-Bay | High-Bay Luminaires for Commercial and Industrial Buildings | Premium | FALSE | [9 empty] | 42818 | Dimmable | ContinuousBelow12 | Yes |  | 4.1 | 14520 | 132 | 110 | 10 | 0.9 | 5700 | 80
PWU3U4VY | Kobi Electric Inc. | KOBI ELECTRIC INC | HB14-223A-50 | Indoor Luminaires | High-Bay | High-Bay Luminaires for Commercial and Industrial Buildings | Premium | FALSE | [9 empty] | 42818 | Dimmable | ContinuousBelow17 | Yes |  | 4.1 | 29213 | 131 | 223 | 10 | 0.9 | 5000 | 80
PFV8PNF6 | Kobi Electric Inc. | KOBI ELECTRIC INC | HB22-162A-50 | Indoor Luminaires | High-Bay | High-Bay Luminaires for Commercial and Industrial Buildings | Premium | FALSE | [9 empty] | 42818 | Dimmable | ContinuousBelow14 | Yes |  | 4.1 | 21222 | 131 | 162 | 10 | 0.9 | 5000 | 80
PNQUSDZB | Kobi Electric Inc. | KOBI ELECTRIC INC | HB12-110A-50 | Indoor Luminaires | High-Bay | High-Bay Luminaires for Commercial and Industrial Buildings | Premium | FALSE | [9 empty] | 42818 | Dimmable | ContinuousBelow11 | Yes |  | 4.1 | 14410 | 131 | 110 | 10 | 0.9 | 5000 | 80
PH8PHVCR | SHANGHAI JOOHN INDUSTRIAL CO. LTD | JOOHN | LK8001E-350W 4000K | Indoor Luminaires | High-Bay | High-Bay Luminaires for Commercial and Industrial Buildings | Standard | TRUE | 32543 | 107 | 305 | 9.77 | 0.933 | 3956 | 71.3 | 5 | 50000 | 42818 | Not Dimmable | Not Dimmable | No |  | 4.1 | 37450 | 107 | 350 | 0.1 | 0.9 | 4000 | 70
P2KQD2AC | SHANGHAI JOOHN INDUSTRIAL CO. LTD | JOOHN | LK8001E-350W 5000K | Indoor Luminaires | High-Bay | High-Bay Luminaires for Commercial and Industrial Buildings | Standard | FALSE | [9 empty] | 42818 | Not Dimmable | Not Dimmable | No |  | 4.1 | 38150 | 109 | 350 | 0.1 | 0.9 | 5000 | 70
PAHMGMNQ | SHANGHAI JOOHN INDUSTRIAL CO. LTD | JOOHN | LK8001E-350W 4500K | Indoor Luminaires | High-Bay | High-Bay Luminaires for Commercial and Industrial Buildings | Standard | FALSE | [9 empty] | 42818 | Not Dimmable | Not Dimmable | No |  | 4.1 | 37800 | 108 | 350 | 0.1 | 0.9 | 4500 | 70
PV5WYSZB | SHANGHAI JOOHN INDUSTRIAL CO. LTD | JOOHN | LK8001D-200W 4000K | Indoor Luminaires | High-Bay | High-Bay Luminaires for Commercial and Industrial Buildings | Standard | TRUE | 18933 | 105 | 180.2 | 12.8 | 0.934 | 4033 | 71.5 | 5 | 50000 | 42818 | Not Dimmable | Not Dimmable | No |  | 4.1 | 21000 | 105 | 200 | 0.13 | 0.9 | 4000 | 70
P8K6T26G | SHANGHAI JOOHN INDUSTRIAL CO. LTD | JOOHN | LK8001D-200W 5000K | Indoor Luminaires | High-Bay | High-Bay Luminaires for Commercial and Industrial Buildings | Standard | FALSE | [9 empty] | 42818 | Not Dimmable | Not Dimmable | No |  | 4.1 | 21400 | 107 | 200 | 0.13 | 0.9 | 5000 | 70
P3RJYEFD | SHANGHAI JOOHN INDUSTRIAL CO. LTD | JOOHN | LK8001D-200W 4500K | Indoor Luminaires | High-Bay | High-Bay Luminaires for Commercial and Industrial Buildings | Standard | FALSE | [9 empty] | 42818 | Not Dimmable | Not Dimmable | No |  | 4.1 | 21200 | 106 | 200 | 0.13 | 0.9 | 4500 | 70
PWV7A2J7 | Deco Lighting | DECO Lighting | DHL-LPLED417857UNVFDM | Indoor Luminaires | High-Bay | High-Bay Luminaires for Commercial and Industrial Buildings | Premium | TRUE | 23020.3 | 132.7 | 173.48 | 8.4 | 0.9931 | 5870 | 84.93 | 5 | 50000 | 42818 | Dimmable | Continuous Below 10 | Yes |  | 4.1 | 23496 | 132 | 178 | 10 | 0.9 | 5700 | 80
PM634YKW | Deco Lighting | DECO Lighting | DHL-LPLED426557UNVFDM | Indoor Luminaires | High-Bay | High-Bay Luminaires for Commercial and Industrial Buildings | Premium | TRUE | 33813.1 | 130.2 | 259.7 | 8.6 | 0.9929 | 5859 | 85.01 | 5 | 50000 | 42818 | Dimmable | Continuous Below 10 | Yes |  | 4.1 | 34980 | 132 | 265 | 10 | 0.9 | 5700 | 80
P8SWXE5T | Deco Lighting | DECO Lighting | DHL-LPLED29040UNVFDM | Indoor Luminaires | High-Bay | High-Bay Luminaires for Commercial and Industrial Buildings | Premium | TRUE | 11232.2 | 128.32 | 87.53 | 9.6 | 0.9629 | 4019 | 84.24 | 5 | 50000 | 42818 | Dimmable | Continuous Below 10 | Yes |  | 4.1 | 11700 | 130 | 90 | 10 | 0.9 | 4000 | 80
P3MYKM5X | Deco Lighting | DECO Lighting | DHL-LPLED426540UNVFDM | Indoor Luminaires | High-Bay | High-Bay Luminaires for Commercial and Industrial Buildings | Premium | TRUE | 33726.5 | 127.9 | 263.7 | 10.3 | 0.9618 | 4019 | 84.19 | 5 | 50000 | 42818 | Dimmable | Continuous Below 10 | Yes |  | 4.1 | 34450 | 130 | 265 | 10 | 0.9 | 4000 | 80
P7KMQCDA | Deco Lighting | DECO Lighting | DHL-LPLED213540UNVFDM | Indoor Luminaires | High-Bay | High-Bay Luminaires for Commercial and Industrial Buildings | Premium | TRUE | 17211.6 | 129.31 | 133.1 | 10.7 | 0.9613 | 3994 | 84.92 | 5 | 50000 | 42818 | Dimmable | Continuous Below 10 | Yes |  | 4.1 | 17550 | 130 | 135 | 10 | 0.9 | 4000 | 80
PAZF5WRS | Deco Lighting | DECO Lighting | DHL-LPLED417840UNVFDM | Indoor Luminaires | High-Bay | High-Bay Luminaires for Commercial and Industrial Buildings | Premium | TRUE | 22721.2 | 129.37 | 175.63 | 10.4 | 0.961 | 4022 | 84.28 | 5 | 50000 | 42818 | Dimmable | Continuous Below 10 | Yes |  | 4.1 | 23140 | 130 | 178 | 10 | 0.9 | 4000 | 80
PWJEV1G7 | Deco Lighting | DECO Lighting | DHL-LPLED26540UNVFDM | Indoor Luminaires | High-Bay | Low-Bay Luminaires for Commercial and Industrial Buildings | Premium | TRUE | 8099.6 | 129.63 | 62.76 | 13.7 | 0.9486 | 4004 | 84.15 | 5 | 50000 | 42818 | Dimmable | Continuous Below 10 | Yes |  | 4.1 | 8450 | 130 | 65 | 10 | 0.9 | 4000 | 80
PWVSKXHJ | Deco Lighting | DECO Lighting | DHL-LPLED213557UNVFDM | Indoor Luminaires | High-Bay | High-Bay Luminaires for Commercial and Industrial Buildings | Premium | FALSE | [9 empty] | 42818 | Dimmable | Continuous Below 10 | Yes |  | 4.1 | 17820 | 132 | 135 | 10 | 0.9 | 5700 | 80
P5KP4ZHX | Deco Lighting | DECO Lighting | DHL-LPLED29057UNVFDM | Indoor Luminaires | High-Bay | High-Bay Luminaires for Commercial and Industrial Buildings | Premium | FALSE | [9 empty] | 42818 | Dimmable | Continuous Below 10 | Yes |  | 4.1 | 11880 | 132 | 90 | 10 | 0.9 | 5700 | 80
PA4HYX7F | Deco Lighting | DECO Lighting | DHL-LPLED26557UNVFDM | Indoor Luminaires | High-Bay | Low-Bay Luminaires for Commercial and Industrial Buildings | Premium | FALSE | [9 empty] | 42818 | Dimmable | Continuous Below 10 | Yes |  | 4.1 | 8580 | 132 | 65 | 10 | 0.9 | 5700 | 80
PEBKJJNS | Deco Lighting | DECO Lighting | DHL-LPLED426550UNVFDM | Indoor Luminaires | High-Bay | High-Bay Luminaires for Commercial and Industrial Buildings | Premium | FALSE | [9 empty] | 42818 | Dimmable | Continuous Below 10 | Yes |  | 4.1 | 34715 | 131 | 265 | 10 | 0.9 | 5000 | 80
P2Z28ME7 | Deco Lighting | DECO Lighting | DHL-LPLED417850UNVFDM | Indoor Luminaires | High-Bay | High-Bay Luminaires for Commercial and Industrial Buildings | Premium | FALSE | [9 empty] | 42818 | Dimmable | Continuous Below 10 | Yes |  | 4.1 | 23318 | 131 | 178 | 10 | 0.9 | 5000 | 80
PPWV5ZJ2 | Deco Lighting | DECO Lighting | DHL-LPLED213550UNVFDM | Indoor Luminaires | High-Bay | High-Bay Luminaires for Commercial and Industrial Buildings | Premium | FALSE | [9 empty] | 42818 | Dimmable | Continuous Below 10 | Yes |  | 4.1 | 17685 | 131 | 135 | 10 | 0.9 | 5000 | 80
P6YYS6K4 | Deco Lighting | DECO Lighting | DHL-LPLED29050UNVFDM | Indoor Luminaires | High-Bay | High-Bay Luminaires for Commercial and Industrial Buildings | Premium | FALSE | [9 empty] | 42818 | Dimmable | Continuous Below 10 | Yes |  | 4.1 | 11790 | 131 | 90 | 10 | 0.9 | 5000 | 80
PZ5VFX3S | Deco Lighting | DECO Lighting | DHL-LPLED26550UNVFDM | Indoor Luminaires | High-Bay | Low-Bay Luminaires for Commercial and Industrial Buildings | Premium | FALSE | [9 empty] | 42818 | Dimmable | Continuous Below 10 | Yes |  | 4.1 | 8515 | 131 | 65 | 10 | 0.9 | 5000 | 80
PSFB1Y5Y | Ampco Lighting Ltd | Ampco | LHB-150-F(4000K) | Indoor Luminaires | High-Bay | High-Bay Luminaires for Commercial and Industrial Buildings | Standard | TRUE | 15481.07 | 109.63 | 141.9 | 8.83 | 0.944 | 4053 | 84.6 | 5 | 50000 | 42817 |  |  | No |  | 4.1 | 15950 | 110 | 145 | 10 | 0.9 | 4000 | 80
PP4BYEZ7 | GE Lighting Solutions | Lumination | LISx8C0B4D9850xxxxxxxxxx | Indoor Luminaires | High-Bay | High-Bay Luminaires for Commercial and Industrial Buildings | Premium | FALSE | [9 empty] | 42817 |  |  | No |  | 4.1 | 25000 | 137 | 182 | 20 | 0.9 | 5000 | 80
PHBEMFR6 | GE Lighting Solutions | Lumination | LISx8C0B4D1850xxxxxxxxxx | Indoor Luminaires | High-Bay | High-Bay Luminaires for Commercial and Industrial Buildings | Premium | FALSE | [9 empty] | 42817 |  |  | No |  | 4.1 | 25000 | 137 | 182 | 20 | 0.9 | 5000 | 80
P4QZSADF | GE Lighting Solutions | Lumination | LISx8C0B4D8850xxxxxxxxxx | Indoor Luminaires | High-Bay | High-Bay Luminaires for Commercial and Industrial Buildings | Premium | FALSE | [9 empty] | 42817 |  |  | No |  | 4.1 | 25000 | 137 | 182 | 20 | 0.9 | 5000 | 80
PYTUJR6S | GE Lighting Solutions | Lumination | LISx8C0B1D9850xxxxxxxxxx | Indoor Luminaires | High-Bay | High-Bay Luminaires for Commercial and Industrial Buildings | Premium | FALSE | [9 empty] | 42817 |  |  | No |  | 4.1 | 21600 | 144 | 150 | 20 | 0.9 | 5000 | 80
PVYXGT98 | GE Lighting Solutions | Lumination | LISx8C0B1D1850xxxxxxxxxx | Indoor Luminaires | High-Bay | High-Bay Luminaires for Commercial and Industrial Buildings | Premium | FALSE | [9 empty] | 42817 |  |  | No |  | 4.1 | 21600 | 144 | 150 | 20 | 0.9 | 5000 | 80
PMKKZ6FY | GE Lighting Solutions | Lumination | LISx8C0B1D8850xxxxxxxxxx | Indoor Luminaires | High-Bay | High-Bay Luminaires for Commercial and Industrial Buildings | Premium | FALSE | [9 empty] | 42817 |  |  | No |  | 4.1 | 21600 | 144 | 150 | 20 | 0.9 | 5000 | 80
PSZR2FBM | GE Lighting Solutions | Lumination | LISx8CDA7D1850xxxxxxxxxx | Indoor Luminaires | High-Bay | High-Bay Luminaires for Commercial and Industrial Buildings | Premium | FALSE | [9 empty] | 42817 |  |  | No |  | 4.1 | 17300 | 149.13 | 116 | 20 | 0.9 | 5000 | 80
PQWEM791 | GE Lighting Solutions | Lumination | LISx8C0A7D8850xxxxxxxxxx | Indoor Luminaires | High-Bay | High-Bay Luminaires for Commercial and Industrial Buildings | Premium | FALSE | [9 empty] | 42817 |  |  | No |  | 4.1 | 17300 | 152.42 | 113.5 | 20 | 0.9 | 5000 | 80
PKF2WVVP | GE Lighting Solutions | Lumination | LISx8CDA7D8850xxxxxxxxxx | Indoor Luminaires | High-Bay | High-Bay Luminaires for Commercial and Industrial Buildings | Premium | FALSE | [9 empty] | 42817 |  |  | No |  | 4.1 | 17300 | 149.13 | 116 | 20 | 0.9 | 5000 | 80
PHEZAEFY | GE Lighting Solutions | Lumination | LISx8C0A7D1850xxxxxxxxxx | Indoor Luminaires | High-Bay | High-Bay Luminaires for Commercial and Industrial Buildings | Premium | FALSE | [9 empty] | 42817 |  |  | No |  | 4.1 | 17300 | 152.42 | 113.5 | 20 | 0.9 | 5000 | 80
PCGH7GX8 | GE Lighting Solutions | Lumination | LISx8C0A7D9850xxxxxxxxxx | Indoor Luminaires | High-Bay | High-Bay Luminaires for Commercial and Industrial Buildings | Premium | FALSE | [9 empty] | 42817 |  |  | No |  | 4.1 | 17300 | 152.42 | 113.5 | 20 | 0.9 | 5000 | 80
P47GVM9M | GE Lighting Solutions | Lumination | LISx8CDA7D9850xxxxxxxxxx | Indoor Luminaires | High-Bay | High-Bay Luminaires for Commercial and Industrial Buildings | Premium | FALSE | [9 empty] | 42817 |  |  | No |  | 4.1 | 17300 | 149.13 | 116 | 20 | 0.9 | 5000 | 80
PVPJGQWE | GE Lighting Solutions | Lumination | LISx8C0A3D9850xxxxxxxxxx | Indoor Luminaires | High-Bay | High-Bay Luminaires for Commercial and Industrial Buildings | Premium | FALSE | [9 empty] | 42817 |  |  | No |  | 4.1 | 13250 | 153.17 | 86.5 | 20 | 0.9 | 5000 | 80
PQ2AB43T | GE Lighting Solutions | Lumination | LISx8CDA3D1850xxxxxxxxxx | Indoor Luminaires | High-Bay | High-Bay Luminaires for Commercial and Industrial Buildings | Premium | FALSE | [9 empty] | 42817 |  |  | No |  | 4.1 | 13250 | 151.77 | 87.3 | 20 | 0.9 | 5000 | 80
PMJVCJ6R | GE Lighting Solutions | Lumination | LISx8C0A3D8850xxxxxxxxxx | Indoor Luminaires | High-Bay | High-Bay Luminaires for Commercial and Industrial Buildings | Premium | FALSE | [9 empty] | 42817 |  |  | No |  | 4.1 | 13250 | 153.17 | 86.5 | 20 | 0.9 | 5000 | 80
PD2M53F6 | GE Lighting Solutions | Lumination | LISx8CDA3D8850xxxxxxxxxx | Indoor Luminaires | High-Bay | High-Bay Luminaires for Commercial and Industrial Buildings | Premium | FALSE | [9 empty] | 42817 |  |  | No |  | 4.1 | 13250 | 151.77 | 87.3 | 20 | 0.9 | 5000 | 80
P2QBQWH1 | GE Lighting Solutions | Lumination | LISx8CDA3D9850xxxxxxxxxx | Indoor Luminaires | High-Bay | High-Bay Luminaires for Commercial and Industrial Buildings | Premium | FALSE | [9 empty] | 42817 |  |  | No |  | 4.1 | 13250 | 151.77 | 87.3 | 20 | 0.9 | 5000 | 80
P1NF594R | GE Lighting Solutions | Lumination | LISx8C0A3D1850xxxxxxxxxx | Indoor Luminaires | High-Bay | High-Bay Luminaires for Commercial and Industrial Buildings | Premium | FALSE | [9 empty] | 42817 |  |  | No |  | 4.1 | 13250 | 153.17 | 86.5 | 20 | 0.9 | 5000 | 80
PP88KV68 | GE Lighting Solutions | Lumination | LISx8C0A2D1850xxxxxxxxxx | Indoor Luminaires | High-Bay | High-Bay Luminaires for Commercial and Industrial Buildings | Premium | FALSE | [9 empty] | 42817 |  |  | No |  | 4.1 | 12750 | 142.14 | 89.7 | 20 | 0.9 | 5000 | 80
PM998BWU | GE Lighting Solutions | Lumination | LISx8CDA2D1850xxxxxxxxxx | Indoor Luminaires | High-Bay | High-Bay Luminaires for Commercial and Industrial Buildings | Premium | FALSE | [9 empty] | 42817 |  |  | No |  | 4.1 | 12750 | 134.21 | 95 | 20 | 0.9 | 5000 | 80
PM85HWEW | GE Lighting Solutions | Lumination | LISx8C0A2D8850xxxxxxxxxx | Indoor Luminaires | High-Bay | High-Bay Luminaires for Commercial and Industrial Buildings | Premium | FALSE | [9 empty] | 42817 |  |  | No |  | 4.1 | 12750 | 142.14 | 89.7 | 20 | 0.9 | 5000 | 80
PHCBKBDG | GE Lighting Solutions | Lumination | LISx8C0A2D9850xxxxxxxxxx | Indoor Luminaires | High-Bay | High-Bay Luminaires for Commercial and Industrial Buildings | Premium | FALSE | [9 empty] | 42817 |  |  | No |  | 4.1 | 12750 | 142.14 | 89.7 | 20 | 0.9 | 5000 | 80
P3VQMV6S | GE Lighting Solutions | Lumination | LISx8CDA2D8850xxxxxxxxxx | Indoor Luminaires | High-Bay | High-Bay Luminaires for Commercial and Industrial Buildings | Premium | FALSE | [9 empty] | 42817 |  |  | No |  | 4.1 | 12750 | 134.21 | 95 | 20 | 0.9 | 5000 | 80
P3FPB15F | GE Lighting Solutions | Lumination | LISx8CDA2D9850xxxxxxxxxx | Indoor Luminaires | High-Bay | High-Bay Luminaires for Commercial and Industrial Buildings | Premium | FALSE | [9 empty] | 42817 |  |  | No |  | 4.1 | 12750 | 134.21 | 95 | 20 | 0.9 | 5000 | 80
PUW3C2FB | GE Lighting Solutions | Lumination | LISx4CDA2D8850xxxxxxxxxx | Indoor Luminaires | High-Bay | High-Bay Luminaires for Commercial and Industrial Buildings | Premium | FALSE | [9 empty] | 42817 |  |  | No |  | 4.1 | 12600 | 135.48 | 93 | 20 | 0.9 | 5000 | 80
PKS89N6D | GE Lighting Solutions | Lumination | LISx4C0A2D8850xxxxxxxxxx | Indoor Luminaires | High-Bay | High-Bay Luminaires for Commercial and Industrial Buildings | Premium | FALSE | [9 empty] | 42817 |  |  | No |  | 4.1 | 12600 | 140.62 | 89.6 | 20 | 0.9 | 5000 | 80
PHKBWECM | GE Lighting Solutions | Lumination | LISx4C0A2D9850xxxxxxxxxx | Indoor Luminaires | High-Bay | High-Bay Luminaires for Commercial and Industrial Buildings | Premium | FALSE | [9 empty] | 42817 |  |  | No |  | 4.1 | 12600 | 140.62 | 89.6 | 20 | 0.9 | 5000 | 80
PGJDPXYG | GE Lighting Solutions | Lumination | LISx4C0A2D1850xxxxxxxxxx | Indoor Luminaires | High-Bay | High-Bay Luminaires for Commercial and Industrial Buildings | Premium | FALSE | [9 empty] | 42817 |  |  | No |  | 4.1 | 12600 | 140.62 | 89.6 | 20 | 0.9 | 5000 | 80
PB6XE8BN | GE Lighting Solutions | Lumination | LISx4CDA2D1850xxxxxxxxxx | Indoor Luminaires | High-Bay | High-Bay Luminaires for Commercial and Industrial Buildings | Premium | FALSE | [9 empty] | 42817 |  |  | No |  | 4.1 | 12600 | 135.48 | 93 | 20 | 0.9 | 5000 | 80
P3B6PFA1 | GE Lighting Solutions | Lumination | LISx4CDA2D9850xxxxxxxxxx | Indoor Luminaires | High-Bay | High-Bay Luminaires for Commercial and Industrial Buildings | Premium | FALSE | [9 empty] | 42817 |  |  | No |  | 4.1 | 12600 | 135.48 | 93 | 20 | 0.9 | 5000 | 80
PZQFY3PA | GE Lighting Solutions | Lumination | LISx4CDA1D8850xxxxxxxxxx | Indoor Luminaires | High-Bay | High-Bay Luminaires for Commercial and Industrial Buildings | Premium | FALSE | [9 empty] | 42817 |  |  | No |  | 4.1 | 10800 | 134 | 80.3 | 20 | 0.9 | 5000 | 80
PXYMWSMR | GE Lighting Solutions | Lumination | LISx4CDA1D1850xxxxxxxxxx | Indoor Luminaires | High-Bay | High-Bay Luminaires for Commercial and Industrial Buildings | Premium | FALSE | [9 empty] | 42817 |  |  | No |  | 4.1 | 10800 | 134 | 80.3 | 20 | 0.9 | 5000 | 80
PNZU2PF4 | GE Lighting Solutions | Lumination | LISx4C0A1D1850xxxxxxxxxx | Indoor Luminaires | High-Bay | High-Bay Luminaires for Commercial and Industrial Buildings | Premium | FALSE | [9 empty] | 42817 |  |  | No |  | 4.1 | 10800 | 135 | 80 | 20 | 0.9 | 5000 | 80
PCB8YAEU | GE Lighting Solutions | Lumination | LISx4CDA1D9850xxxxxxxxxx | Indoor Luminaires | High-Bay | High-Bay Luminaires for Commercial and Industrial Buildings | Premium | FALSE | [9 empty] | 42817 |  |  | No |  | 4.1 | 10800 | 134 | 80.3 | 20 | 0.9 | 5000 | 80
P69NHU6W | GE Lighting Solutions | Lumination | LISx4C0A1D9850xxxxxxxxxx | Indoor Luminaires | High-Bay | High-Bay Luminaires for Commercial and Industrial Buildings | Premium | FALSE | [9 empty] | 42817 |  |  | No |  | 4.1 | 10800 | 135 | 80 | 20 | 0.9 | 5000 | 80
P4NPJUXV | GE Lighting Solutions | Lumination | LISx4C0A1D8850xxxxxxxxxx | Indoor Luminaires | High-Bay | High-Bay Luminaires for Commercial and Industrial Buildings | Premium | FALSE | [9 empty] | 42817 |  |  | No |  | 4.1 | 10800 | 135 | 80 | 20 | 0.9 | 5000 | 80
PZFXVTBA | GE Lighting Solutions | Lumination | LISx8CDA0D8850xxxxxxxxxx | Indoor Luminaires | High-Bay | Low-Bay Luminaires for Commercial and Industrial Buildings | Premium | FALSE | [9 empty] | 42817 |  |  | No |  | 4.1 | 10600 | 137.66 | 77 | 20 | 0.9 | 5000 | 80
PV4XS7N8 | GE Lighting Solutions | Lumination | LISx8CDA0D9850xxxxxxxxxx | Indoor Luminaires | High-Bay | Low-Bay Luminaires for Commercial and Industrial Buildings | Premium | FALSE | [9 empty] | 42817 |  |  | No |  | 4.1 | 10600 | 137.66 | 77 | 20 | 0.9 | 5000 | 80
PTNAQNA9 | GE Lighting Solutions | Lumination | LISx8C0A0D9850xxxxxxxxxx | Indoor Luminaires | High-Bay | Low-Bay Luminaires for Commercial and Industrial Buildings | Premium | FALSE | [9 empty] | 42817 |  |  | No |  | 4.1 | 10600 | 145.8 | 72.7 | 20 | 0.9 | 5000 | 80
PJCDV28T | GE Lighting Solutions | Lumination | LISx8C0A0D1850xxxxxxxxxx | Indoor Luminaires | High-Bay | Low-Bay Luminaires for Commercial and Industrial Buildings | Premium | FALSE | [9 empty] | 42817 |  |  | No |  | 4.1 | 10600 | 145.8 | 72.7 | 20 | 0.9 | 5000 | 80
PCBYC56R | GE Lighting Solutions | Lumination | LISx8CDA0D1850xxxxxxxxxx | Indoor Luminaires | High-Bay | Low-Bay Luminaires for Commercial and Industrial Buildings | Premium | FALSE | [9 empty] | 42817 |  |  | No |  | 4.1 | 10600 | 137.66 | 77 | 20 | 0.9 | 5000 | 80
P1JBFJGW | GE Lighting Solutions | Lumination | LISx8C0A0D8850xxxxxxxxxx | Indoor Luminaires | High-Bay | Low-Bay Luminaires for Commercial and Industrial Buildings | Premium | FALSE | [9 empty] | 42817 |  |  | No |  | 4.1 | 10600 | 145.8 | 72.7 | 20 | 0.9 | 5000 | 80
PZPH7NS1 | GE Lighting Solutions | Lumination | LISx8C084D1850xxxxxxxxxx | Indoor Luminaires | High-Bay | Low-Bay Luminaires for Commercial and Industrial Buildings | Premium | FALSE | [9 empty] | 42817 |  |  | No |  | 4.1 | 8600 | 148.02 | 58.1 | 20 | 0.9 | 5000 | 80
PYTAZYT8 | GE Lighting Solutions | Lumination | LISx8CD84D9850xxxxxxxxxx | Indoor Luminaires | High-Bay | Low-Bay Luminaires for Commercial and Industrial Buildings | Premium | FALSE | [9 empty] | 42817 |  |  | No |  | 4.1 | 8600 | 138.93 | 61.9 | 20 | 0.9 | 5000 | 80
PJRDVP29 | GE Lighting Solutions | Lumination | LISx8CD84D1850xxxxxxxxxx | Indoor Luminaires | High-Bay | Low-Bay Luminaires for Commercial and Industrial Buildings | Premium | FALSE | [9 empty] | 42817 |  |  | No |  | 4.1 | 8600 | 138.93 | 61.9 | 20 | 0.9 | 5000 | 80
P7BSRSZB | GE Lighting Solutions | Lumination | LISx8CD84D8850xxxxxxxxxx | Indoor Luminaires | High-Bay | Low-Bay Luminaires for Commercial and Industrial Buildings | Premium | FALSE | [9 empty] | 42817 |  |  | No |  | 4.1 | 8600 | 138.93 | 61.9 | 20 | 0.9 | 5000 | 80
P3DKGJS1 | GE Lighting Solutions | Lumination | LISx8C084D8850xxxxxxxxxx | Indoor Luminaires | High-Bay | Low-Bay Luminaires for Commercial and Industrial Buildings | Premium | FALSE | [9 empty] | 42817 |  |  | No |  | 4.1 | 8600 | 148.02 | 58.1 | 20 | 0.9 | 5000 | 80
P22G3518 | GE Lighting Solutions | Lumination | LISx8C084D9850xxxxxxxxxx | Indoor Luminaires | High-Bay | Low-Bay Luminaires for Commercial and Industrial Buildings | Premium | FALSE | [9 empty] | 42817 |  |  | No |  | 4.1 | 8600 | 148.02 | 58.1 | 20 | 0.9 | 5000 | 80
PWX5XAHN | GE Lighting Solutions | Lumination | LISx4C065D8850xxxxxxxxxx | Indoor Luminaires | High-Bay | Low-Bay Luminaires for Commercial and Industrial Buildings | Premium | FALSE | [9 empty] | 42817 |  |  | No |  | 4.1 | 6600 | 152.77 | 43.2 | 20 | 0.9 | 5000 | 80
PDJA8CGA | GE Lighting Solutions | Lumination | LISx4CD65D9850xxxxxxxxxx | Indoor Luminaires | High-Bay | Low-Bay Luminaires for Commercial and Industrial Buildings | Premium | FALSE | [9 empty] | 42817 |  |  | No |  | 4.1 | 6600 | 143.47 | 46 | 20 | 0.9 | 5000 | 80
PDHZ8DWS | GE Lighting Solutions | Lumination | LISx4CD65D8850xxxxxxxxxx | Indoor Luminaires | High-Bay | Low-Bay Luminaires for Commercial and Industrial Buildings | Premium | FALSE | [9 empty] | 42817 |  |  | No |  | 4.1 | 6600 | 143.47 | 46 | 20 | 0.9 | 5000 | 80
P8K61515 | GE Lighting Solutions | Lumination | LISx4C065D1850xxxxxxxxxx | Indoor Luminaires | High-Bay | Low-Bay Luminaires for Commercial and Industrial Buildings | Premium | FALSE | [9 empty] | 42817 |  |  | No |  | 4.1 | 6600 | 152.77 | 43.2 | 20 | 0.9 | 5000 | 80
P6TK78FH | GE Lighting Solutions | Lumination | LISx4CD65D1850xxxxxxxxxx | Indoor Luminaires | High-Bay | Low-Bay Luminaires for Commercial and Industrial Buildings | Premium | FALSE | [9 empty] | 42817 |  |  | No |  | 4.1 | 6600 | 143.47 | 46 | 20 | 0.9 | 5000 | 80
P36DZHAS | GE Lighting Solutions | Lumination | LISx4C065D9850xxxxxxxxxx | Indoor Luminaires | High-Bay | Low-Bay Luminaires for Commercial and Industrial Buildings | Premium | FALSE | [9 empty] | 42817 |  |  | No |  | 4.1 | 6600 | 152.77 | 43.2 | 20 | 0.9 | 5000 | 80
PWDSR1RF | GE Lighting Solutions | Lumination | LISx4CD62D1850xxxxxxxxxx | Indoor Luminaires | High-Bay | Low-Bay Luminaires for Commercial and Industrial Buildings | Premium | FALSE | [9 empty] | 42817 |  |  | No |  | 4.1 | 6375 | 131.44 | 48.5 | 20 | 0.9 | 5000 | 80
PR3JJPGG | GE Lighting Solutions | Lumination | LISx4C062D8850xxxxxxxxxx | Indoor Luminaires | High-Bay | Low-Bay Luminaires for Commercial and Industrial Buildings | Premium | FALSE | [9 empty] | 42817 |  |  | No |  | 4.1 | 6375 | 141.66 | 45 | 20 | 0.9 | 5000 | 80
PNC8641B | GE Lighting Solutions | Lumination | LISx4C062D1850xxxxxxxxxx | Indoor Luminaires | High-Bay | Low-Bay Luminaires for Commercial and Industrial Buildings | Premium | FALSE | [9 empty] | 42817 |  |  | No |  | 4.1 | 6375 | 141.66 | 45 | 20 | 0.9 | 5000 | 80
PH8GYFR1 | GE Lighting Solutions | Lumination | LISx4CD62D8850xxxxxxxxxx | Indoor Luminaires | High-Bay | Low-Bay Luminaires for Commercial and Industrial Buildings | Premium | FALSE | [9 empty] | 42817 |  |  | No |  | 4.1 | 6375 | 131.44 | 48.5 | 20 | 0.9 | 5000 | 80
PFEZ1BEG | GE Lighting Solutions | Lumination | LISx4C062D9850xxxxxxxxxx | Indoor Luminaires | High-Bay | Low-Bay Luminaires for Commercial and Industrial Buildings | Premium | FALSE | [9 empty] | 42817 |  |  | No |  | 4.1 | 6375 | 141.66 | 45 | 20 | 0.9 | 5000 | 80
P6J98WJ5 | GE Lighting Solutions | Lumination | LISx4CD62D9850xxxxxxxxxx | Indoor Luminaires | High-Bay | Low-Bay Luminaires for Commercial and Industrial Buildings | Premium | FALSE | [9 empty] | 42817 |  |  | No |  | 4.1 | 6375 | 131.44 | 48.5 | 20 | 0.9 | 5000 | 80
PKYX6B3N | GE Lighting Solutions | Lumination | LISx8C0B4D1840xxxxxxxxxx | Indoor Luminaires | High-Bay | High-Bay Luminaires for Commercial and Industrial Buildings | Premium | FALSE | [9 empty] | 42817 |  |  | No |  | 4.1 | 24500 | 135 | 182 | 20 | 0.9 | 4000 | 80
PJ8MNZNF | GE Lighting Solutions | Lumination | LISx8C0B4D8840xxxxxxxxxx | Indoor Luminaires | High-Bay | High-Bay Luminaires for Commercial and Industrial Buildings | Premium | FALSE | [9 empty] | 42817 |  |  | No |  | 4.1 | 24500 | 135 | 182 | 20 | 0.9 | 4000 | 80
P3F6HX2H | GE Lighting Solutions | Lumination | LISx8C0B4D9840xxxxxxxxxx | Indoor Luminaires | High-Bay | High-Bay Luminaires for Commercial and Industrial Buildings | Premium | FALSE | [9 empty] | 42817 |  |  | No |  | 4.1 | 24500 | 135 | 182 | 20 | 0.9 | 4000 | 80
PYH7NRV1 | GE Lighting Solutions | Lumination | LISx8C0B1D9840xxxxxxxxxx | Indoor Luminaires | High-Bay | High-Bay Luminaires for Commercial and Industrial Buildings | Premium | FALSE | [9 empty] | 42817 |  |  | No |  | 4.1 | 21100 | 140.66 | 150 | 20 | 0.9 | 4000 | 80
PX3WR7FV | GE Lighting Solutions | Lumination | LISx8C0B1D8840xxxxxxxxxx | Indoor Luminaires | High-Bay | High-Bay Luminaires for Commercial and Industrial Buildings | Premium | FALSE | [9 empty] | 42817 |  |  | No |  | 4.1 | 21100 | 140.66 | 150 | 20 | 0.9 | 4000 | 80
P7B6G1FV | GE Lighting Solutions | Lumination | LISx8C0B1D1840xxxxxxxxxx | Indoor Luminaires | High-Bay | High-Bay Luminaires for Commercial and Industrial Buildings | Premium | FALSE | [9 empty] | 42817 |  |  | No |  | 4.1 | 21100 | 140.66 | 150 | 20 | 0.9 | 4000 | 80
PV7JTDQ9 | GE Lighting Solutions | Lumination | LISx8C0A7D8840xxxxxxxxxx | Indoor Luminaires | High-Bay | High-Bay Luminaires for Commercial and Industrial Buildings | Premium | FALSE | [9 empty] | 42817 |  |  | No |  | 4.1 | 17000 | 149.77 | 113.5 | 20 | 0.9 | 4000 | 80
PTVGMRGW | GE Lighting Solutions | Lumination | LISx8C0A7D9840xxxxxxxxxx | Indoor Luminaires | High-Bay | High-Bay Luminaires for Commercial and Industrial Buildings | Premium | FALSE | [9 empty] | 42817 |  |  | No |  | 4.1 | 17000 | 149.77 | 113.5 | 20 | 0.9 | 4000 | 80
PTB6FYY9 | GE Lighting Solutions | Lumination | LISx8CDA7D9840xxxxxxxxxx | Indoor Luminaires | High-Bay | High-Bay Luminaires for Commercial and Industrial Buildings | Premium | FALSE | [9 empty] | 42817 |  |  | No |  | 4.1 | 17000 | 146.55 | 116 | 20 | 0.9 | 4000 | 80
PD9HCKYG | GE Lighting Solutions | Lumination | LISx8CDA7D1840xxxxxxxxxx | Indoor Luminaires | High-Bay | High-Bay Luminaires for Commercial and Industrial Buildings | Premium | FALSE | [9 empty] | 42817 |  |  | No |  | 4.1 | 17000 | 146.55 | 116 | 20 | 0.9 | 4000 | 80
PB3TKPF6 | GE Lighting Solutions | Lumination | LISx8CDA7D8840xxxxxxxxxx | Indoor Luminaires | High-Bay | High-Bay Luminaires for Commercial and Industrial Buildings | Premium | FALSE | [9 empty] | 42817 |  |  | No |  | 4.1 | 17000 | 146.55 | 116 | 20 | 0.9 | 4000 | 80
PAFBJ3J7 | GE Lighting Solutions | Lumination | LISx8C0A7D1840xxxxxxxxxx | Indoor Luminaires | High-Bay | High-Bay Luminaires for Commercial and Industrial Buildings | Premium | FALSE | [9 empty] | 42817 |  |  | No |  | 4.1 | 17000 | 149.77 | 113.5 | 20 | 0.9 | 4000 | 80
PT4C57JJ | GE Lighting Solutions | Lumination | LISx8C0A3D1840xxxxxxxxxx | Indoor Luminaires | High-Bay | High-Bay Luminaires for Commercial and Industrial Buildings | Premium | FALSE | [9 empty] | 42817 |  |  | No |  | 4.1 | 13000 | 150.28 | 86.5 | 20 | 0.9 | 4000 | 80
PRSABHEN | GE Lighting Solutions | Lumination | LISx8CDA3D1840xxxxxxxxxx | Indoor Luminaires | High-Bay | High-Bay Luminaires for Commercial and Industrial Buildings | Premium | FALSE | [9 empty] | 42817 |  |  | No |  | 4.1 | 13000 | 148.91 | 87.3 | 20 | 0.9 | 4000 | 80
PPJNAYE1 | GE Lighting Solutions | Lumination | LISx8CDA3D8840xxxxxxxxxx | Indoor Luminaires | High-Bay | High-Bay Luminaires for Commercial and Industrial Buildings | Premium | FALSE | [9 empty] | 42817 |  |  | No |  | 4.1 | 13000 | 148.91 | 87.3 | 20 | 0.9 | 4000 | 80
PJZN47AW | GE Lighting Solutions | Lumination | LISx8CDA3D9840xxxxxxxxxx | Indoor Luminaires | High-Bay | High-Bay Luminaires for Commercial and Industrial Buildings | Premium | FALSE | [9 empty] | 42817 |  |  | No |  | 4.1 | 13000 | 148.91 | 87.3 | 20 | 0.9 | 4000 | 80
PA1N3MSH | GE Lighting Solutions | Lumination | LISx8C0A3D8840xxxxxxxxxx | Indoor Luminaires | High-Bay | High-Bay Luminaires for Commercial and Industrial Buildings | Premium | FALSE | [9 empty] | 42817 |  |  | No |  | 4.1 | 13000 | 150.28 | 86.5 | 20 | 0.9 | 4000 | 80
P97BGVM1 | GE Lighting Solutions | Lumination | LISx8C0A3D9840xxxxxxxxxx | Indoor Luminaires | High-Bay | High-Bay Luminaires for Commercial and Industrial Buildings | Premium | FALSE | [9 empty] | 42817 |  |  | No |  | 4.1 | 13000 | 150.28 | 86.5 | 20 | 0.9 | 4000 | 80
PUFKJW9Z | GE Lighting Solutions | Lumination | LISx8C0A2D9840xxxxxxxxxx | Indoor Luminaires | High-Bay | High-Bay Luminaires for Commercial and Industrial Buildings | Premium | FALSE | [9 empty] | 42817 |  |  | No |  | 4.1 | 12500 | 139.35 | 89.7 | 20 | 0.9 | 4000 | 80
PTKQT1HC | GE Lighting Solutions | Lumination | LISx8CDA2D1840xxxxxxxxxx | Indoor Luminaires | High-Bay | High-Bay Luminaires for Commercial and Industrial Buildings | Premium | FALSE | [9 empty] | 42817 |  |  | No |  | 4.1 | 12500 | 131.57 | 95 | 20 | 0.9 | 4000 | 80
PJCRPXB3 | GE Lighting Solutions | Lumination | LISx8CDA2D9840xxxxxxxxxx | Indoor Luminaires | High-Bay | High-Bay Luminaires for Commercial and Industrial Buildings | Premium | FALSE | [9 empty] | 42817 |  |  | No |  | 4.1 | 12500 | 131.57 | 95 | 20 | 0.9 | 4000 | 80
P8YNFK3W | GE Lighting Solutions | Lumination | LISx8CDA2D8840xxxxxxxxxx | Indoor Luminaires | High-Bay | High-Bay Luminaires for Commercial and Industrial Buildings | Premium | FALSE | [9 empty] | 42817 |  |  | No |  | 4.1 | 12500 | 131.57 | 95 | 20 | 0.9 | 4000 | 80
P6DHAZ1R | GE Lighting Solutions | Lumination | LISx8C0A2D8840xxxxxxxxxx | Indoor Luminaires | High-Bay | High-Bay Luminaires for Commercial and Industrial Buildings | Premium | FALSE | [9 empty] | 42817 |  |  | No |  | 4.1 | 12500 | 139.35 | 89.7 | 20 | 0.9 | 4000 | 80
P51D2YQN | GE Lighting Solutions | Lumination | LISx8C0A2D1840xxxxxxxxxx | Indoor Luminaires | High-Bay | High-Bay Luminaires for Commercial and Industrial Buildings | Premium | FALSE | [9 empty] | 42817 |  |  | No |  | 4.1 | 12500 | 139.35 | 89.7 | 20 | 0.9 | 4000 | 80
PXSW8795 | GE Lighting Solutions | Lumination | LISx4C0A2D9840xxxxxxxxxx | Indoor Luminaires | High-Bay | High-Bay Luminaires for Commercial and Industrial Buildings | Premium | FALSE | [9 empty] | 42817 |  |  | No |  | 4.1 | 12300 | 137.27 | 89.6 | 20 | 0.9 | 4000 | 80
PX3FQHXW | GE Lighting Solutions | Lumination | LISx4CDA2D8840xxxxxxxxxx | Indoor Luminaires | High-Bay | High-Bay Luminaires for Commercial and Industrial Buildings | Premium | FALSE | [9 empty] | 42817 |  |  | No |  | 4.1 | 12300 | 132.25 | 93 | 20 | 0.9 | 4000 | 80
PVRXCMRQ | GE Lighting Solutions | Lumination | LISx4C0A2D8840xxxxxxxxxx | Indoor Luminaires | High-Bay | High-Bay Luminaires for Commercial and Industrial Buildings | Premium | FALSE | [9 empty] | 42817 |  |  | No |  | 4.1 | 12300 | 137.27 | 89.6 | 20 | 0.9 | 4000 | 80
PGUU8GCQ | GE Lighting Solutions | Lumination | LISx4CDA2D9840xxxxxxxxxx | Indoor Luminaires | High-Bay | High-Bay Luminaires for Commercial and Industrial Buildings | Premium | FALSE | [9 empty] | 42817 |  |  | No |  | 4.1 | 12300 | 132.25 | 93 | 20 | 0.9 | 4000 | 80
PB696XT1 | GE Lighting Solutions | Lumination | LISx4CDA2D1840xxxxxxxxxx | Indoor Luminaires | High-Bay | High-Bay Luminaires for Commercial and Industrial Buildings | Premium | FALSE | [9 empty] | 42817 |  |  | No |  | 4.1 | 12300 | 132.25 | 93 | 20 | 0.9 | 4000 | 80
P117BZ2Y | GE Lighting Solutions | Lumination | LISx4C0A2D1840xxxxxxxxxx | Indoor Luminaires | High-Bay | High-Bay Luminaires for Commercial and Industrial Buildings | Premium | FALSE | [9 empty] | 42817 |  |  | No |  | 4.1 | 12300 | 137.27 | 89.6 | 20 | 0.9 | 4000 | 80
PR7AEJM2 | GE Lighting Solutions | Lumination | LISx4C0A1D9840xxxxxxxxxx | Indoor Luminaires | High-Bay | High-Bay Luminaires for Commercial and Industrial Buildings | Premium | FALSE | [9 empty] | 42817 |  |  | No |  | 4.1 | 10500 | 131 | 80 | 20 | 0.9 | 4000 | 80
PQH46DZS | GE Lighting Solutions | Lumination | LISx4CDA1D9840xxxxxxxxxx | Indoor Luminaires | High-Bay | High-Bay Luminaires for Commercial and Industrial Buildings | Premium | FALSE | [9 empty] | 42817 |  |  | No |  | 4.1 | 10500 | 131 | 80.3 | 20 | 0.9 | 4000 | 80
PKFN6UYH | GE Lighting Solutions | Lumination | LISx4CDA1D8840xxxxxxxxxx | Indoor Luminaires | High-Bay | High-Bay Luminaires for Commercial and Industrial Buildings | Premium | FALSE | [9 empty] | 42817 |  |  | No |  | 4.1 | 10500 | 131 | 80.3 | 20 | 0.9 | 4000 | 80
PJ4EPC71 | GE Lighting Solutions | Lumination | LISx4CDA1D1840xxxxxxxxxx | Indoor Luminaires | High-Bay | High-Bay Luminaires for Commercial and Industrial Buildings | Premium | FALSE | [9 empty] | 42817 |  |  | No |  | 4.1 | 10500 | 131 | 80.3 | 20 | 0.9 | 4000 | 80
P9DVZJ4V | GE Lighting Solutions | Lumination | LISx4C0A1D1840xxxxxxxxxx | Indoor Luminaires | High-Bay | High-Bay Luminaires for Commercial and Industrial Buildings | Premium | FALSE | [9 empty] | 42817 |  |  | No |  | 4.1 | 10500 | 131 | 80 | 20 | 0.9 | 4000 | 80
P8ZH9PBH | GE Lighting Solutions | Lumination | LISx4C0A1D8840xxxxxxxxxx | Indoor Luminaires | High-Bay | High-Bay Luminaires for Commercial and Industrial Buildings | Premium | FALSE | [9 empty] | 42817 |  |  | No |  | 4.1 | 10500 | 131 | 80 | 20 | 0.9 | 4000 | 80
PT1YQBDU | GE Lighting Solutions | Lumination | LISx8CDA0D9840xxxxxxxxxx | Indoor Luminaires | High-Bay | Low-Bay Luminaires for Commercial and Industrial Buildings | Premium | FALSE | [9 empty] | 42817 |  |  | No |  | 4.1 | 10400 | 135.06 | 77 | 20 | 0.9 | 4000 | 80
PQAA4VSS | GE Lighting Solutions | Lumination | LISx8CDA0D1840xxxxxxxxxx | Indoor Luminaires | High-Bay | Low-Bay Luminaires for Commercial and Industrial Buildings | Premium | FALSE | [9 empty] | 42817 |  |  | No |  | 4.1 | 10400 | 135.06 | 77 | 20 | 0.9 | 4000 | 80
PNFT5TJP | GE Lighting Solutions | Lumination | LISx8CDA0D8840xxxxxxxxxx | Indoor Luminaires | High-Bay | Low-Bay Luminaires for Commercial and Industrial Buildings | Premium | FALSE | [9 empty] | 42817 |  |  | No |  | 4.1 | 10400 | 135.06 | 77 | 20 | 0.9 | 4000 | 80
PA84VDAV | GE Lighting Solutions | Lumination | LISx8C0A0D1840xxxxxxxxxx | Indoor Luminaires | High-Bay | Low-Bay Luminaires for Commercial and Industrial Buildings | Premium | FALSE | [9 empty] | 42817 |  |  | No |  | 4.1 | 10400 | 143.05 | 72.7 | 20 | 0.9 | 4000 | 80
P54WHYCP | GE Lighting Solutions | Lumination | LISx8C0A0D9840xxxxxxxxxx | Indoor Luminaires | High-Bay | Low-Bay Luminaires for Commercial and Industrial Buildings | Premium | FALSE | [9 empty] | 42817 |  |  | No |  | 4.1 | 10400 | 143.05 | 72.7 | 20 | 0.9 | 4000 | 80
P37HTNBN | GE Lighting Solutions | Lumination | LISx8C0A0D8840xxxxxxxxxx | Indoor Luminaires | High-Bay | Low-Bay Luminaires for Commercial and Industrial Buildings | Premium | FALSE | [9 empty] | 42817 |  |  | No |  | 4.1 | 10400 | 143.05 | 72.7 | 20 | 0.9 | 4000 | 80
PTXQHQGA | GE Lighting Solutions | Lumination | LISx8C084D1840xxxxxxxxxx | Indoor Luminaires | High-Bay | Low-Bay Luminaires for Commercial and Industrial Buildings | Premium | FALSE | [9 empty] | 42817 |  |  | No |  | 4.1 | 8400 | 144.57 | 58.1 | 20 | 0.9 | 4000 | 80
PS34GBBZ | GE Lighting Solutions | Lumination | LISx8CD84D9840xxxxxxxxxx | Indoor Luminaires | High-Bay | Low-Bay Luminaires for Commercial and Industrial Buildings | Premium | FALSE | [9 empty] | 42817 |  |  | No |  | 4.1 | 8400 | 135.7 | 61.9 | 20 | 0.9 | 4000 | 80
PRYWDPED | GE Lighting Solutions | Lumination | LISx8C084D9840xxxxxxxxxx | Indoor Luminaires | High-Bay | Low-Bay Luminaires for Commercial and Industrial Buildings | Premium | FALSE | [9 empty] | 42817 |  |  | No |  | 4.1 | 8400 | 144.57 | 58.1 | 20 | 0.9 | 4000 | 80
PR4Z4NZE | GE Lighting Solutions | Lumination | LISx8C084D8840xxxxxxxxxx | Indoor Luminaires | High-Bay | Low-Bay Luminaires for Commercial and Industrial Buildings | Premium | FALSE | [9 empty] | 42817 |  |  | No |  | 4.1 | 8400 | 144.57 | 58.1 | 20 | 0.9 | 4000 | 80
PCBQ978A | GE Lighting Solutions | Lumination | LISx8CD84D8840xxxxxxxxxx | Indoor Luminaires | High-Bay | Low-Bay Luminaires for Commercial and Industrial Buildings | Premium | FALSE | [9 empty] | 42817 |  |  | No |  | 4.1 | 8400 | 135.7 | 61.9 | 20 | 0.9 | 4000 | 80
P9ZES47J | GE Lighting Solutions | Lumination | LISx8CD84D1840xxxxxxxxxx | Indoor Luminaires | High-Bay | Low-Bay Luminaires for Commercial and Industrial Buildings | Premium | FALSE | [9 empty] | 42817 |  |  | No |  | 4.1 | 8400 | 135.7 | 61.9 | 20 | 0.9 | 4000 | 80
PVN3FX3N | GE Lighting Solutions | Lumination | LISx4CD65D1840xxxxxxxxxx | Indoor Luminaires | High-Bay | Low-Bay Luminaires for Commercial and Industrial Buildings | Premium | FALSE | [9 empty] | 42817 |  |  | No |  | 4.1 | 6500 | 141.3 | 46 | 20 | 0.9 | 4000 | 80
PTWWRRYC | GE Lighting Solutions | Lumination | LISx4C065D1840xxxxxxxxxx | Indoor Luminaires | High-Bay | Low-Bay Luminaires for Commercial and Industrial Buildings | Premium | FALSE | [9 empty] | 42817 |  |  | No |  | 4.1 | 6500 | 150.46 | 43.2 | 20 | 0.9 | 4000 | 80
PSREH62Z | GE Lighting Solutions | Lumination | LISx4CD65D9840xxxxxxxxxx | Indoor Luminaires | High-Bay | Low-Bay Luminaires for Commercial and Industrial Buildings | Premium | FALSE | [9 empty] | 42817 |  |  | No |  | 4.1 | 6500 | 141.3 | 46 | 20 | 0.9 | 4000 | 80
PRC2X1UV | GE Lighting Solutions | Lumination | LISx4CD65D8840xxxxxxxxxx | Indoor Luminaires | High-Bay | Low-Bay Luminaires for Commercial and Industrial Buildings | Premium | FALSE | [9 empty] | 42817 |  |  | No |  | 4.1 | 6500 | 141.3 | 46 | 20 | 0.9 | 4000 | 80
PDFXFEZS | GE Lighting Solutions | Lumination | LISx4C065D8840xxxxxxxxxx | Indoor Luminaires | High-Bay | Low-Bay Luminaires for Commercial and Industrial Buildings | Premium | FALSE | [9 empty] | 42817 |  |  | No |  | 4.1 | 6500 | 150.46 | 43.2 | 20 | 0.9 | 4000 | 80
P55UD1NU | GE Lighting Solutions | Lumination | LISx4C065D9840xxxxxxxxxx | Indoor Luminaires | High-Bay | Low-Bay Luminaires for Commercial and Industrial Buildings | Premium | FALSE | [9 empty] | 42817 |  |  | No |  | 4.1 | 6500 | 150.46 | 43.2 | 20 | 0.9 | 4000 | 80
PV7MND5Z | GE Lighting Solutions | Lumination | LISx4C062D9840xxxxxxxxxx | Indoor Luminaires | High-Bay | Low-Bay Luminaires for Commercial and Industrial Buildings | Premium | FALSE | [9 empty] | 42817 |  |  | No |  | 4.1 | 6250 | 138.88 | 45 | 20 | 0.9 | 4000 | 80
PU39FJ3T | GE Lighting Solutions | Lumination | LISx4CD62D8840xxxxxxxxxx | Indoor Luminaires | High-Bay | Low-Bay Luminaires for Commercial and Industrial Buildings | Standard | FALSE | [9 empty] | 42817 |  |  | No |  | 4.1 | 6250 | 128.86 | 48.5 | 20 | 0.9 | 4000 | 80
PKGXGAZV | GE Lighting Solutions | Lumination | LISx4C062D1840xxxxxxxxxx | Indoor Luminaires | High-Bay | Low-Bay Luminaires for Commercial and Industrial Buildings | Premium | FALSE | [9 empty] | 42817 |  |  | No |  | 4.1 | 6250 | 138.88 | 45 | 20 | 0.9 | 4000 | 80
PKF71J3B | GE Lighting Solutions | Lumination | LISx4CD62D9840xxxxxxxxxx | Indoor Luminaires | High-Bay | Low-Bay Luminaires for Commercial and Industrial Buildings | Standard | FALSE | [9 empty] | 42817 |  |  | No |  | 4.1 | 6250 | 128.86 | 48.5 | 20 | 0.9 | 4000 | 80
P7YQHJ1A | GE Lighting Solutions | Lumination | LISx4CD62D1840xxxxxxxxxx | Indoor Luminaires | High-Bay | Low-Bay Luminaires for Commercial and Industrial Buildings | Standard | FALSE | [9 empty] | 42817 |  |  | No |  | 4.1 | 6250 | 128.86 | 48.5 | 20 | 0.9 | 4000 | 80
P13HRWN3 | GE Lighting Solutions | Lumination | LISx4C062D8840xxxxxxxxxx | Indoor Luminaires | High-Bay | Low-Bay Luminaires for Commercial and Industrial Buildings | Premium | FALSE | [9 empty] | 42817 |  |  | No |  | 4.1 | 6250 | 138.88 | 45 | 20 | 0.9 | 4000 | 80
PTGJ2W99 | GE Lighting Solutions | Lumination | LISx8C0B4D9835xxxxxxxxxx | Indoor Luminaires | High-Bay | High-Bay Luminaires for Commercial and Industrial Buildings | Premium | FALSE | [9 empty] | 42817 |  |  | No |  | 4.1 | 23800 | 131 | 182 | 20 | 0.9 | 3500 | 80
PRBWTBVU | GE Lighting Solutions | Lumination | LISx8C0B4D1835xxxxxxxxxx | Indoor Luminaires | High-Bay | High-Bay Luminaires for Commercial and Industrial Buildings | Premium | FALSE | [9 empty] | 42817 |  |  | No |  | 4.1 | 23800 | 131 | 182 | 20 | 0.9 | 3500 | 80
PHWPZES5 | GE Lighting Solutions | Lumination | LISx8C0B4D8835xxxxxxxxxx | Indoor Luminaires | High-Bay | High-Bay Luminaires for Commercial and Industrial Buildings | Premium | FALSE | [9 empty] | 42817 |  |  | No |  | 4.1 | 23800 | 131 | 182 | 20 | 0.9 | 3500 | 80
PY2RMMS3 | GE Lighting Solutions | Lumination | LISx8C0B1D8835xxxxxxxxxx | Indoor Luminaires | High-Bay | High-Bay Luminaires for Commercial and Industrial Buildings | Premium | FALSE | [9 empty] | 42817 |  |  | No |  | 4.1 | 20600 | 137.33 | 150 | 20 | 0.9 | 3500 | 80
PNQV4JS3 | GE Lighting Solutions | Lumination | LISx8C0B1D9835xxxxxxxxxx | Indoor Luminaires | High-Bay | High-Bay Luminaires for Commercial and Industrial Buildings | Premium | FALSE | [9 empty] | 42817 |  |  | No |  | 4.1 | 20600 | 137.33 | 150 | 20 | 0.9 | 3500 | 80
PE63R4TC | GE Lighting Solutions | Lumination | LISx8C0B1D1835xxxxxxxxxx | Indoor Luminaires | High-Bay | High-Bay Luminaires for Commercial and Industrial Buildings | Premium | FALSE | [9 empty] | 42817 |  |  | No |  | 4.1 | 20600 | 137.33 | 150 | 20 | 0.9 | 3500 | 80
PX58TVSH | GE Lighting Solutions | Lumination | LISx8CDA7D9835xxxxxxxxxx | Indoor Luminaires | High-Bay | High-Bay Luminaires for Commercial and Industrial Buildings | Premium | FALSE | [9 empty] | 42817 |  |  | No |  | 4.1 | 16450 | 141.81 | 116 | 20 | 0.9 | 3500 | 80
PSUGGDED | GE Lighting Solutions | Lumination | LISx8CDA7D1835xxxxxxxxxx | Indoor Luminaires | High-Bay | High-Bay Luminaires for Commercial and Industrial Buildings | Premium | FALSE | [9 empty] | 42817 |  |  | No |  | 4.1 | 16450 | 141.81 | 116 | 20 | 0.9 | 3500 | 80
PQMMGM2T | GE Lighting Solutions | Lumination | LISx8C0A7D8835xxxxxxxxxx | Indoor Luminaires | High-Bay | High-Bay Luminaires for Commercial and Industrial Buildings | Premium | FALSE | [9 empty] | 42817 |  |  | No |  | 4.1 | 16450 | 144.93 | 113.5 | 20 | 0.9 | 3500 | 80
PBXDWHMH | GE Lighting Solutions | Lumination | LISx8C0A7D9835xxxxxxxxxx | Indoor Luminaires | High-Bay | High-Bay Luminaires for Commercial and Industrial Buildings | Premium | FALSE | [9 empty] | 42817 |  |  | No |  | 4.1 | 16450 | 144.93 | 113.5 | 20 | 0.9 | 3500 | 80
P93263UB | GE Lighting Solutions | Lumination | LISx8CDA7D8835xxxxxxxxxx | Indoor Luminaires | High-Bay | High-Bay Luminaires for Commercial and Industrial Buildings | Premium | FALSE | [9 empty] | 42817 |  |  | No |  | 4.1 | 16450 | 141.81 | 116 | 20 | 0.9 | 3500 | 80
P8WYJ4CB | GE Lighting Solutions | Lumination | LISx8C0A7D1835xxxxxxxxxx | Indoor Luminaires | High-Bay | High-Bay Luminaires for Commercial and Industrial Buildings | Premium | FALSE | [9 empty] | 42817 |  |  | No |  | 4.1 | 16450 | 144.93 | 113.5 | 20 | 0.9 | 3500 | 80
PVC1VWT3 | GE Lighting Solutions | Lumination | LISx8CDA3D8835xxxxxxxxxx | Indoor Luminaires | High-Bay | High-Bay Luminaires for Commercial and Industrial Buildings | Premium | FALSE | [9 empty] | 42817 |  |  | No |  | 4.1 | 12600 | 144.32 | 87.3 | 20 | 0.9 | 3500 | 80
PSNWB7XP | GE Lighting Solutions | Lumination | LISx8C0A3D9835xxxxxxxxxx | Indoor Luminaires | High-Bay | High-Bay Luminaires for Commercial and Industrial Buildings | Premium | FALSE | [9 empty] | 42817 |  |  | No |  | 4.1 | 12600 | 145.66 | 86.5 | 20 | 0.9 | 3500 | 80
PK5XD23U | GE Lighting Solutions | Lumination | LISx8CDA3D1835xxxxxxxxxx | Indoor Luminaires | High-Bay | High-Bay Luminaires for Commercial and Industrial Buildings | Premium | FALSE | [9 empty] | 42817 |  |  | No |  | 4.1 | 12600 | 144.32 | 87.3 | 20 | 0.9 | 3500 | 80
PC75VBCB | GE Lighting Solutions | Lumination | LISx8C0A3D8835xxxxxxxxxx | Indoor Luminaires | High-Bay | High-Bay Luminaires for Commercial and Industrial Buildings | Premium | FALSE | [9 empty] | 42817 |  |  | No |  | 4.1 | 12600 | 145.66 | 86.5 | 20 | 0.9 | 3500 | 80
P8ZHGANR | GE Lighting Solutions | Lumination | LISx8CDA3D9835xxxxxxxxxx | Indoor Luminaires | High-Bay | High-Bay Luminaires for Commercial and Industrial Buildings | Premium | FALSE | [9 empty] | 42817 |  |  | No |  | 4.1 | 12600 | 144.32 | 87.3 | 20 | 0.9 | 3500 | 80
P739G6QS | GE Lighting Solutions | Lumination | LISx8C0A3D1835xxxxxxxxxx | Indoor Luminaires | High-Bay | High-Bay Luminaires for Commercial and Industrial Buildings | Premium | FALSE | [9 empty] | 42817 |  |  | No |  | 4.1 | 12600 | 145.66 | 86.5 | 20 | 0.9 | 3500 | 80
PMNR9ECP | GE Lighting Solutions | Lumination | LISx8C0A2D9835xxxxxxxxxx | Indoor Luminaires | High-Bay | High-Bay Luminaires for Commercial and Industrial Buildings | Premium | FALSE | [9 empty] | 42817 |  |  | No |  | 4.1 | 12150 | 135.45 | 89.7 | 20 | 0.9 | 3500 | 80
PKFFUFW4 | GE Lighting Solutions | Lumination | LISx8CDA2D9835xxxxxxxxxx | Indoor Luminaires | High-Bay | High-Bay Luminaires for Commercial and Industrial Buildings | Standard | FALSE | [9 empty] | 42817 |  |  | No |  | 4.1 | 12150 | 127.89 | 95 | 20 | 0.9 | 3500 | 80
PHZ4S2C9 | GE Lighting Solutions | Lumination | LISx8C0A2D8835xxxxxxxxxx | Indoor Luminaires | High-Bay | High-Bay Luminaires for Commercial and Industrial Buildings | Premium | FALSE | [9 empty] | 42817 |  |  | No |  | 4.1 | 12150 | 135.45 | 89.7 | 20 | 0.9 | 3500 | 80
PFFBW9NP | GE Lighting Solutions | Lumination | LISx8C0A2D1835xxxxxxxxxx | Indoor Luminaires | High-Bay | High-Bay Luminaires for Commercial and Industrial Buildings | Premium | FALSE | [9 empty] | 42817 |  |  | No |  | 4.1 | 12150 | 135.45 | 89.7 | 20 | 0.9 | 3500 | 80
P64V6KC4 | GE Lighting Solutions | Lumination | LISx8CDA2D1835xxxxxxxxxx | Indoor Luminaires | High-Bay | High-Bay Luminaires for Commercial and Industrial Buildings | Standard | FALSE | [9 empty] | 42817 |  |  | No |  | 4.1 | 12150 | 127.89 | 95 | 20 | 0.9 | 3500 | 80
P166QGH5 | GE Lighting Solutions | Lumination | LISx8CDA2D8835xxxxxxxxxx | Indoor Luminaires | High-Bay | High-Bay Luminaires for Commercial and Industrial Buildings | Standard | FALSE | [9 empty] | 42817 |  |  | No |  | 4.1 | 12150 | 127.89 | 95 | 20 | 0.9 | 3500 | 80
PNHE1WJ9 | GE Lighting Solutions | Lumination | LISx4CDA2D9835xxxxxxxxxx | Indoor Luminaires | High-Bay | High-Bay Luminaires for Commercial and Industrial Buildings | Standard | FALSE | [9 empty] | 42817 |  |  | No |  | 4.1 | 12000 | 129.03 | 93 | 20 | 0.9 | 3500 | 80
PGC2HU5H | GE Lighting Solutions | Lumination | LISx4C0A2D1835xxxxxxxxxx | Indoor Luminaires | High-Bay | High-Bay Luminaires for Commercial and Industrial Buildings | Premium | FALSE | [9 empty] | 42817 |  |  | No |  | 4.1 | 12000 | 133.92 | 89.6 | 20 | 0.9 | 3500 | 80
PFSTATCK | GE Lighting Solutions | Lumination | LISx4C0A2D8835xxxxxxxxxx | Indoor Luminaires | High-Bay | High-Bay Luminaires for Commercial and Industrial Buildings | Premium | FALSE | [9 empty] | 42817 |  |  | No |  | 4.1 | 12000 | 133.92 | 89.6 | 20 | 0.9 | 3500 | 80
PA4GCEZJ | GE Lighting Solutions | Lumination | LISx4CDA2D1835xxxxxxxxxx | Indoor Luminaires | High-Bay | High-Bay Luminaires for Commercial and Industrial Buildings | Standard | FALSE | [9 empty] | 42817 |  |  | No |  | 4.1 | 12000 | 129.03 | 93 | 20 | 0.9 | 3500 | 80
P7KKGGB9 | GE Lighting Solutions | Lumination | LISx4CDA2D8835xxxxxxxxxx | Indoor Luminaires | High-Bay | High-Bay Luminaires for Commercial and Industrial Buildings | Standard | FALSE | [9 empty] | 42817 |  |  | No |  | 4.1 | 12000 | 129.03 | 93 | 20 | 0.9 | 3500 | 80
P5G1CE97 | GE Lighting Solutions | Lumination | LISx4C0A2D9835xxxxxxxxxx | Indoor Luminaires | High-Bay | High-Bay Luminaires for Commercial and Industrial Buildings | Premium | FALSE | [9 empty] | 42817 |  |  | No |  | 4.1 | 12000 | 133.92 | 89.6 | 20 | 0.9 | 3500 | 80
PVREMDDR | GE Lighting Solutions | Lumination | LISx4CDA1D1835xxxxxxxxxx | Indoor Luminaires | High-Bay | High-Bay Luminaires for Commercial and Industrial Buildings | Standard | FALSE | [9 empty] | 42817 |  |  | No |  | 4.1 | 10200 | 127 | 80.3 | 20 | 0.9 | 3500 | 80
PTEHM9Q2 | GE Lighting Solutions | Lumination | LISx4C0A1D9835xxxxxxxxxx | Indoor Luminaires | High-Bay | High-Bay Luminaires for Commercial and Industrial Buildings | Standard | FALSE | [9 empty] | 42817 |  |  | No |  | 4.1 | 10200 | 128 | 80 | 20 | 0.9 | 3500 | 80
PNZM2SWJ | GE Lighting Solutions | Lumination | LISx4CDA1D9835xxxxxxxxxx | Indoor Luminaires | High-Bay | High-Bay Luminaires for Commercial and Industrial Buildings | Standard | FALSE | [9 empty] | 42817 |  |  | No |  | 4.1 | 10200 | 127 | 80.3 | 20 | 0.9 | 3500 | 80
PJXNU9NB | GE Lighting Solutions | Lumination | LISx4C0A1D1835xxxxxxxxxx | Indoor Luminaires | High-Bay | High-Bay Luminaires for Commercial and Industrial Buildings | Standard | FALSE | [9 empty] | 42817 |  |  | No |  | 4.1 | 10200 | 128 | 80 | 20 | 0.9 | 3500 | 80
PGV1TS8C | GE Lighting Solutions | Lumination | LISx4C0A1D8835xxxxxxxxxx | Indoor Luminaires | High-Bay | High-Bay Luminaires for Commercial and Industrial Buildings | Standard | FALSE | [9 empty] | 42817 |  |  | No |  | 4.1 | 10200 | 128 | 80 | 20 | 0.9 | 3500 | 80
P8AFW3U3 | GE Lighting Solutions | Lumination | LISx4CDA1D8835xxxxxxxxxx | Indoor Luminaires | High-Bay | High-Bay Luminaires for Commercial and Industrial Buildings | Standard | FALSE | [9 empty] | 42817 |  |  | No |  | 4.1 | 10200 | 127 | 80.3 | 20 | 0.9 | 3500 | 80
PZNU6ECG | GE Lighting Solutions | Lumination | LISx8CDA0D9835xxxxxxxxxx | Indoor Luminaires | High-Bay | Low-Bay Luminaires for Commercial and Industrial Buildings | Premium | FALSE | [9 empty] | 42817 |  |  | No |  | 4.1 | 10100 | 131.16 | 77 | 20 | 0.9 | 3500 | 80
PXAK6XN9 | GE Lighting Solutions | Lumination | LISx8C0A0D9835xxxxxxxxxx | Indoor Luminaires | High-Bay | Low-Bay Luminaires for Commercial and Industrial Buildings | Premium | FALSE | [9 empty] | 42817 |  |  | No |  | 4.1 | 10100 | 138.92 | 72.7 | 20 | 0.9 | 3500 | 80
PPPE7YHY | GE Lighting Solutions | Lumination | LISx8C0A0D8835xxxxxxxxxx | Indoor Luminaires | High-Bay | Low-Bay Luminaires for Commercial and Industrial Buildings | Premium | FALSE | [9 empty] | 42817 |  |  | No |  | 4.1 | 10100 | 138.92 | 72.7 | 20 | 0.9 | 3500 | 80
PD7QZ5S2 | GE Lighting Solutions | Lumination | LISx8CDA0D1835xxxxxxxxxx | Indoor Luminaires | High-Bay | Low-Bay Luminaires for Commercial and Industrial Buildings | Premium | FALSE | [9 empty] | 42817 |  |  | No |  | 4.1 | 10100 | 131.16 | 77 | 20 | 0.9 | 3500 | 80
PB65BM1T | GE Lighting Solutions | Lumination | LISx8CDA0D8835xxxxxxxxxx | Indoor Luminaires | High-Bay | Low-Bay Luminaires for Commercial and Industrial Buildings | Premium | FALSE | [9 empty] | 42817 |  |  | No |  | 4.1 | 10100 | 131.16 | 77 | 20 | 0.9 | 3500 | 80
P1D1R6ZJ | GE Lighting Solutions | Lumination | LISx8C0A0D1835xxxxxxxxxx | Indoor Luminaires | High-Bay | Low-Bay Luminaires for Commercial and Industrial Buildings | Premium | FALSE | [9 empty] | 42817 |  |  | No |  | 4.1 | 10100 | 138.92 | 72.7 | 20 | 0.9 | 3500 | 80
PN63KWX4 | GE Lighting Solutions | Lumination | LISx8C084D1835xxxxxxxxxx | Indoor Luminaires | High-Bay | Low-Bay Luminaires for Commercial and Industrial Buildings | Premium | FALSE | [9 empty] | 42817 |  |  | No |  | 4.1 | 8100 | 139.41 | 58.1 | 20 | 0.9 | 3500 | 80
PAJF6RBT | GE Lighting Solutions | Lumination | LISx8CD84D1835xxxxxxxxxx | Indoor Luminaires | High-Bay | Low-Bay Luminaires for Commercial and Industrial Buildings | Premium | FALSE | [9 empty] | 42817 |  |  | No |  | 4.1 | 8100 | 130.85 | 61.9 | 20 | 0.9 | 3500 | 80
P83CDDHP | GE Lighting Solutions | Lumination | LISx8CD84D9835xxxxxxxxxx | Indoor Luminaires | High-Bay | Low-Bay Luminaires for Commercial and Industrial Buildings | Premium | FALSE | [9 empty] | 42817 |  |  | No |  | 4.1 | 8100 | 130.85 | 61.9 | 20 | 0.9 | 3500 | 80
P6WTB1BP | GE Lighting Solutions | Lumination | LISx8CD84D8835xxxxxxxxxx | Indoor Luminaires | High-Bay | Low-Bay Luminaires for Commercial and Industrial Buildings | Premium | FALSE | [9 empty] | 42817 |  |  | No |  | 4.1 | 8100 | 130.85 | 61.9 | 20 | 0.9 | 3500 | 80
P5FG6ZNY | GE Lighting Solutions | Lumination | LISx8C084D8835xxxxxxxxxx | Indoor Luminaires | High-Bay | Low-Bay Luminaires for Commercial and Industrial Buildings | Premium | FALSE | [9 empty] | 42817 |  |  | No |  | 4.1 | 8100 | 139.41 | 58.1 | 20 | 0.9 | 3500 | 80
P2679DVN | GE Lighting Solutions | Lumination | LISx8C084D9835xxxxxxxxxx | Indoor Luminaires | High-Bay | Low-Bay Luminaires for Commercial and Industrial Buildings | Premium | FALSE | [9 empty] | 42817 |  |  | No |  | 4.1 | 8100 | 139.41 | 58.1 | 20 | 0.9 | 3500 | 80
PW9QSVAV | GE Lighting Solutions | Lumination | LISx4CD65D1835xxxxxxxxxx | Indoor Luminaires | High-Bay | Low-Bay Luminaires for Commercial and Industrial Buildings | Premium | FALSE | [9 empty] | 42817 |  |  | No |  | 4.1 | 6300 | 136.95 | 46 | 20 | 0.9 | 3500 | 80
PMKG7BX3 | GE Lighting Solutions | Lumination | LISx4C065D1835xxxxxxxxxx | Indoor Luminaires | High-Bay | Low-Bay Luminaires for Commercial and Industrial Buildings | Premium | FALSE | [9 empty] | 42817 |  |  | No |  | 4.1 | 6300 | 145.83 | 43.2 | 20 | 0.9 | 3500 | 80
PJBGD9AF | GE Lighting Solutions | Lumination | LISx4CD65D9835xxxxxxxxxx | Indoor Luminaires | High-Bay | Low-Bay Luminaires for Commercial and Industrial Buildings | Premium | FALSE | [9 empty] | 42817 |  |  | No |  | 4.1 | 6300 | 136.95 | 46 | 20 | 0.9 | 3500 | 80
P9WWVWQN | GE Lighting Solutions | Lumination | LISx4C065D9835xxxxxxxxxx | Indoor Luminaires | High-Bay | Low-Bay Luminaires for Commercial and Industrial Buildings | Premium | FALSE | [9 empty] | 42817 |  |  | No |  | 4.1 | 6300 | 145.83 | 43.2 | 20 | 0.9 | 3500 | 80
P7XV8H3M | GE Lighting Solutions | Lumination | LISx4CD65D8835xxxxxxxxxx | Indoor Luminaires | High-Bay | Low-Bay Luminaires for Commercial and Industrial Buildings | Premium | FALSE | [9 empty] | 42817 |  |  | No |  | 4.1 | 6300 | 136.95 | 46 | 20 | 0.9 | 3500 | 80
P41AKDU8 | GE Lighting Solutions | Lumination | LISx4C065D8835xxxxxxxxxx | Indoor Luminaires | High-Bay | Low-Bay Luminaires for Commercial and Industrial Buildings | Premium | FALSE | [9 empty] | 42817 |  |  | No |  | 4.1 | 6300 | 145.83 | 43.2 | 20 | 0.9 | 3500 | 80
PQGZ23SK | GE Lighting Solutions | Lumination | LISx4C062D8835xxxxxxxxxx | Indoor Luminaires | High-Bay | Low-Bay Luminaires for Commercial and Industrial Buildings | Premium | FALSE | [9 empty] | 42817 |  |  | No |  | 4.1 | 6050 | 134.44 | 45 | 20 | 0.9 | 3500 | 80
PQ2MSXJC | GE Lighting Solutions | Lumination | LISx4CD62D8835xxxxxxxxxx | Indoor Luminaires | High-Bay | Low-Bay Luminaires for Commercial and Industrial Buildings | Standard | FALSE | [9 empty] | 42817 |  |  | No |  | 4.1 | 6050 | 124.74 | 48.5 | 20 | 0.9 | 3500 | 80
PKFAJ58E | GE Lighting Solutions | Lumination | LISx4CD62D1835xxxxxxxxxx | Indoor Luminaires | High-Bay | Low-Bay Luminaires for Commercial and Industrial Buildings | Standard | FALSE | [9 empty] | 42817 |  |  | No |  | 4.1 | 6050 | 124.74 | 48.5 | 20 | 0.9 | 3500 | 80
PE51P43N | GE Lighting Solutions | Lumination | LISx4C062D1835xxxxxxxxxx | Indoor Luminaires | High-Bay | Low-Bay Luminaires for Commercial and Industrial Buildings | Premium | FALSE | [9 empty] | 42817 |  |  | No |  | 4.1 | 6050 | 134.44 | 45 | 20 | 0.9 | 3500 | 80
P6UXJKNJ | GE Lighting Solutions | Lumination | LISx4C062D9835xxxxxxxxxx | Indoor Luminaires | High-Bay | Low-Bay Luminaires for Commercial and Industrial Buildings | Premium | FALSE | [9 empty] | 42817 |  |  | No |  | 4.1 | 6050 | 134.44 | 45 | 20 | 0.9 | 3500 | 80
P32CTH2B | GE Lighting Solutions | Lumination | LISx4CD62D9835xxxxxxxxxx | Indoor Luminaires | High-Bay | Low-Bay Luminaires for Commercial and Industrial Buildings | Standard | FALSE | [9 empty] | 42817 |  |  | No |  | 4.1 | 6050 | 124.74 | 48.5 | 20 | 0.9 | 3500 | 80
PRZBEP4H | Gingko Lighting Corp | GKOLED | GKOHBL22D110W48V40KHYMDY | Indoor Luminaires | High-Bay | High-Bay Luminaires for Commercial and Industrial Buildings | Standard | TRUE | 13038 | 116.96 | 111.5 | 12.02 | 0.9924 | 3897 | 83.8 | 5 | 50000 | 42817 |  |  | Yes |  | 4.1 | 13000 | 118 | 110 | 12 | 0.9 | 4000 | 82
PSDJXYGR | Gingko Lighting Corp | GKOLED | GKOHBL24D220W48V40KHYMDY | Indoor Luminaires | High-Bay | High-Bay Luminaires for Commercial and Industrial Buildings | Standard | TRUE | 24009 | 111.16 | 216 | 12.75 | 0.9917 | 3939 | 84.7 | 5 | 50000 | 42817 |  |  | Yes |  | 4.1 | 24500 | 111 | 220 | 13 | 0.9 | 4000 | 82
PRPTT41E | Gingko Lighting Corp | GKOLED | GKOHBL22D170W48V40KHYMDY | Indoor Luminaires | High-Bay | High-Bay Luminaires for Commercial and Industrial Buildings | Standard | TRUE | 22501 | 123.29 | 182.5 | 15.08 | 0.9855 | 3945 | 83.1 | 5 | 50000 | 42817 |  |  | Yes |  | 4.1 | 21000 | 124 | 170 | 15 | 0.9 | 4000 | 82
PEFFVK5A | Gingko Lighting Corp | GKOLED | GKOHBL24D350W48V40KHYMDY | Indoor Luminaires | High-Bay | High-Bay Luminaires for Commercial and Industrial Buildings | Standard | TRUE | 42068 | 117.68 | 357.5 | 16.52 | 0.9798 | 3974 | 85.1 | 5 | 50000 | 42817 |  |  | Yes |  | 4.1 | 42000 | 120 | 350 | 17 | 0.9 | 4000 | 82
PN4CXKJP | Gingko Lighting Corp | GKOLED | GKOHB140W27V[M Blank]40KWLY | Indoor Luminaires | High-Bay | High-Bay Luminaires for Commercial and Industrial Buildings | Standard | TRUE | 19180 | 136.39 | 140.6 | 4.94 | 0.9722 | 3894 | 74.8 | 5 | 50000 | 42817 |  |  | Yes |  | 4.1 | 19000 | 136 | 140 | 4 | 0.9 | 4000 | 72
PAJAUXHP | Gingko Lighting Corp | GKOLED | GKOHB200W27V[M Blank]40KWLY | Indoor Luminaires | High-Bay | High-Bay Luminaires for Commercial and Industrial Buildings | Standard | TRUE | 26167 | 128.98 | 202.9 | 8.31 | 0.9605 | 3899 | 74.9 | 5 | 50000 | 42817 |  |  | Yes |  | 4.1 | 26000 | 130 | 200 | 6 | 0.9 | 4000 | 72
PNNZCXRA | Gingko Lighting Corp | GKOLED | GKOHBL24D200W27V40KH[BLANK M]MD[BLANK B] | Indoor Luminaires | High-Bay | High-Bay Luminaires for Commercial and Industrial Buildings | Standard | TRUE | 24507.38 | 121.12 | 202.34 | 10.17 | 0.9532 | 4007 | 82.9 | 5 | 100000 | 42817 |  |  | Yes |  | 4.1 | 24500 | 123 | 200 | 10 | 0.9 | 4000 | 82
PRG4VFMD | Gingko Lighting Corp | GKOLED | GKOHBL24D320W27V40KH[BLANK M]MD[BLANK B] | Indoor Luminaires | High-Bay | High-Bay Luminaires for Commercial and Industrial Buildings | Standard | TRUE | 42406.6 | 131.15 | 323.34 | 14.12 | 0.9419 | 4029 | 83.2 | 5 | 100000 | 42817 |  |  | Yes |  | 4.1 | 42400 | 133 | 320 | 15 | 0.9 | 4000 | 82
PF95MNWE | Gingko Lighting Corp | GKOLED | GKOHBL22D160W27V40KH[BLANK M]MD[BLANK B] | Indoor Luminaires | High-Bay | High-Bay Luminaires for Commercial and Industrial Buildings | Standard | TRUE | 22007.54 | 132.6 | 165.97 | 14.36 | 0.9403 | 3973 | 83.1 | 5 | 100000 | 42817 |  |  | Yes |  | 4.1 | 22000 | 138 | 160 | 15 | 0.9 | 4000 | 82
PQR6SJX6 | Gingko Lighting Corp | GKOLED | GKOHBL22D105W27V40KH[BLANK M]MD[BLANK B] | Indoor Luminaires | High-Bay | High-Bay Luminaires for Commercial and Industrial Buildings | Standard | TRUE | 13328.07 | 134.37 | 99.19 | 23.64 | 0.9237 | 3974 | 82.9 | 5 | 100000 | 42817 |  |  | Yes |  | 4.1 | 13300 | 127 | 105 | 20 | 0.9 | 4000 | 82
PV431CBB | Gingko Lighting Corp | GKOLED | GKOHBL22D105W27V50KH[BLANK M]MD[BLANK B] | Indoor Luminaires | High-Bay | High-Bay Luminaires for Commercial and Industrial Buildings | Standard | FALSE | [9 empty] | 42817 |  |  | Yes |  | 4.1 | 13600 | 130 | 105 | 20 | 0.9 | 5000 | 82
PSDMFBYX | Gingko Lighting Corp | GKOLED | GKOHBL24D350W48V50KHYMDY | Indoor Luminaires | High-Bay | High-Bay Luminaires for Commercial and Industrial Buildings | Standard | FALSE | [9 empty] | 42817 |  |  | Yes |  | 4.1 | 43000 | 123 | 350 | 17 | 0.9 | 5000 | 82
PS5W4A34 | Gingko Lighting Corp | GKOLED | GKOHBL24D320W27V50KH[BLANK M]MD[BLANK B] | Indoor Luminaires | High-Bay | High-Bay Luminaires for Commercial and Industrial Buildings | Standard | FALSE | [9 empty] | 42817 |  |  | Yes |  | 4.1 | 43800 | 137 | 320 | 15 | 0.9 | 5000 | 82
PWAGRDHB | Gingko Lighting Corp | GKOLED | GKOHBL22D160W27V50KH[BLANK M]MD[BLANK B] | Indoor Luminaires | High-Bay | High-Bay Luminaires for Commercial and Industrial Buildings | Standard | FALSE | [9 empty] | 42817 |  |  | Yes |  | 4.1 | 22200 | 139 | 160 | 15 | 0.9 | 5000 | 82
P3P58675 | Gingko Lighting Corp | GKOLED | GKOHBL22D170W48V50KHYMDY | Indoor Luminaires | High-Bay | High-Bay Luminaires for Commercial and Industrial Buildings | Standard | FALSE | [9 empty] | 42817 |  |  | Yes |  | 4.1 | 21500 | 126 | 170 | 15 | 0.9 | 5000 | 82
P4QYR8F9 | Gingko Lighting Corp | GKOLED | GKOHBL24D220W48V50KHYMDY | Indoor Luminaires | High-Bay | High-Bay Luminaires for Commercial and Industrial Buildings | Standard | FALSE | [9 empty] | 42817 |  |  | Yes |  | 4.1 | 25500 | 116 | 220 | 13 | 0.9 | 5000 | 82
PRCXQWAJ | Gingko Lighting Corp | GKOLED | GKOHBL22D110W48V50KHYMDY | Indoor Luminaires | High-Bay | High-Bay Luminaires for Commercial and Industrial Buildings | Standard | FALSE | [9 empty] | 42817 |  |  | Yes |  | 4.1 | 13000 | 118 | 110 | 12 | 0.9 | 5000 | 82
P6TS452Q | Gingko Lighting Corp | GKOLED | GKOHBL24D200W27V50KH[BLANK M]MD[BLANK B] | Indoor Luminaires | High-Bay | High-Bay Luminaires for Commercial and Industrial Buildings | Standard | FALSE | [9 empty] | 42817 |  |  | Yes |  | 4.1 | 25800 | 129 | 200 | 10 | 0.9 | 5000 | 82
PKS17GW8 | Gingko Lighting Corp | GKOLED | GKOHB200W27V[M Blank]50KWLY | Indoor Luminaires | High-Bay | High-Bay Luminaires for Commercial and Industrial Buildings | Standard | FALSE | [9 empty] | 42817 |  |  | Yes |  | 4.1 | 26000 | 130 | 200 | 6 | 0.9 | 5000 | 72
PRNQ8CSY | Gingko Lighting Corp | GKOLED | GKOHB140W27V[M Blank]50KWLY | Indoor Luminaires | High-Bay | High-Bay Luminaires for Commercial and Industrial Buildings | Standard | FALSE | [9 empty] | 42817 |  |  | Yes |  | 4.1 | 19000 | 136 | 140 | 4 | 0.9 | 5000 | 72
PHJVYPDQ | Eaton (formerly Cooper Lighting) | Fail-Safe | HVL8-Blank-4-LD4-2LO-30-UNV-C-EDC[All Circuits]-[All End Caps]-[All Options]-[All Finish] | Indoor Luminaires | High-Bay | Low-Bay Luminaires for Commercial and Industrial Buildings | Standard | TRUE | 5105 | 103 | 49.4 | 18 | 0.94 | 3085 | 84 | 5 | 50000 | 42817 |  |  | Yes |  | 4.1 | 5105 | 103.53 | 49.31 | 7.17 | 0.99 | 3000 | 82.4
P7JM734J | Eaton (formerly Cooper Lighting) | Fail-Safe | HVL8-Blank-4-LD4-2STD-50-UNV-C-EDC[All Circuits]-[All End Caps]-[All Options]-[All Finish] | Indoor Luminaires | High-Bay | Low-Bay Luminaires for Commercial and Industrial Buildings | Standard | FALSE | [9 empty] | 42817 |  |  | Yes |  | 4.1 | 7403 | 107.83 | 68.65 | 7.7 | 0.99 | 5000 | 82.4
PBGJX8RE | Eaton (formerly Cooper Lighting) | Fail-Safe | HVL8-Blank-4-LD4-2LO-50-UNV-C-EDC[All Circuits]-[All End Caps]-[All Options]-[All Finish] | Indoor Luminaires | High-Bay | Low-Bay Luminaires for Commercial and Industrial Buildings | Standard | FALSE | [9 empty] | 42817 |  |  | Yes |  | 4.1 | 5605 | 113.67 | 49.31 | 7.17 | 0.99 | 5000 | 82.4
PJUU1FTH | Eaton (formerly Cooper Lighting) | Fail-Safe | HVL8-Blank-4-LD4-2STD-50-UNV-C-[Driver Includes EDD & ED1D][All Circuits]-[All End Caps]-[All Options]-[All Finish] | Indoor Luminaires | High-Bay | Low-Bay Luminaires for Commercial and Industrial Buildings | Standard | FALSE | [9 empty] | 42817 |  |  | Yes |  | 4.1 | 7403 | 107.83 | 68.65 | 7.7 | 0.99 | 5000 | 82.4
P87ZQC6H | Eaton (formerly Cooper Lighting) | Fail-Safe | HVL8-Blank-4-LD4-2LO-50-UNV-C-[Driver Includes EDD & ED1D][All Circuits]-[All End Caps]-[All Options]-[All Finish] | Indoor Luminaires | High-Bay | Low-Bay Luminaires for Commercial and Industrial Buildings | Standard | FALSE | [9 empty] | 42817 |  |  | Yes |  | 4.1 | 5605 | 113.67 | 49.31 | 7.17 | 0.99 | 5000 | 82.4
PU4FC35R | Eaton (formerly Cooper Lighting) | Fail-Safe | HVL8-Blank-4-LD4-2LO-40-UNV-C-EDC[All Circuits]-[All End Caps]-[All Options]-[All Finish] | Indoor Luminaires | High-Bay | Low-Bay Luminaires for Commercial and Industrial Buildings | Standard | FALSE | [9 empty] | 42817 |  |  | Yes |  | 4.1 | 5199 | 105.44 | 49.31 | 7.17 | 0.99 | 4000 | 82.4
PANT8EMB | Eaton (formerly Cooper Lighting) | Fail-Safe | HVL8-Blank-4-LD4-2LO-40-UNV-C-[Driver Includes EDD & ED1D][All Circuits]-[All End Caps]-[All Options]-[All Finish] | Indoor Luminaires | High-Bay | Low-Bay Luminaires for Commercial and Industrial Buildings | Standard | FALSE | [9 empty] | 42817 |  |  | Yes |  | 4.1 | 5199 | 105.44 | 49.31 | 7.17 | 0.99 | 4000 | 82.4
P3KPGN1N | Eaton (formerly Cooper Lighting) | Fail-Safe | HVL8-Blank-4-LD4-2LO-35-UNV-C-EDC[All Circuits]-[All End Caps]-[All Options]-[All Finish] | Indoor Luminaires | High-Bay | Low-Bay Luminaires for Commercial and Industrial Buildings | Standard | FALSE | [9 empty] | 42817 |  |  | Yes |  | 4.1 | 5154 | 104.52 | 49.31 | 7.17 | 0.99 | 3500 | 82.4
PBDHA62H | Eaton (formerly Cooper Lighting) | Fail-Safe | HVL8-Blank-4-LD4-2LO-35-UNV-C-[Driver Includes EDD & ED1D][All Circuits]-[All End Caps]-[All Options]-[All Finish] | Indoor Luminaires | High-Bay | Low-Bay Luminaires for Commercial and Industrial Buildings | Standard | FALSE | [9 empty] | 42817 |  |  | Yes |  | 4.1 | 5154 | 104.52 | 49.31 | 7.17 | 0.99 | 3500 | 82.4
PAZQ4PNA | Eaton (formerly Cooper Lighting) | Fail-Safe | HVL8-Blank-4-LD4-2LO-30-UNV-C-[Driver Includes EDD & ED1D][All Circuits]-[All End Caps]-[All Options]-[All Finish] | Indoor Luminaires | High-Bay | Low-Bay Luminaires for Commercial and Industrial Buildings | Standard | FALSE | [9 empty] | 42817 |  |  | Yes |  | 4.1 | 5105 | 103.53 | 49.31 | 7.17 | 0.99 | 3000 | 82.4
PUTU3WHX | Lumen Focus LLC | PBL | PBL-4-LW-48-FR-835-HH-OOO | Indoor Luminaires | High-Bay | High-Bay Luminaires for Commercial and Industrial Buildings | Standard | TRUE | 14877.8 | 110.8 | 134.3 | 14.4 | 0.931 | 3552 | 85 | 5 | 50000 | 42817 |  |  | Yes |  | 4.1 | 15970 | 117 | 137 | 14.22 | 0.93 | 3500 | 82
P1HW1ZJC | Lumen Focus LLC | PBL | PBL-4-LW-HE-48-850-HH-OOO | Indoor Luminaires | High-Bay | High-Bay Luminaires for Commercial and Industrial Buildings | Standard | FALSE | [9 empty] | 42817 |  |  | Yes |  | 4.1 | 17748 | 147.9 | 120 | 14.4 | 0.92 | 5000 | 82
PU5WW2G8 | Lumen Focus LLC | PBL | PBL-4-LW-HE-48-FR-850-HH-OOO | Indoor Luminaires | High-Bay | High-Bay Luminaires for Commercial and Industrial Buildings | Standard | FALSE | [9 empty] | 42817 |  |  | Yes |  | 4.1 | 16505.6 | 137.5 | 120 | 14.4 | 0.92 | 5000 | 82
P7MMY8P4 | Lumen Focus LLC | PBL | PBL-4-MD-48-850-HH-OOO | Indoor Luminaires | High-Bay | High-Bay Luminaires for Commercial and Industrial Buildings | Standard | FALSE | [9 empty] | 42817 |  |  | Yes |  | 4.1 | 22317 | 144 | 155 | 14.22 | 0.93 | 5000 | 82
P94SDGA1 | Lumen Focus LLC | PBL | PBL-4-MD-HE-48-850-HH-OOO | Indoor Luminaires | High-Bay | High-Bay Luminaires for Commercial and Industrial Buildings | Standard | FALSE | [9 empty] | 42817 |  |  | Yes |  | 4.1 | 21612 | 154.4 | 140 | 14.22 | 0.93 | 5000 | 82
PB71WG54 | Lumen Focus LLC | PBL | PBL-4-MD-48-FR-850-HH-OOO | Indoor Luminaires | High-Bay | High-Bay Luminaires for Commercial and Industrial Buildings | Standard | FALSE | [9 empty] | 42817 |  |  | Yes |  | 4.1 | 20754.8 | 133.9 | 155 | 14.22 | 0.93 | 5000 | 82
PQAVZQ4E | Lumen Focus LLC | PBL | PBL-4-MD-HE-48-FR-850-HH-OOO | Indoor Luminaires | High-Bay | High-Bay Luminaires for Commercial and Industrial Buildings | Standard | FALSE | [9 empty] | 42817 |  |  | Yes |  | 4.1 | 20099.2 | 143.6 | 140 | 14.22 | 0.93 | 5000 | 82
P9JQ4PKE | Lumen Focus LLC | PBL | PBL-4-LW-48-850-HH-OOO | Indoor Luminaires | High-Bay | High-Bay Luminaires for Commercial and Industrial Buildings | Standard | FALSE | [9 empty] | 42817 |  |  | Yes |  | 4.1 | 18234 | 133.6 | 137 | 14.22 | 0.93 | 5000 | 82
P7MFAE91 | Lumen Focus LLC | PBL | PBL-4-LW-48-FR-850-HH-OOO | Indoor Luminaires | High-Bay | High-Bay Luminaires for Commercial and Industrial Buildings | Standard | FALSE | [9 empty] | 42817 |  |  | Yes |  | 4.1 | 16957.6 | 124.2 | 137 | 14.22 | 0.93 | 5000 | 82
PSWBDJ57 | Lumen Focus LLC | PBL | PBL-4-HI-HE-48-850-HH-OOO | Indoor Luminaires | High-Bay | High-Bay Luminaires for Commercial and Industrial Buildings | Standard | FALSE | [9 empty] | 42817 |  |  | Yes |  | 4.1 | 25903 | 148.9 | 174 | 14.1 | 0.95 | 5000 | 82
PT9V8W4M | Lumen Focus LLC | PBL | PBL-4-HI-48-850-HH-OOO | Indoor Luminaires | High-Bay | High-Bay Luminaires for Commercial and Industrial Buildings | Standard | FALSE | [9 empty] | 42817 |  |  | Yes |  | 4.1 | 24362 | 140 | 174 | 14.1 | 0.95 | 5000 | 82
PXF7EH2E | Lumen Focus LLC | PBL | PBL-4-HI-HE-48-FR-850-HH-OOO | Indoor Luminaires | High-Bay | High-Bay Luminaires for Commercial and Industrial Buildings | Standard | FALSE | [9 empty] | 42817 |  |  | Yes |  | 4.1 | 24089.8 | 138.5 | 174 | 14.1 | 0.95 | 5000 | 82
PXYE24EB | Lumen Focus LLC | PBL | PBL-4-HI-48-FR-850-HH-OOO | Indoor Luminaires | High-Bay | High-Bay Luminaires for Commercial and Industrial Buildings | Standard | FALSE | [9 empty] | 42817 |  |  | Yes |  | 4.1 | 22656.7 | 130.2 | 174 | 14.1 | 0.95 | 5000 | 82
P7YCVY7H | Lumen Focus LLC | PBL | PBL-4-LW-HE-48-840-HH-OOO | Indoor Luminaires | High-Bay | High-Bay Luminaires for Commercial and Industrial Buildings | Standard | FALSE | [9 empty] | 42817 |  |  | Yes |  | 4.1 | 17231 | 143.6 | 120 | 14.4 | 0.92 | 4000 | 82
PYRFD65C | Lumen Focus LLC | PBL | PBL-4-LW-HE-48-FR-840-HH-OOO | Indoor Luminaires | High-Bay | High-Bay Luminaires for Commercial and Industrial Buildings | Standard | FALSE | [9 empty] | 42817 |  |  | Yes |  | 4.1 | 16024.8 | 133.5 | 120 | 14.4 | 0.92 | 4000 | 82
PFCVG3PU | Lumen Focus LLC | PBL | PBL-4-MD-48-840-HH-OOO | Indoor Luminaires | High-Bay | High-Bay Luminaires for Commercial and Industrial Buildings | Standard | FALSE | [9 empty] | 42817 |  |  | Yes |  | 4.1 | 21667 | 139.8 | 155 | 14.22 | 0.93 | 4000 | 82
PC1G2ZVF | Lumen Focus LLC | PBL | PBL-4-MD-HE-48-840-HH-OOO | Indoor Luminaires | High-Bay | High-Bay Luminaires for Commercial and Industrial Buildings | Standard | FALSE | [9 empty] | 42817 |  |  | Yes |  | 4.1 | 20982 | 149.9 | 140 | 14.22 | 0.93 | 4000 | 82
PH4E9RAU | Lumen Focus LLC | PBL | PBL-4-MD-48-FR-840-HH-OOO | Indoor Luminaires | High-Bay | High-Bay Luminaires for Commercial and Industrial Buildings | Standard | FALSE | [9 empty] | 42817 |  |  | Yes |  | 4.1 | 20150.3 | 130 | 155 | 14.22 | 0.93 | 4000 | 82
P6RZVJN2 | Lumen Focus LLC | PBL | PBL-4-MD-HE-48-FR-840-HH-OOO | Indoor Luminaires | High-Bay | High-Bay Luminaires for Commercial and Industrial Buildings | Standard | FALSE | [9 empty] | 42817 |  |  | Yes |  | 4.1 | 19513.3 | 139.4 | 140 | 14.22 | 0.93 | 4000 | 82
PX96B86G | Lumen Focus LLC | PBL | PBL-4-LW-48-840-HH-OOO | Indoor Luminaires | High-Bay | High-Bay Luminaires for Commercial and Industrial Buildings | Standard | FALSE | [9 empty] | 42817 |  |  | Yes |  | 4.1 | 17703 | 129.7 | 137 | 14.22 | 0.93 | 4000 | 82
P2B858DW | Lumen Focus LLC | PBL | PBL-4-LW-48-FR-840-HH-OOO | Indoor Luminaires | High-Bay | High-Bay Luminaires for Commercial and Industrial Buildings | Standard | FALSE | [9 empty] | 42817 |  |  | Yes |  | 4.1 | 16463.8 | 120.6 | 137 | 14.22 | 0.93 | 4000 | 82
PW4V4Z3R | Lumen Focus LLC | PBL | PBL-4-HI-HE-48-840-HH-OOO | Indoor Luminaires | High-Bay | High-Bay Luminaires for Commercial and Industrial Buildings | Standard | FALSE | [9 empty] | 42817 |  |  | Yes |  | 4.1 | 25149 | 144.5 | 174 | 14.1 | 0.95 | 4000 | 82
PKCFWS1J | Lumen Focus LLC | PBL | PBL-4-HI-48-840-HH-OOO | Indoor Luminaires | High-Bay | High-Bay Luminaires for Commercial and Industrial Buildings | Standard | FALSE | [9 empty] | 42817 |  |  | Yes |  | 4.1 | 23653 | 135.9 | 174 | 14.1 | 0.95 | 4000 | 82
PRBKF9RJ | Lumen Focus LLC | PBL | PBL-4-HI-HE-48-FR-840-HH-OOO | Indoor Luminaires | High-Bay | High-Bay Luminaires for Commercial and Industrial Buildings | Standard | FALSE | [9 empty] | 42817 |  |  | Yes |  | 4.1 | 23388.6 | 134.4 | 174 | 14.1 | 0.95 | 4000 | 82
P72TAF73 | Lumen Focus LLC | PBL | PBL-4-HI-48-FR-840-HH-OOO | Indoor Luminaires | High-Bay | High-Bay Luminaires for Commercial and Industrial Buildings | Standard | FALSE | [9 empty] | 42817 |  |  | Yes |  | 4.1 | 21997.3 | 126.4 | 174 | 14.1 | 0.95 | 4000 | 82
P2T3HRX7 | Lumen Focus LLC | PBL | PBL-4-LW-HE-48-835-HH-OOO | Indoor Luminaires | High-Bay | High-Bay Luminaires for Commercial and Industrial Buildings | Standard | FALSE | [9 empty] | 42817 |  |  | Yes |  | 4.1 | 16714 | 139.3 | 120 | 14.4 | 0.92 | 3500 | 82
PPRDPR27 | Lumen Focus LLC | PBL | PBL-4-LW-HE-48-FR-835-HH-OOO | Indoor Luminaires | High-Bay | High-Bay Luminaires for Commercial and Industrial Buildings | Standard | FALSE | [9 empty] | 42817 |  |  | Yes |  | 4.1 | 15544 | 129.5 | 120 | 14.4 | 0.92 | 3500 | 82
P1T4U2WQ | Lumen Focus LLC | PBL | PBL-4-MD-48-835-HH-OOO | Indoor Luminaires | High-Bay | High-Bay Luminaires for Commercial and Industrial Buildings | Standard | FALSE | [9 empty] | 42817 |  |  | Yes |  | 4.1 | 21017 | 135.6 | 155 | 14.22 | 0.93 | 3500 | 82
PCC39GP8 | Lumen Focus LLC | PBL | PBL-4-MD-HE-48-835-HH-OOO | Indoor Luminaires | High-Bay | High-Bay Luminaires for Commercial and Industrial Buildings | Standard | FALSE | [9 empty] | 42817 |  |  | Yes |  | 4.1 | 20353 | 145.4 | 140 | 14.22 | 0.93 | 3500 | 82
PTFSYTRV | Lumen Focus LLC | PBL | PBL-4-MD-48-FR-835-HH-OOO | Indoor Luminaires | High-Bay | High-Bay Luminaires for Commercial and Industrial Buildings | Standard | FALSE | [9 empty] | 42817 |  |  | Yes |  | 4.1 | 19545.8 | 126.1 | 155 | 14.22 | 0.93 | 3500 | 82
PWDZ14W3 | Lumen Focus LLC | PBL | PBL-4-MD-HE-48-FR-835-HH-OOO | Indoor Luminaires | High-Bay | High-Bay Luminaires for Commercial and Industrial Buildings | Standard | FALSE | [9 empty] | 42817 |  |  | Yes |  | 4.1 | 18928.3 | 135.2 | 140 | 14.22 | 0.93 | 3500 | 82
P2DUH744 | Lumen Focus LLC | PBL | PBL-4-LW-48-835-HH-OOO | Indoor Luminaires | High-Bay | High-Bay Luminaires for Commercial and Industrial Buildings | Standard | FALSE | [9 empty] | 42817 |  |  | Yes |  | 4.1 | 17172 | 125.8 | 137 | 14.22 | 0.93 | 3500 | 82
PNV2Z79G | Lumen Focus LLC | PBL | PBL-4-HI-HE-48-835-HH-OOO | Indoor Luminaires | High-Bay | High-Bay Luminaires for Commercial and Industrial Buildings | Standard | FALSE | [9 empty] | 42817 |  |  | Yes |  | 4.1 | 24394 | 140.2 | 174 | 14.1 | 0.95 | 3500 | 82
PVQ7HR94 | Lumen Focus LLC | PBL | PBL-4-HI-48-835-HH-OOO | Indoor Luminaires | High-Bay | High-Bay Luminaires for Commercial and Industrial Buildings | Standard | FALSE | [9 empty] | 42817 |  |  | Yes |  | 4.1 | 22943 | 131.9 | 174 | 14.1 | 0.95 | 3500 | 82
P2U3YWAD | Lumen Focus LLC | PBL | PBL-4-HI-HE-48-FR-835-HH-OOO | Indoor Luminaires | High-Bay | High-Bay Luminaires for Commercial and Industrial Buildings | Standard | FALSE | [9 empty] | 42817 |  |  | Yes |  | 4.1 | 22686.4 | 130.4 | 174 | 14.1 | 0.95 | 3500 | 82
P6C2HVW8 | Lumen Focus LLC | PBL | PBL-4-HI-48-FR-835-HH-OOO | Indoor Luminaires | High-Bay | High-Bay Luminaires for Commercial and Industrial Buildings | Standard | FALSE | [9 empty] | 42817 |  |  | Yes |  | 4.1 | 21337 | 122.7 | 174 | 14.1 | 0.95 | 3500 | 82
PR2YDMU3 | Sontec Products Co. Ltd | Sontec | ST-UFO300W (2700K) | Indoor Luminaires | High-Bay | High-Bay Luminaires for Commercial and Industrial Buildings | Standard | TRUE | 24251.373 | 109.859 | 220.75 | 18.9 | 0.926 | 2734 | 82.8 | 5 | 50000 | 42817 |  |  | No |  | 4.1 | 24251.3 | 109.8 | 220.7 | 17.3 | 0.93 | 2734 | 82.8
PJB6N7SC | Sontec Products Co. Ltd | Sontec | ST-UFO150W (2700K) | Indoor Luminaires | High-Bay | High-Bay Luminaires for Commercial and Industrial Buildings | Standard | TRUE | 16712.38 | 110.517 | 151.22 | 18.9 | 0.924 | 2768 | 82.9 | 5 | 50000 | 42817 |  |  | No |  | 4.1 | 16712.3 | 110.5 | 151.2 | 17.5 | 0.92 | 2768 | 82.9
PCR86BQW | Sontec Products Co. Ltd | Sontec | ST-UFO200W (2700K) | Indoor Luminaires | High-Bay | High-Bay Luminaires for Commercial and Industrial Buildings | Standard | TRUE | 22187.78 | 110.15 | 201.44 | 18.5 | 0.919 | 2759 | 83 | 5 | 50000 | 42817 |  |  | No |  | 4.1 | 22813.1 | 112.1 | 203.5 | 17.9 | 0.92 | 2759 | 83
P8JGEN85 | Sontec Products Co. Ltd | Sontec | ST-UFO80W (2700K) | Indoor Luminaires | High-Bay | High-Bay Luminaires for Commercial and Industrial Buildings | Standard | TRUE | 9080.923 | 110.192 | 82.41 | 17.5 | 0.918 | 2722 | 82.9 | 5 | 50000 | 42817 |  |  | No |  | 4.1 | 9080.9 | 110.1 | 82.4 | 16.6 | 0.92 | 2722 | 82.9
PEB3XP75 | Sontec Products Co. Ltd | Sontec | ST-UFO300W (5700K) | Indoor Luminaires | High-Bay | High-Bay Luminaires for Commercial and Industrial Buildings | Standard | FALSE | [9 empty] | 42817 |  |  | No |  | 4.1 | 26159.8 | 114.7 | 228 | 18.9 | 0.93 | 5540 | 81.6
P1EK2CKQ | Sontec Products Co. Ltd | Sontec | ST-UFO200W (5700K) | Indoor Luminaires | High-Bay | High-Bay Luminaires for Commercial and Industrial Buildings | Standard | FALSE | [9 empty] | 42817 |  |  | No |  | 4.1 | 24370.7 | 115.8 | 210.4 | 18.5 | 0.93 | 5530 | 82.2
PK5XB5AB | Sontec Products Co. Ltd | Sontec | ST-UFO150W (5700K) | Indoor Luminaires | High-Bay | High-Bay Luminaires for Commercial and Industrial Buildings | Standard | FALSE | [9 empty] | 42817 |  |  | No |  | 4.1 | 18155.2 | 117.4 | 154.5 | 18.9 | 0.93 | 5410 | 81.3
PWGND7K5 | Sontec Products Co. Ltd | Sontec | ST-UFO80W (5700K) | Indoor Luminaires | High-Bay | High-Bay Luminaires for Commercial and Industrial Buildings | Standard | FALSE | [9 empty] | 42817 |  |  | No |  | 4.1 | 9669 | 116.1 | 83.2 | 17.5 | 0.93 | 5390 | 81.4
PJN8UE3K | Sontec Products Co. Ltd | Sontec | ST-UFO200W (5000K) | Indoor Luminaires | High-Bay | High-Bay Luminaires for Commercial and Industrial Buildings | Standard | FALSE | [9 empty] | 42817 |  |  | No |  | 4.1 | 22813.1 | 112.1 | 203.5 | 17.9 | 0.92 | 5000 | 83
PUJWCTZ4 | Sontec Products Co. Ltd | Sontec | ST-UFO150W (5000K) | Indoor Luminaires | High-Bay | High-Bay Luminaires for Commercial and Industrial Buildings | Standard | FALSE | [9 empty] | 42817 |  |  | No |  | 4.1 | 16712.3 | 110.5 | 151.2 | 17.5 | 0.92 | 5000 | 82.9
PN47ZKVM | Sontec Products Co. Ltd | Sontec | ST-UFO80W (5000K) | Indoor Luminaires | High-Bay | High-Bay Luminaires for Commercial and Industrial Buildings | Standard | FALSE | [9 empty] | 42817 |  |  | No |  | 4.1 | 9080.9 | 110.1 | 82.4 | 16.6 | 0.92 | 5000 | 82.9
PMAQJNA9 | Sontec Products Co. Ltd | Sontec | ST-UFO300W (5000K) | Indoor Luminaires | High-Bay | High-Bay Luminaires for Commercial and Industrial Buildings | Standard | FALSE | [9 empty] | 42817 |  |  | No |  | 4.1 | 24251.3 | 109.8 | 220.7 | 17.3 | 0.93 | 5000 | 82.8
P1VE8A92 | Sontec Products Co. Ltd | Sontec | ST-UFO200W (4500K) | Indoor Luminaires | High-Bay | High-Bay Luminaires for Commercial and Industrial Buildings | Standard | FALSE | [9 empty] | 42817 |  |  | No |  | 4.1 | 22813.1 | 112.1 | 203.5 | 17.9 | 0.92 | 4500 | 83
P7WABBJR | Sontec Products Co. Ltd | Sontec | ST-UFO150W (4500K) | Indoor Luminaires | High-Bay | High-Bay Luminaires for Commercial and Industrial Buildings | Standard | FALSE | [9 empty] | 42817 |  |  | No |  | 4.1 | 16712.3 | 110.5 | 151.2 | 17.5 | 0.92 | 4500 | 82.9
P8V5MBH8 | Sontec Products Co. Ltd | Sontec | ST-UFO80W (4500K) | Indoor Luminaires | High-Bay | High-Bay Luminaires for Commercial and Industrial Buildings | Standard | FALSE | [9 empty] | 42817 |  |  | No |  | 4.1 | 9080.9 | 110.1 | 82.4 | 16.6 | 0.92 | 4500 | 82.9
P51M4WUP | Sontec Products Co. Ltd | Sontec | ST-UFO300W (4500K) | Indoor Luminaires | High-Bay | High-Bay Luminaires for Commercial and Industrial Buildings | Standard | FALSE | [9 empty] | 42817 |  |  | No |  | 4.1 | 24251.3 | 109.8 | 220.7 | 17.3 | 0.93 | 4500 | 82.8
PAB63EMZ | Sontec Products Co. Ltd | Sontec | ST-UFO200W (4000K) | Indoor Luminaires | High-Bay | High-Bay Luminaires for Commercial and Industrial Buildings | Standard | FALSE | [9 empty] | 42817 |  |  | No |  | 4.1 | 22813.1 | 112.1 | 203.5 | 17.9 | 0.92 | 4000 | 83
PP3G7GCJ | Sontec Products Co. Ltd | Sontec | ST-UFO150W (4000K) | Indoor Luminaires | High-Bay | High-Bay Luminaires for Commercial and Industrial Buildings | Standard | FALSE | [9 empty] | 42817 |  |  | No |  | 4.1 | 16712.3 | 110.5 | 151.2 | 17.5 | 0.92 | 4000 | 82.9
P6QSQGXD | Sontec Products Co. Ltd | Sontec | ST-UFO80W (4000K) | Indoor Luminaires | High-Bay | High-Bay Luminaires for Commercial and Industrial Buildings | Standard | FALSE | [9 empty] | 42817 |  |  | No |  | 4.1 | 9080.9 | 110.1 | 82.4 | 16.6 | 0.92 | 4000 | 82.9
P42P3N85 | Sontec Products Co. Ltd | Sontec | ST-UFO300W (4000K) | Indoor Luminaires | High-Bay | High-Bay Luminaires for Commercial and Industrial Buildings | Standard | FALSE | [9 empty] | 42817 |  |  | No |  | 4.1 | 24251.3 | 109.8 | 220.7 | 17.3 | 0.93 | 4000 | 82.8
PZ222B9P | Sontec Products Co. Ltd | Sontec | ST-UFO200W (3500K) | Indoor Luminaires | High-Bay | High-Bay Luminaires for Commercial and Industrial Buildings | Standard | FALSE | [9 empty] | 42817 |  |  | No |  | 4.1 | 22813.1 | 112.1 | 203.5 | 17.9 | 0.92 | 3500 | 83
PZFAV87R | Sontec Products Co. Ltd | Sontec | ST-UFO150W (3500K) | Indoor Luminaires | High-Bay | High-Bay Luminaires for Commercial and Industrial Buildings | Standard | FALSE | [9 empty] | 42817 |  |  | No |  | 4.1 | 16712.3 | 110.5 | 151.2 | 17.5 | 0.92 | 3500 | 82.9
PRC5AX4E | Sontec Products Co. Ltd | Sontec | ST-UFO80W(3500K) | Indoor Luminaires | High-Bay | High-Bay Luminaires for Commercial and Industrial Buildings | Standard | FALSE | [9 empty] | 42817 |  |  | No |  | 4.1 | 9080.9 | 110.1 | 82.4 | 16.6 | 0.92 | 3500 | 82.9
PZASFEEM | Sontec Products Co. Ltd | Sontec | ST-UFO300W (3500K) | Indoor Luminaires | High-Bay | High-Bay Luminaires for Commercial and Industrial Buildings | Standard | FALSE | [9 empty] | 42817 |  |  | No |  | 4.1 | 24251.3 | 109.8 | 220.7 | 17.3 | 0.93 | 3500 | 82.8
PAJK9V8Z | Sontec Products Co. Ltd | Sontec | ST-UFO200W (3000K) | Indoor Luminaires | High-Bay | High-Bay Luminaires for Commercial and Industrial Buildings | Standard | FALSE | [9 empty] | 42817 |  |  | No |  | 4.1 | 22813.1 | 112.1 | 203.5 | 17.9 | 0.92 | 3000 | 83
PQBD7C7J | Sontec Products Co. Ltd | Sontec | ST-UFO150W (3000K) | Indoor Luminaires | High-Bay | High-Bay Luminaires for Commercial and Industrial Buildings | Standard | FALSE | [9 empty] | 42817 |  |  | No |  | 4.1 | 16712.3 | 110.5 | 151.2 | 17.5 | 0.92 | 3000 | 82.9
PHYQ1Q3T | Sontec Products Co. Ltd | Sontec | ST-UFO80W (3000K) | Indoor Luminaires | High-Bay | High-Bay Luminaires for Commercial and Industrial Buildings | Standard | FALSE | [9 empty] | 42817 |  |  | No |  | 4.1 | 9080.9 | 110.1 | 82.4 | 16.6 | 0.92 | 3000 | 82.9
PURCWPVP | Sontec Products Co. Ltd | Sontec | ST-UFO300W (3000K) | Indoor Luminaires | High-Bay | High-Bay Luminaires for Commercial and Industrial Buildings | Standard | FALSE | [9 empty] | 42817 |  |  | No |  | 4.1 | 24251.3 | 109.8 | 220.7 | 17.3 | 0.93 | 3000 | 82.8
PV9BQE2BV | Ampco Lighting Ltd | Ampco | LHB-150-F(5000K) | Indoor Luminaires | High-Bay | High-Bay Luminaires for Commercial and Industrial Buildings | Standard | FALSE | [9 empty] | 42817 |  |  | No | Updated on 3/23/17 | 4.1 | 15950 | 110 | 145 | 10 | 0.9 | 5000 | 80
PNPUYS1N | RAB Lighting | RAB Lighting | RAIL[blank P]95NW/D10/480 | Indoor Luminaires | High-Bay | High-Bay Luminaires for Commercial and Industrial Buildings | Premium | TRUE | 12331 | 131.5 | 93.8 | 12.4 | 0.959 | 4020 | 77 | 5 | 50000 | 42816 |  |  | No |  | 4.1 | 12331 | 131.5 | 93.8 | 10.2 | 0.99 | 4020 | 77
PMH7APU9 | RAB Lighting | RAB Lighting | RAIL[blank P]95YNW/D10/480 | Indoor Luminaires | High-Bay | High-Bay Luminaires for Commercial and Industrial Buildings | Standard | TRUE | 11352 | 121.3 | 93.6 | 13.3 | 0.957 | 3519 | 82 | 5 | 50000 | 42816 |  |  | No |  | 4.1 | 11352 | 121.3 | 93.6 | 12.1 | 0.99 | 3519 | 82
PTRZ7U9B | RAB Lighting | RAB Lighting | RAIL[blank P]95W/D10/BL [/blank E2] | Indoor Luminaires | High-Bay | High-Bay Luminaires for Commercial and Industrial Buildings | Premium | FALSE | [9 empty] | 42816 |  |  | No |  | 4.1 | 12645 | 137.3 | 92.1 | 5.6 | 1 | 5187 | 78
PKBVQVE8 | RAB Lighting | RAB Lighting | RAIL[blank P]95W/D10/480 | Indoor Luminaires | High-Bay | High-Bay Luminaires for Commercial and Industrial Buildings | Premium | FALSE | [9 empty] | 42816 |  |  | No |  | 4.1 | 12805.97 | 135.2 | 94.73 | 10.2 | 0.99 | 5187 | 78
PGR6PS9G | RAB Lighting | RAB Lighting | RAIL[blank P]95W/D10/ [/WS2 LOS] [/blank E2] | Indoor Luminaires | High-Bay | High-Bay Luminaires for Commercial and Industrial Buildings | Premium | FALSE | [9 empty] | 42816 |  |  | Yes |  | 4.1 | 12645 | 137.3 | 92.1 | 5.6 | 1 | 5187 | 78
PV3DKTP2 | RAB Lighting | RAB Lighting | RAIL[blank P]95W/D10/LC [/blank E2] | Indoor Luminaires | High-Bay | High-Bay Luminaires for Commercial and Industrial Buildings | Premium | FALSE | [9 empty] | 42816 |  |  | No |  | 4.1 | 12645 | 137.3 | 92.1 | 5.6 | 1 | 5187 | 78
PRSR2249 | RAB Lighting | RAB Lighting | RAIL[blank P]95NW/D10/BL [/blank E2] | Indoor Luminaires | High-Bay | High-Bay Luminaires for Commercial and Industrial Buildings | Premium | FALSE | [9 empty] | 42816 |  |  | No |  | 4.1 | 12176 | 133.5 | 91.2 | 5.6 | 1 | 4018 | 77
PZGCRWP8 | RAB Lighting | RAB Lighting | RAIL[blank P]95NW/D10/ [/WS2 LOS] [/blank E2] | Indoor Luminaires | High-Bay | High-Bay Luminaires for Commercial and Industrial Buildings | Premium | FALSE | [9 empty] | 42816 |  |  | Yes |  | 4.1 | 12176 | 133.5 | 91.2 | 5.6 | 1 | 4018 | 77
PYGQGNH5 | RAB Lighting | RAB Lighting | RAIL[blank P]95NW/D10/LC [/blank E2] | Indoor Luminaires | High-Bay | High-Bay Luminaires for Commercial and Industrial Buildings | Premium | FALSE | [9 empty] | 42816 |  |  | No |  | 4.1 | 12176 | 133.5 | 91.2 | 5.6 | 1 | 4018 | 77
P8SF2HTA | RAB Lighting | RAB Lighting | RAIL[blank P]95YNW/D10/BL [/blank E2] | Indoor Luminaires | High-Bay | High-Bay Luminaires for Commercial and Industrial Buildings | Standard | FALSE | [9 empty] | 42816 |  |  | No |  | 4.1 | 11330 | 123 | 92.1 | 5.4 | 1 | 3514 | 82
PYVWAWK3 | RAB Lighting | RAB Lighting | RAIL[blank P]95YNW/D10/ [/WS2 LOS] [/blank E2] | Indoor Luminaires | High-Bay | High-Bay Luminaires for Commercial and Industrial Buildings | Standard | FALSE | [9 empty] | 42816 |  |  | Yes |  | 4.1 | 11330 | 123 | 92.1 | 5.4 | 1 | 3514 | 82
PAE2GVBK | RAB Lighting | RAB Lighting | RAIL[blank P]95YNW/D10/LC [/blank E2] | Indoor Luminaires | High-Bay | High-Bay Luminaires for Commercial and Industrial Buildings | Standard | FALSE | [9 empty] | 42816 |  |  | No |  | 4.1 | 11330 | 123 | 92.1 | 5.4 | 1 | 3514 | 82
P00000UKB | Howard Lighting | Howard Lighting | VHL2P57619340UXXXXXX [Qualified Pointing Straight Down] | Indoor Luminaires | High-Bay | High-Bay Luminaires for Commercial and Industrial Buildings | Standard | FALSE | [9 empty] | 42816 |  |  | No |  | 4.1 | 29163.09 | 129.1 | 225.9 | 10.2 | 0.96 | 4000 | 82
P00000UK6 | Howard Lighting | Howard Lighting | VHL2P57616240UXXXXXX [Qualified Pointing Straight Down] | Indoor Luminaires | High-Bay | High-Bay Luminaires for Commercial and Industrial Buildings | Standard | FALSE | [9 empty] | 42816 |  |  | No |  | 4.1 | 27041.21 | 131.14 | 206.2 | 9.6 | 0.97 | 4000 | 82
P00000UK2 | Howard Lighting | Howard Lighting | VHL2P28808240UXXXXXX [Qualified Pointing Straight Down] | Indoor Luminaires | High-Bay | High-Bay Luminaires for Commercial and Industrial Buildings | Standard | FALSE | [9 empty] | 42816 |  |  | No |  | 4.1 | 13603.2 | 134.42 | 101.2 | 13 | 0.94 | 4055 | 82
PYWF8SX2 | CSC LED Corp | CSC LED | HB5-160W-40K | Indoor Luminaires | High-Bay | High-Bay Luminaires for Commercial and Industrial Buildings | Premium | TRUE | 22720 | 143.62 | 158.2 | 8.79 | 0.9608 | 4065 | 82.3 | 5 | 50000 | 42816 |  |  | No |  | 4.1 | 22720 | 143.62 | 158.2 | 8.79 | 0.96 | 4000 | 82.3
PQVCZDTP | CSC LED Corp | CSC LED | HB5-225W-40K | Indoor Luminaires | High-Bay | High-Bay Luminaires for Commercial and Industrial Buildings | Premium | TRUE | 31433 | 147.64 | 212.9 | 16.34 | 0.9401 | 4044 | 82.8 | 5 | 50000 | 42816 |  |  | No |  | 4.1 | 31433 | 147.64 | 212.9 | 16.34 | 0.94 | 4000 | 82.8
PRZQN3PK | CSC LED Corp | CSC LED | HB5-160W-50K | Indoor Luminaires | High-Bay | High-Bay Luminaires for Commercial and Industrial Buildings | Premium | FALSE | [9 empty] | 42816 |  |  | No |  | 4.1 | 22807 | 145.36 | 156.9 | 8.85 | 0.96 | 5000 | 83
PTE3RGYZ | CSC LED Corp | CSC LED | HB5-225W-50K | Indoor Luminaires | High-Bay | High-Bay Luminaires for Commercial and Industrial Buildings | Premium | FALSE | [9 empty] | 42816 |  |  | No |  | 4.1 | 32042 | 149.87 | 213.8 | 16.7 | 0.94 | 5000 | 82.6
PRUBBMFT | Standard Products Inc. | STANDARD | LPHBG3/4MS/40K/2/DD1/FP/STD | Indoor Luminaires | High-Bay | High-Bay Luminaires for Commercial and Industrial Buildings | Standard | TRUE | 11197 | 110.9 | 101 | 13.7 | 0.934 | 4023 | 82.2 | 5 | 200000 | 42816 |  |  | NotYetVerified |  | 4.1 | 11410 | 113 | 101 | 13 | 1 | 4023 | 82
PBB2NDWH | Standard Products Inc. | STANDARD | LPHBG3/2MS/40K/2/DD1/FP/STD | Indoor Luminaires | High-Bay | Low-Bay Luminaires for Commercial and Industrial Buildings | Standard | TRUE | 5666 | 112 | 50.6 | 9.86 | 0.927 | 4022 | 82.2 | 5 | 200000 | 42816 |  |  | NotYetVerified |  | 4.1 | 5666 | 112 | 51 | 9 | 1 | 4022 | 82
PNBMH2N2 | Standard Products Inc. | STANDARD | LPHBG3/4M/50K/2/DD1/CL/STD | Indoor Luminaires | High-Bay | High-Bay Luminaires for Commercial and Industrial Buildings | Standard | FALSE | [9 empty] | 42816 |  |  | NotYetVerified |  | 4.1 | 27126 | 134 | 202 | 13 | 1 | 5032 | 82
PQN91TYQ | Standard Products Inc. | STANDARD | LPHBG3/4M/50K/2/DD1/FP/STD | Indoor Luminaires | High-Bay | High-Bay Luminaires for Commercial and Industrial Buildings | Standard | FALSE | [9 empty] | 42816 |  |  | NotYetVerified |  | 4.1 | 24652 | 122 | 202 | 13 | 1 | 5032 | 82
PD6E9AZN | Standard Products Inc. | STANDARD | LPHBG3/4MS/50K/2/DD1/CL/STD | Indoor Luminaires | High-Bay | High-Bay Luminaires for Commercial and Industrial Buildings | Standard | FALSE | [9 empty] | 42816 |  |  | NotYetVerified |  | 4.1 | 13563 | 134 | 101 | 13 | 1 | 5032 | 82
P9G9C9AY | Standard Products Inc. | STANDARD | LPHBG3/4MS/50K/2/DD1/FP/STD | Indoor Luminaires | High-Bay | High-Bay Luminaires for Commercial and Industrial Buildings | Standard | FALSE | [9 empty] | 42816 |  |  | NotYetVerified |  | 4.1 | 12326 | 122 | 101 | 13 | 1 | 5032 | 82
P9W99XJF | Standard Products Inc. | STANDARD | LPHBG3/2MS/50K/3/DD1/CL/STD | Indoor Luminaires | High-Bay | Low-Bay Luminaires for Commercial and Industrial Buildings | Standard | FALSE | [9 empty] | 42816 |  |  | NotYetVerified |  | 4.1 | 6934 | 129 | 54 | 12 | 1 | 5032 | 82
PNJN9WUJ | Standard Products Inc. | STANDARD | LPHBG3/2MS/50K/3/DD1/FP/STD | Indoor Luminaires | High-Bay | Low-Bay Luminaires for Commercial and Industrial Buildings | Standard | FALSE | [9 empty] | 42816 |  |  | NotYetVerified |  | 4.1 | 6302 | 118 | 54 | 12 | 1 | 5032 | 82
PW1YTFNT | Standard Products Inc. | STANDARD | LPHBG3/6M/50K/2/DD1/CL/STD | Indoor Luminaires | High-Bay | High-Bay Luminaires for Commercial and Industrial Buildings | Standard | FALSE | [9 empty] | 42816 |  |  | NotYetVerified |  | 4.1 | 40826 | 135 | 303 | 11 | 1 | 5032 | 82
P68BK6BT | Standard Products Inc. | STANDARD | LPHBG3/6M/50K/2/DD1/FP/STD | Indoor Luminaires | High-Bay | High-Bay Luminaires for Commercial and Industrial Buildings | Standard | FALSE | [9 empty] | 42816 |  |  | NotYetVerified |  | 4.1 | 37104 | 123 | 303 | 11 | 1 | 5032 | 82
PACYBCMF | Standard Products Inc. | STANDARD | LPHBG3/4M/50K/3/DD1/CL/STD | Indoor Luminaires | High-Bay | High-Bay Luminaires for Commercial and Industrial Buildings | Standard | FALSE | [9 empty] | 42816 |  |  | NotYetVerified |  | 4.1 | 28084 | 138 | 204 | 11 | 1 | 5032 | 82
PYKUX9R2 | Standard Products Inc. | STANDARD | LPHBG3/4M/50K/3/DD1/FP/STD | Indoor Luminaires | High-Bay | High-Bay Luminaires for Commercial and Industrial Buildings | Standard | FALSE | [9 empty] | 42816 |  |  | NotYetVerified |  | 4.1 | 25523 | 125 | 204 | 11 | 1 | 5032 | 82
PR2CQ5ZR | Standard Products Inc. | STANDARD | LPHBG3/6MS/50K/2/DD1/CL/STD | Indoor Luminaires | High-Bay | High-Bay Luminaires for Commercial and Industrial Buildings | Standard | FALSE | [9 empty] | 42816 |  |  | NotYetVerified |  | 4.1 | 20413 | 135 | 151 | 11 | 1 | 5032 | 82
P4QR29SR | Standard Products Inc. | STANDARD | LPHBG3/6MS/50K/2/DD1/FP/STD | Indoor Luminaires | High-Bay | High-Bay Luminaires for Commercial and Industrial Buildings | Standard | FALSE | [9 empty] | 42816 |  |  | NotYetVerified |  | 4.1 | 18552 | 123 | 151 | 11 | 1 | 5032 | 82
PAYTGH9U | Standard Products Inc. | STANDARD | LPHBG3/4MS/50K/3/DD1/CL/STD | Indoor Luminaires | High-Bay | High-Bay Luminaires for Commercial and Industrial Buildings | Standard | FALSE | [9 empty] | 42816 |  |  | NotYetVerified |  | 4.1 | 14042 | 138 | 102 | 11 | 1 | 5032 | 82
PKNW1SMY | Standard Products Inc. | STANDARD | LPHBG3/4MS/50K/3/DD1/FP/STD | Indoor Luminaires | High-Bay | High-Bay Luminaires for Commercial and Industrial Buildings | Standard | FALSE | [9 empty] | 42816 |  |  | NotYetVerified |  | 4.1 | 12762 | 125 | 102 | 11 | 1 | 5032 | 82
P47U3VZB | Standard Products Inc. | STANDARD | LPHBG3/6M/50K/3/DD1/CL/STD | Indoor Luminaires | High-Bay | High-Bay Luminaires for Commercial and Industrial Buildings | Standard | FALSE | [9 empty] | 42816 |  |  | NotYetVerified |  | 4.1 | 40826 | 135 | 303 | 9 | 1 | 5032 | 82
P57GXC3Z | Standard Products Inc. | STANDARD | LPHBG3/6M/50K/3/DD1/FP/STD | Indoor Luminaires | High-Bay | High-Bay Luminaires for Commercial and Industrial Buildings | Standard | FALSE | [9 empty] | 42816 |  |  | NotYetVerified |  | 4.1 | 37104 | 123 | 303 | 9 | 1 | 5032 | 82
PBK2HJ57 | Standard Products Inc. | STANDARD | LPHBG3/6MS/50K/3/DD1/CL/STD | Indoor Luminaires | High-Bay | High-Bay Luminaires for Commercial and Industrial Buildings | Standard | FALSE | [9 empty] | 42816 |  |  | NotYetVerified |  | 4.1 | 20413 | 135 | 151 | 9 | 1 | 5032 | 82
PJ9Z4DJT | Standard Products Inc. | STANDARD | LPHBG3/6MS/50K/3/DD1/FP/STD | Indoor Luminaires | High-Bay | High-Bay Luminaires for Commercial and Industrial Buildings | Standard | FALSE | [9 empty] | 42816 |  |  | NotYetVerified |  | 4.1 | 18552 | 123 | 151 | 9 | 1 | 5032 | 82
PGJH62F6 | Standard Products Inc. | STANDARD | LPHBG3/2MS/50K/2/DD1/CL/STD | Indoor Luminaires | High-Bay | Low-Bay Luminaires for Commercial and Industrial Buildings | Standard | FALSE | [9 empty] | 42816 |  |  | NotYetVerified |  | 4.1 | 6709 | 134 | 50 | 9 | 1 | 5032 | 82
PCJV22G1 | Standard Products Inc. | STANDARD | LPHBG3/2MS/50K/2/DD1/FP/STD | Indoor Luminaires | High-Bay | Low-Bay Luminaires for Commercial and Industrial Buildings | Standard | FALSE | [9 empty] | 42816 |  |  | NotYetVerified |  | 4.1 | 6097 | 121 | 50 | 9 | 1 | 5032 | 82
P15H6FS9 | Standard Products Inc. | STANDARD | LPHBG3/6M/40K/2/DD1/CL/STD | Indoor Luminaires | High-Bay | High-Bay Luminaires for Commercial and Industrial Buildings | Standard | FALSE | [9 empty] | 42816 |  |  | NotYetVerified |  | 4.1 | 37191 | 125 | 298 | 11 | 1 | 4028 | 82
PKNUPV3X | Standard Products Inc. | STANDARD | LPHBG3/6M/40K/2/DD1/FP/STD | Indoor Luminaires | High-Bay | High-Bay Luminaires for Commercial and Industrial Buildings | Standard | FALSE | [9 empty] | 42816 |  |  | NotYetVerified |  | 4.1 | 33800 | 113 | 298 | 11 | 1 | 4028 | 82
P39NQ8PC | Standard Products Inc. | STANDARD | LPHBG3/6MS/40K/2/DD1/CL/STD | Indoor Luminaires | High-Bay | High-Bay Luminaires for Commercial and Industrial Buildings | Standard | FALSE | [9 empty] | 42816 |  |  | NotYetVerified |  | 4.1 | 18596 | 125 | 149 | 11 | 1 | 4028 | 82
PX5Y3YFQ | Standard Products Inc. | STANDARD | LPHBG3/6MS/40K/2/DD1/FP/STD | Indoor Luminaires | High-Bay | High-Bay Luminaires for Commercial and Industrial Buildings | Standard | FALSE | [9 empty] | 42816 |  |  | NotYetVerified |  | 4.1 | 16900 | 113 | 149 | 11 | 1 | 4028 | 82
PHMTMTRM | Standard Products Inc. | STANDARD | LPHBG3/6M/40K/3/DD1/CL/STD | Indoor Luminaires | High-Bay | High-Bay Luminaires for Commercial and Industrial Buildings | Standard | FALSE | [9 empty] | 42816 |  |  | NotYetVerified |  | 4.1 | 37894 | 129 | 295 | 9 | 1 | 4028 | 82
PZEF2P3C | Standard Products Inc. | STANDARD | LPHBG3/6M/40K/3/DD1/FP/STD | Indoor Luminaires | High-Bay | High-Bay Luminaires for Commercial and Industrial Buildings | Standard | FALSE | [9 empty] | 42816 |  |  | NotYetVerified |  | 4.1 | 34439 | 117 | 295 | 9 | 1 | 4028 | 82
PR3J2YZT | Standard Products Inc. | STANDARD | LPHBG3/6MS/40K/3/DD1/CL/STD | Indoor Luminaires | High-Bay | High-Bay Luminaires for Commercial and Industrial Buildings | Standard | FALSE | [9 empty] | 42816 |  |  | NotYetVerified |  | 4.1 | 18947 | 129 | 147 | 9 | 1 | 4028 | 82
PNSQKMB9 | Standard Products Inc. | STANDARD | LPHBG3/6MS/40K/3/DD1/FP/STD | Indoor Luminaires | High-Bay | High-Bay Luminaires for Commercial and Industrial Buildings | Standard | FALSE | [9 empty] | 42816 |  |  | NotYetVerified |  | 4.1 | 17219 | 117 | 147 | 9 | 1 | 4028 | 82
PE5SJ6C7 | Standard Products Inc. | STANDARD | LPHBG3/4M/40K/2/DD1/CL/STD | Indoor Luminaires | High-Bay | High-Bay Luminaires for Commercial and Industrial Buildings | Standard | FALSE | [9 empty] | 42816 |  |  | NotYetVerified |  | 4.1 | 24711 | 122 | 202 | 13 | 1 | 4023 | 82
PW8FE32S | Standard Products Inc. | STANDARD | LPHBG3/4M/40K/2/DD1/FP/STD | Indoor Luminaires | High-Bay | High-Bay Luminaires for Commercial and Industrial Buildings | Standard | FALSE | [9 empty] | 42816 |  |  | NotYetVerified |  | 4.1 | 22457 | 111 | 202 | 13 | 1 | 4023 | 82
P3ET38NB | Standard Products Inc. | STANDARD | LPHBG3/4MS/40K/2/DD1/CL/STD | Indoor Luminaires | High-Bay | High-Bay Luminaires for Commercial and Industrial Buildings | Standard | FALSE | [9 empty] | 42816 |  |  | NotYetVerified |  | 4.1 | 12355 | 122 | 101 | 13 | 1 | 4023 | 82
PAY9QRA7 | Standard Products Inc. | STANDARD | LPHBG3/4M/40K/3/DD1/CL/STD | Indoor Luminaires | High-Bay | High-Bay Luminaires for Commercial and Industrial Buildings | Standard | FALSE | [9 empty] | 42816 |  |  | NotYetVerified |  | 4.1 | 25583 | 126 | 204 | 11 | 1 | 4023 | 82
PDCTK6GC | Standard Products Inc. | STANDARD | LPHBG3/4M/40K/3/DD1/FP/STD | Indoor Luminaires | High-Bay | High-Bay Luminaires for Commercial and Industrial Buildings | Standard | FALSE | [9 empty] | 42816 |  |  | NotYetVerified |  | 4.1 | 23251 | 114 | 204 | 11 | 1 | 4023 | 82
PE662HN6 | Standard Products Inc. | STANDARD | LPHBG3/4MS/40K/3/DD1/CL/STD | Indoor Luminaires | High-Bay | High-Bay Luminaires for Commercial and Industrial Buildings | Standard | FALSE | [9 empty] | 42816 |  |  | NotYetVerified |  | 4.1 | 12792 | 126 | 102 | 11 | 1 | 4023 | 82
P91P31BQ | Standard Products Inc. | STANDARD | LPHBG3/4MS/40K/3/DD1/FP/STD | Indoor Luminaires | High-Bay | High-Bay Luminaires for Commercial and Industrial Buildings | Standard | FALSE | [9 empty] | 42816 |  |  | NotYetVerified |  | 4.1 | 11625 | 114 | 102 | 11 | 1 | 4023 | 82
P3HY7K7U | Standard Products Inc. | STANDARD | LPHBG3/2MS/40K/3/DD1/CL/STD | Indoor Luminaires | High-Bay | Low-Bay Luminaires for Commercial and Industrial Buildings | Standard | FALSE | [9 empty] | 42816 |  |  | NotYetVerified |  | 4.1 | 6316 | 118 | 54 | 12 | 1 | 4022 | 82
PJV48RUH | Standard Products Inc. | STANDARD | LPHBG3/2MS/40K/3/DD1/FP/STD | Indoor Luminaires | High-Bay | Low-Bay Luminaires for Commercial and Industrial Buildings | Standard | FALSE | [9 empty] | 42816 |  |  | NotYetVerified |  | 4.1 | 5740 | 107 | 54 | 12 | 1 | 4022 | 82
PBW1AETP | Standard Products Inc. | STANDARD | LPHBG3/2MS/40K/2/DD1/CL/STD | Indoor Luminaires | High-Bay | Low-Bay Luminaires for Commercial and Industrial Buildings | Standard | FALSE | [9 empty] | 42816 |  |  | NotYetVerified |  | 4.1 | 6112 | 122 | 50 | 9 | 1 | 4022 | 82
P00000ULI | Howard Lighting | Howard Lighting | VHL2A57619350UXXXXXX [Qualified Pointing Straight Down] | Indoor Luminaires | High-Bay | High-Bay Luminaires for Commercial and Industrial Buildings | Standard | FALSE | [9 empty] | 42816 |  |  | No |  | 4.1 | 29907.75 | 132.39 | 225.9 | 10.2 | 0.96 | 5000 | 82
P00000ULH | Howard Lighting | Howard Lighting | VHL2F57619350UXXXXXX [Qualified Pointing Straight Down] | Indoor Luminaires | High-Bay | High-Bay Luminaires for Commercial and Industrial Buildings | Standard | FALSE | [9 empty] | 42816 |  |  | No |  | 4.1 | 29578.49 | 130.94 | 225.9 | 10.2 | 0.96 | 5000 | 82
P00000ULJ | Howard Lighting | Howard Lighting | VHL2P57619350UXXXXXX [Qualified Pointing Straight Down] | Indoor Luminaires | High-Bay | High-Bay Luminaires for Commercial and Industrial Buildings | Standard | FALSE | [9 empty] | 42816 |  |  | No |  | 4.1 | 29613.11 | 131.09 | 225.9 | 10.2 | 0.96 | 5000 | 82
P00000ULC | Howard Lighting | Howard Lighting | VHL2A57616250UXXXXXX [Qualified Pointing Straight Down] | Indoor Luminaires | High-Bay | High-Bay Luminaires for Commercial and Industrial Buildings | Standard | FALSE | [9 empty] | 42816 |  |  | No |  | 4.1 | 27731.69 | 134.49 | 206.2 | 9.6 | 0.97 | 5000 | 82
P00000ULB | Howard Lighting | Howard Lighting | VHL2F57616250UXXXXXX [Qualified Pointing Straight Down] | Indoor Luminaires | High-Bay | High-Bay Luminaires for Commercial and Industrial Buildings | Standard | FALSE | [9 empty] | 42816 |  |  | No |  | 4.1 | 27426.39 | 133.01 | 206.2 | 9.6 | 0.97 | 5000 | 82
P00000ULD | Howard Lighting | Howard Lighting | VHL2P57616250UXXXXXX [Qualified Pointing Straight Down] | Indoor Luminaires | High-Bay | High-Bay Luminaires for Commercial and Industrial Buildings | Standard | FALSE | [9 empty] | 42816 |  |  | No |  | 4.1 | 27458.48 | 133.16 | 206.2 | 9.6 | 0.97 | 5000 | 82
P00000UL0 | Howard Lighting | Howard Lighting | VHL2A38413050UXXXXXX [Qualified Pointing Straight Down] | Indoor Luminaires | High-Bay | High-Bay Luminaires for Commercial and Industrial Buildings | Standard | FALSE | [9 empty] | 42816 |  |  | No |  | 4.1 | 19938.5 | 132.39 | 150.6 | 10.2 | 0.96 | 5000 | 82
P00000UKZ | Howard Lighting | Howard Lighting | VHL2F38413050UXXXXXX [Qualified Pointing Straight Down] | Indoor Luminaires | High-Bay | High-Bay Luminaires for Commercial and Industrial Buildings | Standard | FALSE | [9 empty] | 42816 |  |  | No |  | 4.1 | 19719 | 130.94 | 150.6 | 10.2 | 0.96 | 5000 | 82
P00000UL1 | Howard Lighting | Howard Lighting | VHL2P38413050UXXXXXX [Qualified Pointing Straight Down] | Indoor Luminaires | High-Bay | High-Bay Luminaires for Commercial and Industrial Buildings | Standard | FALSE | [9 empty] | 42816 |  |  | No |  | 4.1 | 19742.07 | 131.09 | 150.6 | 10.2 | 0.96 | 5000 | 82
P00000UKU | Howard Lighting | Howard Lighting | VHL2A28808250UXXXXXX [Qualified Pointing Straight Down] | Indoor Luminaires | High-Bay | High-Bay Luminaires for Commercial and Industrial Buildings | Standard | FALSE | [9 empty] | 42816 |  |  | No |  | 4.1 | 13798.92 | 137.85 | 100.1 | 13.5 | 0.94 | 5000 | 82
P00000UKT | Howard Lighting | Howard Lighting | VHL2F28808250UXXXXXX [Qualified Pointing Straight Down] | Indoor Luminaires | High-Bay | High-Bay Luminaires for Commercial and Industrial Buildings | Standard | FALSE | [9 empty] | 42816 |  |  | No |  | 4.1 | 13647 | 136.33 | 100.1 | 13.5 | 0.94 | 5211 | 83
P00000UKV | Howard Lighting | Howard Lighting | VHL2P28808250UXXXXXX [Qualified Pointing Straight Down] | Indoor Luminaires | High-Bay | High-Bay Luminaires for Commercial and Industrial Buildings | Standard | FALSE | [9 empty] | 42816 |  |  | No |  | 4.1 | 13662.97 | 136.49 | 100.1 | 13.5 | 0.94 | 5000 | 82
P00000UKG | Howard Lighting | Howard Lighting | VHL2A57619340UXXXXXX [Qualified Pointing Straight Down] | Indoor Luminaires | High-Bay | High-Bay Luminaires for Commercial and Industrial Buildings | Standard | FALSE | [9 empty] | 42816 |  |  | No |  | 4.1 | 29453.26 | 130.38 | 225.9 | 10.2 | 0.96 | 4000 | 82
P00000UKF | Howard Lighting | Howard Lighting | VHL2F57619340UXXXXXX [Qualified Pointing Straight Down] | Indoor Luminaires | High-Bay | High-Bay Luminaires for Commercial and Industrial Buildings | Standard | FALSE | [9 empty] | 42816 |  |  | No |  | 4.1 | 29129 | 128.95 | 225.9 | 10.2 | 0.96 | 4122 | 83
P00000UKA | Howard Lighting | Howard Lighting | VHL2A57616240UXXXXXX [Qualified Pointing Straight Down] | Indoor Luminaires | High-Bay | High-Bay Luminaires for Commercial and Industrial Buildings | Standard | FALSE | [9 empty] | 42816 |  |  | No |  | 4.1 | 27310.27 | 132.45 | 206.2 | 9.6 | 0.97 | 4000 | 82
P00000UK9 | Howard Lighting | Howard Lighting | VHL2F57616240UXXXXXX [Qualified Pointing Straight Down] | Indoor Luminaires | High-Bay | High-Bay Luminaires for Commercial and Industrial Buildings | Standard | FALSE | [9 empty] | 42816 |  |  | No |  | 4.1 | 27009.6 | 130.99 | 206.2 | 9.6 | 0.97 | 4091 | 83
P00000UKE | Howard Lighting | Howard Lighting | VHL2P38413040UXXXXXX [Qualified Pointing Straight Down] | Indoor Luminaires | High-Bay | High-Bay Luminaires for Commercial and Industrial Buildings | Standard | FALSE | [9 empty] | 42816 |  |  | No |  | 4.1 | 19442.06 | 129.1 | 150.6 | 10.2 | 0.96 | 4000 | 82
P00000UKD | Howard Lighting | Howard Lighting | VHL2A38413040UXXXXXX [Qualified Pointing Straight Down] | Indoor Luminaires | High-Bay | High-Bay Luminaires for Commercial and Industrial Buildings | Standard | FALSE | [9 empty] | 42816 |  |  | No |  | 4.1 | 19635.51 | 130.38 | 150.6 | 10.2 | 0.96 | 4000 | 82
P00000UKC | Howard Lighting | Howard Lighting | VHL2F38413040UXXXXXX [Qualified Pointing Straight Down] | Indoor Luminaires | High-Bay | High-Bay Luminaires for Commercial and Industrial Buildings | Standard | FALSE | [9 empty] | 42816 |  |  | No |  | 4.1 | 19419.33 | 128.95 | 150.6 | 10.2 | 0.96 | 4000 | 82
P00000UK8 | Howard Lighting | Howard Lighting | VHL2A28808240UXXXXXX [Qualified Pointing Straight Down] | Indoor Luminaires | High-Bay | High-Bay Luminaires for Commercial and Industrial Buildings | Standard | FALSE | [9 empty] | 42816 |  |  | No |  | 4.1 | 13711.4 | 135.76 | 101 | 13.2 | 0.94 | 4070 | 82
P00000UK7 | Howard Lighting | Howard Lighting | VHL2F28808240UXXXXXX [Qualified Pointing Straight Down] | Indoor Luminaires | High-Bay | High-Bay Luminaires for Commercial and Industrial Buildings | Standard | TRUE | 13304 | 131.1 | 101.5 | 13.2 | 0.94 | 4075 | 82 | 5 | 50000 | 42816 |  |  | No |  | 4.1 | 13587.3 | 134.26 | 101.2 | 13.2 | 0.94 | 4075 | 82
PFY99WXH | NASON LIGHTING (Kunshan) co. ltd | NASON | NS-GK03111-130 3000K [Housing A only] | Indoor Luminaires | High-Bay | High-Bay Luminaires for Commercial and Industrial Buildings | Premium | TRUE | 19238 | 148 | 130.11 | 15.78 | 0.915 | 3061 | 72 | 5 | 50000 | 42816 | Dimmable | Continuous Below 10 | Yes |  | 4.1 | 19240 | 148 | 130 | 0.15 | 0.92 | 3000 | 72
PBA261YU | Industrial Lighting Products | Industrial Lighting Products | PHB-160WLED-UNIV-40-ND-XXXXX | Indoor Luminaires | High-Bay | High-Bay Aisle Luminaires | Premium | TRUE | 22680 | 141.1 | 160.7 | 8.93 | 0.969 | 4051 | 83.6 | 5 | 50000 | 42815 | Dimmable | Continuous Below 10 | Yes |  | 4.1 | 22680 | 141.13 | 160.7 | 8.93 | 0.97 | 4000 | 80
P5JD9N4T | Industrial Lighting Products | Industrial Lighting Products | PHB-160WLED-UNIV-50-ND-XXXXX | Indoor Luminaires | High-Bay | High-Bay Aisle Luminaires | Premium | FALSE | [9 empty] | 42815 | Dimmable | Continuous Below 10 | Yes |  | 4.1 | 23910 | 147.87 | 161.7 | 8.93 | 0.97 | 5000 | 80
PX7WHF7C | AGC Lighting Co. Ltd | AGC lighting | HB08-100/T-5000-120-80 | Indoor Luminaires | High-Bay | High-Bay Luminaires for Commercial and Industrial Buildings | Premium | TRUE | 12227 | 127.06 | 96.23 | 16.85 | 0.956 | 5157 | 85 | 5 | 50000 | 42815 | Dimmable | Continuous Below 10 | No |  | 4.1 | 12227 | 127.06 | 96.23 | 16.85 | 0.96 | 5000 | 85
PARVBQ6P | AGC Lighting Co. Ltd | AGC lighting | HB08-300/T-5000-120-80 | Indoor Luminaires | High-Bay | High-Bay Luminaires for Commercial and Industrial Buildings | Premium | FALSE | [9 empty] | 42815 | Dimmable | Continuous Below 10 | No |  | 4.1 | 38848 | 131.12 | 296.3 | 9.76 | 0.96 | 5000 | 85.4
PCKZN57F | AGC Lighting Co. Ltd | AGC lighting | HB08-300/T-5000-60-80 | Indoor Luminaires | High-Bay | High-Bay Luminaires for Commercial and Industrial Buildings | Premium | FALSE | [9 empty] | 42815 | Dimmable | Continuous Below 10 | No |  | 4.1 | 41661 | 138.74 | 300.3 | 8.29 | 0.96 | 5000 | 85.4
P5D89C73 | AGC Lighting Co. Ltd | AGC lighting | HB08-120/T-5000-90-80 | Indoor Luminaires | High-Bay | High-Bay Luminaires for Commercial and Industrial Buildings | Premium | FALSE | [9 empty] | 42815 | Dimmable | Continuous Below 10 | No |  | 4.1 | 16476.13 | 137.76 | 119.6 | 17.24 | 0.96 | 5000 | 85.1
PJSKUQZ7 | AGC Lighting Co. Ltd | AGC lighting | HB08-120/T-5000-120-80 | Indoor Luminaires | High-Bay | High-Bay Luminaires for Commercial and Industrial Buildings | Premium | FALSE | [9 empty] | 42815 | Dimmable | Continuous Below 10 | No |  | 4.1 | 15632 | 130.72 | 119.6 | 17.24 | 0.96 | 5000 | 85.1
P64JPGDJ | AGC Lighting Co. Ltd | AGC lighting | HB08-150/T-5000-90-80 | Indoor Luminaires | High-Bay | High-Bay Luminaires for Commercial and Industrial Buildings | Premium | FALSE | [9 empty] | 42815 | Dimmable | Continuous Below 10 | No |  | 4.1 | 20508.73 | 137.27 | 149.4 | 14.76 | 0.97 | 5000 | 85.1
PR7EYETG | AGC Lighting Co. Ltd | AGC lighting | HB08-150/T-5000-120-80 | Indoor Luminaires | High-Bay | High-Bay Luminaires for Commercial and Industrial Buildings | Premium | FALSE | [9 empty] | 42815 | Dimmable | Continuous Below 10 | No |  | 4.1 | 19458 | 130.26 | 149.4 | 14.76 | 0.97 | 5000 | 85.1
PJGJZR2Z | AGC Lighting Co. Ltd | AGC lighting | HB08-100/T-5000-90-80 | Indoor Luminaires | High-Bay | High-Bay Luminaires for Commercial and Industrial Buildings | Premium | FALSE | [9 empty] | 42815 | Dimmable | Continuous Below 10 | No |  | 4.1 | 12892 | 132.41 | 97.37 | 16.91 | 0.96 | 5000 | 85
PRJWJGBQ | AGC Lighting Co. Ltd | AGC lighting | HB08-200/T-5000-90-80 | Indoor Luminaires | High-Bay | High-Bay Luminaires for Commercial and Industrial Buildings | Premium | FALSE | [9 empty] | 42815 | Dimmable | Continuous Below 10 | No |  | 4.1 | 28290.41 | 141.24 | 200.3 | 15.01 | 0.93 | 5000 | 84.8
PRJUBVWA | AGC Lighting Co. Ltd | AGC lighting | HB08-200/T-5000-120-80 | Indoor Luminaires | High-Bay | High-Bay Luminaires for Commercial and Industrial Buildings | Premium | FALSE | [9 empty] | 42815 | Dimmable | Continuous Below 10 | No |  | 4.1 | 26841 | 134.04 | 200.3 | 15.01 | 0.93 | 5000 | 84.8
PBKM4TGJ | Shenzhen Ruixing Optoelectronic Technology Co.Ltd | Ruixing | RX-GKDA300CW | Indoor Luminaires | High-Bay | High-Bay Luminaires for Commercial and Industrial Buildings | Standard | TRUE | 32550 | 108.12 | 301.1 | 23.17 | 0.8804 | 4811 | 71.4 | 5 | 50000 | 42815 | Not Dimmable | Not Dimmable | No |  | 4.1 | 32554.8 | 108 | 300 | 20 | 0.9 | 5000 | 70
PY9P729J | Nemalux LED Lighting | Nemalux | AR10-CW-WC-xx-yy-[ACHV] / [StandardHK] | Indoor Luminaires | High-Bay | High-Bay Luminaires for Commercial and Industrial Buildings | Standard | TRUE | 12270 | 139.8 | 87.78 | 11.8 | 0.872 | 4813 | 72.8 | 5 | 50000 | 42814 |  |  | No |  | 4.1 | 12270 | 139.8 | 87.78 | 11.8 | 0.87 | 4813 | 72.8
PAFVFNH3 | Nemalux LED Lighting | Nemalux | AR30-CW-WC-xx-yy-[ACHV] / [StandardHK] | Indoor Luminaires | High-Bay | High-Bay Luminaires for Commercial and Industrial Buildings | Standard | FALSE | [9 empty] | 42814 |  |  | No |  | 4.1 | 33190 | 121 | 274.3 | 8.21 | 0.97 | 4905 | 73.2
P8KZ9E2D | Nemalux LED Lighting | Nemalux | AR25-CW-WC-xx-yy-[ACHV] / [StandardHK] | Indoor Luminaires | High-Bay | High-Bay Luminaires for Commercial and Industrial Buildings | Standard | FALSE | [9 empty] | 42814 |  |  | No |  | 4.1 | 26610 | 129.2 | 205.9 | 9.02 | 0.96 | 4887 | 73
PRVW39XJ | Nemalux LED Lighting | Nemalux | AR20-CW-WC-xx-yy-[ACHV] / [StandardHK] | Indoor Luminaires | High-Bay | High-Bay Luminaires for Commercial and Industrial Buildings | Standard | FALSE | [9 empty] | 42814 |  |  | No |  | 4.1 | 20730 | 134.3 | 154.3 | 9.7 | 0.94 | 4850 | 72.9
PUK8Q1SX | Nemalux LED Lighting | Nemalux | AR15-CW-WC-xx-yy-[ACHV] / [StandardHK] | Indoor Luminaires | High-Bay | High-Bay Luminaires for Commercial and Industrial Buildings | Standard | FALSE | [9 empty] | 42814 |  |  | No |  | 4.1 | 16490 | 139.6 | 118.1 | 10.5 | 0.91 | 4822 | 72.8
PVA6R634 | Best Lights Inc. | Triangular LED Indirect Series | 523 Watt Triangular LED-XL-PCUPM Series | Indoor Luminaires | High-Bay | Specialty: Indirect High-Bay | Standard | TRUE | 68070 | 130.1 | 523 | 12.2 | 0.94 | 5467 | 84 | 5 | 50000 | 42814 |  |  | No |  | 4.1 | 68070 | 130.3 | 523 | 1.7 | 0.99 | 5233 | 83
P81KZWYH | Best Lights Inc. | Triangular LED Indirect Series | 460 Watt Triangular LED-XL-PCUPM Series | Indoor Luminaires | High-Bay | Specialty: Indirect High-Bay | Standard | TRUE | 60097 | 131.9 | 455.6 | 12.2 | 0.94 | 5233 | 83 | 5 | 50000 | 42814 |  |  | No |  | 4.1 | 60097 | 132.2 | 460 | 0.5 | 1 | 5233 | 83
P1HF61DF | Sunshine Lighting | Sunlite | LFX/HB/2'/6/140W/DIM/MV/57K | Indoor Luminaires | High-Bay | High-Bay Luminaires for Commercial and Industrial Buildings | Premium | TRUE | 17477.3 | 129.42 | 135.04 | 6.8 | 0.97 | 5916 | 84.38 | 5 | 50000 | 42814 | Dimmable | Continuous Below 10 | No |  | 4 | 18480 | 132 | 140 | 10 | 0.9 | 5700 | 80
PPN4D382 | Sunshine Lighting | Sunlite | LFX/HB/4'/4/180W/DIM/MV/57K | Indoor Luminaires | High-Bay | High-Bay Luminaires for Commercial and Industrial Buildings | Premium | TRUE | 24088.8 | 134.17 | 179.54 | 11.7 | 0.96 | 5339 | 82.58 | 5 | 50000 | 42814 | Dimmable | Continuous Below 10 | No |  | 4 | 24120 | 134 | 180 | 10 | 0.9 | 5700 | 80
PBFH27GP | Sunshine Lighting | Sunlite | LFX/HB/2'/4/95W/DIM/MV/57K | Indoor Luminaires | High-Bay | High-Bay Luminaires for Commercial and Industrial Buildings | Premium | TRUE | 11849.6 | 129.4 | 91.57 | 10.82 | 0.96 | 5914 | 84.32 | 5 | 50000 | 42814 | Dimmable | Continuous Below 10 | No |  | 4 | 12462 | 132 | 95 | 10 | 0.9 | 5700 | 80
PPV9N4A2 | Sunshine Lighting | Sunlite | LFX/HB/4'/4/180W/DIM/MV/50K | Indoor Luminaires | High-Bay | High-Bay Luminaires for Commercial and Industrial Buildings | Premium | FALSE | [9 empty] | 42814 | Dimmable | Continuous Below 10 | No |  | 4 | 23760 | 132 | 180 | 10 | 0.9 | 5000 | 80
PSRYJVUC | Sunshine Lighting | Sunlite | LFX/HB/2'/6/140W/DIM/MV/50K | Indoor Luminaires | High-Bay | High-Bay Luminaires for Commercial and Industrial Buildings | Premium | FALSE | [9 empty] | 42814 | Dimmable | Continuous Below 10 | No |  | 4 | 18340 | 131 | 140 | 10 | 0.9 | 5000 | 80
PV7QEW5J | Sunshine Lighting | Sunlite | LFX/HB/2'/4/95W/DIM/MV/50K | Indoor Luminaires | High-Bay | High-Bay Luminaires for Commercial and Industrial Buildings | Premium | FALSE | [9 empty] | 42814 | Dimmable | Continuous Below 10 | No |  | 4 | 12445 | 131 | 95 | 10 | 0.9 | 5000 | 80
PZVM2X6M | YES LED Lighting Inc. | YES LED Lighting | YHBS-150W-40 | Indoor Luminaires | High-Bay | High-Bay Luminaires for Commercial and Industrial Buildings | Standard | TRUE | 19901 | 130.93 | 152 | 13.54 | 0.9384 | 3968 | 83.1 | 5 | 50000 | 42814 | Dimmable | Continuous Above 10 | Yes |  | 4.1 | 19901 | 130.93 | 152 | 13.54 | 0.94 | 4000 | 83.1
PUVX8WWF | YES LED Lighting Inc. | YES LED Lighting | YHBS-150W-57 | Indoor Luminaires | High-Bay | High-Bay Luminaires for Commercial and Industrial Buildings | Standard | FALSE | [9 empty] | 42814 | Dimmable | Continuous Above 10 | Yes |  | 4.1 | 20098 | 132.14 | 152.1 | 13.41 | 0.94 | 5700 | 81.9
P78DJNNH | YES LED Lighting Inc. | YES LED Lighting | YHBS-150W-50 | Indoor Luminaires | High-Bay | High-Bay Luminaires for Commercial and Industrial Buildings | Standard | FALSE | [9 empty] | 42814 | Dimmable | Continuous Above 10 | Yes |  | 4.1 | 19901 | 130.93 | 152 | 13.54 | 0.94 | 5000 | 83.1
P2JCT4BB | Mastled Lighting technology Co Ltd |  | ML-HB02-100W1 4000K | Indoor Luminaires | High-Bay | High-Bay Luminaires for Commercial and Industrial Buildings | Standard | TRUE | 12002 | 127.61 | 94.05 | 12.41 | 0.963 | 3981 | 83.2 | 5 | 50000 | 42814 | Dimmable | Continuous Above 10 | Yes |  | 4.1 | 12002 | 127.61 | 94.05 | 12.41 | 0.96 | 4000 | 83.2
P6V4EBPK | SHENZHEN DIMI LIGHTING CO. LTD | Dimi Light | DM-HB6-320W(4000K) | Indoor Luminaires | High-Bay | High-Bay Luminaires for Commercial and Industrial Buildings | Premium | TRUE | 47694 | 147.34 | 323.7 | 13.97 | 0.9416 | 4068 | 82.8 | 5 | 50000 | 42814 | Dimmable | Continuous Below 10 | No |  | 4.1 | 47694 | 147.34 | 323.7 | 13.97 | 0.94 | 4000 | 82.8
PRPD84GH | SHENZHEN DIMI LIGHTING CO. LTD | Dimi Light | DM-HB5-225W(4000K) | Indoor Luminaires | High-Bay | High-Bay Luminaires for Commercial and Industrial Buildings | Premium | TRUE | 31433 | 147.64 | 212.9 | 16.34 | 0.9401 | 4044 | 82.8 | 5 | 50000 | 42814 | Dimmable | Continuous Below 10 | No |  | 4.1 | 31433 | 147.64 | 212.9 | 16.34 | 0.94 | 4000 | 82.8
PMS2CUXX | SHENZHEN DIMI LIGHTING CO. LTD | Dimi Light | DM-HB3-220W(4000K) | Indoor Luminaires | High-Bay | High-Bay Luminaires for Commercial and Industrial Buildings | Premium | TRUE | 30316 | 143.14 | 211.8 | 12.78 | 0.9395 | 4001 | 82.5 | 5 | 50000 | 42814 | Dimmable | Continuous Below 10 | No |  | 4.1 | 30316 | 143.14 | 211.8 | 12.78 | 0.94 | 4000 | 82.5
PWR51QWM | Mastled Lighting technology Co Ltd |  | ML-HB02-150W1 4000K | Indoor Luminaires | High-Bay | High-Bay Luminaires for Commercial and Industrial Buildings | Standard | TRUE | 19901 | 130.93 | 152 | 13.54 | 0.9384 | 3968 | 83.1 | 5 | 50000 | 42814 | Dimmable | Continuous Above 10 | Yes |  | 4.1 | 19901 | 130.93 | 152 | 13.54 | 0.94 | 4000 | 83.1
P88UCKY8 | SHENZHEN DIMI LIGHTING CO. LTD | Dimi Light | DM-HB2-110W(4000K) | Indoor Luminaires | High-Bay | High-Bay Luminaires for Commercial and Industrial Buildings | Premium | TRUE | 15909 | 152.53 | 104.3 | 12.47 | 0.9366 | 4031 | 82.6 | 5 | 50000 | 42814 | Dimmable | Continuous Below 10 | No |  | 4.1 | 15909 | 152.53 | 104.3 | 12.47 | 0.94 | 4000 | 82.6
PB96P9C4 | Mastled Lighting technology Co Ltd |  | ML-HB02-240W1 4000K | Indoor Luminaires | High-Bay | High-Bay Luminaires for Commercial and Industrial Buildings | Standard | TRUE | 30595 | 131.08 | 233.4 | 13.84 | 0.9325 | 3985 | 82.6 | 5 | 50000 | 42814 | Dimmable | Continuous Above 10 | Yes |  | 4.1 | 30595 | 131.08 | 233.4 | 13.84 | 0.93 | 4000 | 82.6
PMXW5G8D | Mastled Lighting technology Co Ltd |  | ML-HB02-200W1 4000K | Indoor Luminaires | High-Bay | High-Bay Luminaires for Commercial and Industrial Buildings | Standard | TRUE | 24355 | 128.05 | 190.2 | 13.38 | 0.9137 | 4035 | 82.6 | 5 | 50000 | 42814 | Dimmable | Continuous Above 10 | Yes |  | 4.1 | 24355 | 128.05 | 190.2 | 13.38 | 0.91 | 4000 | 82.6
PEJ61GPA | SHENZHEN DIMI LIGHTING CO. LTD | Dimi Light | DM-HB6-320W(5000K) | Indoor Luminaires | High-Bay | High-Bay Luminaires for Commercial and Industrial Buildings | Premium | FALSE | [9 empty] | 42814 | Dimmable | Continuous Below 10 | No |  | 4.1 | 48185 | 149.83 | 321.6 | 13.64 | 0.94 | 5000 | 82.9
PARNC6K2 | SHENZHEN DIMI LIGHTING CO. LTD | Dimi Light | DM-HB5-225W(5000K) | Indoor Luminaires | High-Bay | High-Bay Luminaires for Commercial and Industrial Buildings | Premium | FALSE | [9 empty] | 42814 | Dimmable | Continuous Below 10 | No |  | 4.1 | 32042 | 149.87 | 213.8 | 16.7 | 0.94 | 5000 | 82.6
P8FK9247 | SHENZHEN DIMI LIGHTING CO. LTD | Dimi Light | DM-HB3-220W(5000K) | Indoor Luminaires | High-Bay | High-Bay Luminaires for Commercial and Industrial Buildings | Premium | FALSE | [9 empty] | 42814 | Dimmable | Continuous Below 10 | No |  | 4.1 | 30684 | 145.49 | 210.9 | 12.67 | 0.94 | 5000 | 82.3
PT7NFNNQ | SHENZHEN DIMI LIGHTING CO. LTD | Dimi Light | DM-HB2-110W(5000K) | Indoor Luminaires | High-Bay | High-Bay Luminaires for Commercial and Industrial Buildings | Premium | FALSE | [9 empty] | 42814 | Dimmable | Continuous Below 10 | No |  | 4.1 | 16073 | 154.85 | 103.8 | 12.71 | 0.94 | 5000 | 82.2
P4H5GYGJ | Mastled Lighting technology Co Ltd |  | ML-HB02-240W1 5700K | Indoor Luminaires | High-Bay | High-Bay Luminaires for Commercial and Industrial Buildings | Standard | FALSE | [9 empty] | 42814 | Dimmable | Continuous Above 10 | Yes |  | 4.1 | 31231 | 135.73 | 230.1 | 14.11 | 0.93 | 5700 | 82
P3H3PQ1Q | Mastled Lighting technology Co Ltd |  | ML-HB02-200W1 5700K | Indoor Luminaires | High-Bay | High-Bay Luminaires for Commercial and Industrial Buildings | Standard | FALSE | [9 empty] | 42814 | Dimmable | Continuous Above 10 | Yes |  | 4.1 | 25075 | 132.88 | 188.7 | 13.86 | 0.92 | 5700 | 82
PBQAXN6B | Mastled Lighting technology Co Ltd |  | ML-HB02-100W1 5700K | Indoor Luminaires | High-Bay | High-Bay Luminaires for Commercial and Industrial Buildings | Standard | FALSE | [9 empty] | 42814 | Dimmable | Continuous Above 10 | Yes |  | 4.1 | 12133 | 130.34 | 93.09 | 12.83 | 0.97 | 5700 | 82
PGJUBHZN | Mastled Lighting technology Co Ltd |  | ML-HB02-150W1 5700K | Indoor Luminaires | High-Bay | High-Bay Luminaires for Commercial and Industrial Buildings | Standard | FALSE | [9 empty] | 42814 | Dimmable | Continuous Above 10 | Yes |  | 4.1 | 20098 | 132.14 | 152.1 | 13.41 | 0.94 | 5700 | 81.9
PUJGTFFM | Mastled Lighting technology Co Ltd |  | ML-HB02-100W1 5000K | Indoor Luminaires | High-Bay | High-Bay Luminaires for Commercial and Industrial Buildings | Standard | FALSE | [9 empty] | 42814 | Dimmable | Continuous Above 10 | Yes |  | 4.1 | 12002 | 127.61 | 94.05 | 12.41 | 0.96 | 5000 | 83.2
PDHHX3GJ | Mastled Lighting technology Co Ltd |  | ML-HB02-150W1 5000K | Indoor Luminaires | High-Bay | High-Bay Luminaires for Commercial and Industrial Buildings | Standard | FALSE | [9 empty] | 42814 | Dimmable | Continuous Above 10 | Yes |  | 4.1 | 19901 | 130.93 | 152 | 13.54 | 0.94 | 5000 | 83.1
PERVEGYJ | Mastled Lighting technology Co Ltd |  | ML-HB02-240W1 5000K | Indoor Luminaires | High-Bay | High-Bay Luminaires for Commercial and Industrial Buildings | Standard | FALSE | [9 empty] | 42814 | Dimmable | Continuous Above 10 | Yes |  | 4.1 | 30595 | 131.08 | 233.4 | 13.84 | 0.93 | 5000 | 82.6
P55D4T9F | Mastled Lighting technology Co Ltd |  | ML-HB02-200W1 5000K | Indoor Luminaires | High-Bay | High-Bay Luminaires for Commercial and Industrial Buildings | Standard | FALSE | [9 empty] | 42814 | Dimmable | Continuous Above 10 | Yes |  | 4.1 | 24355 | 128.05 | 190.2 | 13.38 | 0.91 | 5000 | 82.6
P957G92S | Verbatim Americas LLC | Verbatim | HB-140W-C57-P | Indoor Luminaires | High-Bay | High-Bay Luminaires for Commercial and Industrial Buildings | Premium | TRUE | 17477.3 | 129.42 | 135.04 | 6.8 | 0.97 | 5916 | 84.38 | 5 | 50000 | 42814 | Dimmable | Continuous Below 10 | No |  | 4 | 18480 | 132 | 140 | 10 | 0.9 | 5700 | 80
PBXQMSUW | Verbatim Americas LLC | Verbatim | HB-180W-C57-P | Indoor Luminaires | High-Bay | High-Bay Luminaires for Commercial and Industrial Buildings | Premium | TRUE | 24088.8 | 134.17 | 179.54 | 11.7 | 0.96 | 5339 | 82.58 | 5 | 50000 | 42814 | Dimmable | Continuous Below 10 | No |  | 4 | 24120 | 134 | 180 | 10 | 0.9 | 5700 | 80
P8TSSS5M | Verbatim Americas LLC | Verbatim | HB-95W-C57-P | Indoor Luminaires | High-Bay | High-Bay Luminaires for Commercial and Industrial Buildings | Premium | TRUE | 11849.6 | 129.4 | 91.57 | 10.82 | 0.96 | 5914 | 84.32 | 5 | 50000 | 42814 | Dimmable | Continuous Below 10 | No |  | 4 | 12462 | 132 | 95 | 10 | 0.9 | 5700 | 80
PU3GMB6W | Verbatim Americas LLC | Verbatim | LN-8FT-W68-C40-B | Indoor Luminaires | High-Bay | Low-Bay Luminaires for Commercial and Industrial Buildings | Premium | TRUE | 8244.6 | 126.85 | 65 | 10.1 | 0.9544 | 4019 | 82.1 | 5 | 50000 | 42814 | Dimmable | Continuous Below 10 | No |  | 4 | 8636 | 127 | 68 | 10 | 0.9 | 4000 | 80
PJZ4UBKU | Verbatim Americas LLC | Verbatim | HB-180W-C50-P | Indoor Luminaires | High-Bay | High-Bay Luminaires for Commercial and Industrial Buildings | Premium | FALSE | [9 empty] | 42814 | Dimmable | Continuous Below 10 | No |  | 4 | 23760 | 132 | 180 | 10 | 0.9 | 5000 | 80
PVX73HAK | Verbatim Americas LLC | Verbatim | HB-140W-C50-P | Indoor Luminaires | High-Bay | High-Bay Luminaires for Commercial and Industrial Buildings | Premium | FALSE | [9 empty] | 42814 | Dimmable | Continuous Below 10 | No |  | 4 | 18340 | 131 | 140 | 10 | 0.9 | 5000 | 80
PYDUM4BY | Verbatim Americas LLC | Verbatim | HB-95W-C50-P | Indoor Luminaires | High-Bay | High-Bay Luminaires for Commercial and Industrial Buildings | Premium | FALSE | [9 empty] | 42814 | Dimmable | Continuous Below 10 | No |  | 4 | 12445 | 131 | 95 | 10 | 0.9 | 5000 | 80
P35WKXNM | Global Energy & Lighting | N/A | GLEDLL 80W 30K CC 4 Z | Indoor Luminaires | High-Bay | High-Bay Luminaires for Commercial and Industrial Buildings | Premium | TRUE | 11495 | 140.56 | 81.78 | 16.36 | 0.9125 | 2985 | 85.2 | 5 | 50000 | 42811 |  |  | Yes |  | 4.1 | 11495 | 140.56 | 81.78 | 16.36 | 0.91 | 3000 | 85.2
P88ZPVHR | Global Energy & Lighting | N/A | GLEDLL 80W 50K CC 4 Z | Indoor Luminaires | High-Bay | High-Bay Luminaires for Commercial and Industrial Buildings | Premium | FALSE | [9 empty] | 42811 |  |  | Yes |  | 4.1 | 11882 | 144.17 | 82.42 | 16.67 | 0.91 | 5000 | 83.3
P9S9XBXP | Global Energy & Lighting | N/A | GLEDLL 80W 40K CC 4 Z | Indoor Luminaires | High-Bay | High-Bay Luminaires for Commercial and Industrial Buildings | Premium | FALSE | [9 empty] | 42811 |  |  | Yes |  | 4.1 | 11689 | 142.38 | 82.1 | 16.36 | 0.91 | 4000 | 85.2
P4SU4DTD | Global Energy & Lighting | N/A | GLEDLL 100W 30K CC 5 Z | Indoor Luminaires | High-Bay | High-Bay Luminaires for Commercial and Industrial Buildings | Premium | TRUE | 14538 | 140.87 | 103.2 | 10.98 | 0.9339 | 2982 | 85.3 | 5 | 50000 | 42811 |  |  | Yes |  | 4.1 | 14538 | 140.87 | 103.2 | 10.98 | 0.93 | 3000 | 85.3
PSNSZEW1 | Global Energy & Lighting | N/A | GLEDLL 100W 50K CC 5 Z | Indoor Luminaires | High-Bay | High-Bay Luminaires for Commercial and Industrial Buildings | Premium | FALSE | [9 empty] | 42811 |  |  | Yes |  | 4.1 | 15029 | 144.37 | 104.1 | 11.57 | 0.95 | 5000 | 83.5
PV3K99Y2 | Global Energy & Lighting | N/A | GLEDLL 100W 40K CC 5 Z | Indoor Luminaires | High-Bay | High-Bay Luminaires for Commercial and Industrial Buildings | Premium | FALSE | [9 empty] | 42811 |  |  | Yes |  | 4.1 | 14784 | 142.57 | 103.7 | 10.98 | 0.93 | 4000 | 85.3
PC96CJSX | Amled Technologies Inc | Amled | HB220FFP40[BW]D | Indoor Luminaires | High-Bay | High-Bay Luminaires for Commercial and Industrial Buildings | Standard | TRUE | 23622 | 100.8 | 234.3 | 17.06 | 0.931 | 4189 | 84.3 | 5 | 50000 | 42811 |  |  | Yes |  | 3.1 | 24698 | 105.3 | 234.5 | 5.81 | 1 | 4189 | 84.3
PDA79DWB | Amled Technologies Inc | Amled | HB220FFP50[BW]D | Indoor Luminaires | High-Bay | High-Bay Luminaires for Commercial and Industrial Buildings | Standard | TRUE | 22255 | 99.8 | 223 | 17.31 | 0.928 | 5398 | 85.9 | 5 | 50000 | 42811 |  |  | Yes |  | 3.1 | 23283 | 104.5 | 222.9 | 6.64 | 0.99 | 5398 | 85.9
PW5G4VP7 | S LITE CO. LTD. | S LITE | DL712HED-F-16PC-A(5000K) | Indoor Luminaires | High-Bay | High-Bay Luminaires for Commercial and Industrial Buildings | Standard | TRUE | 11180 | 101.91 | 109.7 | 21.52 | 0.9012 | 5223 | 78 | 5 | 50000 | 42810 |  |  | No |  | 4.1 | 11180 | 101.91 | 109.7 | 21.52 | 0.9 | 5000 | 78
P7SUN58V | S LITE CO. LTD. | S LITE | DL712HED-F-16AL-00(3000K) | Indoor Luminaires | High-Bay | High-Bay Luminaires for Commercial and Industrial Buildings | Standard | TRUE | 12042 | 110.07 | 109.4 | 20.57 | 0.8977 | 3150 | 71.5 | 5 | 50000 | 42810 |  |  | No |  | 4.1 | 12042 | 110.07 | 109.4 | 20.57 | 0.9 | 3000 | 71.5
PSCN23XB | S LITE CO. LTD. | S LITE | DL712HED-F-16PC-00(5000K) | Indoor Luminaires | High-Bay | High-Bay Luminaires for Commercial and Industrial Buildings | Standard | FALSE | [9 empty] | 42810 |  |  | No |  | 4.1 | 12144 | 110.7 | 109.7 | 20.92 | 0.9 | 5000 | 77.6
PP2BF8U1 | S LITE CO. LTD. | S LITE | DL712HED-E-00-00(5000K) | Indoor Luminaires | High-Bay | High-Bay Luminaires for Commercial and Industrial Buildings | Standard | FALSE | [9 empty] | 42810 |  |  | No |  | 4.1 | 11493 | 105.25 | 109.2 | 21.17 | 0.9 | 5000 | 76.7
PVYJEW7U | S LITE CO. LTD. | S LITE | DL712HED-F-00-00(5000K) | Indoor Luminaires | High-Bay | High-Bay Luminaires for Commercial and Industrial Buildings | Standard | FALSE | [9 empty] | 42810 |  |  | No |  | 4.1 | 13520 | 122.91 | 110 | 20.91 | 0.9 | 5000 | 76.3
PFBNF48A | S LITE CO. LTD. | S LITE | DL712HED-F-16AL-00(5000K) | Indoor Luminaires | High-Bay | High-Bay Luminaires for Commercial and Industrial Buildings | Standard | FALSE | [9 empty] | 42810 |  |  | No |  | 4.1 | 11645 | 106.54 | 109.3 | 20.57 | 0.9 | 5000 | 71.5
PGXM5W3Y | S LITE CO. LTD. | S LITE | DL712HED-F-16PC-A(4500K) | Indoor Luminaires | High-Bay | High-Bay Luminaires for Commercial and Industrial Buildings | Standard | FALSE | [9 empty] | 42810 |  |  | No |  | 4.1 | 11473 | 104.11 | 110.2 | 21.34 | 0.9 | 4500 | 74.4
PPC5SJ5R | S LITE CO. LTD. | S LITE | DL712HED-F-16PC-00(4500K) | Indoor Luminaires | High-Bay | High-Bay Luminaires for Commercial and Industrial Buildings | Standard | FALSE | [9 empty] | 42810 |  |  | No |  | 4.1 | 12339 | 111.87 | 110.3 | 20.69 | 0.9 | 4500 | 73.9
PSNZSVQQ | S LITE CO. LTD. | S LITE | DL712HED-E-00-00(4500K) | Indoor Luminaires | High-Bay | High-Bay Luminaires for Commercial and Industrial Buildings | Standard | FALSE | [9 empty] | 42810 |  |  | No |  | 4.1 | 11973 | 108.25 | 110.6 | 20.68 | 0.89 | 4500 | 73.2
PQJKCWEG | S LITE CO. LTD. | S LITE | DL712HED-F-00-00(4500K) | Indoor Luminaires | High-Bay | High-Bay Luminaires for Commercial and Industrial Buildings | Standard | FALSE | [9 empty] | 42810 |  |  | No |  | 4.1 | 13643 | 123.8 | 110.2 | 21.07 | 0.9 | 4500 | 72.6
PRCSSPZ1 | S LITE CO. LTD. | S LITE | DL712HED-F-16AL-00(4500K) | Indoor Luminaires | High-Bay | High-Bay Luminaires for Commercial and Industrial Buildings | Standard | FALSE | [9 empty] | 42810 |  |  | No |  | 4.1 | 12071 | 110.04 | 109.7 | 20.57 | 0.9 | 4500 | 71.5
PM9A2WK3 | S LITE CO. LTD. | S LITE | DL712HED-F-16PC-A(4000K) | Indoor Luminaires | High-Bay | High-Bay Luminaires for Commercial and Industrial Buildings | Standard | FALSE | [9 empty] | 42810 |  |  | No |  | 4.1 | 11766 | 106.38 | 110.6 | 21.34 | 0.9 | 4000 | 74.4
PUF99HDS | S LITE CO. LTD. | S LITE | DL712HED-F-16PC-00(4000K) | Indoor Luminaires | High-Bay | High-Bay Luminaires for Commercial and Industrial Buildings | Standard | FALSE | [9 empty] | 42810 |  |  | No |  | 4.1 | 12534 | 113.02 | 110.9 | 20.69 | 0.9 | 4000 | 73.9
P6NGV4TD | S LITE CO. LTD. | S LITE | DL712HED-E-00-00(4000K) | Indoor Luminaires | High-Bay | High-Bay Luminaires for Commercial and Industrial Buildings | Standard | FALSE | [9 empty] | 42810 |  |  | No |  | 4.1 | 12453 | 111.29 | 111.9 | 20.68 | 0.89 | 4000 | 73.2
P1EF8D8M | S LITE CO. LTD. | S LITE | DL712HED-F-00-00(4000K) | Indoor Luminaires | High-Bay | High-Bay Luminaires for Commercial and Industrial Buildings | Standard | FALSE | [9 empty] | 42810 |  |  | No |  | 4.1 | 13765 | 124.68 | 110.4 | 21.07 | 0.9 | 4000 | 72.6
PUNBESC8 | S LITE CO. LTD. | S LITE | DL712HED-F-16AL-00(4000K) | Indoor Luminaires | High-Bay | High-Bay Luminaires for Commercial and Industrial Buildings | Standard | FALSE | [9 empty] | 42810 |  |  | No |  | 4.1 | 12496 | 113.6 | 110 | 20.57 | 0.9 | 4000 | 71.5
P7SD38WW | S LITE CO. LTD. | S LITE | DL712HED-F-16PC-00(3500K) | Indoor Luminaires | High-Bay | High-Bay Luminaires for Commercial and Industrial Buildings | Standard | FALSE | [9 empty] | 42810 |  |  | No |  | 4.1 | 12239 | 111.77 | 109.5 | 20.33 | 0.9 | 3500 | 72.8
PWNZQCEX | S LITE CO. LTD. | S LITE | DL712HED-E-00-00(3500K) | Indoor Luminaires | High-Bay | High-Bay Luminaires for Commercial and Industrial Buildings | Standard | FALSE | [9 empty] | 42810 |  |  | No |  | 4.1 | 12296 | 110.97 | 110.8 | 20.65 | 0.9 | 3500 | 72.1
PZFBFZ4W | S LITE CO. LTD. | S LITE | DL712HED-F-00-00(3500K) | Indoor Luminaires | High-Bay | High-Bay Luminaires for Commercial and Industrial Buildings | Standard | FALSE | [9 empty] | 42810 |  |  | No |  | 4.1 | 13624 | 124.08 | 109.8 | 20.98 | 0.9 | 3500 | 71.6
PWURTV1X | S LITE CO. LTD. | S LITE | DL712HED-F-16AL-00(3500K) | Indoor Luminaires | High-Bay | High-Bay Luminaires for Commercial and Industrial Buildings | Standard | FALSE | [9 empty] | 42810 |  |  | No |  | 4.1 | 12269 | 111.84 | 109.7 | 20.57 | 0.9 | 3500 | 71.5
PSUHF1Q6 | S LITE CO. LTD. | S LITE | DL712HED-F-16PC-00(3000K) | Indoor Luminaires | High-Bay | High-Bay Luminaires for Commercial and Industrial Buildings | Standard | FALSE | [9 empty] | 42810 |  |  | No |  | 4.1 | 12333 | 112.84 | 109.3 | 20.33 | 0.9 | 3000 | 72.8
P4382XBU | S LITE CO. LTD. | S LITE | DL712HED-E-00-00(3000K) | Indoor Luminaires | High-Bay | High-Bay Luminaires for Commercial and Industrial Buildings | Standard | FALSE | [9 empty] | 42810 |  |  | No |  | 4.1 | 12139 | 110.66 | 109.7 | 20.65 | 0.9 | 3000 | 72.1
PNBGVB73 | S LITE CO. LTD. | S LITE | DL712HED-F-00-00(3000K) | Indoor Luminaires | High-Bay | High-Bay Luminaires for Commercial and Industrial Buildings | Standard | FALSE | [9 empty] | 42810 |  |  | No |  | 4.1 | 13482 | 123.46 | 109.2 | 20.98 | 0.9 | 3000 | 71.6
PGMSDCPG | NASON LIGHTING (Kunshan) co. ltd | NASON | NS-GK03100-100 3000K | Indoor Luminaires | High-Bay | High-Bay Luminaires for Commercial and Industrial Buildings | Premium | TRUE | 13633 | 137 | 99.39 | 15.71 | 0.932 | 3190 | 71.6 | 5 | 50000 | 42810 | Not Dimmable | Not Dimmable | No |  | 4.1 | 13700 | 137 | 100 | 0.16 | 0.9 | 3000 | 70
PH6MNBUB | NASON LIGHTING (Kunshan) co. ltd | NASON | NS-GK03100-100 5700K | Indoor Luminaires | High-Bay | High-Bay Luminaires for Commercial and Industrial Buildings | Premium | FALSE | [9 empty] | 42810 | Not Dimmable | Not Dimmable | No |  | 4.1 | 14200 | 142 | 100 | 0.16 | 0.9 | 5700 | 70
PS4WGYDK | NASON LIGHTING (Kunshan) co. ltd | NASON | NS-GK03100-100 5000K | Indoor Luminaires | High-Bay | High-Bay Luminaires for Commercial and Industrial Buildings | Premium | FALSE | [9 empty] | 42810 | Not Dimmable | Not Dimmable | No |  | 4.1 | 14100 | 141 | 100 | 0.16 | 0.9 | 5000 | 70
P2CEPYCC | NASON LIGHTING (Kunshan) co. ltd | NASON | NS-GK03100-100 4500K | Indoor Luminaires | High-Bay | High-Bay Luminaires for Commercial and Industrial Buildings | Premium | FALSE | [9 empty] | 42810 | Not Dimmable | Not Dimmable | No |  | 4.1 | 14000 | 140 | 100 | 0.16 | 0.9 | 4500 | 70
PUSU55T8 | NASON LIGHTING (Kunshan) co. ltd | NASON | NS-GK03100-100 4000K | Indoor Luminaires | High-Bay | High-Bay Luminaires for Commercial and Industrial Buildings | Premium | FALSE | [9 empty] | 42810 | Not Dimmable | Not Dimmable | No |  | 4.1 | 13900 | 139 | 100 | 0.16 | 0.9 | 4000 | 70
P9PS56PN | NASON LIGHTING (Kunshan) co. ltd | NASON | NS-GK03100-100 3500K | Indoor Luminaires | High-Bay | High-Bay Luminaires for Commercial and Industrial Buildings | Premium | FALSE | [9 empty] | 42810 | Not Dimmable | Not Dimmable | No |  | 4.1 | 13800 | 138 | 100 | 0.16 | 0.9 | 3500 | 70
PUBFWD6A | NASON LIGHTING (Kunshan) co. ltd | NASON | NS-GK03100-220 3000K | Indoor Luminaires | High-Bay | High-Bay Luminaires for Commercial and Industrial Buildings | Premium | TRUE | 29603 | 130 | 227.44 | 10.63 | 0.932 | 3028 | 70.4 | 5 | 50000 | 42810 | Not Dimmable | Not Dimmable | No |  | 4.1 | 29040 | 132 | 220 | 0.11 | 0.9 | 3000 | 70
P485YEE6 | NASON LIGHTING (Kunshan) co. ltd | NASON | NS-GK03100-220 5700K | Indoor Luminaires | High-Bay | High-Bay Luminaires for Commercial and Industrial Buildings | Premium | FALSE | [9 empty] | 42810 | Not Dimmable | Not Dimmable | No |  | 4.1 | 30140 | 137 | 220 | 0.11 | 0.9 | 5700 | 70
PPS5H34R | NASON LIGHTING (Kunshan) co. ltd | NASON | NS-GK03100-220 5000K | Indoor Luminaires | High-Bay | High-Bay Luminaires for Commercial and Industrial Buildings | Premium | FALSE | [9 empty] | 42810 | Not Dimmable | Not Dimmable | No |  | 4.1 | 29920 | 136 | 220 | 0.11 | 0.9 | 5000 | 70
PRDNH7KG | NASON LIGHTING (Kunshan) co. ltd | NASON | NS-GK03100-220 4500K | Indoor Luminaires | High-Bay | High-Bay Luminaires for Commercial and Industrial Buildings | Premium | FALSE | [9 empty] | 42810 | Not Dimmable | Not Dimmable | No |  | 4.1 | 29700 | 135 | 220 | 0.11 | 0.9 | 4500 | 70
PUA1TJ85 | NASON LIGHTING (Kunshan) co. ltd | NASON | NS-GK03100-220 4000K | Indoor Luminaires | High-Bay | High-Bay Luminaires for Commercial and Industrial Buildings | Premium | FALSE | [9 empty] | 42810 | Not Dimmable | Not Dimmable | No |  | 4.1 | 29480 | 134 | 220 | 0.11 | 0.9 | 4000 | 70
P5FJV9VN | NASON LIGHTING (Kunshan) co. ltd | NASON | NS-GK03100-220 3500K | Indoor Luminaires | High-Bay | High-Bay Luminaires for Commercial and Industrial Buildings | Premium | FALSE | [9 empty] | 42810 | Not Dimmable | Not Dimmable | No |  | 4.1 | 29260 | 133 | 220 | 0.11 | 0.9 | 3500 | 70
PZ9FGSJW | Hubbell Lighting | Hubbell Industrial | CGS4-FSF-NST-EDU | Indoor Luminaires | High-Bay | High-Bay Luminaires for Commercial and Industrial Buildings | Standard | TRUE | 49410 | 115.1 | 427 | 20.6 | 0.932 | 3056 | 82 | 5 | 50000 | 42810 | Dimmable | Continuous (Can dim down to ? 10% (W)) | No |  | 4.1 | 45109 | 106 | 427 | 20.6 | 0.93 | 3056 | 82
PF7JP9T5 | Hubbell Lighting | Hubbell Industrial | CGS4-FSV-NST-EDU | Indoor Luminaires | High-Bay | High-Bay Luminaires for Commercial and Industrial Buildings | Standard | TRUE | 55280 | 132.2 | 422.3 | 20.4 | 0.932 | 5083 | 84 | 5 | 50000 | 42810 | Dimmable | Continuous (Can dim down to ? 10% (W)) | No |  | 4.1 | 51268 | 121 | 422 | 20.4 | 0.93 | 5083 | 84
PNF232P2 | Hubbell Lighting | Hubbell Industrial | CGS4-FSV-NST-EU | Indoor Luminaires | High-Bay | High-Bay Luminaires for Commercial and Industrial Buildings | Standard | FALSE | [9 empty] | 42810 | Not Dimmable | Not Dimmable | No |  | 4.1 | 51268 | 121 | 422 | 20.4 | 0.93 | 5083 | 84
P2QETU32 | Hubbell Lighting | Hubbell Industrial | CGS4-FSV-W-EU | Indoor Luminaires | High-Bay | High-Bay Luminaires for Commercial and Industrial Buildings | Standard | FALSE | [9 empty] | 42810 | Not Dimmable | Not Dimmable | No |  | 4.1 | 51364 | 121 | 425 | 20.4 | 0.93 | 4950 | 83
P18NU885 | Hubbell Lighting | Hubbell Industrial | CGS4-FSV-W-EDU | Indoor Luminaires | High-Bay | High-Bay Luminaires for Commercial and Industrial Buildings | Standard | FALSE | [9 empty] | 42810 | Dimmable | Continuous (Can dim down to ? 10% (W)) | No |  | 4.1 | 51364 | 121 | 425 | 20.4 | 0.93 | 4950 | 83
PN5M6VHA | Hubbell Lighting | Hubbell Industrial | CGS4-FSG-NST-EU | Indoor Luminaires | High-Bay | High-Bay Luminaires for Commercial and Industrial Buildings | Standard | FALSE | [9 empty] | 42810 | Not Dimmable | Not Dimmable | No |  | 4.1 | 49326 | 116 | 426 | 20.8 | 0.93 | 3998 | 82
P1TVGEC2 | Hubbell Lighting | Hubbell Industrial | CGS4-FSG-W-EU | Indoor Luminaires | High-Bay | High-Bay Luminaires for Commercial and Industrial Buildings | Standard | FALSE | [9 empty] | 42810 | Not Dimmable | Not Dimmable | No |  | 4.1 | 48946 | 115 | 426 | 20.8 | 0.93 | 3998 | 82
PGNEPF4M | Hubbell Lighting | Hubbell Industrial | CGS4-FSG-NST-EDU | Indoor Luminaires | High-Bay | High-Bay Luminaires for Commercial and Industrial Buildings | Standard | FALSE | [9 empty] | 42810 | Dimmable | Continuous (Can dim down to ? 10% (W)) | No |  | 4.1 | 49326 | 116 | 426 | 20.8 | 0.93 | 3998 | 82
PVMXBFNE | Hubbell Lighting | Hubbell Industrial | CGS4-FSG-W-EDU | Indoor Luminaires | High-Bay | High-Bay Luminaires for Commercial and Industrial Buildings | Standard | FALSE | [9 empty] | 42810 | Dimmable | Continuous (Can dim down to ? 10% (W)) | No |  | 4.1 | 48946 | 115 | 426 | 20.8 | 0.93 | 3998 | 82
PT3SWWK4 | Hubbell Lighting | Hubbell Industrial | CGS4-FSF-W-EU | Indoor Luminaires | High-Bay | High-Bay Luminaires for Commercial and Industrial Buildings | Standard | FALSE | [9 empty] | 42810 | Not Dimmable | Not Dimmable | No |  | 4.1 | 45651 | 107 | 427 | 20.6 | 0.93 | 3056 | 82
PUJG57KY | Hubbell Lighting | Hubbell Industrial | CGS4-FSF-NST-EU | Indoor Luminaires | High-Bay | High-Bay Luminaires for Commercial and Industrial Buildings | Standard | FALSE | [9 empty] | 42810 | Not Dimmable | Not Dimmable | No |  | 4.1 | 45109 | 106 | 427 | 20.6 | 0.93 | 3056 | 82
P3S3ZP25 | Hubbell Lighting | Hubbell Industrial | CGS4-FSF-W-EDU | Indoor Luminaires | High-Bay | High-Bay Luminaires for Commercial and Industrial Buildings | Standard | FALSE | [9 empty] | 42810 | Dimmable | Continuous (Can dim down to ? 10% (W)) | No |  | 4.1 | 45651 | 107 | 427 | 20.6 | 0.93 | 3056 | 82
PE67CA22 | EYE Lighting | EYELITE THETA SERIES | THB-L30-840-W-UNV-010-WH-10 (MS) | Indoor Luminaires | High-Bay | High-Bay Luminaires for Commercial and Industrial Buildings | Standard | TRUE | 31144.65 | 148.58 | 209.62 | 12.49 | 0.975 | 3960 | 83.3 | 5 | 50000 | 42810 | Dimmable | Continuous Below 10 | Yes |  | 4.1 | 31144.65 | 148.58 | 209.62 | 8.95 | 0.975 | 3960 | 83.3
PHD4N3YY | EYE Lighting | EYELITE THETA SERIES | THB-L24-840-W-UNV-010-WH-10 (MS) | Indoor Luminaires | High-Bay | High-Bay Luminaires for Commercial and Industrial Buildings | Standard | TRUE | 25213.19 | 126.13 | 199.9 | 12.26 | 0.969 | 3934 | 81.9 | 5 | 50000 | 42810 | Dimmable | Continuous Below 10 | Yes |  | 4.1 | 25213.19 | 126.13 | 199.9 | 10.07 | 0.969 | 3934 | 81.9
P5FEA2SX | EYE Lighting | EYELITE THETA SERIES | THB-L30-840-W-UNH-010-WH-10 (MS) | Indoor Luminaires | High-Bay | High-Bay Luminaires for Commercial and Industrial Buildings | Standard | TRUE | 31488.24 | 146.38 | 215.11 | 11.05 | 0.966 | 3936 | 83.1 | 5 | 50000 | 42810 | Dimmable | Continuous Below 10 | Yes |  | 4.1 | 31488.24 | 146.38 | 215.11 | 11.05 | 0.97 | 3936 | 83.1
PCF5QGCX | EYE Lighting | EYELITE THETA SERIES | THB-L24-840-W-UNH-010-WH-10 (MS) | Indoor Luminaires | High-Bay | High-Bay Luminaires for Commercial and Industrial Buildings | Standard | TRUE | 25516.37 | 122.58 | 208.16 | 9.99 | 0.962 | 3926 | 82 | 5 | 50000 | 42810 | Dimmable | Continuous Below 10 | Yes |  | 4.1 | 25516.37 | 122.58 | 208.16 | 9.99 | 0.96 | 3926 | 82
PU9TBKBN | EYE Lighting | EYELITE THETA SERIES | THB-L18-840-W-UNV-010-WH-10 (MS) | Indoor Luminaires | High-Bay | High-Bay Luminaires for Commercial and Industrial Buildings | Standard | TRUE | 19885.68 | 125.38 | 158.6 | 13.28 | 0.96 | 3947 | 81.9 | 5 | 50000 | 42810 | Dimmable | Continuous Below 10 | Yes |  | 4.1 | 19885.68 | 125.38 | 158.6 | 10.19 | 0.987 | 3947 | 81.9
PRAX1W6B | EYE Lighting | EYELITE THETA SERIES | THB-L26-840-W-UNH-010-WH-10 (MS) | Indoor Luminaires | High-Bay | High-Bay Luminaires for Commercial and Industrial Buildings | Premium | TRUE | 26112.51 | 144.87 | 180.25 | 11.43 | 0.951 | 3940 | 82.9 | 5 | 50000 | 42810 | Dimmable | Continuous Below 10 | Yes |  | 4.1 | 26112.51 | 144.87 | 180.25 | 11.43 | 0.95 | 3940 | 82.9
PP891B5W | EYE Lighting | EYELITE THETA SERIES | THB-L26-840-W-UNV-010-WH-10 (MS) | Indoor Luminaires | High-Bay | High-Bay Luminaires for Commercial and Industrial Buildings | Premium | TRUE | 25523.53 | 148.65 | 171.7 | 13.26 | 0.945 | 3956 | 83.2 | 5 | 50000 | 42810 | Dimmable | Continuous Below 10 | Yes |  | 4.1 | 25523.53 | 148.65 | 171.7 | 8.79 | 0.95 | 3956 | 83.2
PE66Q8SK | EYE Lighting | EYELITE THETA SERIES | THB-L18-850-W-UNV-010-WH-10 (MS) | Indoor Luminaires | High-Bay | High-Bay Luminaires for Commercial and Industrial Buildings | Standard | FALSE | [9 empty] | 42810 | Dimmable | Continuous Below 10 | Yes |  | 4.1 | 19883 | 127.37 | 156.1 | 9.87 | 0.987 | 5077 | 83.9
P2USPVRS | EYE Lighting | EYELITE THETA SERIES | THB-L24-850-W-UNV-010-WH-10 (MS) | Indoor Luminaires | High-Bay | High-Bay Luminaires for Commercial and Industrial Buildings | Standard | FALSE | [9 empty] | 42810 | Dimmable | Continuous Below 10 | Yes |  | 4.1 | 25746 | 126.96 | 202.8 | 9.72 | 0.97 | 5070 | 84
P76Z7XY2 | EYE Lighting | EYELITE THETA SERIES | THB-L26-850-W-UNH-010-WH-10 (MS) | Indoor Luminaires | High-Bay | High-Bay Luminaires for Commercial and Industrial Buildings | Premium | FALSE | [9 empty] | 42810 | Dimmable | Continuous Below 10 | Yes |  | 4.1 | 27575 | 152.42 | 180.9 | 13.16 | 0.95 | 5030 | 84
PKWDURTJ | EYE Lighting | EYELITE THETA SERIES | THB-L26-850-W-UNV-010-WH-10 (MS) | Indoor Luminaires | High-Bay | High-Bay Luminaires for Commercial and Industrial Buildings | Premium | FALSE | [9 empty] | 42810 | Dimmable | Continuous Below 10 | Yes |  | 4.1 | 26019 | 152.45 | 170.7 | 8.79 | 0.95 | 5026 | 84.4
PSKFX4VP | EYE Lighting | EYELITE THETA SERIES | THB-L24-850-W-UNH-010-WH-10 (MS) | Indoor Luminaires | High-Bay | High-Bay Luminaires for Commercial and Industrial Buildings | Standard | FALSE | [9 empty] | 42810 | Dimmable | Continuous Below 10 | Yes |  | 4.1 | 25928 | 125 | 207.4 | 9.5 | 0.96 | 4999 | 83.7
PA645XXU | EYE Lighting | EYELITE THETA SERIES | THB-L30-850-W-UNV-010-WH-10 (MS) | Indoor Luminaires | High-Bay | High-Bay Luminaires for Commercial and Industrial Buildings | Standard | FALSE | [9 empty] | 42810 | Dimmable | Continuous Below 10 | Yes |  | 4.1 | 31865 | 153.36 | 207.8 | 9.91 | 0.975 | 4994 | 84.5
PYVMVY1K | EYE Lighting | EYELITE THETA SERIES | THB-L30-850-W-UNH-010-WH-10 (MS) | Indoor Luminaires | High-Bay | High-Bay Luminaires for Commercial and Industrial Buildings | Standard | FALSE | [9 empty] | 42810 | Dimmable | Continuous Below 10 | Yes |  | 4.1 | 31998 | 149.26 | 214.4 | 8.56 | 0.97 | 4947 | 84.3
P5CJDKD5 | AURIO LIGHTING INC | AURIO | A-HBU-150-50 | Indoor Luminaires | High-Bay | High-Bay Luminaires for Commercial and Industrial Buildings | Premium | TRUE | 20780 | 137.52 | 151.1 | 12.73 | 0.9386 | 4927 | 82.1 | 5 | 50000 | 42810 | Not Dimmable | Not Dimmable | No |  | 4.1 | 20780 | 137.52 | 151.1 | 12.73 | 0.94 | 5000 | 82.1
PMANPYM2 | AURIO LIGHTING INC | AURIO | A-HBU-200-50 | Indoor Luminaires | High-Bay | High-Bay Luminaires for Commercial and Industrial Buildings | Premium | TRUE | 26314 | 128.86 | 204.2 | 11.26 | 0.9124 | 4996 | 83.2 | 5 | 50000 | 42810 | Dimmable | Continuous Below 10 | No |  | 4.1 | 26314 | 128.86 | 204.2 | 11.26 | 0.91 | 5000 | 83.2
PMAY7ER8 | Genesis Energy Technology LLC | Genesis Energy Technology | LS2309-UNF1-50BL-XX | Indoor Luminaires | High-Bay | High-Bay Luminaires for Commercial and Industrial Buildings | Premium | TRUE | 12925 | 140.5 | 91.97 | 9 | 0.997 | 5210 | 84.1 | 5 | 50000 | 42809 | Dimmable | Continuous Below 10 | No |  | 4.1 | 12925 | 140.5 | 91.97 | 8.33 | 0.97 | 5210 | 84.1
P7FKG7VU | Genesis Energy Technology LLC | Genesis Energy Technology | LS319-UNF1-50BL-XX | Indoor Luminaires | High-Bay | High-Bay Luminaires for Commercial and Industrial Buildings | Premium | TRUE | 25307 | 134.8 | 187.8 | 8.96 | 0.979 | 5210 | 84.1 | 5 | 50000 | 42809 | Dimmable | Continuous Below 10 | No |  | 4.1 | 25307 | 134.8 | 187.84 | 8.96 | 0.98 | 5210 | 84.1
P98MHGN4 | Genesis Energy Technology LLC | Genesis Energy Technology | LS319-UNNL-50BL-XX | Indoor Luminaires | High-Bay | High-Bay Luminaires for Commercial and Industrial Buildings | Premium | FALSE | [9 empty] | 42809 | Dimmable | Continuous Below 10 | No |  | 4.1 | 27787 | 147.8 | 188 | 8.96 | 0.98 | 5210 | 84.1
P6AYFB4K | Genesis Energy Technology LLC | Genesis Energy Technology | LS2309-UNNL-50BL-XX | Indoor Luminaires | High-Bay | High-Bay Luminaires for Commercial and Industrial Buildings | Premium | FALSE | [9 empty] | 42809 | Dimmable | Continuous Below 10 | No |  | 4.1 | 13830 | 150 | 92.17 | 8.33 | 0.97 | 5210 | 84.1
P3RA49M5 | Spring Lighting Group Inc | SLG | HBL140WUNV40KWDYYY | Indoor Luminaires | High-Bay | High-Bay Luminaires for Commercial and Industrial Buildings | Standard | TRUE | 19180 | 136.39 | 140.6 | 4.94 | 0.9722 | 3894 | 74.8 | 5 | 50000 | 42809 | Dimmable | Continuous (Can dim down to ? 10% (W)) | Yes |  | 4.1 | 19000 | 136 | 140 | 4 | 0.9 | 4000 | 72
PBSJPAUF | Spring Lighting Group Inc | SLG | HBL200WUNV40KWDYYY | Indoor Luminaires | High-Bay | High-Bay Luminaires for Commercial and Industrial Buildings | Standard | TRUE | 26167 | 128.98 | 202.9 | 8.31 | 0.9605 | 3899 | 74.9 | 5 | 50000 | 42809 | Dimmable | Continuous (Can dim down to ? 10% (W)) | Yes |  | 4.1 | 26000 | 130 | 200 | 6 | 0.9 | 4000 | 72
PFS24J6X | Spring Lighting Group Inc | SLG | HBL200WUNV50KWDYYY | Indoor Luminaires | High-Bay | High-Bay Luminaires for Commercial and Industrial Buildings | Standard | FALSE | [9 empty] | 42809 | Dimmable | Continuous (Can dim down to ? 10% (W)) | Yes |  | 4.1 | 26000 | 130 | 200 | 6 | 0.9 | 5000 | 72
PGZDQXYT | Spring Lighting Group Inc | SLG | HBL140WUNV50KWDYYY | Indoor Luminaires | High-Bay | High-Bay Luminaires for Commercial and Industrial Buildings | Standard | FALSE | [9 empty] | 42809 | Dimmable | Continuous (Can dim down to ? 10% (W)) | Yes |  | 4.1 | 19000 | 136 | 140 | 4 | 0.9 | 5000 | 72
PP6DNBHX | Alder Optomechanical Corp. | Alder | HLC-120S-HTDN-O2WDA2C8 | Indoor Luminaires | High-Bay | High-Bay Luminaires for Commercial and Industrial Buildings | Premium | TRUE | 16720 | 140.3 | 119.18 | 24.32 | 0.9459 | 4858 | 83.3 | 5 | 50000 | 42809 | Dimmable | Continuous Above 10 | No |  | 4.1 | 16720 | 140.3 | 119.18 | 21.86 | 0.98 | 4858 | 83.3
PS3N6GEF | Alder Optomechanical Corp. | Alder | HLC-150S-HTDN-O2WDA2C8 | Indoor Luminaires | High-Bay | High-Bay Luminaires for Commercial and Industrial Buildings | Premium | TRUE | 21143 | 145.5 | 145.35 | 17.45 | 0.9428 | 5116 | 83.5 | 5 | 50000 | 42809 | Dimmable | Continuous Above 10 | No |  | 4.1 | 21143 | 145.5 | 145.35 | 19.18 | 0.98 | 5116 | 83.5
P6QTN2U4 | TOSMART TECHNOLOGY CO LTD | / | 42240401 4000K | Indoor Luminaires | High-Bay | High-Bay Luminaires for Commercial and Industrial Buildings | Standard | TRUE | 30595 | 131.08 | 233.4 | 13.84 | 0.9325 | 3985 | 82.6 | 5 | 50000 | 42809 | Dimmable | Continuous Above 10 | Yes |  | 4.1 | 30595 | 131.08 | 233.4 | 13.84 | 0.93 | 4000 | 82.6
PU5X18QY | TOSMART TECHNOLOGY CO LTD | / | 42240401 5700K | Indoor Luminaires | High-Bay | High-Bay Luminaires for Commercial and Industrial Buildings | Standard | FALSE | [9 empty] | 42809 | Dimmable | Continuous Above 10 | Yes |  | 4.1 | 31231 | 135.73 | 230.1 | 14.11 | 0.93 | 5700 | 82
PJYRFT2C | TOSMART TECHNOLOGY CO LTD | / | 42240401 5000K | Indoor Luminaires | High-Bay | High-Bay Luminaires for Commercial and Industrial Buildings | Standard | FALSE | [9 empty] | 42809 | Dimmable | Continuous Above 10 | Yes |  | 4.1 | 30595 | 131.08 | 233.4 | 13.84 | 0.93 | 5000 | 82.6
PKNSCTUR | RAB Design Lighting | RAB Design | LFX4-LED60-B-27K-GRY-DIM | Indoor Luminaires | High-Bay | Low-Bay Luminaires for Commercial and Industrial Buildings | Standard | TRUE | 7954.1 | 130.09 | 61.51 | 14.85 | 0.9014 | 2721 | 82.5 | 5 | 50000 | 42809 | Dimmable | Continuous Above 10 | Yes |  | 4.1 | 8001.7 | 130.09 | 61.51 | 14.85 | 0.9 | 2700 | 82.5
P38S273U | RAB Design Lighting | RAB Design | LFX4-LED50-B-27K-GRY-DIM | Indoor Luminaires | High-Bay | Low-Bay Luminaires for Commercial and Industrial Buildings | Standard | TRUE | 6467.5 | 129.14 | 49.96 | 14.47 | 0.9009 | 2723 | 82.6 | 5 | 50000 | 42809 | Dimmable | Continuous Above 10 | No |  | 4.1 | 6467.5 | 129.14 | 50.08 | 14.13 | 0.9 | 2700 | 82.6
PRCHKH5H | RAB Design Lighting | RAB Design | LFX4-LED40-B-27K-GRY-DIM | Indoor Luminaires | High-Bay | Low-Bay Luminaires for Commercial and Industrial Buildings | Standard | TRUE | 5371 | 134.41 | 40.02 | 15.73 | 0.9006 | 2705 | 82.2 | 5 | 50000 | 42809 | Dimmable | Continuous Above 10 | Yes |  | 4.1 | 5379.1 | 134.41 | 40.02 | 15.73 | 0.9 | 2700 | 82.2
PTX4829J | RAB Design Lighting | RAB Design | LFX4-LED60-B-57K-GRY-DIM | Indoor Luminaires | High-Bay | Low-Bay Luminaires for Commercial and Industrial Buildings | Standard | FALSE | [9 empty] | 42809 | Dimmable | Continuous Above 10 | Yes |  | 4.1 | 8492 | 137.01 | 61.98 | 14.72 | 0.9 | 5700 | 83.9
PAEU55Y5 | RAB Design Lighting | RAB Design | LFX4-LED40-B-57K-GRY-DIM | Indoor Luminaires | High-Bay | Low-Bay Luminaires for Commercial and Industrial Buildings | Standard | FALSE | [9 empty] | 42809 | Dimmable | Continuous Above 10 | Yes |  | 4.1 | 5720 | 142.36 | 40.18 | 15.55 | 0.9 | 5700 | 83.7
PBDSNDHK | RAB Design Lighting | RAB Design | LFX4-LED50-B-57K-GRY-DIM | Indoor Luminaires | High-Bay | Low-Bay Luminaires for Commercial and Industrial Buildings | Standard | FALSE | [9 empty] | 42809 | Dimmable | Continuous Above 10 | No |  | 4.1 | 6840 | 136.42 | 50.14 | 14.47 | 0.9 | 5700 | 83.7
PKH4H9KD | RAB Design Lighting | RAB Design | LFX4-LED50-B-5K-GRY-DIM | Indoor Luminaires | High-Bay | Low-Bay Luminaires for Commercial and Industrial Buildings | Standard | FALSE | [9 empty] | 42809 | Dimmable | Continuous Above 10 | No |  | 4.1 | 6467.5 | 129.14 | 50.08 | 14.13 | 0.9 | 5000 | 82.6
PKXYAX49 | RAB Design Lighting | RAB Design | LFX4-LED60-B-5K-GRY-DIM | Indoor Luminaires | High-Bay | Low-Bay Luminaires for Commercial and Industrial Buildings | Standard | FALSE | [9 empty] | 42809 | Dimmable | Continuous Above 10 | Yes |  | 4.1 | 8001.7 | 130.09 | 61.51 | 14.85 | 0.9 | 5000 | 82.5
PB5F293A | RAB Design Lighting | RAB Design | LFX4-LED40-B-5K-GRY-DIM | Indoor Luminaires | High-Bay | Low-Bay Luminaires for Commercial and Industrial Buildings | Standard | FALSE | [9 empty] | 42809 | Dimmable | Continuous Above 10 | Yes |  | 4.1 | 5379.1 | 134.41 | 40.02 | 15.73 | 0.9 | 5000 | 82.2
PSWDGC9J | RAB Design Lighting | RAB Design | LFX4-LED50-B-4K-GRY-DIM | Indoor Luminaires | High-Bay | Low-Bay Luminaires for Commercial and Industrial Buildings | Standard | FALSE | [9 empty] | 42809 | Dimmable | Continuous Above 10 | No |  | 4.1 | 6467.5 | 129.14 | 50.08 | 14.13 | 0.9 | 4000 | 82.6
PRDDE58R | RAB Design Lighting | RAB Design | LFX4-LED60-B-4K-GRY-DIM | Indoor Luminaires | High-Bay | Low-Bay Luminaires for Commercial and Industrial Buildings | Standard | FALSE | [9 empty] | 42809 | Dimmable | Continuous Above 10 | Yes |  | 4.1 | 8001.7 | 130.09 | 61.51 | 14.85 | 0.9 | 4000 | 82.5
PVFXMH3C | RAB Design Lighting | RAB Design | LFX4-LED40-B-4K-GRY-DIM | Indoor Luminaires | High-Bay | Low-Bay Luminaires for Commercial and Industrial Buildings | Standard | FALSE | [9 empty] | 42809 | Dimmable | Continuous Above 10 | Yes |  | 4.1 | 5379.1 | 134.41 | 40.02 | 15.73 | 0.9 | 4000 | 82.2
PV1RHU2V | RAB Design Lighting | RAB Design | LFX4-LED50-B-3K-GRY-DIM | Indoor Luminaires | High-Bay | Low-Bay Luminaires for Commercial and Industrial Buildings | Standard | FALSE | [9 empty] | 42809 | Dimmable | Continuous Above 10 | No |  | 4.1 | 6467.5 | 129.14 | 50.08 | 14.13 | 0.9 | 3000 | 82.6
PPDXM6JT | RAB Design Lighting | RAB Design | LFX4-LED60-B-3K-GRY-DIM | Indoor Luminaires | High-Bay | Low-Bay Luminaires for Commercial and Industrial Buildings | Standard | FALSE | [9 empty] | 42809 | Dimmable | Continuous Above 10 | Yes |  | 4.1 | 8001.7 | 130.09 | 61.51 | 14.85 | 0.9 | 3000 | 82.5
PVUS6987 | RAB Design Lighting | RAB Design | LFX4-LED40-B-3K-GRY-DIM | Indoor Luminaires | High-Bay | Low-Bay Luminaires for Commercial and Industrial Buildings | Standard | FALSE | [9 empty] | 42809 | Dimmable | Continuous Above 10 | Yes |  | 4.1 | 5379.1 | 134.41 | 40.02 | 15.73 | 0.9 | 3000 | 82.2
PJ51QK8P | Alder Optomechanical Corp. | Alder | HLC-150S-HTDN-T6WDTAC8 | Indoor Luminaires | High-Bay | High-Bay Luminaires for Commercial and Industrial Buildings | Premium | TRUE | 21075 | 142.3 | 148.15 | 21.34 | 0.9598 | 4881 | 85.6 | 5 | 50000 | 42809 | Dimmable | Continuous Above 10 | No |  | 4.1 | 21075 | 142.3 | 148.15 | 19.65 | 0.98 | 4881 | 85.6
P5UQS82X | Sunpark Electronics Corp. | SUNPARK | HB12D-85W-VHO-5000K | Indoor Luminaires | High-Bay | High-Bay Luminaires for Commercial and Industrial Buildings | Premium | TRUE | 11492.5 | 140.03 | 82.07 | 8.502 | 0.964 | 5312 | 82.6 | 5 | 50000 | 42809 | Not Dimmable | Not Dimmable | No | 0 | 4.1 | 11128 | 139.1 | 80 | 8.5 | 0.96 | 5000 | 82
PDTBU22B | Sunpark Electronics Corp. | SUNPARK | HB12D-85W-VHO-4000K | Indoor Luminaires | High-Bay | High-Bay Luminaires for Commercial and Industrial Buildings | Premium | TRUE | 11236.95 | 139.16 | 80.75 | 8.502 | 0.964 | 4178 | 84.2 | 5 | 50000 | 42809 | Not Dimmable | Not Dimmable | No | 0 | 4.1 | 11128 | 139.1 | 80 | 8.5 | 0.96 | 4000 | 82
PA52N1FJ | Sunpark Electronics Corp. | SUNPARK | HB10D-85W-VHO-5000K | Indoor Luminaires | High-Bay | High-Bay Luminaires for Commercial and Industrial Buildings | Premium | TRUE | 11394.13 | 140.89 | 80.87 | 8.817 | 0.96 | 5292 | 82.9 | 5 | 90000 | 42809 | Not Dimmable | Not Dimmable | No |  | 4.1 | 11262 | 139.4 | 80.8 | 6.72 | 0.99 | 5000 | 82
PA4VKWEY | Sunpark Electronics Corp. | SUNPARK | HB10D-85W-VHO-4000K | Indoor Luminaires | High-Bay | High-Bay Luminaires for Commercial and Industrial Buildings | Premium | TRUE | 11262.84 | 139.44 | 80.77 | 8.817 | 0.96 | 4137 | 84.1 | 5 | 90000 | 42809 | Not Dimmable | Not Dimmable | No |  | 4.1 | 11262 | 139.38 | 80.8 | 6.72 | 0.99 | 4000 | 82
P99CPUBM | Sunpark Electronics Corp. | SUNPARK | LB1D-42W-VHO-4000K | Indoor Luminaires | High-Bay | Low-Bay Luminaires for Commercial and Industrial Buildings | Premium | TRUE | 5731.29 | 138.71 | 41.42 | 10.514 | 0.958 | 4129 | 84.1 | 5 | 50000 | 42809 | Not Dimmable | Not Dimmable | No | 0 | 4.1 | 5730 | 138.67 | 41.32 | 10.51 | 0.95 | 4000 | 82
PF9JQJ7B | Sunpark | SUNPARK | LB2D-65W-VHO-4000K | Indoor Luminaires | High-Bay | Low-Bay Luminaires for Commercial and Industrial Buildings | Premium | TRUE | 8640.75 | 139.55 | 61.92 | 11.662 | 0.946 | 4198 | 84.1 | 5 | 90000 | 42809 | Not Dimmable | Not Dimmable | No | Product Updated on 3/10/2017 | 4.1 | 8640 | 139.53 | 61.92 | 11.66 | 0.99 | 4000 | 82
PCXXJPJ6 | Sunpark | SUNPARK | LB2D-65W-VHO-5000K | Indoor Luminaires | High-Bay | Low-Bay Luminaires for Commercial and Industrial Buildings | Premium | FALSE | [9 empty] | 42809 | Not Dimmable | Not Dimmable | No | Product Updated on 3/10/2017 | 4.1 | 8716 | 140.49 | 62.04 | 11.66 | 0.99 | 5000 | 82
PQQFUB9Q | Sunpark Electronics Corp. | SUNPARK | LB1D-42W-VHO-5000K | Indoor Luminaires | High-Bay | Low-Bay Luminaires for Commercial and Industrial Buildings | Premium | FALSE | [9 empty] | 42809 | Not Dimmable | Not Dimmable | No | 0 | 4.1 | 5770 | 139.37 | 41.4 | 10.51 | 0.95 | 5000 | 82
P9C55J5J | Sunpark Electronics Corp. | SUNPARK | HB17D-340W-VHO-5000K | Indoor Luminaires | High-Bay | High-Bay Luminaires for Commercial and Industrial Buildings | Premium | FALSE | [9 empty] | 42809 | Not Dimmable | Not Dimmable | No | 0 | 4.1 | 44512 | 139.1 | 320 | 8.5 | 0.96 | 5000 | 82
P6TDDERK | Sunpark Electronics Corp. | SUNPARK | HB17D-253W-VHO-5000K | Indoor Luminaires | High-Bay | High-Bay Luminaires for Commercial and Industrial Buildings | Premium | FALSE | [9 empty] | 42809 | Not Dimmable | Not Dimmable | No | 0 | 4.1 | 33384 | 139.1 | 240 | 8.5 | 0.96 | 5000 | 82
PY8RN2P6 | Sunpark Electronics Corp. | SUNPARK | HB16D-210W-VHO-5000K | Indoor Luminaires | High-Bay | High-Bay Luminaires for Commercial and Industrial Buildings | Premium | FALSE | [9 empty] | 42809 | Not Dimmable | Not Dimmable | No | 0 | 4.1 | 27820 | 139.1 | 200 | 8.5 | 0.96 | 5000 | 82
P6FQJ9RY | Sunpark Electronics Corp. | SUNPARK | HB16D-170W-VHO-5000K | Indoor Luminaires | High-Bay | High-Bay Luminaires for Commercial and Industrial Buildings | Premium | FALSE | [9 empty] | 42809 | Not Dimmable | Not Dimmable | No | 0 | 4.1 | 22256 | 139.1 | 160 | 8.5 | 0.96 | 5000 | 82
P14Y525T | Sunpark Electronics Corp. | SUNPARK | HB15D-130W-VHO-5000K | Indoor Luminaires | High-Bay | High-Bay Luminaires for Commercial and Industrial Buildings | Premium | FALSE | [9 empty] | 42809 | Not Dimmable | Not Dimmable | No | 0 | 4.1 | 16692 | 139.1 | 120 | 8.5 | 0.96 | 5000 | 82
PQXG816R | Sunpark Electronics Corp. | SUNPARK | HB12D-105W-VHO-5000K | Indoor Luminaires | High-Bay | High-Bay Luminaires for Commercial and Industrial Buildings | Premium | FALSE | [9 empty] | 42809 | Not Dimmable | Not Dimmable | No | 0 | 4.1 | 13910 | 139.1 | 100 | 8.5 | 0.96 | 5000 | 82
PWVHQ52E | Sunpark Electronics Corp. | SUNPARK | HB11D-130W-VHO-5000K | Indoor Luminaires | High-Bay | High-Bay Luminaires for Commercial and Industrial Buildings | Premium | FALSE | [9 empty] | 42809 | Not Dimmable | Not Dimmable | No |  | 4.1 | 16895.28 | 139.4 | 121.2 | 6.72 | 0.99 | 5000 | 82
PNH6HWU6 | Sunpark Electronics Corp. | SUNPARK | HB10D-105W-VHO-5000K | Indoor Luminaires | High-Bay | High-Bay Luminaires for Commercial and Industrial Buildings | Premium | FALSE | [9 empty] | 42809 | Not Dimmable | Not Dimmable | No |  | 4.1 | 14079.4 | 139.4 | 101 | 6.72 | 0.99 | 5000 | 82
PZA2VUV5 | Sunpark Electronics Corp. | SUNPARK | HB17D-340W-VHO-4000K | Indoor Luminaires | High-Bay | High-Bay Luminaires for Commercial and Industrial Buildings | Premium | FALSE | [9 empty] | 42809 | Not Dimmable | Not Dimmable | No | 0 | 4.1 | 44512 | 139.1 | 320 | 8.5 | 0.96 | 4000 | 82
P4PE47FT | Sunpark Electronics Corp. | SUNPARK | HB17D-253W-VHO-4000K | Indoor Luminaires | High-Bay | High-Bay Luminaires for Commercial and Industrial Buildings | Premium | FALSE | [9 empty] | 42809 | Not Dimmable | Not Dimmable | No | 0 | 4.1 | 33384 | 139.1 | 240 | 8.5 | 0.96 | 4000 | 82
P55WA6WX | Sunpark Electronics Corp. | SUNPARK | HB16D-210W-VHO-4000K | Indoor Luminaires | High-Bay | High-Bay Luminaires for Commercial and Industrial Buildings | Premium | FALSE | [9 empty] | 42809 | Not Dimmable | Not Dimmable | No | 0 | 4.1 | 27820 | 139.1 | 200 | 8.5 | 0.96 | 4000 | 82
P71Y4X19 | Sunpark Electronics Corp. | SUNPARK | HB16D-170W-VHO-4000K | Indoor Luminaires | High-Bay | High-Bay Luminaires for Commercial and Industrial Buildings | Premium | FALSE | [9 empty] | 42809 | Not Dimmable | Not Dimmable | No | 0 | 4.1 | 22256 | 139.1 | 160 | 8.5 | 0.96 | 4000 | 82
PG5RBV9J | Sunpark Electronics Corp. | SUNPARK | HB15D-130W-VHO-4000K | Indoor Luminaires | High-Bay | High-Bay Luminaires for Commercial and Industrial Buildings | Premium | FALSE | [9 empty] | 42809 | Not Dimmable | Not Dimmable | No | 0 | 4.1 | 16692 | 139.1 | 120 | 8.5 | 0.96 | 4000 | 82
PWYC9V2Y | Sunpark Electronics Corp. | SUNPARK | HB12D-105W-VHO-4000K | Indoor Luminaires | High-Bay | High-Bay Luminaires for Commercial and Industrial Buildings | Premium | FALSE | [9 empty] | 42809 | Not Dimmable | Not Dimmable | No | 0 | 4.1 | 13910 | 139.1 | 100 | 8.5 | 0.96 | 4000 | 82
PNREF2QP | Sunpark Electronics Corp. | SUNPARK | HB11D-130W-VHO-4000K | Indoor Luminaires | High-Bay | High-Bay Luminaires for Commercial and Industrial Buildings | Premium | FALSE | [9 empty] | 42809 | Not Dimmable | Not Dimmable | No |  | 4.1 | 16895.28 | 139.4 | 121.2 | 6.72 | 0.99 | 4000 | 82
PB2D56ME | Sunpark Electronics Corp. | SUNPARK | HB10D-105W-VHO-4000K | Indoor Luminaires | High-Bay | High-Bay Luminaires for Commercial and Industrial Buildings | Premium | FALSE | [9 empty] | 42809 | Not Dimmable | Not Dimmable | No |  | 4.1 | 14079.4 | 139.4 | 101 | 6.72 | 0.99 | 4000 | 82
PHTUYM6R | Texas Fluorescents | Texas Fluorescents | HBC48LN272W36000LA10DMVxxx30Koooo | Indoor Luminaires | High-Bay | High-Bay Luminaires for Commercial and Industrial Buildings | Standard | TRUE | 32950.6 | 125.9 | 261.8 | 3.7 | 0.998 | 3069 | 83 | 5 | 50000 | 42809 | Dimmable | Continuous Below 10 | Yes |  | 4.1 | 32950.6 | 125.1 | 263.4 | 6.2 | 0.96 | 3000 | 83
PH8CV5AY | Texas Fluorescents | Texas Fluorescents | HBC48LN127W18000LA10DMVxxx30Koooo | Indoor Luminaires | High-Bay | High-Bay Luminaires for Commercial and Industrial Buildings | Standard | TRUE | 15981.3 | 130.4 | 122.6 | 6.1 | 0.956 | 3063 | 83 | 5 | 50000 | 42809 | Dimmable | Continuous Below 10 | Yes |  | 4.1 | 16241 | 131.8 | 123.2 | 6.1 | 0.96 | 3000 | 83
PYCZJQG1 | Texas Fluorescents | Texas Fluorescents | HBC48LN272W36000LA10DMVxxx50Koooo | Indoor Luminaires | High-Bay | High-Bay Luminaires for Commercial and Industrial Buildings | Standard | FALSE | [9 empty] | 42809 | Dimmable | Continuous Below 10 | Yes |  | 4.1 | 35390 | 134.36 | 263.4 | 6.2 | 0.96 | 5000 | 83
PUZXFXUT | Texas Fluorescents | Texas Fluorescents | HBC48LN216W30000LA10DMVxxx50Koooo | Indoor Luminaires | High-Bay | High-Bay Luminaires for Commercial and Industrial Buildings | Standard | FALSE | [9 empty] | 42809 | Dimmable | Continuous Below 10 | Yes |  | 4.1 | 29245 | 137.95 | 212 | 6.2 | 0.96 | 5000 | 83
PQZ7W8MT | Texas Fluorescents | Texas Fluorescents | HBC48LN162W24000LA10DMVxxx50Koooo | Indoor Luminaires | High-Bay | High-Bay Luminaires for Commercial and Industrial Buildings | Standard | FALSE | [9 empty] | 42809 | Dimmable | Continuous Below 10 | Yes |  | 4.1 | 23965 | 147.93 | 162 | 6.2 | 0.96 | 5000 | 83
PFT5GVMU | Texas Fluorescents | Texas Fluorescents | HBC48LN144W20000LA10DMVxxx50Koooo | Indoor Luminaires | High-Bay | High-Bay Luminaires for Commercial and Industrial Buildings | Standard | FALSE | [9 empty] | 42809 | Dimmable | Continuous Below 10 | Yes |  | 4.1 | 19980 | 138.75 | 144 | 6.1 | 0.96 | 5000 | 83
PYAEEZPA | Texas Fluorescents | Texas Fluorescents | HBC48LN127W18000LA10DMVxxx50Koooo | Indoor Luminaires | High-Bay | High-Bay Luminaires for Commercial and Industrial Buildings | Standard | FALSE | [9 empty] | 42809 | Dimmable | Continuous Below 10 | Yes |  | 4.1 | 17440 | 141.56 | 123.2 | 6.1 | 0.96 | 5000 | 83
P8XF5TDU | Texas Fluorescents | Texas Fluorescents | HBC48LN272W36000LA10DMVxxx40Koooo | Indoor Luminaires | High-Bay | High-Bay Luminaires for Commercial and Industrial Buildings | Standard | FALSE | [9 empty] | 42809 | Dimmable | Continuous Below 10 | Yes |  | 4.1 | 34270 | 130.11 | 263.4 | 6.2 | 0.96 | 4000 | 83
P5A56Y7K | Texas Fluorescents | Texas Fluorescents | HBC48LN216W30000LA10DMVxxx40Koooo | Indoor Luminaires | High-Bay | High-Bay Luminaires for Commercial and Industrial Buildings | Standard | FALSE | [9 empty] | 42809 | Dimmable | Continuous Below 10 | Yes |  | 4.1 | 28320 | 133.58 | 212 | 6.2 | 0.96 | 4000 | 83
P69FVQZA | Texas Fluorescents | Texas Fluorescents | HBC48LN162W24000LA10DMVxxx40Koooo | Indoor Luminaires | High-Bay | High-Bay Luminaires for Commercial and Industrial Buildings | Standard | FALSE | [9 empty] | 42809 | Dimmable | Continuous Below 10 | Yes |  | 4.1 | 23205 | 143.24 | 162 | 6.1 | 0.96 | 4000 | 83
PXWQHDRZ | Texas Fluorescents | Texas Fluorescents | HBC48LN144W20000LA10DMVxxx40Koooo | Indoor Luminaires | High-Bay | High-Bay Luminaires for Commercial and Industrial Buildings | Standard | FALSE | [9 empty] | 42809 | Dimmable | Continuous Below 10 | Yes |  | 4.1 | 19005 | 131.98 | 144 | 6.1 | 0.96 | 4000 | 83
PQFQ4WWH | Texas Fluorescents | Texas Fluorescents | HBC48LN127W18000LA10DMVxxx40Koooo | Indoor Luminaires | High-Bay | High-Bay Luminaires for Commercial and Industrial Buildings | Standard | FALSE | [9 empty] | 42809 | Dimmable | Continuous Below 10 | Yes |  | 4.1 | 16890 | 137.09 | 123.2 | 6.1 | 0.96 | 4000 | 83
PUUA5ADT | Texas Fluorescents | Texas Fluorescents | HBC48LN272W36000LA10DMVxxx35Koooo | Indoor Luminaires | High-Bay | High-Bay Luminaires for Commercial and Industrial Buildings | Standard | FALSE | [9 empty] | 42809 | Dimmable | Continuous Below 10 | Yes |  | 4.1 | 33865 | 128.57 | 263.4 | 6.2 | 0.96 | 3500 | 83
PNATPUF7 | Texas Fluorescents | Texas Fluorescents | HBC48LN216W30000LA10DMVxxx35Koooo | Indoor Luminaires | High-Bay | High-Bay Luminaires for Commercial and Industrial Buildings | Standard | FALSE | [9 empty] | 42809 | Dimmable | Continuous Below 10 | Yes |  | 4.1 | 28445 | 134.17 | 212 | 6.2 | 0.96 | 3500 | 83
P11PPG23 | Texas Fluorescents | Texas Fluorescents | HBC48LN162W24000LA10DMVxxx35Koooo | Indoor Luminaires | High-Bay | High-Bay Luminaires for Commercial and Industrial Buildings | Standard | FALSE | [9 empty] | 42809 | Dimmable | Continuous Below 10 | Yes |  | 4.1 | 22930 | 141.54 | 162 | 6.1 | 0.96 | 3500 | 83
PXKRYAGU | Texas Fluorescents | Texas Fluorescents | HBC48LN144W20000LA10DMVxxx35Koooo | Indoor Luminaires | High-Bay | High-Bay Luminaires for Commercial and Industrial Buildings | Standard | FALSE | [9 empty] | 42809 | Dimmable | Continuous Below 10 | Yes |  | 4.1 | 18575 | 128.99 | 144 | 6.1 | 0.96 | 3500 | 83
PCT2SM6B | Texas Fluorescents | Texas Fluorescents | HBC48LN127W18000LA10DMVxxx35Koooo | Indoor Luminaires | High-Bay | High-Bay Luminaires for Commercial and Industrial Buildings | Standard | FALSE | [9 empty] | 42809 | Dimmable | Continuous Below 10 | Yes |  | 4.1 | 16690 | 135.47 | 123.2 | 6.1 | 0.96 | 3500 | 83
PJF5NN1Z | Texas Fluorescents | Texas Fluorescents | HBC48LN216W30000LA10DMVxxx30Koooo | Indoor Luminaires | High-Bay | High-Bay Luminaires for Commercial and Industrial Buildings | Standard | FALSE | [9 empty] | 42809 | Dimmable | Continuous Below 10 | Yes |  | 4.1 | 27430 | 129.39 | 212 | 6.2 | 0.96 | 3000 | 83
P78QEWXP | Texas Fluorescents | Texas Fluorescents | HBC48LN162W24000LA10DMVxxx30Koooo | Indoor Luminaires | High-Bay | High-Bay Luminaires for Commercial and Industrial Buildings | Standard | FALSE | [9 empty] | 42809 | Dimmable | Continuous Below 10 | Yes |  | 4.1 | 22315 | 137.75 | 162 | 6.1 | 0.96 | 3000 | 83
PY3BC8YK | Texas Fluorescents | Texas Fluorescents | HBC48LN144W20000LA10DMVxxx30Koooo | Indoor Luminaires | High-Bay | High-Bay Luminaires for Commercial and Industrial Buildings | Standard | FALSE | [9 empty] | 42809 | Dimmable | Continuous Below 10 | Yes |  | 4.1 | 18600 | 129.17 | 144 | 6.1 | 0.96 | 3000 | 83
PETXFHNW | BEST LIGHTING PRODUCTS | BEST LIGHTING | LEDFHB140-4K-MVDIM-FL | Indoor Luminaires | High-Bay | High-Bay Luminaires for Commercial and Industrial Buildings | Premium | TRUE | 17463 | 126.84 | 137.68 | 8.1 | 0.9597 | 4006 | 82 | 5 | 50000 | 42809 | Dimmable | Continuous Below 10 | No |  | 4 | 18200 | 130 | 140 | 10 | 0.9 | 4000 | 80
PMEFBNYM | BEST LIGHTING PRODUCTS | BEST LIGHTING | LEDFHB275-4K-MVDIM-FL | Indoor Luminaires | High-Bay | High-Bay Luminaires for Commercial and Industrial Buildings | Premium | TRUE | 35248.7 | 126.91 | 277.75 | 9.1 | 0.9596 | 4075 | 82.6 | 5 | 50000 | 42809 | Dimmable | Continuous Below 10 | No |  | 4 | 35750 | 130 | 275 | 10 | 0.9 | 4000 | 80
PR2BF791 | BEST LIGHTING PRODUCTS | BEST LIGHTING | LEDFHB95-4K-MVDIM-FL | Indoor Luminaires | High-Bay | High-Bay Luminaires for Commercial and Industrial Buildings | Premium | TRUE | 11650.9 | 126.32 | 92.23 | 8.5 | 0.9591 | 3997 | 81.9 | 5 | 50000 | 42809 | Dimmable | Continuous Below 10 | No |  | 4 | 12350 | 130 | 95 | 10 | 0.9 | 4000 | 80
PQGYBUVC | BEST LIGHTING PRODUCTS | BEST LIGHTING | LEDFHB180-4K-MVDIM-FL | Indoor Luminaires | High-Bay | High-Bay Luminaires for Commercial and Industrial Buildings | Premium | TRUE | 23295.3 | 127.01 | 183.42 | 8.7 | 0.9589 | 4069 | 82.5 | 5 | 50000 | 42809 | Dimmable | Continuous Below 10 | No |  | 4 | 23400 | 130 | 180 | 10 | 0.9 | 4000 | 80
PPJ6B8X5 | BEST LIGHTING PRODUCTS | BEST LIGHTING | LEDFHB275-57K-MVDIM | Indoor Luminaires | High-Bay | High-Bay Luminaires for Commercial and Industrial Buildings | Premium | FALSE | [9 empty] | 42809 | Dimmable | Continuous Below 10 | No |  | 4 | 38500 | 140 | 275 | 10 | 0.9 | 5700 | 80
PVY2VP4U | BEST LIGHTING PRODUCTS | BEST LIGHTING | LEDFHB180-57K-MVDIM | Indoor Luminaires | High-Bay | High-Bay Luminaires for Commercial and Industrial Buildings | Premium | FALSE | [9 empty] | 42809 | Dimmable | Continuous Below 10 | No |  | 4 | 25200 | 140 | 180 | 10 | 0.9 | 5700 | 80
PVGS9GA8 | BEST LIGHTING PRODUCTS | BEST LIGHTING | LEDFHB140-57K-MVDIM | Indoor Luminaires | High-Bay | High-Bay Luminaires for Commercial and Industrial Buildings | Premium | FALSE | [9 empty] | 42809 | Dimmable | Continuous Below 10 | No |  | 4 | 19600 | 140 | 140 | 10 | 0.9 | 5700 | 80
PSM5T5RF | BEST LIGHTING PRODUCTS | BEST LIGHTING | LEDFHB95-57K-MVDIM | Indoor Luminaires | High-Bay | High-Bay Luminaires for Commercial and Industrial Buildings | Premium | FALSE | [9 empty] | 42809 | Dimmable | Continuous Below 10 | No |  | 4 | 13110 | 138 | 95 | 10 | 0.9 | 5700 | 80
PV4D9D4A | BEST LIGHTING PRODUCTS | BEST LIGHTING | LEDFHB275-5K-MVDIM | Indoor Luminaires | High-Bay | High-Bay Luminaires for Commercial and Industrial Buildings | Premium | FALSE | [9 empty] | 42809 | Dimmable | Continuous Below 10 | No |  | 4 | 37650 | 138 | 275 | 10 | 0.9 | 5000 | 80
PV3HDEBM | BEST LIGHTING PRODUCTS | BEST LIGHTING | LEDFHB180-5K-MVDIM | Indoor Luminaires | High-Bay | High-Bay Luminaires for Commercial and Industrial Buildings | Premium | FALSE | [9 empty] | 42809 | Dimmable | Continuous Below 10 | No |  | 4 | 24840 | 138 | 180 | 10 | 0.9 | 5000 | 80
PE2F2KCN | BEST LIGHTING PRODUCTS | BEST LIGHTING | LEDFHB140-5K-MVDIM | Indoor Luminaires | High-Bay | High-Bay Luminaires for Commercial and Industrial Buildings | Premium | FALSE | [9 empty] | 42809 | Dimmable | Continuous Below 10 | No |  | 4 | 19320 | 138 | 140 | 10 | 0.9 | 5000 | 80
PH12PSDF | BEST LIGHTING PRODUCTS | BEST LIGHTING | LEDFHB95-5K-MVDIM | Indoor Luminaires | High-Bay | High-Bay Luminaires for Commercial and Industrial Buildings | Premium | FALSE | [9 empty] | 42809 | Dimmable | Continuous Below 10 | No |  | 4 | 12920 | 136 | 95 | 10 | 0.9 | 5000 | 80
P8KD4PAV | BEST LIGHTING PRODUCTS | BEST LIGHTING | LEDFHB275-4K-MVDIM | Indoor Luminaires | High-Bay | High-Bay Luminaires for Commercial and Industrial Buildings | Premium | FALSE | [9 empty] | 42809 | Dimmable | Continuous Below 10 | No |  | 4 | 37125 | 135 | 275 | 10 | 0.9 | 4000 | 80
PVFNXM8T | BEST LIGHTING PRODUCTS | BEST LIGHTING | LEDFHB180-4K-MVDIM | Indoor Luminaires | High-Bay | High-Bay Luminaires for Commercial and Industrial Buildings | Premium | FALSE | [9 empty] | 42809 | Dimmable | Continuous Below 10 | No |  | 4 | 24300 | 135 | 180 | 10 | 0.9 | 4000 | 80
P1E8EN8D | BEST LIGHTING PRODUCTS | BEST LIGHTING | LEDFHB140-4K-MVDIM | Indoor Luminaires | High-Bay | High-Bay Luminaires for Commercial and Industrial Buildings | Premium | FALSE | [9 empty] | 42809 | Dimmable | Continuous Below 10 | No |  | 4 | 18900 | 135 | 140 | 10 | 0.9 | 4000 | 80
PHD4T5YV | BEST LIGHTING PRODUCTS | BEST LIGHTING | LEDFHB95-4K-MVDIM | Indoor Luminaires | High-Bay | High-Bay Luminaires for Commercial and Industrial Buildings | Premium | FALSE | [9 empty] | 42809 | Dimmable | Continuous Below 10 | No |  | 4 | 12825 | 135 | 95 | 10 | 0.9 | 4000 | 80
P3J3G3JB | Lumax Lighting | Lumax Lighting | WNLED63L5K48-9FA {DM1} | Indoor Luminaires | High-Bay | Low-Bay Luminaires for Commercial and Industrial Buildings | Standard | TRUE | 7091 | 120.1 | 59.02 | 6.37 | 0.972 | 5255 | 82.7 | 5 | 50000 | 42808 | Dimmable | Continuous Below 10 | Yes |  | 4.1 | 7091 | 120.1 | 59 | 6.61 | 0.99 | 5000 | 80
PJ9E2SEF | Shenzhen sunpzone lighting electronic co. ltd | Sunpzone | SPZLHB22F200P(4000K) | Indoor Luminaires | High-Bay | High-Bay Luminaires for Commercial and Industrial Buildings | Premium | TRUE | 24603.6 | 133.61 | 184.14 | 7.31 | 0.967 | 4181 | 82.1 | 5 | 50000 | 42808 | Dimmable | Continuous (Can dim down to ? 10% (W)) | No |  | 4.1 | 26400 | 132 | 200 | 20 | 0.9 | 4000 | 80
P75XTNYZ | Alder Optomechanical Corp. | Alder | HBLA-150S-RT-cwhiIBT-O2WDA2C8 | Indoor Luminaires | High-Bay | High-Bay Luminaires for Commercial and Industrial Buildings | Premium | TRUE | 21660 | 146.2 | 148.19 | 14.895 | 0.9385 | 5048 | 84.4 | 5 | 60000 | 42808 | Not Dimmable | Not Dimmable | No |  | 4.1 | 21660 | 146.2 | 148.19 | 8.54 | 0.99 | 5048 | 84.4
P2CNX6HJ | Alder Optomechanical Corp. | Alder | HBLB-150S-RT-cwhiIBT-O2WDA2C8 | Indoor Luminaires | High-Bay | High-Bay Luminaires for Commercial and Industrial Buildings | Premium | TRUE | 21158 | 143.7 | 147.24 | 14.95 | 0.9377 | 5053 | 84.4 | 5 | 60000 | 42808 | Not Dimmable | Not Dimmable | No |  | 4.1 | 21158 | 143.7 | 147.24 | 8.15 | 0.99 | 5053 | 84.4
PUPC443G | Shenzhen sunpzone lighting electronic co. ltd | Sunpzone | SPZLHB22F200P(5700K) | Indoor Luminaires | High-Bay | High-Bay Luminaires for Commercial and Industrial Buildings | Premium | FALSE | [9 empty] | 42808 | Dimmable | Continuous Below 10 | No |  | 4.1 | 26400 | 132 | 200 | 20 | 0.9 | 5700 | 80
P72VSSYB | Shenzhen sunpzone lighting electronic co. ltd | Sunpzone | SPZLHB22F200P(5000K) | Indoor Luminaires | High-Bay | High-Bay Luminaires for Commercial and Industrial Buildings | Premium | FALSE | [9 empty] | 42808 | Dimmable | Continuous Below 10 | No |  | 4.1 | 26400 | 132 | 200 | 20 | 0.9 | 5000 | 80
P71E2N53 | Shenzhen sunpzone lighting electronic co. ltd | Sunpzone | SPZLHB22F200P(4500K) | Indoor Luminaires | High-Bay | High-Bay Luminaires for Commercial and Industrial Buildings | Premium | FALSE | [9 empty] | 42808 | Dimmable | Continuous Below 10 | No |  | 4.1 | 26400 | 132 | 200 | 20 | 0.9 | 4500 | 80
PDRE2XHP | Lamp Shining Manufacturing Co.Ltd | Lamp Shining | LSUFO-150WND-S(4000K) [Qualified Pointing Straight Down] | Indoor Luminaires | High-Bay | High-Bay Luminaires for Commercial and Industrial Buildings | Standard | TRUE | 18725 | 124.92 | 149.9 | 13.68 | 0.9413 | 3922 | 72.6 | 5 | 50000 | 42808 | Not Dimmable | Not Dimmable | No |  | 4.1 | 18725 | 124.92 | 149.9 | 13.68 | 0.94 | 4000 | 72.6
PXSBBM9Q | Lamp Shining Manufacturing Co.Ltd | Lamp Shining | LSUFO-200WND-S(4000K) [Qualified Pointing Straight Down] | Indoor Luminaires | High-Bay | High-Bay Luminaires for Commercial and Industrial Buildings | Standard | TRUE | 22807 | 113.98 | 200.1 | 14.79 | 0.939 | 3938 | 72.6 | 5 | 50000 | 42808 | Not Dimmable | Not Dimmable | No |  | 4.1 | 22807 | 113.98 | 200.1 | 14.79 | 0.94 | 4000 | 72.6
P3RJA3TX | Lamp Shining Manufacturing Co.Ltd | Lamp Shining | LSUFO-200WND-S(5700K) [Qualified Pointing Straight Down] | Indoor Luminaires | High-Bay | High-Bay Luminaires for Commercial and Industrial Buildings | Standard | FALSE | [9 empty] | 42808 | Not Dimmable | Not Dimmable | No |  | 4.1 | 23480 | 117.52 | 199.8 | 14.61 | 0.95 | 5700 | 78.6
PGB345B4 | Lamp Shining Manufacturing Co.Ltd | Lamp Shining | LSUFO-150WND-S(5700K) [Qualified Pointing Straight Down] | Indoor Luminaires | High-Bay | High-Bay Luminaires for Commercial and Industrial Buildings | Standard | FALSE | [9 empty] | 42808 | Not Dimmable | Not Dimmable | No |  | 4.1 | 19220 | 128.65 | 149.4 | 12.61 | 0.95 | 5700 | 77.6
PSAKF2BV | Lamp Shining Manufacturing Co.Ltd | Lamp Shining | LSUFO-200WND-S(5000K) [Qualified Pointing Straight Down] | Indoor Luminaires | High-Bay | High-Bay Luminaires for Commercial and Industrial Buildings | Standard | FALSE | [9 empty] | 42808 | Not Dimmable | Not Dimmable | No |  | 4.1 | 23256 | 116.31 | 199.95 | 14.79 | 0.94 | 5000 | 72.6
PVJK2Z9W | Lamp Shining Manufacturing Co.Ltd | Lamp Shining | LSUFO-150WND-S(5000K) [Qualified Pointing Straight Down] | Indoor Luminaires | High-Bay | High-Bay Luminaires for Commercial and Industrial Buildings | Standard | FALSE | [9 empty] | 42808 | Not Dimmable | Not Dimmable | No |  | 4.1 | 19055 | 127.33 | 149.65 | 13.68 | 0.94 | 5000 | 72.6
PQ1DCMG1 | Lamp Shining Manufacturing Co.Ltd | Lamp Shining | LSUFO-200WND-S(4500K) [Qualified Pointing Straight Down] | Indoor Luminaires | High-Bay | High-Bay Luminaires for Commercial and Industrial Buildings | Standard | FALSE | [9 empty] | 42808 | Not Dimmable | Not Dimmable | No |  | 4.1 | 23031 | 115.19 | 199.95 | 14.79 | 0.94 | 4500 | 72.6
P1SZG1VD | Lamp Shining Manufacturing Co.Ltd | Lamp Shining | LSUFO-150WND-S(4500K) [Qualified Pointing Straight Down] | Indoor Luminaires | High-Bay | High-Bay Luminaires for Commercial and Industrial Buildings | Standard | FALSE | [9 empty] | 42808 | Not Dimmable | Not Dimmable | No |  | 4.1 | 18890 | 126.23 | 149.65 | 13.68 | 0.94 | 4500 | 72.6
PCVCESJF | Orion Energy Systems Inc | Apollo | WTLED2F1OAXXXFDXXBLLCA850XXXXXXXXXX | Indoor Luminaires | High-Bay | High-Bay Luminaires for Commercial and Industrial Buildings | Premium | TRUE | 34830 | 129 | 270.1 | 8.41 | 0.983 | 5089 | 83.3 | 5 | 50000 | 42808 | Dimmable | Continuous Below 10 | Yes |  | 4.1 | 34830 | 128.95 | 270.1 | 8.41 | 0.98 | 5089 | 83.3
PGCBRW5K | Orion Energy Systems Inc | Apollo | WTLED2E1AAUNVFDXXSTLCA850XXXXXXXXXX | Indoor Luminaires | High-Bay | High-Bay Aisle Luminaires | Standard | TRUE | 25420 | 124.4 | 204.3 | 8.98 | 0.979 | 5097 | 83 | 5 | 50000 | 42808 | Dimmable | Continuous Below 10 | Yes |  | 4.1 | 25420 | 124.42 | 204.3 | 8.98 | 0.98 | 5097 | 83
P34Q7775 | Orion Energy Systems Inc | Apollo | WTLED2A1AAXXXFDXXSTLCA850XXXXXXXXXX | Indoor Luminaires | High-Bay | High-Bay Aisle Luminaires | Premium | TRUE | 11860 | 131.5 | 90.25 | 8.27 | 0.967 | 5019 | 82.1 | 5 | 50000 | 42808 | Dimmable | Continuous Below 10 | Yes |  | 4.1 | 11860 | 131.5 | 90.19 | 8.27 | 0.97 | 5019 | 82.1
PBZATG62 | Orion Energy Systems Inc | Apollo | WTLED2E1OAXXXNDXXBLLCA850XXXXXXXXXX | Indoor Luminaires | High-Bay | High-Bay Luminaires for Commercial and Industrial Buildings | Standard | FALSE | [9 empty] | 42808 | Not Dimmable | Not Dimmable | Yes |  | 4.1 | 28830 | 128.76 | 223.9 | 6.6 | 0.99 | 5103 | 83.2
PVBRGYFX | Orion Energy Systems Inc | Apollo | WTLED2E1OAXXXFDXXBLLCA850XXXXXXXXXX | Indoor Luminaires | High-Bay | High-Bay Luminaires for Commercial and Industrial Buildings | Standard | FALSE | [9 empty] | 42808 | Dimmable | Continuous Below 10 | Yes |  | 4.1 | 28830 | 128.76 | 223.9 | 6.6 | 0.99 | 5103 | 83.2
PQGZE361 | Orion Energy Systems Inc | Apollo | WTLED2D1AAXXXNDXXSTLCA850XXXXXXXXXX | Indoor Luminaires | High-Bay | High-Bay Aisle Luminaires | Premium | FALSE | [9 empty] | 42808 | Not Dimmable | Not Dimmable | Yes |  | 4.1 | 20690 | 131.37 | 157.5 | 9.34 | 0.98 | 5102 | 83.1
PYE1FCED | Orion Energy Systems Inc | Apollo | WTLED2E1OAUNVNDXXBLLCA850XXXXXXXXXX | Indoor Luminaires | High-Bay | High-Bay Luminaires for Commercial and Industrial Buildings | Standard | FALSE | [9 empty] | 42808 | Not Dimmable | Not Dimmable | Yes |  | 4.1 | 29140 | 127.42 | 228.7 | 8.51 | 0.97 | 5102 | 83.1
PS9HZXB6 | Orion Energy Systems Inc | Apollo | WTLED2D1AAXXXFDXXSTLCA850XXXXXXXXXX | Indoor Luminaires | High-Bay | High-Bay Aisle Luminaires | Premium | FALSE | [9 empty] | 42808 | Dimmable | Continuous Below 10 | Yes |  | 4.1 | 20690 | 131.37 | 157.5 | 9.34 | 0.98 | 5102 | 83.1
PRC9MCGF | Orion Energy Systems Inc | Apollo | WTLED2E1OAUNVFDXXBLLCA850XXXXXXXXXX | Indoor Luminaires | High-Bay | High-Bay Luminaires for Commercial and Industrial Buildings | Standard | FALSE | [9 empty] | 42808 | Dimmable | Continuous Below 10 | Yes |  | 4.1 | 29140 | 127.42 | 228.7 | 8.51 | 0.97 | 5102 | 83.1
PQUZYGBM | Orion Energy Systems Inc | Apollo | WTLED2E1AAXXXNDXXSTLCA850XXXXXXXXXX | Indoor Luminaires | High-Bay | High-Bay Aisle Luminaires | Standard | FALSE | [9 empty] | 42808 | Not Dimmable | Not Dimmable | Yes |  | 4.1 | 25180 | 125.15 | 201.2 | 7.6 | 0.99 | 5099 | 82.9
PYF7ANDT | Orion Energy Systems Inc | Apollo | WTLED2E1AAXXXFDXXSTLCA850XXXXXXXXXX | Indoor Luminaires | High-Bay | High-Bay Aisle Luminaires | Standard | FALSE | [9 empty] | 42808 | Dimmable | Continuous Below 10 | Yes |  | 4.1 | 25180 | 125.15 | 201.2 | 7.6 | 0.99 | 5099 | 82.9
PASJ3KXE | Orion Energy Systems Inc | Apollo | WTLED2E1OAUNVNDXXSTLCA850XXXXXXXXXX | Indoor Luminaires | High-Bay | High-Bay Luminaires for Commercial and Industrial Buildings | Premium | FALSE | [9 empty] | 42808 | Not Dimmable | Not Dimmable | Yes |  | 4.1 | 26670 | 129.59 | 205.8 | 9.14 | 0.98 | 5097 | 83.1
PDV684G3 | Orion Energy Systems Inc | Apollo | WTLED2E1AAUNVNDXXSTLCA850XXXXXXXXXX | Indoor Luminaires | High-Bay | High-Bay Aisle Luminaires | Standard | FALSE | [9 empty] | 42808 | Not Dimmable | Not Dimmable | Yes |  | 4.1 | 25420 | 124.42 | 204.3 | 8.98 | 0.98 | 5097 | 83
PQDG946X | Orion Energy Systems Inc | Apollo | WTLED2E1OAUNVFDXXSTLCA850XXXXXXXXXX | Indoor Luminaires | High-Bay | High-Bay Luminaires for Commercial and Industrial Buildings | Premium | FALSE | [9 empty] | 42808 | Dimmable | Continuous Below 10 | Yes |  | 4.1 | 26670 | 129.59 | 205.8 | 9.14 | 0.98 | 5097 | 83.1
PB23E1AF | Orion Energy Systems Inc | Apollo | WTLED2F1AAUNVNDXXSTLCA850XXXXXXXXXX | Indoor Luminaires | High-Bay | High-Bay Aisle Luminaires | Standard | FALSE | [9 empty] | 42808 | Not Dimmable | Not Dimmable | Yes |  | 4.1 | 31870 | 129.13 | 246.8 | 9.09 | 0.97 | 5092 | 83.3
PW1U2VB4 | Orion Energy Systems Inc | Apollo | WTLED2F1AAUNVFDXXSTLCA850XXXXXXXXXX | Indoor Luminaires | High-Bay | High-Bay Aisle Luminaires | Standard | FALSE | [9 empty] | 42808 | Dimmable | Continuous Below 10 | Yes |  | 4.1 | 31870 | 129.13 | 246.8 | 9.09 | 0.97 | 5092 | 83.3
PP8TE7GR | Orion Energy Systems Inc | Apollo | WTLED2E1OAXXXNDXXSTLCA850XXXXXXXXXX | Indoor Luminaires | High-Bay | High-Bay Luminaires for Commercial and Industrial Buildings | Premium | FALSE | [9 empty] | 42808 | Not Dimmable | Not Dimmable | Yes |  | 4.1 | 26310 | 132.74 | 198.2 | 7.33 | 0.99 | 5091 | 83.2
PS6W1AWH | Orion Energy Systems Inc | Apollo | WTLED2E1OAXXXFDXXSTLCA850XXXXXXXXXX | Indoor Luminaires | High-Bay | High-Bay Luminaires for Commercial and Industrial Buildings | Premium | FALSE | [9 empty] | 42808 | Dimmable | Continuous Below 10 | Yes |  | 4.1 | 26310 | 132.74 | 198.2 | 7.33 | 0.99 | 5091 | 83.2
P41P23JC | Orion Energy Systems Inc | Apollo | WTLED2F1OAXXXNDXXBLLCA850XXXXXXXXXX | Indoor Luminaires | High-Bay | High-Bay Luminaires for Commercial and Industrial Buildings | Premium | FALSE | [9 empty] | 42808 | Not Dimmable | Not Dimmable | Yes |  | 4.1 | 34830 | 128.95 | 270.1 | 8.41 | 0.98 | 5089 | 83.3
P3FPJEPE | Orion Energy Systems Inc | Apollo | WTLED2D1OAXXXNDXXBLLCA850XXXXXXXXXX | Indoor Luminaires | High-Bay | High-Bay Luminaires for Commercial and Industrial Buildings | Premium | FALSE | [9 empty] | 42808 | Not Dimmable | Not Dimmable | Yes |  | 4.1 | 25110 | 133.35 | 188.3 | 7.74 | 0.98 | 5089 | 83.3
P1U6NPUN | Orion Energy Systems Inc | Apollo | WTLED2D1OAXXXFDXXBLLCA850XXXXXXXXXX | Indoor Luminaires | High-Bay | High-Bay Luminaires for Commercial and Industrial Buildings | Premium | FALSE | [9 empty] | 42808 | Dimmable | Continuous Below 10 | Yes |  | 4.1 | 25110 | 133.35 | 188.3 | 7.74 | 0.98 | 5089 | 83.3
PJXVPYSA | Orion Energy Systems Inc | Apollo | WTLED2D1OAUNVNDXXBLLCA850XXXXXXXXXX | Indoor Luminaires | High-Bay | High-Bay Luminaires for Commercial and Industrial Buildings | Premium | FALSE | [9 empty] | 42808 | Not Dimmable | Not Dimmable | Yes |  | 4.1 | 25310 | 134.41 | 188.3 | 9.39 | 0.96 | 5087 | 83.3
P8HPS5WE | Orion Energy Systems Inc | Apollo | WTLED2F1OAUNVNDXXBLLCA850XXXXXXXXXX | Indoor Luminaires | High-Bay | High-Bay Luminaires for Commercial and Industrial Buildings | Premium | FALSE | [9 empty] | 42808 | Not Dimmable | Not Dimmable | Yes |  | 4.1 | 34770 | 129.16 | 269.2 | 9.44 | 0.97 | 5087 | 83.2
PW1BEPKV | Orion Energy Systems Inc | Apollo | WTLED2D1OAUNVFDXXBLLCA850XXXXXXXXXX | Indoor Luminaires | High-Bay | High-Bay Luminaires for Commercial and Industrial Buildings | Premium | FALSE | [9 empty] | 42808 | Dimmable | Continuous Below 10 | Yes |  | 4.1 | 25310 | 134.41 | 188.3 | 9.39 | 0.96 | 5087 | 83.3
PD7B28G6 | Orion Energy Systems Inc | Apollo | WTLED2F1OAUNVFDXXBLLCA850XXXXXXXXXX | Indoor Luminaires | High-Bay | High-Bay Luminaires for Commercial and Industrial Buildings | Premium | FALSE | [9 empty] | 42808 | Dimmable | Continuous Below 10 | Yes |  | 4.1 | 34770 | 129.16 | 269.2 | 9.44 | 0.97 | 5087 | 83.2
PBRX8S93 | Orion Energy Systems Inc | Apollo | WTLED2F1OAXXXNDXXSTLCA850XXXXXXXXXX | Indoor Luminaires | High-Bay | High-Bay Luminaires for Commercial and Industrial Buildings | Premium | FALSE | [9 empty] | 42808 | Not Dimmable | Not Dimmable | Yes |  | 4.1 | 31890 | 130.38 | 244.6 | 9.05 | 0.98 | 5081 | 83.3
PTJY4YX8 | Orion Energy Systems Inc | Apollo | WTLED2F1OAXXXFDXXSTLCA850XXXXXXXXXX | Indoor Luminaires | High-Bay | High-Bay Luminaires for Commercial and Industrial Buildings | Premium | FALSE | [9 empty] | 42808 | Dimmable | Continuous Below 10 | Yes |  | 4.1 | 31890 | 130.38 | 244.6 | 9.05 | 0.98 | 5081 | 83.3
P9SKFCJ4 | Orion Energy Systems Inc | Apollo | WTLED2D1AAUNVNDXXSTLCA850XXXXXXXXXX | Indoor Luminaires | High-Bay | High-Bay Aisle Luminaires | Premium | FALSE | [9 empty] | 42808 | Not Dimmable | Not Dimmable | Yes |  | 4.1 | 21630 | 131.09 | 165 | 10.6 | 0.97 | 5080 | 83
P28JBFJK | Orion Energy Systems Inc | Apollo | WTLED2D1AAUNVFDXXSTLCA850XXXXXXXXXX | Indoor Luminaires | High-Bay | High-Bay Aisle Luminaires | Premium | FALSE | [9 empty] | 42808 | Dimmable | Continuous Below 10 | Yes |  | 4.1 | 21630 | 131.09 | 165 | 10.6 | 0.97 | 5080 | 83
P4DCPMS5 | Orion Energy Systems Inc | Apollo | WTLED2F1OAUNVNDXXSTLCA850XXXXXXXXXX | Indoor Luminaires | High-Bay | High-Bay Luminaires for Commercial and Industrial Buildings | Premium | FALSE | [9 empty] | 42808 | Not Dimmable | Not Dimmable | Yes |  | 4.1 | 32240 | 131.11 | 245.9 | 8.86 | 0.97 | 5077 | 83.2
PFC9QVP9 | Orion Energy Systems Inc | Apollo | WTLED2F1OAUNVFDXXSTLCA850XXXXXXXXXX | Indoor Luminaires | High-Bay | High-Bay Luminaires for Commercial and Industrial Buildings | Premium | FALSE | [9 empty] | 42808 | Dimmable | Continuous Below 10 | Yes |  | 4.1 | 32240 | 131.11 | 245.9 | 8.86 | 0.97 | 5077 | 83.2
PUE2EP1S | Orion Energy Systems Inc | Apollo | WTLED2D1OAXXXNDXXSTLCA850XXXXXXXXXX | Indoor Luminaires | High-Bay | High-Bay Luminaires for Commercial and Industrial Buildings | Premium | FALSE | [9 empty] | 42808 | Not Dimmable | Not Dimmable | Yes |  | 4.1 | 22610 | 138.88 | 162.8 | 8.94 | 0.98 | 5071 | 83.3
PF9SKEKJ | Orion Energy Systems Inc | Apollo | WTLED2C1OAUNVNDXXBLLCA850XXXXXXXXXX | Indoor Luminaires | High-Bay | High-Bay Luminaires for Commercial and Industrial Buildings | Premium | FALSE | [9 empty] | 42808 | Not Dimmable | Not Dimmable | Yes |  | 4.1 | 22230 | 139.2 | 159.7 | 10.8 | 0.95 | 5071 | 83.2
P1HBY9J8 | Orion Energy Systems Inc | Apollo | WTLED2D1OAXXXFDXXSTLCA850XXXXXXXXXX | Indoor Luminaires | High-Bay | High-Bay Luminaires for Commercial and Industrial Buildings | Premium | FALSE | [9 empty] | 42808 | Dimmable | Continuous Below 10 | Yes |  | 4.1 | 22610 | 138.88 | 162.8 | 8.94 | 0.98 | 5071 | 83.3
PZ7C1X7S | Orion Energy Systems Inc | Apollo | WTLED2C1OAUNVFDXXBLLCA850XXXXXXXXXX | Indoor Luminaires | High-Bay | High-Bay Luminaires for Commercial and Industrial Buildings | Premium | FALSE | [9 empty] | 42808 | Dimmable | Continuous Below 10 | Yes |  | 4.1 | 22230 | 139.2 | 159.7 | 10.8 | 0.95 | 5071 | 83.2
P2HJC2NG | Orion Energy Systems Inc | Apollo | WTLED2F1AAXXXNDXXSTLCA850XXXXXXXXXX | Indoor Luminaires | High-Bay | High-Bay Aisle Luminaires | Standard | FALSE | [9 empty] | 42808 | Not Dimmable | Not Dimmable | Yes |  | 4.1 | 31160 | 128.13 | 243.2 | 8.92 | 0.98 | 5069 | 82.6
PJDQCT69 | Orion Energy Systems Inc | Apollo | WTLED2F1AAXXXFDXXSTLCA850XXXXXXXXXX | Indoor Luminaires | High-Bay | High-Bay Aisle Luminaires | Standard | FALSE | [9 empty] | 42808 | Dimmable | Continuous Below 10 | Yes |  | 4.1 | 31160 | 128.13 | 243.2 | 8.92 | 0.98 | 5069 | 82.6
PDXSHRSN | Orion Energy Systems Inc | Apollo | WTLED2D1OAUNVNDXXSTLCA850XXXXXXXXXX | Indoor Luminaires | High-Bay | High-Bay Luminaires for Commercial and Industrial Buildings | Premium | FALSE | [9 empty] | 42808 | Not Dimmable | Not Dimmable | Yes |  | 4.1 | 22890 | 138.14 | 165.7 | 10.3 | 0.97 | 5068 | 83.6
PUGBKP7S | Orion Energy Systems Inc | Apollo | WTLED2D1OAUNVFDXXSTLCA850XXXXXXXXXX | Indoor Luminaires | High-Bay | High-Bay Luminaires for Commercial and Industrial Buildings | Premium | FALSE | [9 empty] | 42808 | Dimmable | Continuous Below 10 | Yes |  | 4.1 | 22890 | 138.14 | 165.7 | 10.3 | 0.97 | 5068 | 83.6
PMFERW2G | Orion Energy Systems Inc | Apollo | WTLED2C1OAUNVNDXXSTLCA850XXXXXXXXXX | Indoor Luminaires | High-Bay | High-Bay Luminaires for Commercial and Industrial Buildings | Premium | FALSE | [9 empty] | 42808 | Not Dimmable | Not Dimmable | Yes |  | 4.1 | 19280 | 140.83 | 136.9 | 12 | 0.96 | 5051 | 83.4
PU1CTF97 | Orion Energy Systems Inc | Apollo | WTLED2C1OAUNVFDXXSTLCA850XXXXXXXXXX | Indoor Luminaires | High-Bay | High-Bay Luminaires for Commercial and Industrial Buildings | Premium | FALSE | [9 empty] | 42808 | Dimmable | Continuous Below 10 | Yes |  | 4.1 | 19280 | 140.83 | 136.9 | 12 | 0.96 | 5051 | 83.4
P7HP3M54 | Orion Energy Systems Inc | Apollo | WTLED2A1AAUNVNDXXSTLCA850XXXXXXXXXX | Indoor Luminaires | High-Bay | High-Bay Aisle Luminaires | Premium | FALSE | [9 empty] | 42808 | Not Dimmable | Not Dimmable | Yes |  | 4.1 | 11920 | 129.3 | 92.19 | 8.59 | 0.97 | 5037 | 82
PKYQDK8E | Orion Energy Systems Inc | Apollo | WTLED2A1AAUNVFDXXSTLCA850XXXXXXXXXX | Indoor Luminaires | High-Bay | High-Bay Aisle Luminaires | Premium | FALSE | [9 empty] | 42808 | Dimmable | Continuous Below 10 | Yes |  | 4.1 | 11920 | 129.3 | 92.19 | 8.59 | 0.97 | 5037 | 82
PGHC5R7S | Orion Energy Systems Inc | Apollo | WTLED2A1OAXXXNDXXBLLCA850XXXXXXXXXX | Indoor Luminaires | High-Bay | High-Bay Luminaires for Commercial and Industrial Buildings | Premium | FALSE | [9 empty] | 42808 | Not Dimmable | Not Dimmable | Yes |  | 4.1 | 15260 | 129.98 | 117.4 | 7.45 | 0.97 | 5033 | 82.2
PV1JY5WT | Orion Energy Systems Inc | Apollo | WTLED2A1OAXXXFDXXBLLCA850XXXXXXXXXX | Indoor Luminaires | High-Bay | High-Bay Luminaires for Commercial and Industrial Buildings | Premium | FALSE | [9 empty] | 42808 | Dimmable | Continuous Below 10 | Yes |  | 4.1 | 15260 | 129.98 | 117.4 | 7.45 | 0.97 | 5033 | 82.2
PPWNK7E5 | Orion Energy Systems Inc | Apollo | WTLED2A1OAUNVNDXXBLLCA850XXXXXXXXXX | Indoor Luminaires | High-Bay | High-Bay Luminaires for Commercial and Industrial Buildings | Premium | FALSE | [9 empty] | 42808 | Not Dimmable | Not Dimmable | Yes |  | 4.1 | 15120 | 130.91 | 115.5 | 7.2 | 0.96 | 5030 | 82.1
P2RAVV59 | Orion Energy Systems Inc | Apollo | WTLED2A1OAUNVFDXXBLLCA850XXXXXXXXXX | Indoor Luminaires | High-Bay | High-Bay Luminaires for Commercial and Industrial Buildings | Premium | FALSE | [9 empty] | 42808 | Dimmable | Continuous Below 10 | Yes |  | 4.1 | 15120 | 130.91 | 115.5 | 7.2 | 0.96 | 5030 | 82.1
P3B2WDZH | Orion Energy Systems Inc | Apollo | WTLED2B1AAXXXNDXXSTLCA850XXXXXXXXXX | Indoor Luminaires | High-Bay | High-Bay Aisle Luminaires | Premium | FALSE | [9 empty] | 42808 | Not Dimmable | Not Dimmable | Yes |  | 4.1 | 13250 | 129.77 | 102.1 | 7.5 | 0.98 | 5028 | 82
PG4W4ASP | Orion Energy Systems Inc | Apollo | WTLED2B1AAXXXFDXXSTLCA850XXXXXXXXXX | Indoor Luminaires | High-Bay | High-Bay Aisle Luminaires | Premium | FALSE | [9 empty] | 42808 | Dimmable | Continuous Below 10 | Yes |  | 4.1 | 13250 | 129.77 | 102.1 | 7.5 | 0.98 | 5028 | 82
P69M63QU | Orion Energy Systems Inc | Apollo | WTLED2A1AAXXXNDXXSTLCA850XXXXXXXXXX | Indoor Luminaires | High-Bay | High-Bay Aisle Luminaires | Premium | FALSE | [9 empty] | 42808 | Not Dimmable | Not Dimmable | Yes |  | 4.1 | 11860 | 131.5 | 90.19 | 8.27 | 0.97 | 5019 | 82.1
PVBEWCBF | Orion Energy Systems Inc | Apollo | WTLED2A1OAUNVNDXXSTLCA850XXXXXXXXXX | Indoor Luminaires | High-Bay | High-Bay Luminaires for Commercial and Industrial Buildings | Premium | FALSE | [9 empty] | 42808 | Not Dimmable | Not Dimmable | Yes |  | 4.1 | 12320 | 132.93 | 92.68 | 8.21 | 0.97 | 5019 | 82.1
PUBEZSQ7 | Orion Energy Systems Inc | Apollo | WTLED2A1OAUNVFDXXSTLCA850XXXXXXXXXX | Indoor Luminaires | High-Bay | High-Bay Luminaires for Commercial and Industrial Buildings | Premium | FALSE | [9 empty] | 42808 | Dimmable | Continuous Below 10 | Yes |  | 4.1 | 12320 | 132.93 | 92.68 | 8.21 | 0.97 | 5019 | 82.1
PN9V6JYG | Orion Energy Systems Inc | Apollo | WTLED2A1OAXXXNDXXSTLCA850XXXXXXXXXX | Indoor Luminaires | High-Bay | High-Bay Luminaires for Commercial and Industrial Buildings | Premium | FALSE | [9 empty] | 42808 | Not Dimmable | Not Dimmable | Yes |  | 4.1 | 12460 | 136.22 | 91.47 | 8.75 | 0.96 | 5018 | 82.3
PHPTZCEP | Orion Energy Systems Inc | Apollo | WTLED2A1OAXXXFDXXSTLCA850XXXXXXXXXX | Indoor Luminaires | High-Bay | High-Bay Luminaires for Commercial and Industrial Buildings | Premium | FALSE | [9 empty] | 42808 | Dimmable | Continuous Below 10 | Yes |  | 4.1 | 12460 | 136.22 | 91.47 | 8.75 | 0.96 | 5018 | 82.3
PK6BW3PF | Orion Energy Systems Inc | Apollo | WTLED2B1AAUNVNDXXSTLCA850XXXXXXXXXX | Indoor Luminaires | High-Bay | High-Bay Aisle Luminaires | Premium | FALSE | [9 empty] | 42808 | Not Dimmable | Not Dimmable | Yes |  | 4.1 | 13390 | 130.13 | 102.9 | 7.71 | 0.98 | 5000 | 82.1
PQ68T448 | Orion Energy Systems Inc | Apollo | WTLED2B1AAUNVFDXXSTLCA850XXXXXXXXXX | Indoor Luminaires | High-Bay | High-Bay Aisle Luminaires | Premium | FALSE | [9 empty] | 42808 | Dimmable | Continuous Below 10 | Yes |  | 4.1 | 13390 | 130.13 | 102.9 | 7.71 | 0.98 | 5000 | 82.1
PR182R8M | Orion Energy Systems Inc | Apollo | WTLED2C1OAXXXNDXXBLLCA850XXXXXXXXXX | Indoor Luminaires | High-Bay | High-Bay Luminaires for Commercial and Industrial Buildings | Premium | FALSE | [9 empty] | 42808 | Not Dimmable | Not Dimmable | Yes |  | 4.1 | 21740 | 138.74 | 156.7 | 9.25 | 0.98 | 4976 | 82
PH1WHA7X | Orion Energy Systems Inc | Apollo | WTLED2C1OAXXXFDXXBLLCA850XXXXXXXXXX | Indoor Luminaires | High-Bay | High-Bay Luminaires for Commercial and Industrial Buildings | Premium | FALSE | [9 empty] | 42808 | Dimmable | Continuous Below 10 | Yes |  | 4.1 | 21740 | 138.74 | 156.7 | 9.25 | 0.98 | 4976 | 82
PJRUYASR | Orion Energy Systems Inc | Apollo | WTLED2B1OAXXXNDXXBLLCA850XXXXXXXXXX | Indoor Luminaires | High-Bay | High-Bay Luminaires for Commercial and Industrial Buildings | Premium | FALSE | [9 empty] | 42808 | Not Dimmable | Not Dimmable | Yes |  | 4.1 | 16760 | 130.73 | 128.2 | 6.97 | 0.98 | 4973 | 82
PNAHXTKE | Orion Energy Systems Inc | Apollo | WTLED2B1OAUNVNDXXBLLCA850XXXXXXXXXX | Indoor Luminaires | High-Bay | High-Bay Luminaires for Commercial and Industrial Buildings | Premium | FALSE | [9 empty] | 42808 | Not Dimmable | Not Dimmable | Yes |  | 4.1 | 16570 | 130.88 | 126.6 | 6.67 | 0.96 | 4973 | 82
P4G6ZD1U | Orion Energy Systems Inc | Apollo | WTLED2B1OAXXXFDXXBLLCA850XXXXXXXXXX | Indoor Luminaires | High-Bay | High-Bay Luminaires for Commercial and Industrial Buildings | Premium | FALSE | [9 empty] | 42808 | Dimmable | Continuous Below 10 | Yes |  | 4.1 | 16760 | 130.73 | 128.2 | 6.97 | 0.98 | 4973 | 82
P2Y2V8M3 | Orion Energy Systems Inc | Apollo | WTLED2B1OAUNVFDXXBLLCA850XXXXXXXXXX | Indoor Luminaires | High-Bay | High-Bay Luminaires for Commercial and Industrial Buildings | Premium | FALSE | [9 empty] | 42808 | Dimmable | Continuous Below 10 | Yes |  | 4.1 | 16570 | 130.88 | 126.6 | 6.67 | 0.96 | 4973 | 82
PTD5F6TN | Orion Energy Systems Inc | Apollo | WTLED2C1OAXXXNDXXSTLCA850XXXXXXXXXX | Indoor Luminaires | High-Bay | High-Bay Luminaires for Commercial and Industrial Buildings | Premium | FALSE | [9 empty] | 42808 | Not Dimmable | Not Dimmable | Yes |  | 4.1 | 18970 | 144.15 | 131.6 | 11.4 | 0.98 | 4967 | 82.1
PBT9WPCW | Orion Energy Systems Inc | Apollo | WTLED2B1OAXXXNDXXSTLCA850XXXXXXXXXX | Indoor Luminaires | High-Bay | High-Bay Luminaires for Commercial and Industrial Buildings | Premium | FALSE | [9 empty] | 42808 | Not Dimmable | Not Dimmable | Yes |  | 4.1 | 13830 | 135.46 | 102.1 | 7.68 | 0.98 | 4967 | 82.1
PMSSCRXG | Orion Energy Systems Inc | Apollo | WTLED2C1OAXXXFDXXSTLCA850XXXXXXXXXX | Indoor Luminaires | High-Bay | High-Bay Luminaires for Commercial and Industrial Buildings | Premium | FALSE | [9 empty] | 42808 | Dimmable | Continuous Below 10 | Yes |  | 4.1 | 18970 | 144.15 | 131.6 | 11.4 | 0.98 | 4967 | 82.1
PGJB4BNZ | Orion Energy Systems Inc | Apollo | WTLED2B1OAXXXFDXXSTLCA850XXXXXXXXXX | Indoor Luminaires | High-Bay | High-Bay Luminaires for Commercial and Industrial Buildings | Premium | FALSE | [9 empty] | 42808 | Dimmable | Continuous Below 10 | Yes |  | 4.1 | 13830 | 135.46 | 102.1 | 7.68 | 0.98 | 4967 | 82.1
PMJVG1NE | Orion Energy Systems Inc | Apollo | WTLED2C1AAUNVNDXXSTLCA850XXXXXXXXXX | Indoor Luminaires | High-Bay | High-Bay Aisle Luminaires | Premium | FALSE | [9 empty] | 42808 | Not Dimmable | Not Dimmable | Yes |  | 4.1 | 19070 | 139.6 | 136.6 | 12.1 | 0.96 | 4965 | 81.9
PTSVFKF3 | Orion Energy Systems Inc | Apollo | WTLED2C1AAXXXNDXXSTLCA850XXXXXXXXXX | Indoor Luminaires | High-Bay | High-Bay Aisle Luminaires | Premium | FALSE | [9 empty] | 42808 | Not Dimmable | Not Dimmable | Yes |  | 4.1 | 18650 | 138.05 | 135.1 | 11.4 | 0.97 | 4965 | 81.8
P11M2UGZ | Orion Energy Systems Inc | Apollo | WTLED2C1AAUNVFDXXSTLCA850XXXXXXXXXX | Indoor Luminaires | High-Bay | High-Bay Aisle Luminaires | Premium | FALSE | [9 empty] | 42808 | Dimmable | Continuous Below 10 | Yes |  | 4.1 | 19070 | 139.6 | 136.6 | 12.1 | 0.96 | 4965 | 81.9
P2F4R7R5 | Orion Energy Systems Inc | Apollo | WTLED2C1AAXXXFDXXSTLCA850XXXXXXXXXX | Indoor Luminaires | High-Bay | High-Bay Aisle Luminaires | Premium | FALSE | [9 empty] | 42808 | Dimmable | Continuous Below 10 | Yes |  | 4.1 | 18650 | 138.05 | 135.1 | 11.4 | 0.97 | 4965 | 81.8
PE8BJG3W | Orion Energy Systems Inc | Apollo | WTLED2B1OAUNVNDXXSTLCA850XXXXXXXXXX | Indoor Luminaires | High-Bay | High-Bay Luminaires for Commercial and Industrial Buildings | Premium | FALSE | [9 empty] | 42808 | Not Dimmable | Not Dimmable | Yes |  | 4.1 | 13950 | 135.04 | 103.3 | 7.67 | 0.98 | 4961 | 82.1
PTUFJMR6 | Orion Energy Systems Inc | Apollo | WTLED2B1OAUNVFDXXSTLCA850XXXXXXXXXX | Indoor Luminaires | High-Bay | High-Bay Luminaires for Commercial and Industrial Buildings | Premium | FALSE | [9 empty] | 42808 | Dimmable | Continuous Below 10 | Yes |  | 4.1 | 13950 | 135.04 | 103.3 | 7.67 | 0.98 | 4961 | 82.1
PGAKVZP3 | KONKA GREEN LIGHTING CO.LTD | KONKA | KK-HB-22D100-ZAUA | Indoor Luminaires | High-Bay | High-Bay Luminaires for Commercial and Industrial Buildings | Premium | TRUE | 14303.98 | 145.34 | 98.42 | 16.9 | 0.915 | 3948 | 84.9 | 5 | 50000 | 42808 | Dimmable | Continuous Below 10 | No |  | 4.1 | 14593.8 | 146.8 | 99.4 | 16.3 | 0.92 | 3948 | 84.9
P5BNG4S2 | KONKA GREEN LIGHTING CO.LTD | KONKA | KK-HB-24D160-ZAUA | Indoor Luminaires | High-Bay | High-Bay Luminaires for Commercial and Industrial Buildings | Premium | TRUE | 23535.672 | 149.718 | 157.2 | 17.8 | 0.914 | 4005 | 83.7 | 5 | 50000 | 42808 | Dimmable | Continuous Below 10 | No |  | 4.1 | 23535.6 | 149.7 | 157.2 | 16.4 | 0.91 | 4005 | 83.7
P7AVUD8Y | KONKA GREEN LIGHTING CO.LTD | KONKA | KK-HB-24E160-ZAUA | Indoor Luminaires | High-Bay | High-Bay Luminaires for Commercial and Industrial Buildings | Premium | FALSE | [9 empty] | 42808 | Dimmable | Continuous Below 10 | No |  | 4.1 | 24292 | 154.1 | 157.63 | 17.8 | 0.92 | 4966 | 84.7
PT3PGMVY | KONKA GREEN LIGHTING CO.LTD | KONKA | KK-HB-22E100-ZAUA | Indoor Luminaires | High-Bay | High-Bay Luminaires for Commercial and Industrial Buildings | Premium | FALSE | [9 empty] | 42808 | Dimmable | Continuous Below 10 | No |  | 4.1 | 15163.2 | 150.5 | 100.7 | 16.9 | 0.92 | 4910 | 85.1
PX4E9BK7 | Shanghai Supertek Lighting Co. Ltd | SUPERTEK | HB24A-320-4000K | Indoor Luminaires | High-Bay | High-Bay Luminaires for Commercial and Industrial Buildings | Standard | TRUE | 43689 | 132.1 | 330.81 | 9.5 | 0.957 | 4099 | 81.9 | 5 | 50000 | 42807 |  |  | Yes |  | 4.1 | 43520 | 136 | 320 | 9.5 | 0.96 | 4000 | 80
PKHEBB6H | Shanghai Supertek Lighting Co. Ltd | SUPERTEK | HB24A-320-5700K | Indoor Luminaires | High-Bay | High-Bay Luminaires for Commercial and Industrial Buildings | Standard | FALSE | [9 empty] | 42807 |  |  | Yes |  | 4.1 | 43520 | 136 | 320 | 9.5 | 0.96 | 5700 | 80
PMBX8DRS | Shanghai Supertek Lighting Co. Ltd | SUPERTEK | HB24A-320-5000K | Indoor Luminaires | High-Bay | High-Bay Luminaires for Commercial and Industrial Buildings | Standard | FALSE | [9 empty] | 42807 |  |  | Yes |  | 4.1 | 43520 | 136 | 320 | 9.5 | 0.96 | 5000 | 80
P8BG1SN2 | Shanghai Supertek Lighting Co. Ltd. | SUPERTEK | HB22A-160-4000K | Indoor Luminaires | High-Bay | High-Bay Luminaires for Commercial and Industrial Buildings | Standard | TRUE | 20484 | 134.1 | 153.35 | 11.2 | 0.966 | 4084 | 82.1 | 5 | 50000 | 42807 |  |  | Yes |  | 4.1 | 20500 | 128.13 | 160 | 11.2 | 0.97 | 4000 | 80
PFFGQHNG | Shanghai Supertek Lighting Co. Ltd. | SUPERTEK | HB22A-160-5700K | Indoor Luminaires | High-Bay | High-Bay Luminaires for Commercial and Industrial Buildings | Standard | FALSE | [9 empty] | 42807 |  |  | Yes |  | 4.1 | 20500 | 128.13 | 160 | 11.2 | 0.97 | 5700 | 80
PDFQPBNF | Shanghai Supertek Lighting Co. Ltd. | SUPERTEK | HB22A-160-5000K | Indoor Luminaires | High-Bay | High-Bay Luminaires for Commercial and Industrial Buildings | Standard | FALSE | [9 empty] | 42807 |  |  | Yes |  | 4.1 | 20500 | 128.13 | 160 | 11.2 | 0.97 | 5000 | 80
PAMCQSY3 | Grandlite International Corp | Grandlite International | LED-8500-L432-215W-4K | Indoor Luminaires | High-Bay | High-Bay Luminaires for Commercial and Industrial Buildings | Premium | TRUE | 27678.84 | 130.05 | 212.84 | 7.62 | 0.932 | 4007 | 84.9 | 5 | 50000 | 42807 |  |  | Yes |  | 4.1 | 27678.84 | 130.05 | 212.84 | 3.04 | 1 | 4007 | 84.9
P85JVM9W | Grandlite International Corp | Grandlite International | LED-8500-L432-215W-5K | Indoor Luminaires | High-Bay | High-Bay Luminaires for Commercial and Industrial Buildings | Premium | FALSE | [9 empty] | 42807 |  |  | Yes |  | 4.1 | 27678.84 | 130.05 | 212.84 | 2.73 | 1 | 5223 | 87
PR6DBBQV | Torshare Ltd | TORSHARE | TS-HB2-80W(4000K) | Indoor Luminaires | High-Bay | High-Bay Luminaires for Commercial and Industrial Buildings | Premium | TRUE | 9630.9 | 126.12 | 76.36 | 10.64 | 0.9569 | 4129 | 81.1 | 5 | 50000 | 42807 |  |  | No |  | 4.1 | 9630.9 | 126.12 | 76.36 | 10.64 | 0.96 | 4000 | 81.1
P739NRPJ | Torshare Ltd | TORSHARE | TS-HB2-80W(5000K) | Indoor Luminaires | High-Bay | High-Bay Luminaires for Commercial and Industrial Buildings | Premium | FALSE | [9 empty] | 42807 |  |  | No |  | 4.1 | 10091 | 130.47 | 77.34 | 11.58 | 0.95 | 5000 | 81.2
PAR3MG5G | Truly Green Solutions | Truly Green Solutions | 89280-30-HB-L-F | Indoor Luminaires | High-Bay | High-Bay Luminaires for Commercial and Industrial Buildings | Standard | TRUE | 11004 | 135.7 | 81.09 | 14.88 | 0.914 | 3009 | 82.3 | 5 | 50000 | 42807 |  |  | No | Products updated on 2/21/17 | 4.1 | 11004 | 135.7 | 81.09 | 14.88 | 0.91 | 3009 | 82.3
PH48ZH1S | Truly Green Solutions | Truly Green Solutions | 892110-55-HB-L-F | Indoor Luminaires | High-Bay | High-Bay Luminaires for Commercial and Industrial Buildings | Standard | FALSE | [9 empty] | 42807 |  |  | No |  | 4.1 | 12282 | 115.2 | 106.6 | 20 | 0.9 | 5500 | 84
PNSCK5N8 | Truly Green Solutions | Truly Green Solutions | 89280-50-HB-L-F | Indoor Luminaires | High-Bay | High-Bay Luminaires for Commercial and Industrial Buildings | Standard | FALSE | [9 empty] | 42807 |  |  | No | Products updated on 2/21/17 | 4.1 | 11121 | 137 | 81.23 | 14.88 | 0.91 | 5000 | 81.6
PT6GJ99Y | Truly Green Solutions | Truly Green Solutions | 89280-40-HB-L-F | Indoor Luminaires | High-Bay | High-Bay Luminaires for Commercial and Industrial Buildings | Standard | FALSE | [9 empty] | 42807 |  |  | No | Products updated on 2/21/17 | 4.1 | 11121 | 137 | 81.23 | 14.88 | 0.91 | 4000 | 81.6
PPTHP61P | Truly Green Solutions | Truly Green Solutions | 89280-35-HB-L-F | Indoor Luminaires | High-Bay | High-Bay Luminaires for Commercial and Industrial Buildings | Standard | FALSE | [9 empty] | 42807 |  |  | No | Products updated on 2/21/17 | 4.1 | 11121 | 137 | 81.23 | 14.88 | 0.91 | 3500 | 81.6
P66D2Z8M | RuggedGrade | RuggedGrade | RG-HB02-100WD1 4000K | Indoor Luminaires | High-Bay | High-Bay Luminaires for Commercial and Industrial Buildings | Standard | TRUE | 12002 | 127.61 | 94.05 | 12.41 | 0.963 | 3981 | 83.2 | 5 | 50000 | 42807 |  |  | Yes |  | 4 | 12002 | 127.61 | 94.05 | 12.41 | 0.96 | 4000 | 83.2
PXK3FVDS | RuggedGrade | RuggedGrade | RG-HB02-150WD1 4000K | Indoor Luminaires | High-Bay | High-Bay Luminaires for Commercial and Industrial Buildings | Standard | TRUE | 19901 | 130.93 | 152 | 13.54 | 0.9384 | 3968 | 83.1 | 5 | 50000 | 42807 |  |  | Yes |  | 4 | 19901 | 130.93 | 152 | 13.54 | 0.94 | 4000 | 83.1
PPF1S2NC | RuggedGrade | RuggedGrade | RG-HB02-240WD1 4000K | Indoor Luminaires | High-Bay | High-Bay Luminaires for Commercial and Industrial Buildings | Standard | TRUE | 30595 | 131.08 | 233.4 | 13.84 | 0.9325 | 3985 | 82.6 | 5 | 50000 | 42807 |  |  | Yes |  | 4 | 30595 | 131.08 | 233.4 | 13.84 | 0.93 | 4000 | 82.6
PVKWD55H | RuggedGrade | RuggedGrade | RG-HB02-240WD1 5700K | Indoor Luminaires | High-Bay | High-Bay Luminaires for Commercial and Industrial Buildings | Standard | FALSE | [9 empty] | 42807 |  |  | Yes |  | 4 | 31231 | 135.73 | 230.1 | 14.11 | 0.93 | 5700 | 82
PBKPTXWN | RuggedGrade | RuggedGrade | RG-HB02-100WD1 5700K | Indoor Luminaires | High-Bay | High-Bay Luminaires for Commercial and Industrial Buildings | Standard | FALSE | [9 empty] | 42807 |  |  | Yes |  | 4 | 12133 | 130.34 | 93.09 | 12.83 | 0.97 | 5700 | 82
PYNGP8RS | RuggedGrade | RuggedGrade | RG-HB02-150WD1 5700K | Indoor Luminaires | High-Bay | High-Bay Luminaires for Commercial and Industrial Buildings | Standard | FALSE | [9 empty] | 42807 |  |  | Yes |  | 4 | 20098 | 132.14 | 152.1 | 13.41 | 0.94 | 5700 | 81.9
P54DPVY7 | RuggedGrade | RuggedGrade | RG-HB02-100WD1 5000K | Indoor Luminaires | High-Bay | High-Bay Luminaires for Commercial and Industrial Buildings | Standard | FALSE | [9 empty] | 42807 |  |  | Yes |  | 4 | 12002 | 127.61 | 94.05 | 12.41 | 0.96 | 5000 | 83.2
PX3NSAFF | RuggedGrade | RuggedGrade | RG-HB02-150WD1 5000K | Indoor Luminaires | High-Bay | High-Bay Luminaires for Commercial and Industrial Buildings | Standard | FALSE | [9 empty] | 42807 |  |  | Yes |  | 4 | 19901 | 130.93 | 152 | 13.54 | 0.94 | 5000 | 83.1
PWGZNY2H | RuggedGrade | RuggedGrade | RG-HB02-240WD1 5000K | Indoor Luminaires | High-Bay | High-Bay Luminaires for Commercial and Industrial Buildings | Standard | FALSE | [9 empty] | 42807 |  |  | Yes |  | 4 | 30595 | 131.08 | 233.4 | 13.84 | 0.93 | 5000 | 82.6
PWJ45NEU | Lumax Lighting | Lumax Lighting | WNLED77L5K48-9FA {DM1} | Indoor Luminaires | High-Bay | Low-Bay Luminaires for Commercial and Industrial Buildings | Premium | TRUE | 8426 | 126.1 | 66.8 | 10.7 | 0.969 | 5203 | 82.4 | 5 | 50000 | 42807 | Dimmable | Continuous Below 10 | Yes |  | 4.1 | 8426 | 126.1 | 66.66 | 10.7 | 0.97 | 5000 | 80
P7G5BK9P | Cree Inc. | E-Conolight | E-HTE14[A B]-HK40UW-P2 | Indoor Luminaires | High-Bay | High-Bay Luminaires for Commercial and Industrial Buildings | Standard | TRUE | 13839.06 | 120 | 115.64 | 14 | 1 | 3995 | 74 | 5 | 50000 | 42807 | Not Dimmable | Not Dimmable | No |  | 4.1 | 13839.06 | 120 | 115.64 | 7 | 1 | 3995 | 74
PMC3EC5U | Cree Inc. | E-Conolight | E-HTE14[A B]-HK50UW-A2 | Indoor Luminaires | High-Bay | High-Bay Luminaires for Commercial and Industrial Buildings | Standard | TRUE | 13949.88 | 120.9 | 115.43 | 13 | 0.94 | 5098 | 73 | 5 | 50000 | 42807 | Not Dimmable | Not Dimmable | NotYetVerified |  | 4.1 | 12201 | 106.1 | 115 |  |  | 5000 | 70
PUBFSRYH | Cree Inc. | E-Conolight | E-HTE18[A B]-HK40UW-A2 | Indoor Luminaires | High-Bay | High-Bay Luminaires for Commercial and Industrial Buildings | Standard | TRUE | 17837.91 | 113 | 157.42 | 15 | 0.92 | 3993 | 73 | 5 | 50000 | 42807 | Not Dimmable | Not Dimmable | No |  | 4.1 | 17837.91 | 113 | 157.42 | 7 | 0.99 | 3993 | 73
P39THVSM | Revolution Lighting Technologies Inc. | Revolution Lighting Technologies | 128016-123 | Indoor Luminaires | High-Bay | High-Bay Luminaires for Commercial and Industrial Buildings | Premium | TRUE | 14363.346 | 145.378 | 98.8 | 17.8 | 0.918 | 3977 | 84.9 | 5 | 50000 | 42807 | Dimmable | Continuous Below 10 | No |  | 4.1 | 14363.3 | 145.3 | 98.8 | 17.1 | 0.92 | 3977 | 84.9
P1PFGXPU | Revolution Lighting Technologies Inc. | Revolution Lighting Technologies | 128017-123 | Indoor Luminaires | High-Bay | High-Bay Luminaires for Commercial and Industrial Buildings | Premium | TRUE | 23312.055 | 148.598 | 156.88 | 17.7 | 0.911 | 4028 | 83.8 | 5 | 50000 | 42807 | Dimmable | Continuous Below 10 | No |  | 4.1 | 23312 | 148.5 | 156.8 | 16.9 | 0.91 | 4028 | 83.8
PJCQ36MZ | Revolution Lighting Technologies Inc. | Revolution Lighting Technologies | 128017-125 | Indoor Luminaires | High-Bay | High-Bay Luminaires for Commercial and Industrial Buildings | Premium | FALSE | [9 empty] | 42807 | Dimmable | Continuous Below 10 | No |  | 4.1 | 24502.7 | 154.9 | 158.1 | 17.7 | 0.91 | 5008 | 84.6
PMCN9C5R | Revolution Lighting Technologies Inc. | Revolution Lighting Technologies | 128016-125 | Indoor Luminaires | High-Bay | High-Bay Luminaires for Commercial and Industrial Buildings | Premium | FALSE | [9 empty] | 42807 | Dimmable | Continuous Below 10 | No |  | 4.1 | 15011.7 | 150.2 | 99.9 | 17.8 | 0.92 | 4958 | 85.1
PWN2MSSS | Cree Inc. | E-Conolight | E-HTE14[A B]-HK50UW-P2 | Indoor Luminaires | High-Bay | High-Bay Luminaires for Commercial and Industrial Buildings | Standard | FALSE | [9 empty] | 42807 | Not Dimmable | Not Dimmable | No |  | 4.1 | 13839.06 | 120 | 115.64 | 7 | 1 | 4825 | 75
PKFNW3P1 | SLP Lighting | Citadel | CT2-LED-1L4-LB-35-U | Indoor Luminaires | High-Bay | Low-Bay Luminaires for Commercial and Industrial Buildings | Standard | TRUE | 6438 | 122.1 | 52.71 | 8.621 | 0.9717 | 3529 | 82.88 | 5 | 50000 | 42804 | Dimmable | Continuous Below 10 | NotYetVerified |  | 4.1 | 6400 | 118 | 54 | 20 | 0.9 | 3500 | 83
P6GJPR7Q | SLP Lighting | Citadel | CT2-LED-1L4-LB-50-U | Indoor Luminaires | High-Bay | Low-Bay Luminaires for Commercial and Industrial Buildings | Standard | FALSE | [9 empty] | 42804 | Dimmable | Continuous Below 10 | NotYetVerified |  | 4.1 | 6700 | 124 | 54 | 20 | 0.9 | 5000 | 85
PC8KEEN6 | SLP Lighting | Citadel | CT2-LED-1L4-LB-40-U | Indoor Luminaires | High-Bay | Low-Bay Luminaires for Commercial and Industrial Buildings | Standard | FALSE | [9 empty] | 42804 | Dimmable | Continuous Below 10 | NotYetVerified |  | 4.1 | 6550 | 121 | 54 | 20 | 0.9 | 4000 | 84
P8N2APN9 | SLP Lighting | Citadel | CT2-LED-2L2-LB-35-U | Indoor Luminaires | High-Bay | Low-Bay Luminaires for Commercial and Industrial Buildings | Standard | TRUE | 6444 | 121.8 | 52.922 | 9.02 | 0.9792 | 3542 | 83.13 | 5 | 50000 | 42804 | Dimmable | Continuous Below 10 | NotYetVerified |  | 4.1 | 6400 | 119 | 54 | 20 | 0.9 | 3500 | 83
PMRMWNG2 | SLP Lighting | Citadel | CT2-LED-2L2-LB-50-U | Indoor Luminaires | High-Bay | Low-Bay Luminaires for Commercial and Industrial Buildings | Standard | FALSE | [9 empty] | 42804 | Dimmable | Continuous Below 10 | NotYetVerified |  | 4.1 | 6500 | 120 | 54 | 20 | 0.9 | 5000 | 85
PGRKT5MT | SLP Lighting | Citadel | CT2-LED-2L2-LB-40-U | Indoor Luminaires | High-Bay | Low-Bay Luminaires for Commercial and Industrial Buildings | Standard | FALSE | [9 empty] | 42804 | Dimmable | Continuous Below 10 | NotYetVerified |  | 4.1 | 6450 | 119 | 54 | 20 | 0.9 | 4000 | 84
P4PTT12K | SLP Lighting | Citadel | CT2-LED-2L4-LB-35-U | Indoor Luminaires | High-Bay | Low-Bay Luminaires for Commercial and Industrial Buildings | Standard | TRUE | 8980 | 129.5 | 69.35 | 8.92 | 0.992 | 3515 | 82.97 | 5 | 50000 | 42804 | Dimmable | Continuous Below 10 | NotYetVerified |  | 4.1 | 8900 | 125 | 71 | 20 | 0.9 | 3500 | 83
PT4T92HM | SLP Lighting | Citadel | CT2-LED-2L4-LB-50-U | Indoor Luminaires | High-Bay | Low-Bay Luminaires for Commercial and Industrial Buildings | Standard | FALSE | [9 empty] | 42804 | Dimmable | Continuous Below 10 | NotYetVerified |  | 4.1 | 9000 | 127 | 71 | 20 | 0.9 | 5000 | 85
PUGTPBYE | SLP Lighting | Citadel | CT2-LED-2L4-LB-40-U | Indoor Luminaires | High-Bay | Low-Bay Luminaires for Commercial and Industrial Buildings | Standard | FALSE | [9 empty] | 42804 | Dimmable | Continuous Below 10 | NotYetVerified |  | 4.1 | 8950 | 126 | 71 | 20 | 0.9 | 4000 | 84
PG4D292R | SLP Lighting | Citadel | CT2-LED-2L8-LB-35-U | Indoor Luminaires | High-Bay | High-Bay Luminaires for Commercial and Industrial Buildings | Standard | TRUE | 18536 | 133.8 | 138.52 | 8.86 | 0.9923 | 3526 | 83.05 | 5 | 50000 | 42804 | Dimmable | Continuous Below 10 | NotYetVerified |  | 4.1 | 18500 | 132 | 140 | 20 | 0.9 | 3500 | 83
PQNN6SBC | SLP Lighting | Citadel | CT2-LED-2L8-LB-50-U | Indoor Luminaires | High-Bay | High-Bay Luminaires for Commercial and Industrial Buildings | Standard | FALSE | [9 empty] | 42804 | Dimmable | Continuous Below 10 | NotYetVerified |  | 4.1 | 18800 | 134 | 140 | 20 | 0.9 | 5000 | 85
PUYN38NV | SLP Lighting | Citadel | CT2-LED-2L8-LB-40-U | Indoor Luminaires | High-Bay | High-Bay Luminaires for Commercial and Industrial Buildings | Standard | FALSE | [9 empty] | 42804 | Dimmable | Continuous Below 10 | NotYetVerified |  | 4.1 | 18650 | 133 | 140 | 20 | 0.9 | 4000 | 84
PAVKBWXT | BAERO North America Inc | Theta M2 | TM2-18-30-F-D-XXX | Indoor Luminaires | High-Bay | High-Bay Luminaires for Commercial and Industrial Buildings | Standard | TRUE | 15330 | 103 | 148.8349 | 7.22 | 0.969 | 3128 | 81.6 | 5 | 50000 | 42804 | Dimmable | Continuous Below 10 | No |  | 4.1 | 15330 | 103 | 148 | 7 | 0.9 | 3128 | 81.6
PQ5PAPH1 | AGC Lighting Co. Ltd | AGC lighting | HB05-120/T | Indoor Luminaires | High-Bay | High-Bay Luminaires for Commercial and Industrial Buildings | Premium | TRUE | 15680 | 126.76 | 123.7 | 13.81 | 0.9613 | 5257 | 84.9 | 5 | 50000 | 42804 | Dimmable | Continuous Below 10 | No |  | 4.1 | 15600 | 130 | 120 | 13.81 | 0.96 | 5000 | 84.9
PGSF4ATM | AGC Lighting Co. Ltd | AGC lighting | HB05-100/T | Indoor Luminaires | High-Bay | High-Bay Luminaires for Commercial and Industrial Buildings | Premium | TRUE | 13226 | 127.17 | 104 | 12.79 | 0.9594 | 5257 | 84.9 | 5 | 50000 | 42804 | Dimmable | Continuous Below 10 | No |  | 4.1 | 13000 | 130 | 100 | 12.79 | 0.96 | 5000 | 84.9
PNKZCX11 | AGC Lighting Co. Ltd | AGC lighting | HB05-200/T | Indoor Luminaires | High-Bay | High-Bay Luminaires for Commercial and Industrial Buildings | Premium | FALSE | [9 empty] | 42804 | Dimmable | Continuous Below 10 | No |  | 4.1 | 26000 | 130 | 200 | 16.13 | 0.93 | 5000 | 84.9
PNTEJ3UU | AGC Lighting Co. Ltd | AGC lighting | HB05-150/T | Indoor Luminaires | High-Bay | High-Bay Luminaires for Commercial and Industrial Buildings | Premium | FALSE | [9 empty] | 42804 | Dimmable | Continuous Below 10 | No |  | 4.1 | 19500 | 130 | 150 | 14.15 | 0.97 | 5000 | 84.9
PRAYMV7T | BAERO North America Inc | Theta M2 | TM2-36-50-F-D-XXX | Indoor Luminaires | High-Bay | High-Bay Luminaires for Commercial and Industrial Buildings | Standard | FALSE | [9 empty] | 42804 | Dimmable | Continuous Below 10 | No |  | 4.1 | 30957 | 108 | 286 | 7 | 0.9 | 5000 | 82
PQJKPSHX | BAERO North America Inc | Theta M2 | TM2-24-50-F-D-XXX | Indoor Luminaires | High-Bay | High-Bay Luminaires for Commercial and Industrial Buildings | Standard | FALSE | [9 empty] | 42804 | Dimmable | Continuous Below 10 | No |  | 4.1 | 22628.62 | 111 | 203 | 5 | 0.9 | 5000 | 82
PEW3T2BF | BAERO North America Inc | Theta M2 | TM2-18-50-F-D-XXX | Indoor Luminaires | High-Bay | High-Bay Luminaires for Commercial and Industrial Buildings | Standard | FALSE | [9 empty] | 42804 | Dimmable | Continuous Below 10 | No |  | 4.1 | 15920 | 110 | 145 | 7 | 0.9 | 4993 | 82
P8ATFZAJ | BAERO North America Inc | Theta M2 | TM2-36-40-F-D-XXX | Indoor Luminaires | High-Bay | High-Bay Luminaires for Commercial and Industrial Buildings | Standard | FALSE | [9 empty] | 42804 | Dimmable | Continuous Below 10 | No |  | 4.1 | 30348 | 105 | 290 | 7 | 0.9 | 4000 | 82
PGEHBE3N | BAERO North America Inc | Theta M2 | TM2-24-40-F-D-XXX | Indoor Luminaires | High-Bay | High-Bay Luminaires for Commercial and Industrial Buildings | Standard | FALSE | [9 empty] | 42804 | Dimmable | Continuous Below 10 | No |  | 4.1 | 22186 | 109 | 203 | 5 | 0.9 | 4000 | 82
PUVDRFGW | BAERO North America Inc | Theta M2 | TM2-18-40-F-D-XXX | Indoor Luminaires | High-Bay | High-Bay Luminaires for Commercial and Industrial Buildings | Standard | FALSE | [9 empty] | 42804 | Dimmable | Continuous Below 10 | No |  | 4.1 | 15606 | 106 | 147 | 7 | 0.9 | 4000 | 81.6
PSN363XA | BAERO North America Inc | Theta M2 | TM2-24-30-F-D-XXX | Indoor Luminaires | High-Bay | High-Bay Luminaires for Commercial and Industrial Buildings | Standard | FALSE | [9 empty] | 42804 | Dimmable | Continuous Below 10 | No |  | 4.1 | 21790 | 107 | 203 | 5 | 0.9 | 3105 | 81.8
PW8553Z1 | National Energy & Light Inc. | National Energy & Light Inc. | NEL200-HB-2700K UNV | Indoor Luminaires | High-Bay | High-Bay Luminaires for Commercial and Industrial Buildings | Standard | TRUE | 25285 | 131.02 | 193 | 11.04 | 0.9284 | 2724 | 82.4 | 5 | 50000 | 42803 | Dimmable | Continuous Below 10 | No |  | 4.1 | 26000 | 130 | 200 | 11.04 | 0.9 | 2700 | 82
PY9Y6YNJ | National Energy & Light Inc. | National Energy & Light Inc. | NEL200-HB-3500K UNV | Indoor Luminaires | High-Bay | High-Bay Luminaires for Commercial and Industrial Buildings | Standard | FALSE | [9 empty] | 42803 | Dimmable | Continuous Below 10 | No |  | 4.1 | 26000 | 130 | 200 | 11.04 | 0.9 | 3500 | 82
P8D2FS42 | Alphalite Inc. | Alphalite | EHB2-162/840 | Indoor Luminaires | High-Bay | High-Bay Luminaires for Commercial and Industrial Buildings | Premium | TRUE | 20368.7 | 128.42 | 158.61 | 9.3 | 0.9715 | 4014 | 84.24 | 5 | 50000 | 42803 | Dimmable | Continuous Below 10 | Yes |  | 4.1 | 21060 | 130 | 162 | 10 | 0.9 | 4000 | 80
P3K588AU | Alphalite Inc. | Alphalite | EHB2-110/840 | Indoor Luminaires | High-Bay | High-Bay Luminaires for Commercial and Industrial Buildings | Premium | TRUE | 13521.4 | 128.86 | 104.93 | 13.8 | 0.9681 | 4014 | 84.22 | 5 | 50000 | 42803 | Dimmable | Continuous Below 10 | Yes |  | 4.1 | 14300 | 130 | 110 | 10 | 0.9 | 4000 | 80
PJV4Q4SA | Alphalite Inc. | Alphalite | EHB4-321/840 | Indoor Luminaires | High-Bay | High-Bay Luminaires for Commercial and Industrial Buildings | Premium | TRUE | 39946.4 | 127.71 | 312.8 | 14.4 | 0.9668 | 3999 | 84.26 | 5 | 50000 | 42803 | Dimmable | Continuous Below 10 | Yes |  | 4.1 | 41730 | 130 | 321 | 10 | 0.9 | 4000 | 80
PMEDZV2D | Alphalite Inc. | Alphalite | EHB4-223/840 | Indoor Luminaires | High-Bay | High-Bay Luminaires for Commercial and Industrial Buildings | Premium | TRUE | 26985.9 | 128.27 | 210.38 | 14.16 | 0.9667 | 4033 | 84.22 | 5 | 50000 | 42803 | Dimmable | Continuous Below 10 | Yes |  | 4.1 | 28990 | 130 | 223 | 10 | 0.9 | 4000 | 80
P9YR6BXD | Alphalite Inc. | Alphalite | EHB4-321/857 | Indoor Luminaires | High-Bay | High-Bay Luminaires for Commercial and Industrial Buildings | Premium | FALSE | [9 empty] | 42803 | Dimmable | Continuous Below 10 | Yes |  | 4.1 | 42372 | 132 | 321 | 10 | 0.9 | 5700 | 80
PGD3RG26 | Alphalite Inc. | Alphalite | EHB4-223/857 | Indoor Luminaires | High-Bay | High-Bay Luminaires for Commercial and Industrial Buildings | Premium | FALSE | [9 empty] | 42803 | Dimmable | Continuous Below 10 | Yes |  | 4.1 | 29463 | 132 | 223 | 10 | 0.9 | 5700 | 80
PY1BJSVV | Alphalite Inc. | Alphalite | EHB2-162/857 | Indoor Luminaires | High-Bay | High-Bay Luminaires for Commercial and Industrial Buildings | Premium | FALSE | [9 empty] | 42803 | Dimmable | Continuous Below 10 | Yes |  | 4.1 | 21384 | 132 | 162 | 10 | 0.9 | 5700 | 80
PYDMGE7A | Alphalite Inc. | Alphalite | EHB2-110/857 | Indoor Luminaires | High-Bay | High-Bay Luminaires for Commercial and Industrial Buildings | Premium | FALSE | [9 empty] | 42803 | Dimmable | Continuous Below 10 | Yes |  | 4.1 | 14520 | 132 | 110 | 10 | 0.9 | 5700 | 80
PPJ7XNQW | Alphalite Inc. | Alphalite | EHB4-321/850 | Indoor Luminaires | High-Bay | High-Bay Luminaires for Commercial and Industrial Buildings | Premium | FALSE | [9 empty] | 42803 | Dimmable | Continuous Below 10 | Yes |  | 4.1 | 42051 | 131 | 321 | 10 | 0.9 | 5000 | 80
PYXQJHT4 | Alphalite Inc. | Alphalite | EHB4-223/850 | Indoor Luminaires | High-Bay | High-Bay Luminaires for Commercial and Industrial Buildings | Premium | FALSE | [9 empty] | 42803 | Dimmable | Continuous Below 10 | Yes |  | 4.1 | 29213 | 131 | 223 | 10 | 0.9 | 5000 | 80
P3SW1FRW | Alphalite Inc. | Alphalite | EHB2-162/850 | Indoor Luminaires | High-Bay | High-Bay Luminaires for Commercial and Industrial Buildings | Premium | FALSE | [9 empty] | 42803 | Dimmable | Continuous Below 10 | Yes |  | 4.1 | 21222 | 131 | 162 | 10 | 0.9 | 5000 | 80
PY1GUWJD | Alphalite Inc. | Alphalite | EHB2-110/850 | Indoor Luminaires | High-Bay | High-Bay Luminaires for Commercial and Industrial Buildings | Premium | FALSE | [9 empty] | 42803 | Dimmable | Continuous Below 10 | Yes |  | 4.1 | 14410 | 131 | 110 | 10 | 0.9 | 5000 | 80
P87XE1B8 | HTM Lighting | HTM | LWL-HO100WX (3000K) | Indoor Luminaires | High-Bay | High-Bay Luminaires for Commercial and Industrial Buildings | Standard | TRUE | 11525.712 | 116.598 | 98.85 | 17.9 | 0.927 | 3035 | 82.1 | 5 | 50000 | 42803 | Dimmable | Continuous Below 10 | No |  | 4.1 | 11525.7 | 116.5 | 98.85 | 17.9 | 0.93 | 3035 | 82.1
PGEMCWCA | HTM Lighting | HTM | LWL-HO80WX(3000K) | Indoor Luminaires | High-Bay | Low-Bay Luminaires for Commercial and Industrial Buildings | Standard | TRUE | 9543.86 | 116.773 | 81.73 | 18.1 | 0.913 | 3040 | 82 | 5 | 50000 | 42803 | Dimmable | Continuous Below 10 | No |  | 4.1 | 9543.8 | 116.7 | 81.73 | 18.1 | 0.91 | 3040 | 82
PR6CN8VU | HTM Lighting | HTM | LWL-HO60WX(3000K) | Indoor Luminaires | High-Bay | Low-Bay Luminaires for Commercial and Industrial Buildings | Standard | TRUE | 6438.372 | 110.152 | 58.45 | 17.9 | 0.911 | 3022 | 81.9 | 5 | 50000 | 42803 | Dimmable | Continuous Below 10 | No |  | 4.1 | 6438.3 | 110.1 | 58.45 | 17.9 | 0.91 | 3022 | 81.9
PG2Z6SXP | HTM Lighting | HTM | LWL-HO80WX(5000K) | Indoor Luminaires | High-Bay | Low-Bay Luminaires for Commercial and Industrial Buildings | Standard | FALSE | [9 empty] | 42803 | Dimmable | Continuous Below 10 | No |  | 4.1 | 10069.4 | 122.1 | 82.42 | 18.8 | 0.92 | 4989 | 85.4
PFZDBJPT | HTM Lighting | HTM | LWL-HO100WX(5000K) | Indoor Luminaires | High-Bay | High-Bay Luminaires for Commercial and Industrial Buildings | Standard | FALSE | [9 empty] | 42803 | Dimmable | Continuous Below 10 | No |  | 4.1 | 12512.2 | 126.1 | 99.16 | 18.9 | 0.94 | 4922 | 85.4
PADU9MT4 | HTM Lighting | HTM | LWL-HO60WX(5000K) | Indoor Luminaires | High-Bay | Low-Bay Luminaires for Commercial and Industrial Buildings | Standard | FALSE | [9 empty] | 42803 | Dimmable | Continuous Below 10 | No |  | 4.1 | 7115 | 118.3 | 60.14 | 18.5 | 0.92 | 4886 | 85.4
PGUUX7M4 | HTM Lighting | HTM | LWL-HO100WX(4500K) | Indoor Luminaires | High-Bay | High-Bay Luminaires for Commercial and Industrial Buildings | Standard | FALSE | [9 empty] | 42803 | Dimmable | Continuous Below 10 | No |  | 4.1 | 11525.7 | 116.5 | 98.85 | 17.9 | 0.93 | 4500 | 82.1
PPCS3ZD2 | HTM Lighting | HTM | LWL-HO80WX(4500K) | Indoor Luminaires | High-Bay | Low-Bay Luminaires for Commercial and Industrial Buildings | Standard | FALSE | [9 empty] | 42803 | Dimmable | Continuous Below 10 | No |  | 4.1 | 9543.8 | 116.7 | 81.73 | 18.1 | 0.91 | 4500 | 82
PB4J68JR | HTM Lighting | HTM | LWL-HO60WX(4500K) | Indoor Luminaires | High-Bay | Low-Bay Luminaires for Commercial and Industrial Buildings | Standard | FALSE | [9 empty] | 42803 | Dimmable | Continuous Below 10 | No |  | 4.1 | 6438.3 | 110.1 | 58.45 | 17.9 | 0.91 | 4500 | 81.9
PVWGE8AV | HTM Lighting | HTM | LWL-HO100WX(4000K) | Indoor Luminaires | High-Bay | High-Bay Luminaires for Commercial and Industrial Buildings | Standard | FALSE | [9 empty] | 42803 | Dimmable | Continuous Below 10 | No |  | 4.1 | 11525.7 | 116.5 | 98.85 | 17.9 | 0.93 | 4000 | 82.1
PKN5FTV2 | HTM Lighting | HTM | LWL-HO80WX(4000K) | Indoor Luminaires | High-Bay | Low-Bay Luminaires for Commercial and Industrial Buildings | Standard | FALSE | [9 empty] | 42803 | Dimmable | Continuous Below 10 | No |  | 4.1 | 9543.8 | 116.7 | 81.73 | 18.1 | 0.91 | 4000 | 82
PMH62423 | HTM Lighting | HTM | LWL-HO60WX(4000K) | Indoor Luminaires | High-Bay | Low-Bay Luminaires for Commercial and Industrial Buildings | Standard | FALSE | [9 empty] | 42803 | Dimmable | Continuous Below 10 | No |  | 4.1 | 6438.3 | 110.1 | 58.45 | 17.9 | 0.91 | 4000 | 81.9
P7651F6F | HTM Lighting | HTM | LWL-HO100WX(3500K) | Indoor Luminaires | High-Bay | High-Bay Luminaires for Commercial and Industrial Buildings | Standard | FALSE | [9 empty] | 42803 | Dimmable | Continuous Below 10 | No |  | 4.1 | 11525.7 | 116.5 | 98.85 | 17.9 | 0.93 | 3500 | 82.1
PX33QR87 | HTM Lighting | HTM | LWL-HO80WX(3500K) | Indoor Luminaires | High-Bay | Low-Bay Luminaires for Commercial and Industrial Buildings | Standard | FALSE | [9 empty] | 42803 | Dimmable | Continuous Below 10 | No |  | 4.1 | 9543.8 | 116.7 | 81.73 | 18.1 | 0.91 | 3500 | 82
P12GSP76 | HTM Lighting | HTM | LWL-HO60WX(3500K) | Indoor Luminaires | High-Bay | Low-Bay Luminaires for Commercial and Industrial Buildings | Standard | FALSE | [9 empty] | 42803 | Dimmable | Continuous Below 10 | No |  | 4.1 | 6438.3 | 110.1 | 58.45 | 17.9 | 0.91 | 3500 | 81.9
PB3B5K85 | Eaton (formerly Cooper Lighting) | Ephesus | Stadium 400-NEMA 4-[All Controls]-5700 | Indoor Luminaires | High-Bay | High-Bay Luminaires for Commercial and Industrial Buildings | Standard | FALSE | [9 empty] | 42803 | Not Dimmable | Not Dimmable | No |  | 4.1 | 49392 | 117.32 | 421 | 17.32 | 0.93 | 5700 | 71.2
P5VHS22Y | Eaton (formerly Cooper Lighting) | Ephesus | All Field 400-NEMA 4-[All Controls]-5700 | Indoor Luminaires | High-Bay | High-Bay Luminaires for Commercial and Industrial Buildings | Standard | FALSE | [9 empty] | 42803 | Not Dimmable | Not Dimmable | No |  | 4.1 | 49392 | 117.32 | 421 | 17.32 | 0.93 | 5700 | 71.2
PXMXZQQK | Eaton (formerly Cooper Lighting) | Ephesus | All Field 400-NEMA 5-[All Controls]-5700 | Indoor Luminaires | High-Bay | High-Bay Aisle Luminaires | Standard | FALSE | [9 empty] | 42803 | Not Dimmable | Not Dimmable | No |  | 4.1 | 47678 | 113.25 | 421 | 17.32 | 0.93 | 5700 | 71.2
PSHK26TT | Eaton (formerly Cooper Lighting) | Ephesus | All Field 400-NEMA 5-[All Controls]-5700 | Indoor Luminaires | High-Bay | High-Bay Luminaires for Commercial and Industrial Buildings | Standard | FALSE | [9 empty] | 42803 | Not Dimmable | Not Dimmable | No |  | 4.1 | 47678 | 113.25 | 421 | 17.32 | 0.93 | 5700 | 71.2
P9EHAP99 | Eaton (formerly Cooper Lighting) | Ephesus | Stadium 400-NEMA 5-[All Controls]-5700 | Indoor Luminaires | High-Bay | High-Bay Aisle Luminaires | Standard | FALSE | [9 empty] | 42803 | Not Dimmable | Not Dimmable | No |  | 4.1 | 47678 | 113.25 | 421 | 17.32 | 0.93 | 5700 | 71.2
P4WQ1VBB | Eaton (formerly Cooper Lighting) | Ephesus | Stadium 400-NEMA 5-[All Controls]-5700 | Indoor Luminaires | High-Bay | High-Bay Luminaires for Commercial and Industrial Buildings | Standard | FALSE | [9 empty] | 42803 | Not Dimmable | Not Dimmable | No |  | 4.1 | 47678 | 113.25 | 421 | 17.32 | 0.93 | 5700 | 71.2
PSFRR54D | Eaton (formerly Cooper Lighting) | Ephesus | Stadium 750-NEMA 4-[All Controls]-5700 | Indoor Luminaires | High-Bay | High-Bay Luminaires for Commercial and Industrial Buildings | Standard | FALSE | [9 empty] | 42803 | Not Dimmable | Not Dimmable | No |  | 4.1 | 85593 | 111.3 | 769 | 17.03 | 0.97 | 5700 | 71.2
PK75BAYY | Eaton (formerly Cooper Lighting) | Ephesus | Stadium 750-NEMA 5-[All Controls]-5700 | Indoor Luminaires | High-Bay | High-Bay Luminaires for Commercial and Industrial Buildings | Standard | FALSE | [9 empty] | 42803 | Not Dimmable | Not Dimmable | No |  | 4.1 | 82622 | 107.44 | 769 | 17.03 | 0.97 | 5700 | 71.2
PGPWYZQZ | Eaton (formerly Cooper Lighting) | Ephesus | Stadium 750-NEMA 5-[All Controls]-5700 | Indoor Luminaires | High-Bay | High-Bay Aisle Luminaires | Standard | FALSE | [9 empty] | 42803 | Not Dimmable | Not Dimmable | No |  | 4.1 | 82622 | 107.44 | 769 | 17.03 | 0.97 | 5700 | 71.2
PSXCV7DF | Eaton (formerly Cooper Lighting) | Ephesus | Stadium 400-NEMA 4-[All Controls]-4000 | Indoor Luminaires | High-Bay | High-Bay Luminaires for Commercial and Industrial Buildings | Standard | FALSE | [9 empty] | 42803 | Not Dimmable | Not Dimmable | No |  | 4.1 | 48088 | 114.22 | 421 | 17.32 | 0.93 | 4000 | 71.2
PCYAD5SX | Eaton (formerly Cooper Lighting) | Ephesus | All Field 400-NEMA 4-[All Controls]-4000 | Indoor Luminaires | High-Bay | High-Bay Luminaires for Commercial and Industrial Buildings | Standard | FALSE | [9 empty] | 42803 | Not Dimmable | Not Dimmable | No |  | 4.1 | 48088 | 114.22 | 421 | 17.32 | 0.93 | 4000 | 71.2
PYCZ3YPB | Eaton (formerly Cooper Lighting) | Ephesus | Stadium 400-NEMA 5-[All Controls]-4000 | Indoor Luminaires | High-Bay | High-Bay Luminaires for Commercial and Industrial Buildings | Standard | FALSE | [9 empty] | 42803 | Not Dimmable | Not Dimmable | No |  | 4.1 | 46419 | 110.26 | 421 | 17.32 | 0.93 | 4000 | 71.2
PTBM6U13 | Eaton (formerly Cooper Lighting) | Ephesus | All Field 400-NEMA 5-[All Controls]-4000 | Indoor Luminaires | High-Bay | High-Bay Aisle Luminaires | Standard | FALSE | [9 empty] | 42803 | Not Dimmable | Not Dimmable | No |  | 4.1 | 46419 | 110.26 | 421 | 17.32 | 0.93 | 4000 | 71.2
PJXNPM8V | Eaton (formerly Cooper Lighting) | Ephesus | Stadium 400-NEMA 5-[All Controls]-4000 | Indoor Luminaires | High-Bay | High-Bay Aisle Luminaires | Standard | FALSE | [9 empty] | 42803 | Not Dimmable | Not Dimmable | No |  | 4.1 | 46419 | 110.26 | 421 | 17.32 | 0.93 | 4000 | 71.2
P8RU2J6M | Eaton (formerly Cooper Lighting) | Ephesus | All Field 400-NEMA 5-[All Controls]-4000 | Indoor Luminaires | High-Bay | High-Bay Luminaires for Commercial and Industrial Buildings | Standard | FALSE | [9 empty] | 42803 | Not Dimmable | Not Dimmable | No |  | 4.1 | 46419 | 110.26 | 421 | 17.32 | 0.93 | 4000 | 71.2
PH11XT5S | Eaton (formerly Cooper Lighting) | Ephesus | Stadium 750-NEMA 4-[All Controls]-4000 | Indoor Luminaires | High-Bay | High-Bay Luminaires for Commercial and Industrial Buildings | Standard | FALSE | [9 empty] | 42803 | Not Dimmable | Not Dimmable | No |  | 4.1 | 83333 | 108.37 | 769 | 17.03 | 0.97 | 4000 | 71.2
PFY6K3ND | Eaton (formerly Cooper Lighting) | Ephesus | Stadium 750-NEMA 5-[All Controls]-4000 | Indoor Luminaires | High-Bay | High-Bay Aisle Luminaires | Standard | FALSE | [9 empty] | 42803 | Not Dimmable | Not Dimmable | No |  | 4.1 | 80441 | 104.6 | 769 | 17.03 | 0.97 | 4000 | 71.2
P64QSQJU | Eaton (formerly Cooper Lighting) | Ephesus | Stadium 750-NEMA 5-[All Controls]-4000 | Indoor Luminaires | High-Bay | High-Bay Luminaires for Commercial and Industrial Buildings | Standard | FALSE | [9 empty] | 42803 | Not Dimmable | Not Dimmable | No |  | 4.1 | 80441 | 104.6 | 769 | 17.03 | 0.97 | 4000 | 71.2
PC24RTSZ | Shenzhen City Huaguan Optoelectronic Technology Co.Ltd | HG | HG-HL-240W-RP(4000K) [Pointing Straight Down Only] [No Reflector] | Indoor Luminaires | High-Bay | High-Bay Luminaires for Commercial and Industrial Buildings | Premium | TRUE | 29519.09 | 126.7 | 232.98 | 14.7 | 0.96 | 4183 | 83.7 | 5 | 50000 | 42803 | Not Dimmable | Not Dimmable | No |  | 4.1 | 31200 | 130 | 240 | 15 | 0.95 | 4000 | 80
PB8DN3WX | Shenzhen City Huaguan Optoelectronic Technology Co.Ltd | HG | HG-HL-240W-RP(5700K) [Pointing Straight Down Only] [No Reflector] | Indoor Luminaires | High-Bay | High-Bay Luminaires for Commercial and Industrial Buildings | Premium | FALSE | [9 empty] | 42803 | Not Dimmable | Not Dimmable | No |  | 4.1 | 31200 | 130 | 240 | 15 | 0.95 | 5700 | 80
PDU48X9P | Shenzhen City Huaguan Optoelectronic Technology Co.Ltd | HG | HG-HL-240W-RP(5000K) [Pointing Straight Down Only] [No Reflector] | Indoor Luminaires | High-Bay | High-Bay Luminaires for Commercial and Industrial Buildings | Premium | FALSE | [9 empty] | 42803 | Not Dimmable | Not Dimmable | No |  | 4.1 | 31200 | 130 | 240 | 15 | 0.95 | 5000 | 80
PWRYPZHV | Shenzhen City Huaguan Optoelectronic Technology Co.Ltd | HG | HG-HL-240W-RP(4500K) [Pointing Straight Down Only] [No Reflector] | Indoor Luminaires | High-Bay | High-Bay Luminaires for Commercial and Industrial Buildings | Premium | FALSE | [9 empty] | 42803 | Not Dimmable | Not Dimmable | No |  | 4.1 | 31200 | 130 | 240 | 15 | 0.95 | 4500 | 80
PX4S5WAM | KeMeiLai Optoelectronic Co.Ltd | KML | KMLUFO460240 I(2700K) | Indoor Luminaires | High-Bay | High-Bay Luminaires for Commercial and Industrial Buildings | Standard | TRUE | 24251.373 | 109.859 | 220.75 | 18.9 | 0.926 | 2734 | 82.8 | 5 | 50000 | 42802 |  |  | No |  | 4.1 | 24251.3 | 109.8 | 220.7 | 17.3 | 0.93 | 2734 | 82.8
PWQY1YYU | KeMeiLai Optoelectronic Co.Ltd | KML | KMLUFO460240 I(5700K) | Indoor Luminaires | High-Bay | High-Bay Luminaires for Commercial and Industrial Buildings | Standard | FALSE | [9 empty] | 42802 |  |  | No |  | 4.1 | 26159.8 | 114.7 | 228 | 18.9 | 0.93 | 5540 | 81.6
PN7VKZYF | KeMeiLai Optoelectronic Co.Ltd | KML | KMLUFO460240 I(5000K) | Indoor Luminaires | High-Bay | High-Bay Luminaires for Commercial and Industrial Buildings | Standard | FALSE | [9 empty] | 42802 |  |  | No |  | 4.1 | 24251.3 | 109.8 | 220.7 | 17.3 | 0.93 | 5000 | 82.8
PC3WKWGD | KeMeiLai Optoelectronic Co.Ltd | KML | KMLUFO460240 I(4500K) | Indoor Luminaires | High-Bay | High-Bay Luminaires for Commercial and Industrial Buildings | Standard | FALSE | [9 empty] | 42802 |  |  | No |  | 4.1 | 24251.3 | 109.8 | 220.7 | 17.3 | 0.93 | 4500 | 82.8
P9N6591Z | KeMeiLai Optoelectronic Co.Ltd | KML | KMLUFO460240 I(4000K) | Indoor Luminaires | High-Bay | High-Bay Luminaires for Commercial and Industrial Buildings | Standard | FALSE | [9 empty] | 42802 |  |  | No |  | 4.1 | 24251.3 | 109.8 | 220.7 | 17.3 | 0.93 | 4000 | 82.8
P5C4R8EX | KeMeiLai Optoelectronic Co.Ltd | KML | KMLUFO460240 I(3500K) | Indoor Luminaires | High-Bay | High-Bay Luminaires for Commercial and Industrial Buildings | Standard | FALSE | [9 empty] | 42802 |  |  | No |  | 4.1 | 24251.3 | 109.8 | 220.7 | 17.3 | 0.93 | 3500 | 82.8
PF1HX5E4 | KeMeiLai Optoelectronic Co.Ltd | KML | KMLUFO460240 I(3000K) | Indoor Luminaires | High-Bay | High-Bay Luminaires for Commercial and Industrial Buildings | Standard | FALSE | [9 empty] | 42802 |  |  | No |  | 4.1 | 24251.3 | 109.8 | 220.7 | 17.3 | 0.93 | 3000 | 82.8
PR3JDBUN | SNC OPTO ELECTRONIC CO LTD. | SNC LED | SNC-H240HLT1A2 4000K | Indoor Luminaires | High-Bay | High-Bay Luminaires for Commercial and Industrial Buildings | Standard | TRUE | 28932 | 118.62 | 243.9 | 9.63 | 0.9379 | 4075 | 73.9 | 5 | 50000 | 42802 |  |  | No |  | 4.1 | 28391 | 118.62 | 243.9 | 9.63 | 0.94 | 4000 | 73.9
P71AMMYM | SNC OPTO ELECTRONIC CO LTD. | SNC LED | SNC-H240HLT1A2 5700K | Indoor Luminaires | High-Bay | High-Bay Luminaires for Commercial and Industrial Buildings | Standard | FALSE | [9 empty] | 42802 |  |  | No |  | 4.1 | 29516 | 120.57 | 244.8 | 12.51 | 0.95 | 5700 | 74.1
PFCE2FQR | SNC OPTO ELECTRONIC CO LTD. | SNC LED | SNC-H240HLT1A2 5000K | Indoor Luminaires | High-Bay | High-Bay Luminaires for Commercial and Industrial Buildings | Standard | FALSE | [9 empty] | 42802 |  |  | No |  | 4.1 | 28953.5 | 118.71 | 243.9 | 9.63 | 0.94 | 5000 | 73.9
PF27ACPC | Huizhou Arrlux Optoelectronic Co.Ltd | ARRLUX | FLB80-D-5000K [Included Optic Only] | Indoor Luminaires | High-Bay | Low-Bay Luminaires for Commercial and Industrial Buildings | Standard | TRUE | 8704.433 | 110.113 | 79.05 | 7.22 | 0.979 | 5052 | 73.9 | 5 | 50000 | 42802 |  |  | No |  | 4.1 | 8704 | 110.1 | 79.1 | 7.2 | 0.98 | 5000 | 74
PQTHKQPZ | Huizhou Arrlux Optoelectronic Co.Ltd | ARRLUX | FLB120-D-4000K [Included Optic Only] | Indoor Luminaires | High-Bay | High-Bay Luminaires for Commercial and Industrial Buildings | Standard | TRUE | 13260.18 | 115.066 | 115.24 | 8.6 | 0.976 | 3916 | 74 | 5 | 50000 | 42802 |  |  | No |  | 4.1 | 13260 | 115.1 | 115.2 | 8.6 | 1 | 4000 | 74
P2HPRZSR | Huizhou Arrlux Optoelectronic Co.Ltd | ARRLUX | FLB80-D-4000K [Included Optic Only] | Indoor Luminaires | High-Bay | Low-Bay Luminaires for Commercial and Industrial Buildings | Standard | TRUE | 8537.874 | 109.08 | 78.18 | 7.43 | 0.965 | 3997 | 74.6 | 5 | 50000 | 42802 |  |  | No |  | 4.1 | 8528 | 109.1 | 78.2 | 7.4 | 0.97 | 4000 | 75
PPT1E1H2 | Huizhou Arrlux Optoelectronic Co.Ltd | ARRLUX | FLB120-D-5000K [Included Optic Only] | Indoor Luminaires | High-Bay | High-Bay Luminaires for Commercial and Industrial Buildings | Standard | FALSE | [9 empty] | 42802 |  |  | No |  | 4.1 | 13414 | 116.1 | 115.6 | 8.4 | 1 | 5000 | 75
PGKDF71Y | Huizhou Arrlux Optoelectronic Co.Ltd | ARRLUX | FLB280-D-5000K [Included Optic Only] | Indoor Luminaires | High-Bay | High-Bay Luminaires for Commercial and Industrial Buildings | Standard | FALSE | [9 empty] | 42802 |  |  | No |  | 4.1 | 30311 | 111.7 | 271.4 | 10.2 | 1 | 5000 | 74
P7K4VT2U | Huizhou Arrlux Optoelectronic Co.Ltd | ARRLUX | FLB320-D-5000K [Included Optic Only] | Indoor Luminaires | High-Bay | High-Bay Luminaires for Commercial and Industrial Buildings | Standard | FALSE | [9 empty] | 42802 |  |  | No |  | 4.1 | 34591 | 111.6 | 309.9 | 9.5 | 1 | 5000 | 74
PFWCZV4P | Huizhou Arrlux Optoelectronic Co.Ltd | ARRLUX | FLB200-D-5000K [Included Optic Only] | Indoor Luminaires | High-Bay | High-Bay Luminaires for Commercial and Industrial Buildings | Standard | FALSE | [9 empty] | 42802 |  |  | No |  | 4.1 | 21998 | 112.8 | 195.1 | 8.9 | 1 | 5000 | 74
PM54VE6A | Huizhou Arrlux Optoelectronic Co.Ltd | ARRLUX | FLB240-D-5000K [Included Optic Only] | Indoor Luminaires | High-Bay | High-Bay Luminaires for Commercial and Industrial Buildings | Standard | FALSE | [9 empty] | 42802 |  |  | No |  | 4.1 | 26726 | 112.6 | 237.3 | 8.9 | 1 | 5000 | 73
P4QBGSHG | Huizhou Arrlux Optoelectronic Co.Ltd | ARRLUX | FLB160-D-4000K [Included Optic Only] | Indoor Luminaires | High-Bay | High-Bay Luminaires for Commercial and Industrial Buildings | Standard | FALSE | [9 empty] | 42802 |  |  | No |  | 4.1 | 17056 | 110.3 | 154.7 | 10.7 | 0.99 | 4000 | 75
P7XTWGVT | Huizhou Arrlux Optoelectronic Co.Ltd | ARRLUX | FLB280-D-4000K [Included Optic Only] | Indoor Luminaires | High-Bay | High-Bay Luminaires for Commercial and Industrial Buildings | Standard | FALSE | [9 empty] | 42802 |  |  | No |  | 4.1 | 29951 | 110.3 | 271.5 | 11.5 | 1 | 4000 | 74
P49T6P3Y | Huizhou Arrlux Optoelectronic Co.Ltd | ARRLUX | FLB320-D-4000K [Included Optic Only] | Indoor Luminaires | High-Bay | High-Bay Luminaires for Commercial and Industrial Buildings | Standard | FALSE | [9 empty] | 42802 |  |  | No |  | 4.1 | 34222 | 110.4 | 309.9 | 10.7 | 1 | 4000 | 74
P6MQAVMA | Huizhou Arrlux Optoelectronic Co.Ltd | ARRLUX | FLB200-D-4000K [Included Optic Only] | Indoor Luminaires | High-Bay | High-Bay Luminaires for Commercial and Industrial Buildings | Standard | FALSE | [9 empty] | 42802 |  |  | No |  | 4.1 | 21641 | 111 | 195 | 9.4 | 1 | 4000 | 74
PZYK8HZN | Huizhou Arrlux Optoelectronic Co.Ltd | ARRLUX | FLB240-D-4000K [Included Optic Only] | Indoor Luminaires | High-Bay | High-Bay Luminaires for Commercial and Industrial Buildings | Standard | FALSE | [9 empty] | 42802 |  |  | No |  | 4.1 | 26266 | 111.8 | 234.9 | 9.3 | 1 | 4000 | 74
P52CBP46 | Hess Lighting Inc | Hess EasyLine | EL-54-UNV-5700K-5FT-PC-WB-DIM | Indoor Luminaires | High-Bay | Low-Bay Luminaires for Commercial and Industrial Buildings | Standard | TRUE | 7608 | 118.2 | 64.37 | 7.31 | 0.972 | 5804 | 86.5 | 5 | 50000 | 42802 |  |  | No |  | 4.1 | 7608 | 118.2 | 64.37 | 7.31 | 0.97 | 5804 | 86.5
PYSQ2BH6 | Hess Lighting Inc | Hess EasyLine | EL-40-UNV-5700K-5FT-PC-WB-DIM | Indoor Luminaires | High-Bay | Low-Bay Luminaires for Commercial and Industrial Buildings | Standard | TRUE | 5791 | 121.3 | 47.75 | 7.47 | 0.959 | 5815 | 86.9 | 5 | 50000 | 42802 |  |  | No |  | 4.1 | 5791 | 121.3 | 47.74 | 7.47 | 0.96 | 5815 | 86.9
PZBHJT2P | KeMeiLai Optoelectronic Co.Ltd | KML | KMLUFO360150 I(2700K) | Indoor Luminaires | High-Bay | High-Bay Luminaires for Commercial and Industrial Buildings | Standard | TRUE | 16712.38 | 110.517 | 151.22 | 18.9 | 0.924 | 2768 | 82.9 | 5 | 50000 | 42802 |  |  | No |  | 4.1 | 16712.3 | 110.5 | 151.2 | 17.5 | 0.92 | 2768 | 82.9
PZP3WB31 | KeMeiLai Optoelectronic Co.Ltd | KML | KMLUFO280120(2700K) | Indoor Luminaires | High-Bay | High-Bay Luminaires for Commercial and Industrial Buildings | Standard | TRUE | 13296.5 | 110.03 | 120.84 | 18.3 | 0.92 | 2717 | 82.8 | 5 | 50000 | 42802 |  |  | No |  | 4.1 | 13730.1 | 111.7 | 122.8 | 17.1 | 0.92 | 2717 | 82.8
PT465BR3 | KeMeiLai Optoelectronic Co.Ltd | KML | KMLUFO360200 I(2700K) | Indoor Luminaires | High-Bay | High-Bay Luminaires for Commercial and Industrial Buildings | Standard | TRUE | 22187.78 | 110.15 | 201.44 | 18.5 | 0.919 | 2759 | 83 | 5 | 50000 | 42802 |  |  | No |  | 4.1 | 22813.1 | 112.1 | 203.5 | 17.9 | 0.92 | 2759 | 83
PAK9CE89 | KeMeiLai Optoelectronic Co.Ltd | KML | KMLUFO28080(2700K) | Indoor Luminaires | High-Bay | High-Bay Luminaires for Commercial and Industrial Buildings | Standard | TRUE | 9080.923 | 110.192 | 82.41 | 17.5 | 0.918 | 2722 | 82.9 | 5 | 50000 | 42802 |  |  | No |  | 4.1 | 9080.9 | 110.1 | 82.4 | 16.6 | 0.92 | 2722 | 82.9
P72434TF | NASON LIGHTING (Kunshan) co. ltd | NASON | NS-XD05103-40 3500K | Indoor Luminaires | High-Bay | Low-Bay Luminaires for Commercial and Industrial Buildings | Standard | TRUE | 4520 | 124 | 36.34 | 8.77 | 0.895 | 3399 | 84.2 | 5 | 50000 | 42802 |  |  | No |  | 4.1 | 4960 | 124 | 40 | 0.09 | 0.9 | 3500 | 84
PFJQ8BVG | NASON LIGHTING (Kunshan) co. ltd | NASON | NS-XD05103-40 5700K | Indoor Luminaires | High-Bay | Low-Bay Luminaires for Commercial and Industrial Buildings | Standard | FALSE | [9 empty] | 42802 |  |  | No |  | 4.1 | 5120 | 128 | 40 | 0.09 | 0.9 | 5700 | 84
PJDGZM2U | NASON LIGHTING (Kunshan) co. ltd | NASON | NS-XD05103-40 5000K | Indoor Luminaires | High-Bay | Low-Bay Luminaires for Commercial and Industrial Buildings | Standard | FALSE | [9 empty] | 42802 |  |  | No |  | 4.1 | 5080 | 127 | 40 | 0.09 | 0.9 | 5000 | 84
PAAJX3X8 | NASON LIGHTING (Kunshan) co. ltd | NASON | NS-XD05103-40 4500K | Indoor Luminaires | High-Bay | Low-Bay Luminaires for Commercial and Industrial Buildings | Standard | FALSE | [9 empty] | 42802 |  |  | No |  | 4.1 | 5040 | 126 | 40 | 0.09 | 0.9 | 4500 | 84
PQ9RGMC9 | NASON LIGHTING (Kunshan) co. ltd | NASON | NS-XD05103-40 4000K | Indoor Luminaires | High-Bay | Low-Bay Luminaires for Commercial and Industrial Buildings | Standard | FALSE | [9 empty] | 42802 |  |  | No |  | 4.1 | 5000 | 125 | 40 | 0.09 | 0.9 | 4000 | 84
PG7NQ5TU | KeMeiLai Optoelectronic Co.Ltd | KML | KMLUFO360200 I(5700K) | Indoor Luminaires | High-Bay | High-Bay Luminaires for Commercial and Industrial Buildings | Standard | FALSE | [9 empty] | 42802 |  |  | No |  | 4.1 | 24370.7 | 115.8 | 210.4 | 18.5 | 0.93 | 5530 | 82.2
PQPK7P7V | KeMeiLai Optoelectronic Co.Ltd | KML | KMLUFO360150 I(5700K) | Indoor Luminaires | High-Bay | High-Bay Luminaires for Commercial and Industrial Buildings | Standard | FALSE | [9 empty] | 42802 |  |  | No |  | 4.1 | 18155.2 | 117.4 | 154.5 | 18.9 | 0.93 | 5410 | 81.3
PTZNXXAX | KeMeiLai Optoelectronic Co.Ltd | KML | KMLUFO28080(5700K) | Indoor Luminaires | High-Bay | High-Bay Luminaires for Commercial and Industrial Buildings | Standard | FALSE | [9 empty] | 42802 |  |  | No |  | 4.1 | 9669 | 116.1 | 83.2 | 17.5 | 0.93 | 5390 | 81.4
PGBDVEV2 | KeMeiLai Optoelectronic Co.Ltd | KML | KMLUFO280120(5700K) | Indoor Luminaires | High-Bay | High-Bay Luminaires for Commercial and Industrial Buildings | Standard | FALSE | [9 empty] | 42802 |  |  | No |  | 4.1 | 14244.4 | 116.1 | 122.6 | 18.3 | 0.93 | 5376 | 81.2
PK3KW71R | KeMeiLai Optoelectronic Co.Ltd | KML | KMLUFO360200 I(5000K) | Indoor Luminaires | High-Bay | High-Bay Luminaires for Commercial and Industrial Buildings | Standard | FALSE | [9 empty] | 42802 |  |  | No |  | 4.1 | 22813.1 | 112.1 | 203.5 | 17.9 | 0.92 | 5000 | 83
P9B1C3VU | KeMeiLai Optoelectronic Co.Ltd | KML | KMLUFO360150 I(5000K) | Indoor Luminaires | High-Bay | High-Bay Luminaires for Commercial and Industrial Buildings | Standard | FALSE | [9 empty] | 42802 |  |  | No |  | 4.1 | 16712.3 | 110.5 | 151.2 | 17.5 | 0.92 | 5000 | 82.9
PJ31H4D2 | KeMeiLai Optoelectronic Co.Ltd | KML | KMLUFO28080(5000K) | Indoor Luminaires | High-Bay | High-Bay Luminaires for Commercial and Industrial Buildings | Standard | FALSE | [9 empty] | 42802 |  |  | No |  | 4.1 | 9080.9 | 110.1 | 82.4 | 16.6 | 0.92 | 5000 | 82.9
P5MFRKC7 | KeMeiLai Optoelectronic Co.Ltd | KML | KMLUFO280120(5000K) | Indoor Luminaires | High-Bay | High-Bay Luminaires for Commercial and Industrial Buildings | Standard | FALSE | [9 empty] | 42802 |  |  | No |  | 4.1 | 13730.1 | 111.7 | 122.8 | 17.1 | 0.92 | 5000 | 82.8
P8U24N2C | KeMeiLai Optoelectronic Co.Ltd | KML | KMLUFO360200 I(4500K) | Indoor Luminaires | High-Bay | High-Bay Luminaires for Commercial and Industrial Buildings | Standard | FALSE | [9 empty] | 42802 |  |  | No |  | 4.1 | 22813.1 | 112.1 | 203.5 | 17.9 | 0.92 | 4500 | 83
PHHD3SC4 | KeMeiLai Optoelectronic Co.Ltd | KML | KMLUFO360150 I(4500K) | Indoor Luminaires | High-Bay | High-Bay Luminaires for Commercial and Industrial Buildings | Standard | FALSE | [9 empty] | 42802 |  |  | No |  | 4.1 | 16712.3 | 110.5 | 151.2 | 17.5 | 0.92 | 4500 | 82.9
PMH48YE7 | KeMeiLai Optoelectronic Co.Ltd | KML | KMLUFO28080(4500K) | Indoor Luminaires | High-Bay | High-Bay Luminaires for Commercial and Industrial Buildings | Standard | FALSE | [9 empty] | 42802 |  |  | No |  | 4.1 | 9080.9 | 110.1 | 82.4 | 16.6 | 0.92 | 4500 | 82.9
PWEYEXPT | KeMeiLai Optoelectronic Co.Ltd | KML | KMLUFO280120(4500K) | Indoor Luminaires | High-Bay | High-Bay Luminaires for Commercial and Industrial Buildings | Standard | FALSE | [9 empty] | 42802 |  |  | No |  | 4.1 | 13730.1 | 111.7 | 122.8 | 17.1 | 0.92 | 4500 | 82.8
PUJWJ3FY | KeMeiLai Optoelectronic Co.Ltd | KML | KMLUFO360200 I(4000K) | Indoor Luminaires | High-Bay | High-Bay Luminaires for Commercial and Industrial Buildings | Standard | FALSE | [9 empty] | 42802 |  |  | No |  | 4.1 | 22813.1 | 112.1 | 203.5 | 17.9 | 0.92 | 4000 | 83
P8AQVUU8 | KeMeiLai Optoelectronic Co.Ltd | KML | KMLUFO360150 I(4000K) | Indoor Luminaires | High-Bay | High-Bay Luminaires for Commercial and Industrial Buildings | Standard | FALSE | [9 empty] | 42802 |  |  | No |  | 4.1 | 16712.3 | 110.5 | 151.2 | 17.5 | 0.92 | 4000 | 82.9
PHT9FZMN | KeMeiLai Optoelectronic Co.Ltd | KML | KMLUFO28080(4000K) | Indoor Luminaires | High-Bay | High-Bay Luminaires for Commercial and Industrial Buildings | Standard | FALSE | [9 empty] | 42802 |  |  | No |  | 4.1 | 9080.9 | 110.1 | 82.4 | 16.6 | 0.92 | 4000 | 82.9
P69YN97U | KeMeiLai Optoelectronic Co.Ltd | KML | KMLUFO280120(4000K) | Indoor Luminaires | High-Bay | High-Bay Luminaires for Commercial and Industrial Buildings | Standard | FALSE | [9 empty] | 42802 |  |  | No |  | 4.1 | 13730.1 | 111.7 | 122.8 | 17.1 | 0.92 | 4000 | 82.8
PYA4VCR3 | KeMeiLai Optoelectronic Co.Ltd | KML | KMLUFO360200 I(3500K) | Indoor Luminaires | High-Bay | High-Bay Luminaires for Commercial and Industrial Buildings | Standard | FALSE | [9 empty] | 42802 |  |  | No |  | 4.1 | 22813.1 | 112.1 | 203.5 | 17.9 | 0.92 | 3500 | 83
PC7Z1FVR | KeMeiLai Optoelectronic Co.Ltd | KML | KMLUFO360150 I(3500K) | Indoor Luminaires | High-Bay | High-Bay Luminaires for Commercial and Industrial Buildings | Standard | FALSE | [9 empty] | 42802 |  |  | No |  | 4.1 | 16712.3 | 110.5 | 151.2 | 17.5 | 0.92 | 3500 | 82.9
PVRHTQNN | KeMeiLai Optoelectronic Co.Ltd | KML | KMLUFO28080(3500K) | Indoor Luminaires | High-Bay | High-Bay Luminaires for Commercial and Industrial Buildings | Standard | FALSE | [9 empty] | 42802 |  |  | No |  | 4.1 | 9080.9 | 110.1 | 82.4 | 16.6 | 0.92 | 3500 | 82.9
PY6RBU6D | KeMeiLai Optoelectronic Co.Ltd | KML | KMLUFO280120(3500K) | Indoor Luminaires | High-Bay | High-Bay Luminaires for Commercial and Industrial Buildings | Standard | FALSE | [9 empty] | 42802 |  |  | No |  | 4.1 | 13730.1 | 111.7 | 122.8 | 17.1 | 0.92 | 3500 | 82.8
PPEHC5GQ | KeMeiLai Optoelectronic Co.Ltd | KML | KMLUFO360200 I(3000K) | Indoor Luminaires | High-Bay | High-Bay Luminaires for Commercial and Industrial Buildings | Standard | FALSE | [9 empty] | 42802 |  |  | No |  | 4.1 | 22813.1 | 112.1 | 203.5 | 17.9 | 0.92 | 3000 | 83
PF79HUX1 | KeMeiLai Optoelectronic Co.Ltd | KML | KMLUFO360150 I(3000K) | Indoor Luminaires | High-Bay | High-Bay Luminaires for Commercial and Industrial Buildings | Standard | FALSE | [9 empty] | 42802 |  |  | No |  | 4.1 | 16712.3 | 110.5 | 151.2 | 17.5 | 0.92 | 3000 | 82.9
PUJVHKDR | KeMeiLai Optoelectronic Co.Ltd | KML | KMLUFO28080(3000K) | Indoor Luminaires | High-Bay | High-Bay Luminaires for Commercial and Industrial Buildings | Standard | FALSE | [9 empty] | 42802 |  |  | No |  | 4.1 | 9080.9 | 110.1 | 82.4 | 16.6 | 0.92 | 3000 | 82.9
PB4Y8HR8 | KeMeiLai Optoelectronic Co.Ltd | KML | KMLUFO280120(3000K) | Indoor Luminaires | High-Bay | High-Bay Luminaires for Commercial and Industrial Buildings | Standard | FALSE | [9 empty] | 42802 |  |  | No |  | 4.1 | 13730.1 | 111.7 | 122.8 | 17.1 | 0.92 | 3000 | 82.8
PJZXKHXB | Lamp Shining Manufacturing Co.Ltd | Lamp Shining | LSLHBL-150W-A(4000K) | Indoor Luminaires | High-Bay | High-Bay Luminaires for Commercial and Industrial Buildings | Standard | TRUE | 17407 | 117.61 | 148 | 8.04 | 0.9698 | 3909 | 72.6 | 5 | 50000 | 42802 |  |  | No |  | 4.1 | 17407 | 117.61 | 148 | 8.04 | 0.97 | 4000 | 72.6
P84E9W3K | Lamp Shining Manufacturing Co.Ltd | Lamp Shining | LSLHBL-100W(4000K) | Indoor Luminaires | High-Bay | High-Bay Luminaires for Commercial and Industrial Buildings | Standard | TRUE | 11677 | 117.38 | 99.48 | 8.64 | 0.9689 | 3893 | 72.5 | 5 | 50000 | 42802 |  |  | No |  | 4.1 | 11677 | 117.36 | 99.48 | 8.64 | 0.97 | 4000 | 72.5
PEQZNE67 | Shanghai Supertek Lighting Co. Ltd | SUPERTEK | HB23A-220-4000K | Indoor Luminaires | High-Bay | High-Bay Luminaires for Commercial and Industrial Buildings | Standard | TRUE | 29251 | 132 | 221.6 | 9 | 0.957 | 4089 | 81.9 | 5 | 50000 | 42802 |  |  | Yes |  | 4.1 | 29000 | 131 | 220 | 9 | 0.96 | 4000 | 80
P1RR8FGB | Shanghai Supertek Lighting Co. Ltd | SUPERTEK | HB21A-110-4000K | Indoor Luminaires | High-Bay | High-Bay Luminaires for Commercial and Industrial Buildings | Standard | TRUE | 14020 | 136.2 | 102.91 | 8.8 | 0.954 | 4081 | 82.1 | 5 | 50000 | 42802 |  |  | Yes |  | 4.1 | 14000 | 127.27 | 110 | 8.8 | 0.95 | 4000 | 80
PV8ACRAS | Lamp Shining Manufacturing Co.Ltd | Lamp Shining | LSUFO-100WD-M(4000K) | Indoor Luminaires | High-Bay | High-Bay Luminaires for Commercial and Industrial Buildings | Standard | TRUE | 13013 | 119.28 | 109.1 | 12.67 | 0.9453 | 4168 | 73.8 | 5 | 50000 | 42802 |  |  | No |  | 4.1 | 13013 | 119.28 | 109.1 | 12.67 | 0.95 | 4000 | 73.8
PCN12VUA | Lamp Shining Manufacturing Co.Ltd | Lamp Shining | LSUFO-150WD-M(4000K) | Indoor Luminaires | High-Bay | High-Bay Luminaires for Commercial and Industrial Buildings | Standard | TRUE | 18859 | 127.51 | 147.9 | 13.67 | 0.9377 | 3926 | 72.7 | 5 | 50000 | 42802 |  |  | No |  | 4.1 | 19000 | 127.69 | 148.8 | 13.67 | 0.94 | 4000 | 72.7
PGCGWXRB | Lamp Shining Manufacturing Co.Ltd | Lamp Shining | LSUFO-200WD-M(4000K) | Indoor Luminaires | High-Bay | High-Bay Luminaires for Commercial and Industrial Buildings | Standard | TRUE | 21899 | 112.82 | 194.1 | 14.84 | 0.9089 | 3958 | 72.9 | 5 | 50000 | 42802 |  |  | No |  | 4.1 | 21899 | 112.82 | 194.1 | 14.84 | 0.91 | 4000 | 72.9
PV75RJFV | Shanghai Supertek Lighting Co. Ltd | SUPERTEK | HB23A-220-5700K | Indoor Luminaires | High-Bay | High-Bay Luminaires for Commercial and Industrial Buildings | Standard | FALSE | [9 empty] | 42802 |  |  | Yes |  | 4.1 | 29000 | 131 | 220 | 9 | 0.96 | 5700 | 80
P2N47SSY | Shanghai Supertek Lighting Co. Ltd | SUPERTEK | HB21A-110-5700K | Indoor Luminaires | High-Bay | High-Bay Luminaires for Commercial and Industrial Buildings | Standard | FALSE | [9 empty] | 42802 |  |  | Yes |  | 4.1 | 14000 | 127.27 | 110 | 8.8 | 0.95 | 5700 | 80
PZ3VY99M | Shanghai Supertek Lighting Co. Ltd | SUPERTEK | HB23A-220-5000K | Indoor Luminaires | High-Bay | High-Bay Luminaires for Commercial and Industrial Buildings | Standard | FALSE | [9 empty] | 42802 |  |  | Yes |  | 4.1 | 29000 | 131 | 220 | 9 | 0.96 | 5000 | 80
PZZNT245 | Shanghai Supertek Lighting Co. Ltd | SUPERTEK | HB21A-110-5000K | Indoor Luminaires | High-Bay | High-Bay Luminaires for Commercial and Industrial Buildings | Standard | FALSE | [9 empty] | 42802 |  |  | Yes |  | 4.1 | 14000 | 127.27 | 110 | 8.8 | 0.95 | 5000 | 80
P6SZDS8A | Lamp Shining Manufacturing Co.Ltd | Lamp Shining | LSUFO-100WND-M(5700K) | Indoor Luminaires | High-Bay | High-Bay Luminaires for Commercial and Industrial Buildings | Standard | FALSE | [9 empty] | 42802 |  |  | No |  | 4.1 | 13271 | 123.45 | 107.5 | 13.41 | 0.93 | 5700 | 77.1
P5JPK2NN | Lamp Shining Manufacturing Co.Ltd | Lamp Shining | LSUFO-200WND-M(5700K) | Indoor Luminaires | High-Bay | High-Bay Luminaires for Commercial and Industrial Buildings | Standard | FALSE | [9 empty] | 42802 |  |  | No |  | 4.1 | 22815 | 116.58 | 195.7 | 16.28 | 0.93 | 5700 | 76.6
PCUJJY2N | Lamp Shining Manufacturing Co.Ltd | Lamp Shining | LSUFO-150WND-M(5700K) | Indoor Luminaires | High-Bay | High-Bay Luminaires for Commercial and Industrial Buildings | Standard | FALSE | [9 empty] | 42802 |  |  | No |  | 4.1 | 19544 | 130.47 | 149.8 | 15.27 | 0.91 | 5700 | 76.6
PBDNP83M | Lamp Shining Manufacturing Co.Ltd | Lamp Shining | LSLHBL-100W(5700K) | Indoor Luminaires | High-Bay | High-Bay Luminaires for Commercial and Industrial Buildings | Standard | FALSE | [9 empty] | 42802 |  |  | No |  | 4.1 | 12018 | 121.68 | 99.63 | 10.84 | 0.96 | 5700 | 76.6
P79G5JR4 | Lamp Shining Manufacturing Co.Ltd | Lamp Shining | LSLHBL-150W-A(5700K) | Indoor Luminaires | High-Bay | High-Bay Luminaires for Commercial and Industrial Buildings | Standard | FALSE | [9 empty] | 42802 |  |  | No |  | 4.1 | 18033 | 121.68 | 149.6 | 9.84 | 0.97 | 5700 | 76.4
PU1865PB | Lamp Shining Manufacturing Co.Ltd | Lamp Shining | LSUFO-100WD-M(5700K) | Indoor Luminaires | High-Bay | High-Bay Luminaires for Commercial and Industrial Buildings | Standard | FALSE | [9 empty] | 42802 |  |  | No |  | 4.1 | 13271 | 123.45 | 107.5 | 13.41 | 0.93 | 5700 | 77.1
P5A4666T | Lamp Shining Manufacturing Co.Ltd | Lamp Shining | LSUFO-200WD-M(5700K) | Indoor Luminaires | High-Bay | High-Bay Luminaires for Commercial and Industrial Buildings | Standard | FALSE | [9 empty] | 42802 |  |  | No |  | 4.1 | 22815 | 116.58 | 195.7 | 16.28 | 0.93 | 5700 | 76.6
P181NXCB | Lamp Shining Manufacturing Co.Ltd | Lamp Shining | LSUFO-150WD-M(5700K) | Indoor Luminaires | High-Bay | High-Bay Luminaires for Commercial and Industrial Buildings | Standard | FALSE | [9 empty] | 42802 |  |  | No |  | 4.1 | 19544 | 130.47 | 149.8 | 15.27 | 0.91 | 5700 | 76.6
P668C9TE | Lamp Shining Manufacturing Co.Ltd | Lamp Shining | LSUFO-100WND-M(5000K) | Indoor Luminaires | High-Bay | High-Bay Luminaires for Commercial and Industrial Buildings | Standard | FALSE | [9 empty] | 42802 |  |  | No |  | 4.1 | 13185 | 121.75 | 108.3 | 12.67 | 0.95 | 5000 | 73.8
PHJ5ETHQ | Lamp Shining Manufacturing Co.Ltd | Lamp Shining | LSUFO-200WND-M(5000K) | Indoor Luminaires | High-Bay | High-Bay Luminaires for Commercial and Industrial Buildings | Standard | FALSE | [9 empty] | 42802 |  |  | No |  | 4.1 | 22510 | 115.49 | 194.9 | 14.84 | 0.91 | 5000 | 72.9
PJAAZM7K | Lamp Shining Manufacturing Co.Ltd | Lamp Shining | LSUFO-150WND-M(5000K) | Indoor Luminaires | High-Bay | High-Bay Luminaires for Commercial and Industrial Buildings | Standard | FALSE | [9 empty] | 42802 |  |  | No |  | 4.1 | 19363 | 129.69 | 149.3 | 13.67 | 0.94 | 5000 | 72.7
P731XU8Z | Lamp Shining Manufacturing Co.Ltd | Lamp Shining | LSLHBL-150W-A(5000K) | Indoor Luminaires | High-Bay | High-Bay Luminaires for Commercial and Industrial Buildings | Standard | FALSE | [9 empty] | 42802 |  |  | No |  | 4.1 | 17824 | 119.79 | 148.8 | 8.04 | 0.97 | 5000 | 72.6
PJ52F6K8 | Lamp Shining Manufacturing Co.Ltd | Lamp Shining | LSLHBL-100W(5000K) | Indoor Luminaires | High-Bay | High-Bay Luminaires for Commercial and Industrial Buildings | Standard | FALSE | [9 empty] | 42802 |  |  | No |  | 4.1 | 11904 | 119.58 | 99.56 | 8.64 | 0.97 | 5000 | 72.5
PES6MJ37 | Lamp Shining Manufacturing Co.Ltd | Lamp Shining | LSUFO-100WD-M(5000K) | Indoor Luminaires | High-Bay | High-Bay Luminaires for Commercial and Industrial Buildings | Standard | FALSE | [9 empty] | 42802 |  |  | No |  | 4.1 | 13185 | 121.75 | 108.3 | 12.67 | 0.95 | 5000 | 73.8
PRXR1GGY | Lamp Shining Manufacturing Co.Ltd | Lamp Shining | LSUFO-200WD-M(5000K) | Indoor Luminaires | High-Bay | High-Bay Luminaires for Commercial and Industrial Buildings | Standard | FALSE | [9 empty] | 42802 |  |  | No |  | 4.1 | 22510 | 115.49 | 194.9 | 14.84 | 0.91 | 5000 | 72.9
PUF4BTYW | Lamp Shining Manufacturing Co.Ltd | Lamp Shining | LSUFO-150WD-M(5000K) | Indoor Luminaires | High-Bay | High-Bay Luminaires for Commercial and Industrial Buildings | Standard | FALSE | [9 empty] | 42802 |  |  | No |  | 4.1 | 19363 | 129.69 | 149.3 | 13.67 | 0.94 | 5000 | 72.7
PHBJ6TW1 | Lamp Shining Manufacturing Co.Ltd | Lamp Shining | LSUFO-100WND-M(4500K) | Indoor Luminaires | High-Bay | High-Bay Luminaires for Commercial and Industrial Buildings | Standard | FALSE | [9 empty] | 42802 |  |  | No |  | 4.1 | 13099 | 120.95 | 108.3 | 12.67 | 0.95 | 4500 | 73.8
P8CJ6FY9 | Lamp Shining Manufacturing Co.Ltd | Lamp Shining | LSUFO-200WND-M(4500K) | Indoor Luminaires | High-Bay | High-Bay Luminaires for Commercial and Industrial Buildings | Standard | FALSE | [9 empty] | 42802 |  |  | No |  | 4.1 | 22204 | 113.93 | 194.9 | 14.84 | 0.91 | 4500 | 72.9
PZUEVD93 | Lamp Shining Manufacturing Co.Ltd | Lamp Shining | LSUFO-150WND-M(4500K) | Indoor Luminaires | High-Bay | High-Bay Luminaires for Commercial and Industrial Buildings | Standard | FALSE | [9 empty] | 42802 |  |  | No |  | 4.1 | 19181 | 128.48 | 149.3 | 13.67 | 0.94 | 4500 | 72.7
PAT5MDVD | Lamp Shining Manufacturing Co.Ltd | Lamp Shining | LSLHBL-150W-A(4500K) | Indoor Luminaires | High-Bay | High-Bay Luminaires for Commercial and Industrial Buildings | Standard | FALSE | [9 empty] | 42802 |  |  | No |  | 4.1 | 17616 | 118.38 | 148.8 | 8.04 | 0.97 | 4500 | 72.6
PBAN3XSG | Lamp Shining Manufacturing Co.Ltd | Lamp Shining | LSLHBL-100W(4500K) | Indoor Luminaires | High-Bay | High-Bay Luminaires for Commercial and Industrial Buildings | Standard | FALSE | [9 empty] | 42802 |  |  | No |  | 4.1 | 11791 | 118.43 | 99.56 | 8.64 | 0.97 | 4500 | 72.5
PRKVRBSF | Lamp Shining Manufacturing Co.Ltd | Lamp Shining | LSUFO-100WD-M(4500K) | Indoor Luminaires | High-Bay | High-Bay Luminaires for Commercial and Industrial Buildings | Standard | FALSE | [9 empty] | 42802 |  |  | No |  | 4.1 | 13099 | 120.95 | 108.3 | 12.67 | 0.95 | 4500 | 73.8
P7YYG497 | Lamp Shining Manufacturing Co.Ltd | Lamp Shining | LSUFO-200WD-M(4500K) | Indoor Luminaires | High-Bay | High-Bay Luminaires for Commercial and Industrial Buildings | Standard | FALSE | [9 empty] | 42802 |  |  | No |  | 4.1 | 22204 | 113.93 | 194.9 | 14.84 | 0.91 | 4500 | 72.9
PRA5E46T | Lamp Shining Manufacturing Co.Ltd | Lamp Shining | LSUFO-150WD-M(4500K) | Indoor Luminaires | High-Bay | High-Bay Luminaires for Commercial and Industrial Buildings | Standard | FALSE | [9 empty] | 42802 |  |  | No |  | 4.1 | 19181 | 128.48 | 149.3 | 13.67 | 0.94 | 4500 | 72.7
PPP724YF | Lamp Shining Manufacturing Co.Ltd | Lamp Shining | LSUFO-100WND-M(4000K) | Indoor Luminaires | High-Bay | High-Bay Luminaires for Commercial and Industrial Buildings | Standard | FALSE | [9 empty] | 42802 |  |  | No |  | 4.1 | 13013 | 119.28 | 109.1 | 12.67 | 0.95 | 4000 | 73.8
P7GXNZFA | Lamp Shining Manufacturing Co.Ltd | Lamp Shining | LSUFO-200WND-M(4000K) | Indoor Luminaires | High-Bay | High-Bay Luminaires for Commercial and Industrial Buildings | Standard | FALSE | [9 empty] | 42802 |  |  | No |  | 4.1 | 21899 | 112.82 | 194.1 | 14.84 | 0.91 | 4000 | 72.9
P8JB74Y5 | Lamp Shining Manufacturing Co.Ltd | Lamp Shining | LSUFO-150WND-M(4000K) | Indoor Luminaires | High-Bay | High-Bay Luminaires for Commercial and Industrial Buildings | Standard | FALSE | [9 empty] | 42802 |  |  | No |  | 4.1 | 19000 | 127.69 | 148.8 | 13.67 | 0.94 | 4000 | 72.7
P78UB9GX | Falkor Industry Inc. | Falkor Lighting | FI-HB-2FT-160W 4000K | Indoor Luminaires | High-Bay | High-Bay Luminaires for Commercial and Industrial Buildings | Premium | TRUE | 19448 | 126.95 | 153.2 | 11.47 | 0.9492 | 4152 | 81.4 | 5 | 50000 | 42801 |  |  | No |  | 4.1 | 19448 | 126.95 | 153.2 | 9.41 | 0.96 | 4000 | 81.4
PTFZHRZH | Falkor Industry Inc. | Falkor Lighting | FI-HB-2FT-160W 5000K | Indoor Luminaires | High-Bay | High-Bay Luminaires for Commercial and Industrial Buildings | Premium | FALSE | [9 empty] | 42801 |  |  | No |  | 4.1 | 20342 | 131.49 | 154.7 | 11.47 | 0.95 | 5000 | 81.7
P5TVANNM | SATCO Products Inc | Satco | S8945 | Indoor Luminaires | High-Bay | Low-Bay Luminaires for Commercial and Industrial Buildings | Standard | TRUE | 9543.86 | 116.773 | 81.73 | 18.1 | 0.913 | 3040 | 82 | 5 | 50000 | 42801 |  |  | No |  | 4.1 | 9543.8 | 116.7 | 81.73 | 18.1 | 0.91 | 3040 | 82
PU9NDRJ1 | SATCO Products Inc | Satco | S8944 | Indoor Luminaires | High-Bay | Low-Bay Luminaires for Commercial and Industrial Buildings | Standard | TRUE | 6438.372 | 110.152 | 58.45 | 17.9 | 0.911 | 3022 | 81.9 | 5 | 50000 | 42801 |  |  | No |  | 4.1 | 6438.3 | 110.1 | 58.45 | 17.9 | 0.91 | 3022 | 81.9
PSJAXY61 | SATCO Products Inc | Satco | S8940 | Indoor Luminaires | High-Bay | Low-Bay Luminaires for Commercial and Industrial Buildings | Standard | FALSE | [9 empty] | 42801 |  |  | No |  | 4.1 | 10069.4 | 122.1 | 82.42 | 18.8 | 0.92 | 4989 | 85.4
PMQ5WU2C | SATCO Products Inc | Satco | S8939 | Indoor Luminaires | High-Bay | Low-Bay Luminaires for Commercial and Industrial Buildings | Standard | FALSE | [9 empty] | 42801 |  |  | No |  | 4.1 | 7115 | 118.3 | 60.14 | 18.5 | 0.92 | 4886 | 85.4
PYXT662H | OBERON INITIATIVES INC | Oberon | OB-8F-S-LLB-60W-P(4000K) | Indoor Luminaires | High-Bay | Low-Bay Luminaires for Commercial and Industrial Buildings | Premium | TRUE | 8933.06 | 148.93 | 59.98 | 10.24 | 0.952 | 4035 | 83.5 | 5 | 50000 | 42801 |  |  | No |  | 4.1 | 8600 | 143.33 | 60 | 15 | 0.95 | 4000 | 80
PCQFE7T8 | OBERON INITIATIVES INC | Oberon | OB-8F-S-LLB-60W-P(5700K) | Indoor Luminaires | High-Bay | Low-Bay Luminaires for Commercial and Industrial Buildings | Premium | FALSE | [9 empty] | 42801 |  |  | No |  | 4.1 | 8600 | 143.33 | 60 | 15 | 0.95 | 5700 | 80
P7H6GV33 | OBERON INITIATIVES INC | Oberon | OB-8F-S-LLB-60W-P(5000K) | Indoor Luminaires | High-Bay | Low-Bay Luminaires for Commercial and Industrial Buildings | Premium | FALSE | [9 empty] | 42801 |  |  | No |  | 4.1 | 8600 | 143.33 | 60 | 15 | 0.95 | 5000 | 80
PTSDURPA | OBERON INITIATIVES INC | Oberon | OB-8F-S-LLB-60W-P(4500K) | Indoor Luminaires | High-Bay | Low-Bay Luminaires for Commercial and Industrial Buildings | Premium | FALSE | [9 empty] | 42801 |  |  | No |  | 4.1 | 8600 | 143.33 | 60 | 15 | 0.95 | 4500 | 80
P3QNQX4P | ShenZhen Ruizi Light Electricity Technology Co.Ltd. | ERVAN | [TL]20G 1200MM H(4000K) | Indoor Luminaires | High-Bay | High-Bay Luminaires for Commercial and Industrial Buildings | Premium | TRUE | 11476 | 141.09 | 81.34 | 14.29 | 0.9081 | 4080 | 83.3 | 5 | 50000 | 42801 |  |  | No |  | 4.1 | 11476 | 141.09 | 81.34 | 14.29 | 0.91 | 4000 | 83.3
PP9VRH7M | ShenZhen Ruizi Light Electricity Technology Co.Ltd. | ERVAN | [TL]20G 1200MM H(5000K) | Indoor Luminaires | High-Bay | High-Bay Luminaires for Commercial and Industrial Buildings | Premium | FALSE | [9 empty] | 42801 |  |  | No |  | 4.1 | 11604 | 142.63 | 80.95 | 14.28 | 0.91 | 5000 | 84.6
PNXZNYAR | ShenZhen Ruizi Light Electricity Technology Co.Ltd. | ERVAN | [TL]20G-ZT 1200MM H(5000K) | Indoor Luminaires | High-Bay | High-Bay Luminaires for Commercial and Industrial Buildings | Premium | FALSE | [9 empty] | 42801 |  |  | No |  | 4.1 | 11604 | 142.63 | 80.95 | 14.28 | 0.91 | 5000 | 84.6
P4SFA7ZX | ShenZhen Ruizi Light Electricity Technology Co.Ltd. | ERVAN | [TL]20G-ZT 1200MM H(4000K) | Indoor Luminaires | High-Bay | High-Bay Luminaires for Commercial and Industrial Buildings | Premium | FALSE | [9 empty] | 42801 |  |  | No |  | 4.1 | 11476 | 141.09 | 81.34 | 14.29 | 0.91 | 4000 | 83.3
PQTEB97W | UNIVERSELITE CO.LTD. | UVL | LEDGC100W015 (3000K) | Indoor Luminaires | High-Bay | High-Bay Luminaires for Commercial and Industrial Buildings | Standard | TRUE | 13053.6 | 136.54 | 95.6 | 6.5 | 0.955 | 3055 | 72.03 | 5 | 50000 | 42800 | Not Dimmable | Not Dimmable | No |  | 4.1 | 13000 | 130 | 100 | 6.5 | 0.95 | 3000 | 70
PTK6Z1UC | UNIVERSELITE CO.LTD. | UVL | LEDGC100W015 (5700K) | Indoor Luminaires | High-Bay | High-Bay Luminaires for Commercial and Industrial Buildings | Standard | FALSE | [9 empty] | 42800 | Not Dimmable | Not Dimmable | No |  | 4.1 | 13400 | 134 | 100 | 6.5 | 0.95 | 5700 | 70
PNK4MZG8 | UNIVERSELITE CO.LTD. | UVL | LEDGC100W015 (5000K) | Indoor Luminaires | High-Bay | High-Bay Luminaires for Commercial and Industrial Buildings | Standard | FALSE | [9 empty] | 42800 | Not Dimmable | Not Dimmable | No |  | 4.1 | 13320 | 133 | 100 | 6.5 | 0.95 | 5000 | 70
PWAGCZ9F | UNIVERSELITE CO.LTD. | UVL | LEDGC100W015 (4500K) | Indoor Luminaires | High-Bay | High-Bay Luminaires for Commercial and Industrial Buildings | Standard | FALSE | [9 empty] | 42800 | Not Dimmable | Not Dimmable | No |  | 4.1 | 13240 | 132 | 100 | 6.5 | 0.95 | 4500 | 70
PHGHAHJB | UNIVERSELITE CO.LTD. | UVL | LEDGC100W015 (4000K) | Indoor Luminaires | High-Bay | High-Bay Luminaires for Commercial and Industrial Buildings | Standard | FALSE | [9 empty] | 42800 | Not Dimmable | Not Dimmable | No |  | 4.1 | 13160 | 132 | 100 | 6.5 | 0.95 | 4000 | 70
P5SR9FN4 | UNIVERSELITE CO.LTD. | UVL | LEDGC100W015 (3500K) | Indoor Luminaires | High-Bay | High-Bay Luminaires for Commercial and Industrial Buildings | Standard | FALSE | [9 empty] | 42800 | Not Dimmable | Not Dimmable | No |  | 4.1 | 13080 | 131 | 100 | 6.5 | 0.95 | 3500 | 70
PGKXFZ6Q | UNIVERSELITE CO.LTD. | UVL | LEDGC150W015 (3000K) | Indoor Luminaires | High-Bay | High-Bay Luminaires for Commercial and Industrial Buildings | Standard | TRUE | 19137.8 | 129.41 | 147.89 | 6.1 | 0.9737 | 3060 | 71.88 | 5 | 50000 | 42800 | Not Dimmable | Not Dimmable | No |  | 4.1 | 18700 | 125 | 150 | 6.1 | 0.95 | 3000 | 70
PXMMTFK6 | UNIVERSELITE CO.LTD. | UVL | LEDGC150W015 (5700K) | Indoor Luminaires | High-Bay | High-Bay Luminaires for Commercial and Industrial Buildings | Standard | FALSE | [9 empty] | 42800 | Not Dimmable | Not Dimmable | No |  | 4.1 | 19100 | 127 | 150 | 6.1 | 0.95 | 5700 | 70
P8HPUEVG | UNIVERSELITE CO.LTD. | UVL | LEDGC150W015 (5000K) | Indoor Luminaires | High-Bay | High-Bay Luminaires for Commercial and Industrial Buildings | Standard | FALSE | [9 empty] | 42800 | Not Dimmable | Not Dimmable | No |  | 4.1 | 19020 | 127 | 150 | 6.1 | 0.95 | 5000 | 70
PPBQ8ZYE | UNIVERSELITE CO.LTD. | UVL | LEDGC150W015 (4500K) | Indoor Luminaires | High-Bay | High-Bay Luminaires for Commercial and Industrial Buildings | Standard | FALSE | [9 empty] | 42800 | Not Dimmable | Not Dimmable | No |  | 4.1 | 18940 | 126 | 150 | 6.1 | 0.95 | 4500 | 70
P4ZXMS9C | UNIVERSELITE CO.LTD. | UVL | LEDGC150W015 (4000K) | Indoor Luminaires | High-Bay | High-Bay Luminaires for Commercial and Industrial Buildings | Standard | FALSE | [9 empty] | 42800 | Not Dimmable | Not Dimmable | No |  | 4.1 | 18860 | 126 | 150 | 6.1 | 0.95 | 4000 | 70
P94Q1GJG | UNIVERSELITE CO.LTD. | UVL | LEDGC150W015 (3500K) | Indoor Luminaires | High-Bay | High-Bay Luminaires for Commercial and Industrial Buildings | Standard | FALSE | [9 empty] | 42800 | Not Dimmable | Not Dimmable | No |  | 4.1 | 18780 | 125 | 150 | 6.1 | 0.95 | 3500 | 70
PV1YFTUZ | UNIVERSELITE CO.LTD. | UVL | LEDGC200W015 (3000K) | Indoor Luminaires | High-Bay | High-Bay Luminaires for Commercial and Industrial Buildings | Standard | TRUE | 26106 | 132.01 | 197.76 | 7.2 | 0.9328 | 3054 | 71.82 | 5 | 50000 | 42800 | Not Dimmable | Not Dimmable | No |  | 4.1 | 25000 | 125 | 200 | 7.2 | 0.95 | 3000 | 70
PQVE3SER | UNIVERSELITE CO.LTD. | UVL | LEDGC200W015 (5700K) | Indoor Luminaires | High-Bay | High-Bay Luminaires for Commercial and Industrial Buildings | Standard | FALSE | [9 empty] | 42800 | Not Dimmable | Not Dimmable | No |  | 4.1 | 25400 | 127 | 200 | 7.2 | 0.95 | 5700 | 70
P5J76HJD | UNIVERSELITE CO.LTD. | UVL | LEDGC200W015 (5000K) | Indoor Luminaires | High-Bay | High-Bay Luminaires for Commercial and Industrial Buildings | Standard | FALSE | [9 empty] | 42800 | Not Dimmable | Not Dimmable | No |  | 4.1 | 25320 | 127 | 200 | 7.2 | 0.95 | 5000 | 70
PP78TGBZ | UNIVERSELITE CO.LTD. | UVL | LEDGC200W015 (4500K) | Indoor Luminaires | High-Bay | High-Bay Luminaires for Commercial and Industrial Buildings | Standard | FALSE | [9 empty] | 42800 | Not Dimmable | Not Dimmable | No |  | 4.1 | 25240 | 126 | 200 | 7.2 | 0.95 | 4500 | 70
PUTNGAJA | UNIVERSELITE CO.LTD. | UVL | LEDGC200W015 (4000K) | Indoor Luminaires | High-Bay | High-Bay Luminaires for Commercial and Industrial Buildings | Standard | FALSE | [9 empty] | 42800 | Not Dimmable | Not Dimmable | No |  | 4.1 | 25160 | 126 | 200 | 7.2 | 0.95 | 4000 | 70
P8X9KF82 | UNIVERSELITE CO.LTD. | UVL | LEDGC200W015 (3500K) | Indoor Luminaires | High-Bay | High-Bay Luminaires for Commercial and Industrial Buildings | Standard | FALSE | [9 empty] | 42800 | Not Dimmable | Not Dimmable | No |  | 4.1 | 25080 | 125 | 200 | 7.2 | 0.95 | 3500 | 70
PKCYWUFS | NASON LIGHTING (Kunshan) co. ltd | NASON | NS-GK03100-80 3000K | Indoor Luminaires | High-Bay | High-Bay Luminaires for Commercial and Industrial Buildings | Premium | TRUE | 11070 | 134 | 82.37 | 12.87 | 0.958 | 3031 | 70.5 | 5 | 50000 | 42800 | Not Dimmable | Not Dimmable | No |  | 4.1 | 10800 | 135 | 80 | 13 | 0.9 | 3000 | 70
PRW78UB1 | NASON LIGHTING (Kunshan) co. ltd | NASON | NS-GK03100-200 3000K | Indoor Luminaires | High-Bay | High-Bay Luminaires for Commercial and Industrial Buildings | Premium | TRUE | 27462 | 132 | 208.47 | 13.01 | 0.941 | 3038 | 70.2 | 5 | 50000 | 42800 | Not Dimmable | Not Dimmable | No |  | 4.1 | 26600 | 133 | 200 | 13 | 0.9 | 3000 | 70
P8QAWMFK | NASON LIGHTING (Kunshan) co. ltd | NASON | NS-GK03100-150 3000K | Indoor Luminaires | High-Bay | High-Bay Luminaires for Commercial and Industrial Buildings | Premium | TRUE | 20628 | 136 | 151.2 | 14.73 | 0.93 | 3028 | 70.3 | 5 | 50000 | 42800 | Not Dimmable | Not Dimmable | No |  | 4.1 | 20400 | 136 | 150 | 15 | 0.9 | 3000 | 70
PW66GRQ7 | NASON LIGHTING (Kunshan) co. ltd | NASON | NS-XD05103-60 3000K | Indoor Luminaires | High-Bay | Low-Bay Luminaires for Commercial and Industrial Buildings | Standard | TRUE | 7021 | 122 | 57.5 | 9.8 | 0.924 | 2990 | 82.5 | 5 | 50000 | 42800 | Not Dimmable | Not Dimmable | No |  | 4.1 | 7320 | 122 | 60 | 10 | 0.9 | 3000 | 82
P8UNJ9V6 | NASON LIGHTING (Kunshan) co. ltd | NASON | NS-XD05103-60 5700K | Indoor Luminaires | High-Bay | Low-Bay Luminaires for Commercial and Industrial Buildings | Standard | FALSE | [9 empty] | 42800 | Not Dimmable | Not Dimmable | No |  | 4.1 | 7620 | 127 | 60 | 10 | 0.9 | 5700 | 82
PBPXCW17 | NASON LIGHTING (Kunshan) co. ltd | NASON | NS-GK03100-150 5700K | Indoor Luminaires | High-Bay | High-Bay Luminaires for Commercial and Industrial Buildings | Premium | FALSE | [9 empty] | 42800 | Not Dimmable | Not Dimmable | No |  | 4.1 | 21150 | 141 | 150 | 15 | 0.9 | 5700 | 70
PX4FV3KT | NASON LIGHTING (Kunshan) co. ltd | NASON | NS-GK03100-200 5700K | Indoor Luminaires | High-Bay | High-Bay Luminaires for Commercial and Industrial Buildings | Premium | FALSE | [9 empty] | 42800 | Not Dimmable | Not Dimmable | No |  | 4.1 | 27600 | 138 | 200 | 13 | 0.9 | 5700 | 70
P8UKP4NG | NASON LIGHTING (Kunshan) co. ltd | NASON | NS-GK03100-80 5700K | Indoor Luminaires | High-Bay | High-Bay Luminaires for Commercial and Industrial Buildings | Premium | FALSE | [9 empty] | 42800 | Not Dimmable | Not Dimmable | No |  | 4.1 | 11200 | 140 | 80 | 13 | 0.9 | 5700 | 70
PV5FN6JV | NASON LIGHTING (Kunshan) co. ltd | NASON | NS-XD05103-60 5000K | Indoor Luminaires | High-Bay | Low-Bay Luminaires for Commercial and Industrial Buildings | Standard | FALSE | [9 empty] | 42800 | Not Dimmable | Not Dimmable | No |  | 4.1 | 7560 | 126 | 60 | 10 | 0.9 | 5000 | 82
PSNFWDN7 | NASON LIGHTING (Kunshan) co. ltd | NASON | NS-GK03100-150 5000K | Indoor Luminaires | High-Bay | High-Bay Luminaires for Commercial and Industrial Buildings | Premium | FALSE | [9 empty] | 42800 | Not Dimmable | Not Dimmable | No |  | 4.1 | 21000 | 140 | 150 | 15 | 0.9 | 5000 | 70
PDNPRE11 | NASON LIGHTING (Kunshan) co. ltd | NASON | NS-GK03100-200 5000K | Indoor Luminaires | High-Bay | High-Bay Luminaires for Commercial and Industrial Buildings | Premium | FALSE | [9 empty] | 42800 | Not Dimmable | Not Dimmable | No |  | 4.1 | 27400 | 137 | 200 | 13 | 0.9 | 5000 | 70
PFCCZ838 | NASON LIGHTING (Kunshan) co. ltd | NASON | NS-GK03100-80 5000K | Indoor Luminaires | High-Bay | High-Bay Luminaires for Commercial and Industrial Buildings | Premium | FALSE | [9 empty] | 42800 | Not Dimmable | Not Dimmable | No |  | 4.1 | 11120 | 139 | 80 | 13 | 0.9 | 5000 | 70
PZ5GZTPJ | NASON LIGHTING (Kunshan) co. ltd | NASON | NS-XD05103-60 4500K | Indoor Luminaires | High-Bay | Low-Bay Luminaires for Commercial and Industrial Buildings | Standard | FALSE | [9 empty] | 42800 | Not Dimmable | Not Dimmable | No |  | 4.1 | 7500 | 125 | 60 | 10 | 0.9 | 4500 | 82
PJAH6795 | NASON LIGHTING (Kunshan) co. ltd | NASON | NS-GK03100-150 4500K | Indoor Luminaires | High-Bay | High-Bay Luminaires for Commercial and Industrial Buildings | Premium | FALSE | [9 empty] | 42800 | Not Dimmable | Not Dimmable | No |  | 4.1 | 20850 | 139 | 150 | 15 | 0.9 | 4500 | 70
P5SPJP2B | NASON LIGHTING (Kunshan) co. ltd | NASON | NS-GK03100-200 4500K | Indoor Luminaires | High-Bay | High-Bay Luminaires for Commercial and Industrial Buildings | Premium | FALSE | [9 empty] | 42800 | Not Dimmable | Not Dimmable | No |  | 4.1 | 27200 | 136 | 200 | 13 | 0.9 | 4500 | 70
PZEFQ4YD | NASON LIGHTING (Kunshan) co. ltd | NASON | NS-GK03100-80 4500K | Indoor Luminaires | High-Bay | High-Bay Luminaires for Commercial and Industrial Buildings | Premium | FALSE | [9 empty] | 42800 | Not Dimmable | Not Dimmable | No |  | 4.1 | 11040 | 138 | 80 | 13 | 0.9 | 4500 | 70
PXK1Z7S6 | NASON LIGHTING (Kunshan) co. ltd | NASON | NS-XD05103-60 4000K | Indoor Luminaires | High-Bay | Low-Bay Luminaires for Commercial and Industrial Buildings | Standard | FALSE | [9 empty] | 42800 | Not Dimmable | Not Dimmable | No |  | 4.1 | 7440 | 124 | 60 | 10 | 0.9 | 4000 | 82
PEUZFKZZ | NASON LIGHTING (Kunshan) co. ltd | NASON | NS-GK03100-150 4000K | Indoor Luminaires | High-Bay | High-Bay Luminaires for Commercial and Industrial Buildings | Premium | FALSE | [9 empty] | 42800 | Not Dimmable | Not Dimmable | No |  | 4.1 | 20700 | 138 | 150 | 15 | 0.9 | 4000 | 70
PSKT1QQ5 | NASON LIGHTING (Kunshan) co. ltd | NASON | NS-GK03100-200 4000K | Indoor Luminaires | High-Bay | High-Bay Luminaires for Commercial and Industrial Buildings | Premium | FALSE | [9 empty] | 42800 | Not Dimmable | Not Dimmable | No |  | 4.1 | 27000 | 135 | 200 | 13 | 0.9 | 4000 | 70
PP21PFR1 | NASON LIGHTING (Kunshan) co. ltd | NASON | NS-GK03100-80 4000K | Indoor Luminaires | High-Bay | High-Bay Luminaires for Commercial and Industrial Buildings | Premium | FALSE | [9 empty] | 42800 | Not Dimmable | Not Dimmable | No |  | 4.1 | 10960 | 137 | 80 | 13 | 0.9 | 4000 | 70
P6RV3AHF | NASON LIGHTING (Kunshan) co. ltd | NASON | NS-XD05103-60 3500K | Indoor Luminaires | High-Bay | Low-Bay Luminaires for Commercial and Industrial Buildings | Standard | FALSE | [9 empty] | 42800 | Not Dimmable | Not Dimmable | No |  | 4.1 | 7380 | 123 | 60 | 10 | 0.9 | 3500 | 82
PGBM3TFV | NASON LIGHTING (Kunshan) co. ltd | NASON | NS-GK03100-150 3500K | Indoor Luminaires | High-Bay | High-Bay Luminaires for Commercial and Industrial Buildings | Premium | FALSE | [9 empty] | 42800 | Not Dimmable | Not Dimmable | No |  | 4.1 | 20550 | 137 | 150 | 15 | 0.9 | 3500 | 70
P4WPZAX1 | NASON LIGHTING (Kunshan) co. ltd | NASON | NS-GK03100-200 3500K | Indoor Luminaires | High-Bay | High-Bay Luminaires for Commercial and Industrial Buildings | Premium | FALSE | [9 empty] | 42800 | Not Dimmable | Not Dimmable | No |  | 4.1 | 26800 | 134 | 200 | 13 | 0.9 | 3500 | 70
PJSPTW4Z | NASON LIGHTING (Kunshan) co. ltd | NASON | NS-GK03100-80 3500K | Indoor Luminaires | High-Bay | High-Bay Luminaires for Commercial and Industrial Buildings | Premium | FALSE | [9 empty] | 42800 | Not Dimmable | Not Dimmable | No |  | 4.1 | 10880 | 136 | 80 | 13 | 0.9 | 3500 | 70
PDHXTDXM | Industrial Lighting Products | Industrial Lighting Products | HHB-90WLED-UNIV-40-FRL-XXXXX | Indoor Luminaires | High-Bay | High-Bay Luminaires for Commercial and Industrial Buildings | Premium | TRUE | 11232.2 | 128.32 | 87.53 | 9.6 | 0.9629 | 4019 | 84.24 | 5 | 50000 | 42800 | Dimmable | Continuous Below 10 | Yes | 0 | 4.1 | 11700 | 130 | 90 | 10 | 0.9 | 4000 | 80
PVHJ6UFD | Industrial Lighting Products | Industrial Lighting Products | HHB-265WLED-UNIV-40-FRL-XXXXX | Indoor Luminaires | High-Bay | High-Bay Luminaires for Commercial and Industrial Buildings | Premium | TRUE | 33726.5 | 127.9 | 263.7 | 10.3 | 0.9618 | 4019 | 84.19 | 5 | 50000 | 42800 | Dimmable | Continuous Below 10 | Yes | 0 | 4.1 | 34450 | 130 | 265 | 10 | 0.9 | 4000 | 80
PF4RNWG4 | Industrial Lighting Products | Industrial Lighting Products | HHB-135WLED-UNIV-40-FRL-XXXXX | Indoor Luminaires | High-Bay | High-Bay Luminaires for Commercial and Industrial Buildings | Premium | TRUE | 17211.6 | 129.31 | 133.1 | 10.7 | 0.9613 | 3994 | 84.92 | 5 | 50000 | 42800 | Dimmable | Continuous Below 10 | Yes | 0 | 4.1 | 17550 | 130 | 135 | 10 | 0.9 | 4000 | 80
PZ1E4K5P | Industrial Lighting Products | Industrial Lighting Products | HHB-178WLED-UNIV-40-FRL-XXXXX | Indoor Luminaires | High-Bay | High-Bay Luminaires for Commercial and Industrial Buildings | Premium | TRUE | 22721.2 | 129.37 | 175.63 | 10.4 | 0.961 | 4022 | 84.28 | 5 | 50000 | 42800 | Dimmable | Continuous Below 10 | Yes | 0 | 4.1 | 23140 | 130 | 178 | 10 | 0.9 | 4000 | 80
P2YKWH6Z | Industrial Lighting Products | Industrial Lighting Products | HHB-65WLED-UNIV-40-FRL-XXXXX | Indoor Luminaires | High-Bay | Low-Bay Luminaires for Commercial and Industrial Buildings | Premium | TRUE | 8099.6 | 129.63 | 62.76 | 13.7 | 0.9486 | 4004 | 84.15 | 5 | 50000 | 42800 | Dimmable | Continuous Below 10 | Yes | 0 | 4.1 | 8450 | 130 | 65 | 10 | 0.9 | 4000 | 80
PPDAHBCS | Industrial Lighting Products | Industrial Lighting Products | HHB-265WLED-UNIV-50-XXXXX | Indoor Luminaires | High-Bay | High-Bay Luminaires for Commercial and Industrial Buildings | Premium | FALSE | [9 empty] | 42800 | Dimmable | Continuous Below 10 | Yes | 0 | 4.1 | 37100 | 140 | 265 | 10 | 0.9 | 5000 | 80
PBWWFA6W | Industrial Lighting Products | Industrial Lighting Products | HHB-265WLED-UNIV-50-FRL-XXXXX | Indoor Luminaires | High-Bay | High-Bay Luminaires for Commercial and Industrial Buildings | Premium | FALSE | [9 empty] | 42800 | Dimmable | Continuous Below 10 | Yes | 0 | 4.1 | 34715 | 131 | 265 | 10 | 0.9 | 5000 | 80
PJUMN7HG | Industrial Lighting Products | Industrial Lighting Products | HHB-178WLED-UNIV-50-XXXXX | Indoor Luminaires | High-Bay | High-Bay Luminaires for Commercial and Industrial Buildings | Premium | FALSE | [9 empty] | 42800 | Dimmable | Continuous Below 10 | Yes | 0 | 4.1 | 24920 | 140 | 178 | 10 | 0.9 | 5000 | 80
P8HM3A3R | Industrial Lighting Products | Industrial Lighting Products | HHB-178WLED-UNIV-50-FRL-XXXXX | Indoor Luminaires | High-Bay | High-Bay Luminaires for Commercial and Industrial Buildings | Premium | FALSE | [9 empty] | 42800 | Dimmable | Continuous Below 10 | Yes | 0 | 4.1 | 23318 | 131 | 178 | 10 | 0.9 | 5000 | 80
PDSJGKK9 | Industrial Lighting Products | Industrial Lighting Products | HHB-135WLED-UNIV-50-XXXXX | Indoor Luminaires | High-Bay | High-Bay Luminaires for Commercial and Industrial Buildings | Premium | FALSE | [9 empty] | 42800 | Dimmable | Continuous Below 10 | Yes | 0 | 4.1 | 18900 | 140 | 135 | 10 | 0.9 | 5000 | 80
P9ZK7EDW | Industrial Lighting Products | Industrial Lighting Products | HHB-135WLED-UNIV-50-FRL-XXXXX | Indoor Luminaires | High-Bay | High-Bay Luminaires for Commercial and Industrial Buildings | Premium | FALSE | [9 empty] | 42800 | Dimmable | Continuous Below 10 | Yes | 0 | 4.1 | 17685 | 131 | 135 | 10 | 0.9 | 5000 | 80
PER8HTQR | Industrial Lighting Products | Industrial Lighting Products | HHB-90WLED-UNIV-50-XXXXX | Indoor Luminaires | High-Bay | High-Bay Luminaires for Commercial and Industrial Buildings | Premium | FALSE | [9 empty] | 42800 | Dimmable | Continuous Below 10 | Yes | 0 | 4.1 | 12600 | 140 | 90 | 10 | 0.9 | 5000 | 80
P6RN1BG9 | Industrial Lighting Products | Industrial Lighting Products | HHB-90WLED-UNIV-50-FRL-XXXXX | Indoor Luminaires | High-Bay | High-Bay Luminaires for Commercial and Industrial Buildings | Premium | FALSE | [9 empty] | 42800 | Dimmable | Continuous Below 10 | Yes | 0 | 4.1 | 11790 | 131 | 90 | 10 | 0.9 | 5000 | 80
PJQREMNB | Industrial Lighting Products | Industrial Lighting Products | HHB-65WLED-UNIV-50-XXXXX | Indoor Luminaires | High-Bay | Low-Bay Luminaires for Commercial and Industrial Buildings | Premium | FALSE | [9 empty] | 42800 | Dimmable | Continuous Below 10 | Yes | 0 | 4.1 | 9100 | 140 | 65 | 10 | 0.9 | 5000 | 80
PW6NRAEG | Industrial Lighting Products | Industrial Lighting Products | HHB-65WLED-UNIV-50-FRL-XXXXX | Indoor Luminaires | High-Bay | Low-Bay Luminaires for Commercial and Industrial Buildings | Premium | FALSE | [9 empty] | 42800 | Dimmable | Continuous Below 10 | Yes | 0 | 4.1 | 8515 | 131 | 65 | 10 | 0.9 | 5000 | 80
P7Q2XDTP | Industrial Lighting Products | Industrial Lighting Products | HHB-265WLED-UNIV-40-XXXXX | Indoor Luminaires | High-Bay | High-Bay Luminaires for Commercial and Industrial Buildings | Premium | FALSE | [9 empty] | 42800 | Dimmable | Continuous Below 10 | Yes | 0 | 4.1 | 36570 | 138 | 265 | 10 | 0.9 | 4000 | 80
PT9UJ4VB | Industrial Lighting Products | Industrial Lighting Products | HHB-178WLED-UNIV-40-XXXXX | Indoor Luminaires | High-Bay | High-Bay Luminaires for Commercial and Industrial Buildings | Premium | FALSE | [9 empty] | 42800 | Dimmable | Continuous Below 10 | Yes | 0 | 4.1 | 24564 | 138 | 178 | 10 | 0.9 | 4000 | 80
PUGU2NCC | Industrial Lighting Products | Industrial Lighting Products | HHB-135WLED-UNIV-40-XXXXX | Indoor Luminaires | High-Bay | High-Bay Luminaires for Commercial and Industrial Buildings | Premium | FALSE | [9 empty] | 42800 | Dimmable | Continuous Below 10 | Yes | 0 | 4.1 | 18630 | 138 | 135 | 10 | 0.9 | 4000 | 80
PGR4DZ86 | Industrial Lighting Products | Industrial Lighting Products | HHB-90WLED-UNIV-40-XXXXX | Indoor Luminaires | High-Bay | High-Bay Luminaires for Commercial and Industrial Buildings | Premium | FALSE | [9 empty] | 42800 | Dimmable | Continuous Below 10 | Yes | 0 | 4.1 | 12420 | 138 | 90 | 10 | 0.9 | 4000 | 80
P1UFV4JW | Industrial Lighting Products | Industrial Lighting Products | HHB-65WLED-UNIV-40-XXXXX | Indoor Luminaires | High-Bay | Low-Bay Luminaires for Commercial and Industrial Buildings | Premium | FALSE | [9 empty] | 42800 | Dimmable | Continuous Below 10 | Yes | 0 | 4.1 | 8970 | 138 | 65 | 10 | 0.9 | 4000 | 80
PGG27DVW | Lamp Shining Manufacturing Co.Ltd | Lamp Shining | LSLHBL-200W-A(4000K) | Indoor Luminaires | High-Bay | High-Bay Luminaires for Commercial and Industrial Buildings | Standard | TRUE | 24454 | 119.29 | 205 | 10.71 | 0.9503 | 3921 | 72.7 | 5 | 50000 | 42800 | Not Dimmable | Not Dimmable | No |  | 4.1 | 24454 | 119.29 | 205 | 10.71 | 0.95 | 4000 | 72.7
PZW5B7EG | Lamp Shining Manufacturing Co.Ltd | Lamp Shining | LSLHBL-200W-A(5700K) | Indoor Luminaires | High-Bay | High-Bay Luminaires for Commercial and Industrial Buildings | Standard | FALSE | [9 empty] | 42800 | Not Dimmable | Not Dimmable | No |  | 4.1 | 25079 | 123.42 | 203.2 | 11.24 | 0.96 | 5700 | 76.6
PNT1KQM9 | Lamp Shining Manufacturing Co.Ltd | Lamp Shining | LSLHBL-200W-A(5000K) | Indoor Luminaires | High-Bay | High-Bay Luminaires for Commercial and Industrial Buildings | Standard | FALSE | [9 empty] | 42800 | Not Dimmable | Not Dimmable | No |  | 4.1 | 24871 | 121.86 | 204.1 | 10.71 | 0.95 | 5000 | 72.7
PWAS9E49 | Lamp Shining Manufacturing Co.Ltd | Lamp Shining | LSLHBL-200W-A(4500K) | Indoor Luminaires | High-Bay | High-Bay Luminaires for Commercial and Industrial Buildings | Standard | FALSE | [9 empty] | 42800 | Not Dimmable | Not Dimmable | No |  | 4.1 | 24662 | 120.83 | 204.1 | 10.71 | 0.95 | 4500 | 72.7
PHQBA3T8 | Lamp Shining Manufacturing Co.Ltd | Lamp Shining | LSLHBL-200W-B(4000K) | Indoor Luminaires | High-Bay | High-Bay Luminaires for Commercial and Industrial Buildings | Standard | TRUE | 23782 | 116.46 | 204.2 | 12.61 | 0.9243 | 3944 | 72.8 | 5 | 50000 | 42800 | Not Dimmable | Not Dimmable | No |  | 4.1 | 23782 | 116.46 | 204.2 | 12.61 | 0.92 | 4000 | 72.8
PWPUBXZ8 | Lamp Shining Manufacturing Co.Ltd | Lamp Shining | LSLHBL-200W-B(5700K) | Indoor Luminaires | High-Bay | High-Bay Luminaires for Commercial and Industrial Buildings | Standard | FALSE | [9 empty] | 42800 | Not Dimmable | Not Dimmable | No |  | 4.1 | 24405 | 120.52 | 202.5 | 13.64 | 0.94 | 5700 | 76.7
PTA5972N | Lamp Shining Manufacturing Co.Ltd | Lamp Shining | LSLHBL-200W-B(5000K) | Indoor Luminaires | High-Bay | High-Bay Luminaires for Commercial and Industrial Buildings | Standard | FALSE | [9 empty] | 42800 | Not Dimmable | Not Dimmable | No |  | 4.1 | 24197 | 118.99 | 203.35 | 12.61 | 0.92 | 5000 | 72.8
P2ED9ZND | Lamp Shining Manufacturing Co.Ltd | Lamp Shining | LSLHBL-200W-B(4500K) | Indoor Luminaires | High-Bay | High-Bay Luminaires for Commercial and Industrial Buildings | Standard | FALSE | [9 empty] | 42800 | Not Dimmable | Not Dimmable | No |  | 4.1 | 23990 | 117.97 | 203.35 | 12.61 | 0.92 | 4500 | 72.8
PWQQ65DZ | Lamp Shining Manufacturing Co.Ltd | Lamp Shining | LSLHBL-150W-B(4000K) | Indoor Luminaires | High-Bay | High-Bay Luminaires for Commercial and Industrial Buildings | Standard | TRUE | 17314 | 115.81 | 149.5 | 9.82 | 0.9389 | 3915 | 72.6 | 5 | 50000 | 42799 | Not Dimmable | Not Dimmable | No |  | 4.1 | 17314 | 115.81 | 149.5 | 9.82 | 0.94 | 4000 | 72.6
PC6PXUMX | Lamp Shining Manufacturing Co.Ltd | Lamp Shining | LSLHBL-150W-B(5700K) | Indoor Luminaires | High-Bay | High-Bay Luminaires for Commercial and Industrial Buildings | Standard | FALSE | [9 empty] | 42799 | Not Dimmable | Not Dimmable | No |  | 4.1 | 17997 | 119.82 | 150.2 | 10.51 | 0.95 | 5700 | 76.6
PV9E6RMT | Lamp Shining Manufacturing Co.Ltd | Lamp Shining | LSLHBL-150W-B(5000K) | Indoor Luminaires | High-Bay | High-Bay Luminaires for Commercial and Industrial Buildings | Standard | FALSE | [9 empty] | 42799 | Not Dimmable | Not Dimmable | No |  | 4.1 | 17769 | 118.58 | 149.85 | 9.82 | 0.94 | 5000 | 72.6
PZENCTWY | Lamp Shining Manufacturing Co.Ltd | Lamp Shining | LSLHBL-150W-B(4500K) | Indoor Luminaires | High-Bay | High-Bay Luminaires for Commercial and Industrial Buildings | Standard | FALSE | [9 empty] | 42799 | Not Dimmable | Not Dimmable | No |  | 4.1 | 17542 | 117.06 | 149.85 | 9.82 | 0.94 | 4500 | 72.6
P18X9EMV | Eaton (formerly Cooper Lighting) | Metalux | HBLED-LD5-18SE-W-CL/WG-[Voltage Includes 347V 480V & UNC]-L850-ED2-[All Emergency Options]-[Blank or MP]-[Blank MS & SVPD3]-[All Packaging] | Indoor Luminaires | High-Bay | High-Bay Luminaires for Commercial and Industrial Buildings | Standard | FALSE | [9 empty] | 42798 | Not Dimmable | Not Dimmable | Yes |  | 4.1 | 17542.63 | 124.42 | 141 | 7.4 | 0.99 | 5000 | 81.8
PX892T2K | Eaton (formerly Cooper Lighting) | Metalux | HBLED-LD5-18HE-N-CLI-[Voltage Includes 347V 480V & UNC]-L850-ED2-[All Emergency Options]-[Blank or MP]-[Blank MS & SVPD3]-[All Packaging] | Indoor Luminaires | High-Bay | High-Bay Luminaires for Commercial and Industrial Buildings | Premium | FALSE | [9 empty] | 42798 | Not Dimmable | Not Dimmable | Yes |  | 4.1 | 18760.81 | 145.88 | 128.6 | 7.4 | 0.99 | 5000 | 81.8
PFMUVSHJ | Eaton (formerly Cooper Lighting) | Metalux | HBLED-LD5-18HE-W-CL/WG-[Voltage Includes 347V 480V & UNC]-L850-ED2-[All Emergency Options]-[Blank or MP]-[Blank MS & SVPD3]-[All Packaging] | Indoor Luminaires | High-Bay | High-Bay Luminaires for Commercial and Industrial Buildings | Premium | FALSE | [9 empty] | 42798 | Not Dimmable | Not Dimmable | Yes |  | 4.1 | 18466.02 | 143.59 | 128.6 | 7.4 | 0.99 | 5000 | 81.8
PF5QMDWK | Eaton (formerly Cooper Lighting) | Metalux | HBLED-LD5-18SE-W-CL-347V-L850-ED2-[All Emergency Options]-[Blank or MP]-[Blank MS & SVPD3]-[All Packaging] | Indoor Luminaires | High-Bay | High-Bay Luminaires for Commercial and Industrial Buildings | Standard | FALSE | [9 empty] | 42798 | Not Dimmable | Not Dimmable | Yes |  | 4.1 | 18442.77 | 130.8 | 141 | 7.4 | 0.99 | 5000 | 81.8
PRBKWTNQ | Eaton (formerly Cooper Lighting) | Metalux | HBLED-LD5-18HE-N-CL-[Voltage Includes 347V 480V & UNC]-L850-ED2-[All Emergency Options]-[Blank or MP]-[Blank MS & SVPD3]-[All Packaging] | Indoor Luminaires | High-Bay | High-Bay Luminaires for Commercial and Industrial Buildings | Premium | FALSE | [9 empty] | 42798 | Not Dimmable | Not Dimmable | Yes |  | 4.1 | 18276.52 | 142.12 | 128.6 | 7.4 | 0.99 | 5000 | 81.8
P8BC49VB | Eaton (formerly Cooper Lighting) | Metalux | HBLED-LD5-18HE-W-FLI-[Voltage Includes 347V 480V & UNC]-L850-ED2-[All Emergency Options]-[Blank or MP]-[Blank MS & SVPD3]-[All Packaging] | Indoor Luminaires | High-Bay | High-Bay Luminaires for Commercial and Industrial Buildings | Premium | FALSE | [9 empty] | 42798 | Not Dimmable | Not Dimmable | Yes |  | 4.1 | 17981.74 | 139.83 | 128.6 | 7.4 | 0.99 | 5000 | 81.8
PGK3SBE1 | Eaton (formerly Cooper Lighting) | Metalux | HBLED-LD5-18HE-N-CL/WG-[Voltage Includes 347V 480V & UNC]-L850-ED2-[All Emergency Options]-[Blank or MP]-[Blank MS & SVPD3]-[All Packaging] | Indoor Luminaires | High-Bay | High-Bay Luminaires for Commercial and Industrial Buildings | Premium | FALSE | [9 empty] | 42798 | Not Dimmable | Not Dimmable | Yes |  | 4.1 | 17960.68 | 139.66 | 128.6 | 7.4 | 0.99 | 5000 | 81.8
PAVFQVJ5 | Eaton (formerly Cooper Lighting) | Metalux | HBLED-LD5-18SE-N-CLI-[Voltage Includes 347V 480V & UNC]-L850-ED2-[All Emergency Options]-[Blank or MP]-[Blank MS & SVPD3]-[All Packaging] | Indoor Luminaires | High-Bay | High-Bay Luminaires for Commercial and Industrial Buildings | Standard | FALSE | [9 empty] | 42798 | Not Dimmable | Not Dimmable | Yes |  | 4.1 | 17822.67 | 126.4 | 141 | 7.4 | 0.99 | 5000 | 81.8
P4R6GFXN | Eaton (formerly Cooper Lighting) | Metalux | HBLED-LD5-18SE-W-FLI-277V-L850-ED2-[All Emergency Options]-[Blank or MP]-[Blank MS & SVPD3]-[All Packaging] | Indoor Luminaires | High-Bay | High-Bay Luminaires for Commercial and Industrial Buildings | Premium | FALSE | [9 empty] | 42798 | Not Dimmable | Not Dimmable | Yes |  | 4.1 | 17082.56 | 133.56 | 127.9 | 6.2 | 0.97 | 5000 | 81.8
PERZ7BHZ | Eaton (formerly Cooper Lighting) | Metalux | HBLED-LD5-18SE-N-CL/WG-277V-L850-ED2-[All Emergency Options]-[Blank or MP]-[Blank MS & SVPD3]-[All Packaging] | Indoor Luminaires | High-Bay | High-Bay Luminaires for Commercial and Industrial Buildings | Premium | FALSE | [9 empty] | 42798 | Not Dimmable | Not Dimmable | Yes |  | 4.1 | 17062.56 | 133.41 | 127.9 | 6.2 | 0.97 | 5000 | 81.8
PA4MQNRZ | Eaton (formerly Cooper Lighting) | Metalux | HBLED-LD5-18SE-W-AI-277V-L850-ED2-[All Emergency Options]-[Blank or MP]-[Blank MS & SVPD3]-[All Packaging] | Indoor Luminaires | High-Bay | High-Bay Luminaires for Commercial and Industrial Buildings | Premium | FALSE | [9 empty] | 42798 | Not Dimmable | Not Dimmable | Yes |  | 4.1 | 16982.55 | 132.78 | 127.9 | 6.2 | 0.97 | 5000 | 81.8
PCTXJB4Z | Eaton (formerly Cooper Lighting) | Metalux | HBLED-LD5-18SE-W-A-277V-L850-ED2-[All Emergency Options]-[Blank or MP]-[Blank MS & SVPD3]-[All Packaging] | Indoor Luminaires | High-Bay | High-Bay Luminaires for Commercial and Industrial Buildings | Premium | FALSE | [9 empty] | 42798 | Not Dimmable | Not Dimmable | Yes |  | 4.1 | 16922.54 | 132.31 | 127.9 | 6.2 | 0.97 | 5000 | 81.8
PZVP7BK1 | Eaton (formerly Cooper Lighting) | Metalux | HBLED-LD5-30SE-N-[Voltage Includes 347V 480V & UNC]-L850-ED2-[All Emergency Options]-[Blank or MP]-[Blank MS & SVPD3]-[All Packaging] | Indoor Luminaires | High-Bay | High-Bay Luminaires for Commercial and Industrial Buildings | Standard | FALSE | [9 empty] | 42798 | Not Dimmable | Not Dimmable | Yes |  | 4.1 | 26802.59 | 127.39 | 210.4 | 5.9 | 0.99 | 5000 | 81.8
PB1U97JU | Eaton (formerly Cooper Lighting) | Metalux | HBLED-LD5-12SE-N-CLI-[Voltage Includes 347V 480V & UNC]-L850-ED1-[All Emergency Options]-[Blank or MP]-[Blank MS & SVPD3]-[All Packaging] | Indoor Luminaires | High-Bay | High-Bay Luminaires for Commercial and Industrial Buildings | Standard | FALSE | [9 empty] | 42798 | Not Dimmable | Not Dimmable | Yes |  | 4.1 | 10207.56 | 127.91 | 79.8 | 5.9 | 0.99 | 5000 | 81.8
PGJGVBNX | Eaton (formerly Cooper Lighting) | Metalux | HBLED-LD5-12HE-W-A/WG-347V-L850-ED1-[All Emergency Options]-[Blank or MP]-[Blank MS & SVPD3]-[All Packaging] | Indoor Luminaires | High-Bay | High-Bay Luminaires for Commercial and Industrial Buildings | Standard | FALSE | [9 empty] | 42798 | Not Dimmable | Not Dimmable | Yes |  | 4.1 | 10105.24 | 130.39 | 77.5 | 5.9 | 0.99 | 5000 | 81.8
PKB4GZPT | Eaton (formerly Cooper Lighting) | Metalux | HBLED-LD5-12SE-W-CL/WG-[Voltage Includes 347V 480V & UNC]-L850-ED1-[All Emergency Options]-[Blank or MP]-[Blank MS & SVPD3]-[All Packaging] | Indoor Luminaires | High-Bay | High-Bay Luminaires for Commercial and Industrial Buildings | Standard | FALSE | [9 empty] | 42798 | Not Dimmable | Not Dimmable | Yes |  | 4.1 | 10047.18 | 125.9 | 79.8 | 5.9 | 0.99 | 5000 | 81.8
PJJKFNVN | Eaton (formerly Cooper Lighting) | Metalux | HBLED-LD5-12SE-N-CL-[Voltage Includes 347V 480V & UNC]-L850-ED1-[All Emergency Options]-[Blank or MP]-[Blank MS & SVPD3]-[All Packaging] | Indoor Luminaires | High-Bay | High-Bay Luminaires for Commercial and Industrial Buildings | Standard | FALSE | [9 empty] | 42798 | Not Dimmable | Not Dimmable | Yes |  | 4.1 | 9944.07 | 124.61 | 79.8 | 5.9 | 0.99 | 5000 | 81.8
PQ7T4X29 | Eaton (formerly Cooper Lighting) | Metalux | HBLED-LD5-12SE-W-FLI-277V-L850-ED1-[All Emergency Options]-[Blank or MP]-[Blank MS & SVPD3]-[All Packaging] | Indoor Luminaires | High-Bay | High-Bay Luminaires for Commercial and Industrial Buildings | Premium | FALSE | [9 empty] | 42798 | Not Dimmable | Not Dimmable | Yes |  | 4.1 | 9783.68 | 132.93 | 73.6 | 5.9 | 0.98 | 5000 | 81.8
PEVPDDH5 | Eaton (formerly Cooper Lighting) | Metalux | HBLED-LD5-12SE-N-CL/WG-277V-L850-ED1-[All Emergency Options]-[Blank or MP]-[Blank MS & SVPD3]-[All Packaging] | Indoor Luminaires | High-Bay | High-Bay Luminaires for Commercial and Industrial Buildings | Premium | FALSE | [9 empty] | 42798 | Not Dimmable | Not Dimmable | Yes |  | 4.1 | 9772.22 | 132.77 | 73.6 | 5.9 | 0.98 | 5000 | 81.8
PJNWERG7 | Eaton (formerly Cooper Lighting) | Metalux | HBLED-LD5-12SE-W-AI-277V-L850-ED1-[All Emergency Options]-[Blank or MP]-[Blank MS & SVPD3]-[All Packaging] | Indoor Luminaires | High-Bay | High-Bay Luminaires for Commercial and Industrial Buildings | Premium | FALSE | [9 empty] | 42798 | Not Dimmable | Not Dimmable | Yes |  | 4.1 | 9726.4 | 132.15 | 73.6 | 5.9 | 0.98 | 5000 | 81.8
PDDR5AY1 | Eaton (formerly Cooper Lighting) | Metalux | HBLED-LD5-12SE-W-A-277V-L850-ED1-[All Emergency Options]-[Blank or MP]-[Blank MS & SVPD3]-[All Packaging] | Indoor Luminaires | High-Bay | High-Bay Luminaires for Commercial and Industrial Buildings | Premium | FALSE | [9 empty] | 42798 | Not Dimmable | Not Dimmable | Yes |  | 4.1 | 9692.03 | 131.69 | 73.6 | 5.9 | 0.98 | 5000 | 81.8
PQBUFJWK | Eaton (formerly Cooper Lighting) | Metalux | HBLED-LD5-18HE-W-[All Voltage]-L850-ED2-[All Emergency Options]-[Blank or MP]-[Blank MS & SVPD3]-[All Packaging] | Indoor Luminaires | High-Bay | High-Bay Luminaires for Commercial and Industrial Buildings | Premium | FALSE | [9 empty] | 42798 | Not Dimmable | Not Dimmable | Yes |  | 4.1 | 21055.9 | 163.73 | 128.6 | 5.6 | 1 | 5000 | 81.8
PTDVZ8G3 | Eaton (formerly Cooper Lighting) | Metalux | HBLED-LD5-18HE-N-[All Voltage]-L850-ED2-[All Emergency Options]-[Blank or MP]-[Blank MS & SVPD3]-[All Packaging] | Indoor Luminaires | High-Bay | High-Bay Luminaires for Commercial and Industrial Buildings | Premium | FALSE | [9 empty] | 42798 | Not Dimmable | Not Dimmable | Yes |  | 4.1 | 20276.83 | 157.67 | 128.6 | 5.6 | 1 | 5000 | 81.8
P1VGD34S | Eaton (formerly Cooper Lighting) | Metalux | HBLED-LD5-18SE-W-[All Voltage]-L850-ED2-[All Emergency Options]-[Blank or MP]-[Blank MS & SVPD3]-[All Packaging] | Indoor Luminaires | High-Bay | High-Bay Luminaires for Commercial and Industrial Buildings | Premium | FALSE | [9 empty] | 42798 | Not Dimmable | Not Dimmable | Yes |  | 4.1 | 20003 | 152.69 | 131 | 5.6 | 1 | 5000 | 81.8
PPQNYURX | Eaton (formerly Cooper Lighting) | Metalux | HBLED-LD5-18HE-W-CLI-[All Voltage]-L850-ED2-[All Emergency Options]-[Blank or MP]-[Blank MS & SVPD3]-[All Packaging] | Indoor Luminaires | High-Bay | High-Bay Luminaires for Commercial and Industrial Buildings | Premium | FALSE | [9 empty] | 42798 | Not Dimmable | Not Dimmable | Yes |  | 4.1 | 19560.93 | 152.11 | 128.6 | 5.6 | 1 | 5000 | 81.8
P3DSTSZQ | Eaton (formerly Cooper Lighting) | Metalux | HBLED-LD5-18HE-W-CL-[All Voltage]-L850-ED2-[All Emergency Options]-[Blank or MP]-[Blank MS & SVPD3]-[All Packaging] | Indoor Luminaires | High-Bay | High-Bay Luminaires for Commercial and Industrial Buildings | Premium | FALSE | [9 empty] | 42798 | Not Dimmable | Not Dimmable | Yes |  | 4.1 | 19413.54 | 150.96 | 128.6 | 5.6 | 1 | 5000 | 81.8
PE1H6XB4 | Eaton (formerly Cooper Lighting) | Metalux | HBLED-LD5-18SE-N-[All Voltage]-L850-ED2-[All Emergency Options]-[Blank or MP]-[Blank MS & SVPD3]-[All Packaging] | Indoor Luminaires | High-Bay | High-Bay Luminaires for Commercial and Industrial Buildings | Premium | FALSE | [9 empty] | 42798 | Not Dimmable | Not Dimmable | Yes |  | 4.1 | 19262.89 | 147.04 | 131 | 5.6 | 1 | 5000 | 81.8
PXJR3HKN | Eaton (formerly Cooper Lighting) | Metalux | HBLED-LD5-18HE-N-CLI-[Voltage Includes 120V 277 & UNV]-L850-ED2-[All Emergency Options]-[Blank or MP]-[Blank MS & SVPD3]-[All Packaging] | Indoor Luminaires | High-Bay | High-Bay Luminaires for Commercial and Industrial Buildings | Premium | FALSE | [9 empty] | 42798 | Not Dimmable | Not Dimmable | Yes |  | 4.1 | 18760.81 | 145.88 | 128.6 | 5.6 | 1 | 5000 | 81.8
P1RUWU1P | Eaton (formerly Cooper Lighting) | Metalux | HBLED-LD5-18SE-W-CLI-[All Voltage]-L850-ED2-[All Emergency Options]-[Blank or MP]-[Blank MS & SVPD3]-[All Packaging] | Indoor Luminaires | High-Bay | High-Bay Luminaires for Commercial and Industrial Buildings | Premium | FALSE | [9 empty] | 42798 | Not Dimmable | Not Dimmable | Yes |  | 4.1 | 18582.79 | 141.85 | 131 | 5.6 | 1 | 5000 | 81.8
P2F628VC | Eaton (formerly Cooper Lighting) | Metalux | HBLED-LD5-18HE-W-CL/WG-[Voltage Includes 120V 277 & UNV]-L850-ED2-[All Emergency Options]-[Blank or MP]-[Blank MS & SVPD3]-[All Packaging] | Indoor Luminaires | High-Bay | High-Bay Luminaires for Commercial and Industrial Buildings | Premium | FALSE | [9 empty] | 42798 | Not Dimmable | Not Dimmable | Yes |  | 4.1 | 18466.02 | 143.59 | 128.6 | 5.6 | 1 | 5000 | 81.8
P7NPSFZW | Eaton (formerly Cooper Lighting) | Metalux | HBLED-LD5-18SE-W-CL-[Voltage Includes 120V 277 480V & UNV]-L850-ED2-[All Emergency Options]-[Blank or MP]-[Blank MS & SVPD3]-[All Packaging] | Indoor Luminaires | High-Bay | High-Bay Luminaires for Commercial and Industrial Buildings | Premium | FALSE | [9 empty] | 42798 | Not Dimmable | Not Dimmable | Yes |  | 4.1 | 18442.77 | 140.78 | 131 | 5.6 | 1 | 5000 | 81.8
PC7DDXEA | Eaton (formerly Cooper Lighting) | Metalux | HBLED-LD5-18HE-N-CL-[Voltage Includes 120V 277 & UNV]-L850-ED2-[All Emergency Options]-[Blank or MP]-[Blank MS & SVPD3]-[All Packaging] | Indoor Luminaires | High-Bay | High-Bay Luminaires for Commercial and Industrial Buildings | Premium | FALSE | [9 empty] | 42798 | Not Dimmable | Not Dimmable | Yes |  | 4.1 | 18276.52 | 142.12 | 128.6 | 5.6 | 1 | 5000 | 81.8
PDBQT3RZ | Eaton (formerly Cooper Lighting) | Metalux | HBLED-LD5-18HE-W-FLI-[Voltage Includes 120V 277 & UNV]-L850-ED2-[All Emergency Options]-[Blank or MP]-[Blank MS & SVPD3]-[All Packaging] | Indoor Luminaires | High-Bay | High-Bay Luminaires for Commercial and Industrial Buildings | Premium | FALSE | [9 empty] | 42798 | Not Dimmable | Not Dimmable | Yes |  | 4.1 | 17981.74 | 139.83 | 128.6 | 5.6 | 1 | 5000 | 81.8
PYV1NQ1T | Eaton (formerly Cooper Lighting) | Metalux | HBLED-LD5-18HE-N-CL/WG-[Voltage Includes 120V 277 & UNV]-L850-ED2-[All Emergency Options]-[Blank or MP]-[Blank MS & SVPD3]-[All Packaging] | Indoor Luminaires | High-Bay | High-Bay Luminaires for Commercial and Industrial Buildings | Premium | FALSE | [9 empty] | 42798 | Not Dimmable | Not Dimmable | Yes |  | 4.1 | 17960.68 | 139.66 | 128.6 | 5.6 | 1 | 5000 | 81.8
PY5QM3UY | Eaton (formerly Cooper Lighting) | Metalux | HBLED-LD5-18HE-W-AI-[Voltage Includes 120V 277 & UNV]-L850-ED2-[All Emergency Options]-[Blank or MP]-[Blank MS & SVPD3]-[All Packaging] | Indoor Luminaires | High-Bay | High-Bay Luminaires for Commercial and Industrial Buildings | Premium | FALSE | [9 empty] | 42798 | Not Dimmable | Not Dimmable | Yes |  | 4.1 | 17876.46 | 139.01 | 128.6 | 5.6 | 1 | 5000 | 81.8
P5F7GMNR | Eaton (formerly Cooper Lighting) | Metalux | HBLED-LD5-18SE-N-CLI-[Voltage Includes 120V 277 & UNV]-L850-ED2-[All Emergency Options]-[Blank or MP]-[Blank MS & SVPD3]-[All Packaging] | Indoor Luminaires | High-Bay | High-Bay Luminaires for Commercial and Industrial Buildings | Premium | FALSE | [9 empty] | 42798 | Not Dimmable | Not Dimmable | Yes |  | 4.1 | 17822.67 | 136.05 | 131 | 5.6 | 1 | 5000 | 81.8
P4Q5EHF6 | Eaton (formerly Cooper Lighting) | Metalux | HBLED-LD5-18HE-W-A-[Voltage Includes 120V 277 & UNV]-L850-ED2-[All Emergency Options]-[Blank or MP]-[Blank MS & SVPD3]-[All Packaging] | Indoor Luminaires | High-Bay | High-Bay Luminaires for Commercial and Industrial Buildings | Premium | FALSE | [9 empty] | 42798 | Not Dimmable | Not Dimmable | Yes |  | 4.1 | 17813.29 | 138.52 | 128.6 | 5.6 | 1 | 5000 | 81.8
P366JNZW | Eaton (formerly Cooper Lighting) | Metalux | HBLED-LD5-18HE-W-A/WG-[Voltage Includes 120V 277 & UNV]-L850-ED2-[All Emergency Options]-[Blank or MP]-[Blank MS & SVPD3]-[All Packaging] | Indoor Luminaires | High-Bay | High-Bay Luminaires for Commercial and Industrial Buildings | Premium | FALSE | [9 empty] | 42798 | Not Dimmable | Not Dimmable | Yes |  | 4.1 | 17632.21 | 137.11 | 128.6 | 5.6 | 1 | 5000 | 81.8
PS4TW2R2 | Eaton (formerly Cooper Lighting) | Metalux | HBLED-LD5-18SE-W-CL/WG-[Voltage Includes 120V 277 & UNV]-L850-ED2-[All Emergency Options]-[Blank or MP]-[Blank MS & SVPD3]-[All Packaging] | Indoor Luminaires | High-Bay | High-Bay Luminaires for Commercial and Industrial Buildings | Premium | FALSE | [9 empty] | 42798 | Not Dimmable | Not Dimmable | Yes |  | 4.1 | 17542.63 | 133.91 | 131 | 5.6 | 1 | 5000 | 81.8
PTTT513F | Eaton (formerly Cooper Lighting) | Metalux | HBLED-LD5-18SE-N-CL-[Voltage Includes 120V 277 & UNV]-L850-ED2-[All Emergency Options]-[Blank or MP]-[Blank MS & SVPD3]-[All Packaging] | Indoor Luminaires | High-Bay | High-Bay Luminaires for Commercial and Industrial Buildings | Premium | FALSE | [9 empty] | 42798 | Not Dimmable | Not Dimmable | Yes |  | 4.1 | 17362.6 | 132.54 | 131 | 5.6 | 1 | 5000 | 81.8
PRF1ZH3U | Eaton (formerly Cooper Lighting) | Metalux | HBLED-LD5-18SE-W-FLI-[Voltage Includes 120V 347V 480V & UNC]-L850-ED2-[All Emergency Options]-[Blank or MP]-[Blank MS & SVPD3]-[All Packaging] | Indoor Luminaires | High-Bay | High-Bay Luminaires for Commercial and Industrial Buildings | Standard | FALSE | [9 empty] | 42798 | Not Dimmable | Not Dimmable | Yes |  | 4.1 | 17082.56 | 130.4 | 131 | 5.6 | 1 | 5000 | 81.8
PXVM5991 | Eaton (formerly Cooper Lighting) | Metalux | HBLED-LD5-18SE-N-CL/WG-[Voltage Includes 120V 347V 480V & UNC]-L850-ED2-[All Emergency Options]-[Blank or MP]-[Blank MS & SVPD3]-[All Packaging] | Indoor Luminaires | High-Bay | High-Bay Luminaires for Commercial and Industrial Buildings | Standard | FALSE | [9 empty] | 42798 | Not Dimmable | Not Dimmable | Yes |  | 4.1 | 17062.56 | 130.25 | 131 | 5.6 | 1 | 5000 | 81.8
PDH6K2Q6 | Eaton (formerly Cooper Lighting) | Metalux | HBLED-LD5-18SE-W-AI-[Voltage Includes 120V 347V 480V & UNC]-L850-ED2-[All Emergency Options]-[Blank or MP]-[Blank MS & SVPD3]-[All Packaging] | Indoor Luminaires | High-Bay | High-Bay Luminaires for Commercial and Industrial Buildings | Standard | FALSE | [9 empty] | 42798 | Not Dimmable | Not Dimmable | Yes |  | 4.1 | 16982.55 | 129.64 | 131 | 5.6 | 1 | 5000 | 81.8
PBXA2GP7 | Eaton (formerly Cooper Lighting) | Metalux | HBLED-LD5-18SE-W-A-[Voltage Includes 120V 347V 480V & UNC]-L850-ED2-[All Emergency Options]-[Blank or MP]-[Blank MS & SVPD3]-[All Packaging] | Indoor Luminaires | High-Bay | High-Bay Luminaires for Commercial and Industrial Buildings | Standard | FALSE | [9 empty] | 42798 | Not Dimmable | Not Dimmable | Yes |  | 4.1 | 16922.54 | 129.18 | 131 | 5.6 | 1 | 5000 | 81.8
P9WUPF76 | Eaton (formerly Cooper Lighting) | Metalux | HBLED-LD5-18SE-W-A/WG-[All Voltage]-L850-ED2-[All Emergency Options]-[Blank or MP]-[Blank MS & SVPD3]-[All Packaging] | Indoor Luminaires | High-Bay | High-Bay Luminaires for Commercial and Industrial Buildings | Standard | FALSE | [9 empty] | 42798 | Not Dimmable | Not Dimmable | Yes |  | 4.1 | 16750.51 | 127.87 | 131 | 5.6 | 1 | 5000 | 81.8
PJ9CH4S9 | Eaton (formerly Cooper Lighting) | Metalux | HBLED-LD5-30SE-W-[All Voltage]-L850-ED2-[All Emergency Options]-[Blank or MP]-[Blank MS & SVPD3]-[All Packaging] | Indoor Luminaires | High-Bay | High-Bay Luminaires for Commercial and Industrial Buildings | Premium | FALSE | [9 empty] | 42798 | Not Dimmable | Not Dimmable | Yes |  | 4.1 | 27832.38 | 139.58 | 199.4 | 4.59 | 1 | 5000 | 81.8
PREVXH7D | Eaton (formerly Cooper Lighting) | Metalux | HBLED-LD5-30SE-N-[Voltage Includes 120V 277V & UNV]-L850-ED2-[All Emergency Options]-[Blank or MP]-[Blank MS & SVPD3]-[All Packaging] | Indoor Luminaires | High-Bay | High-Bay Luminaires for Commercial and Industrial Buildings | Premium | FALSE | [9 empty] | 42798 | Not Dimmable | Not Dimmable | Yes |  | 4.1 | 26802.59 | 134.42 | 199.4 | 4.59 | 1 | 5000 | 81.8
PNWT95YC | Eaton (formerly Cooper Lighting) | Metalux | HBLED-LD5-30SE-W-CLI-[All Voltage]-L850-ED2-[All Emergency Options]-[Blank or MP]-[Blank MS & SVPD3]-[All Packaging] | Indoor Luminaires | High-Bay | High-Bay Luminaires for Commercial and Industrial Buildings | Standard | FALSE | [9 empty] | 42798 | Not Dimmable | Not Dimmable | Yes |  | 4.1 | 25856.28 | 129.67 | 199.4 | 4.59 | 1 | 5000 | 81.8
PNHH4UYE | Eaton (formerly Cooper Lighting) | Metalux | HBLED-LD5-30SE-W-CL-[All Voltage]-L850-ED2-[All Emergency Options]-[Blank or MP]-[Blank MS & SVPD3]-[All Packaging] | Indoor Luminaires | High-Bay | High-Bay Luminaires for Commercial and Industrial Buildings | Standard | FALSE | [9 empty] | 42798 | Not Dimmable | Not Dimmable | Yes |  | 4.1 | 25661.46 | 128.69 | 199.4 | 4.59 | 1 | 5000 | 81.8
P714PZZU | Eaton (formerly Cooper Lighting) | Metalux | HBLED-LD5-30SE-N-CLI-[All Voltage]-L850-ED2-[All Emergency Options]-[Blank or MP]-[Blank MS & SVPD3]-[All Packaging] | Indoor Luminaires | High-Bay | High-Bay Luminaires for Commercial and Industrial Buildings | Standard | FALSE | [9 empty] | 42798 | Not Dimmable | Not Dimmable | Yes |  | 4.1 | 24798.65 | 124.37 | 199.4 | 4.59 | 1 | 5000 | 81.8
PQBR6YVU | Eaton (formerly Cooper Lighting) | Metalux | HBLED-LD5-12HE-W-[All Voltage]-L850-ED1-[All Emergency Options]-[Blank or MP]-[Blank MS & SVPD3]-[All Packaging] | Indoor Luminaires | High-Bay | High-Bay Luminaires for Commercial and Industrial Buildings | Premium | FALSE | [9 empty] | 42798 | Not Dimmable | Not Dimmable | Yes |  | 4.1 | 12067.4 | 169.49 | 71.2 | 4.59 | 1 | 5000 | 81.8
PXY2J6VW | Eaton (formerly Cooper Lighting) | Metalux | HBLED-LD5-12HE-N-[All Voltage]-L850-ED1-[All Emergency Options]-[Blank or MP]-[Blank MS & SVPD3]-[All Packaging] | Indoor Luminaires | High-Bay | High-Bay Luminaires for Commercial and Industrial Buildings | Premium | FALSE | [9 empty] | 42798 | Not Dimmable | Not Dimmable | Yes |  | 4.1 | 11620.91 | 163.21 | 71.2 | 4.59 | 1 | 5000 | 81.8
P73NNFD5 | Eaton (formerly Cooper Lighting) | Metalux | HBLED-LD5-12SE-W-[All Voltage]-L850-ED1-[All Emergency Options]-[Blank or MP]-[Blank MS & SVPD3]-[All Packaging] | Indoor Luminaires | High-Bay | High-Bay Luminaires for Commercial and Industrial Buildings | Premium | FALSE | [9 empty] | 42798 | Not Dimmable | Not Dimmable | Yes |  | 4.1 | 11456.3 | 152.75 | 75 | 4.59 | 1 | 5000 | 81.8
PD5NDUT6 | Eaton (formerly Cooper Lighting) | Metalux | HBLED-LD5-12HE-W-CLI-[All Voltage]-L850-ED1-[All Emergency Options]-[Blank or MP]-[Blank MS & SVPD3]-[All Packaging] | Indoor Luminaires | High-Bay | High-Bay Luminaires for Commercial and Industrial Buildings | Premium | FALSE | [9 empty] | 42798 | Not Dimmable | Not Dimmable | Yes |  | 4.1 | 11210.61 | 157.45 | 71.2 | 4.59 | 1 | 5000 | 81.8
PT2YMEMN | Eaton (formerly Cooper Lighting) | Metalux | HBLED-LD5-12HE-W-CL-[All Voltage]-L850-ED1-[All Emergency Options]-[Blank or MP]-[Blank MS & SVPD3]-[All Packaging] | Indoor Luminaires | High-Bay | High-Bay Luminaires for Commercial and Industrial Buildings | Premium | FALSE | [9 empty] | 42798 | Not Dimmable | Not Dimmable | Yes |  | 4.1 | 11126.14 | 156.27 | 71.2 | 4.59 | 1 | 5000 | 81.8
PDN2YQTM | Eaton (formerly Cooper Lighting) | Metalux | HBLED-LD5-12SE-N-[All Voltage]-L850-ED1-[All Emergency Options]-[Blank or MP]-[Blank MS & SVPD3]-[All Packaging] | Indoor Luminaires | High-Bay | High-Bay Luminaires for Commercial and Industrial Buildings | Premium | FALSE | [9 empty] | 42798 | Not Dimmable | Not Dimmable | Yes |  | 4.1 | 11032.42 | 147.1 | 75 | 4.59 | 1 | 5000 | 81.8
P1JS744K | Eaton (formerly Cooper Lighting) | Metalux | HBLED-LD5-12HE-N-CLI-[All Voltage]-L850-ED1-[All Emergency Options]-[Blank or MP]-[Blank MS & SVPD3]-[All Packaging] | Indoor Luminaires | High-Bay | High-Bay Luminaires for Commercial and Industrial Buildings | Premium | FALSE | [9 empty] | 42798 | Not Dimmable | Not Dimmable | Yes |  | 4.1 | 10752.05 | 151.01 | 71.2 | 4.59 | 1 | 5000 | 81.8
PMJP61GA | Eaton (formerly Cooper Lighting) | Metalux | HBLED-LD5-12SE-W-CLI-[All Voltage]-L850-ED1-[All Emergency Options]-[Blank or MP]-[Blank MS & SVPD3]-[All Packaging] | Indoor Luminaires | High-Bay | High-Bay Luminaires for Commercial and Industrial Buildings | Premium | FALSE | [9 empty] | 42798 | Not Dimmable | Not Dimmable | Yes |  | 4.1 | 10642.9 | 141.91 | 75 | 4.59 | 1 | 5000 | 81.8
PXKY8ABH | Eaton (formerly Cooper Lighting) | Metalux | HBLED-LD5-12HE-W-CL/WG-[All Voltage]-L850-ED1-[All Emergency Options]-[Blank or MP]-[Blank MS & SVPD3]-[All Packaging] | Indoor Luminaires | High-Bay | High-Bay Luminaires for Commercial and Industrial Buildings | Premium | FALSE | [9 empty] | 42798 | Not Dimmable | Not Dimmable | Yes |  | 4.1 | 10583.11 | 148.64 | 71.2 | 4.59 | 1 | 5000 | 81.8
PDP1GTB4 | Eaton (formerly Cooper Lighting) | Metalux | HBLED-LD5-12SE-W-CL-[All Voltage]-L850-ED1-[All Emergency Options]-[Blank or MP]-[Blank MS & SVPD3]-[All Packaging] | Indoor Luminaires | High-Bay | High-Bay Luminaires for Commercial and Industrial Buildings | Premium | FALSE | [9 empty] | 42798 | Not Dimmable | Not Dimmable | Yes |  | 4.1 | 10562.71 | 140.84 | 75 | 4.59 | 1 | 5000 | 81.8
P9RU8JEP | Eaton (formerly Cooper Lighting) | Metalux | HBLED-LD5-12HE-N-CL-[All Voltage]-L850-ED1-[All Emergency Options]-[Blank or MP]-[Blank MS & SVPD3]-[All Packaging] | Indoor Luminaires | High-Bay | High-Bay Luminaires for Commercial and Industrial Buildings | Premium | FALSE | [9 empty] | 42798 | Not Dimmable | Not Dimmable | Yes |  | 4.1 | 10474.5 | 147.11 | 71.2 | 4.59 | 1 | 5000 | 81.8
P4YXXFBN | Eaton (formerly Cooper Lighting) | Metalux | HBLED-LD5-12HE-W-FLI-[All Voltage]-L850-ED1-[All Emergency Options]-[Blank or MP]-[Blank MS & SVPD3]-[All Packaging] | Indoor Luminaires | High-Bay | High-Bay Luminaires for Commercial and Industrial Buildings | Premium | FALSE | [9 empty] | 42798 | Not Dimmable | Not Dimmable | Yes |  | 4.1 | 10305.56 | 144.74 | 71.2 | 4.59 | 1 | 5000 | 81.8
P9CGW6QY | Eaton (formerly Cooper Lighting) | Metalux | HBLED-LD5-12HE-N-CL/WG-[All Voltage]-L850-ED1-[All Emergency Options]-[Blank or MP]-[Blank MS & SVPD3]-[All Packaging] | Indoor Luminaires | High-Bay | High-Bay Luminaires for Commercial and Industrial Buildings | Premium | FALSE | [9 empty] | 42798 | Not Dimmable | Not Dimmable | Yes |  | 4.1 | 10293.49 | 144.57 | 71.2 | 4.59 | 1 | 5000 | 81.8
PFCEU8KZ | Eaton (formerly Cooper Lighting) | Metalux | HBLED-LD5-12HE-W-AI-[All Voltage]-L850-ED1-[All Emergency Options]-[Blank or MP]-[Blank MS & SVPD3]-[All Packaging] | Indoor Luminaires | High-Bay | High-Bay Luminaires for Commercial and Industrial Buildings | Premium | FALSE | [9 empty] | 42798 | Not Dimmable | Not Dimmable | Yes |  | 4.1 | 10245.22 | 143.89 | 71.2 | 4.59 | 1 | 5000 | 81.8
P5ZC56H5 | Eaton (formerly Cooper Lighting) | Metalux | HBLED-LD5-12HE-W-A-[All Voltage]-L850-ED1-[All Emergency Options]-[Blank or MP]-[Blank MS & SVPD3]-[All Packaging] | Indoor Luminaires | High-Bay | High-Bay Luminaires for Commercial and Industrial Buildings | Premium | FALSE | [9 empty] | 42798 | Not Dimmable | Not Dimmable | Yes |  | 4.1 | 10209.02 | 143.39 | 71.2 | 4.59 | 1 | 5000 | 81.8
PVNRQ6RA | Eaton (formerly Cooper Lighting) | Metalux | HBLED-LD5-12SE-N-CLI-[Voltage Includes 120V 277V & UNV]-L850-ED1-[All Emergency Options]-[Blank or MP]-[Blank MS & SVPD3]-[All Packaging] | Indoor Luminaires | High-Bay | High-Bay Luminaires for Commercial and Industrial Buildings | Premium | FALSE | [9 empty] | 42798 | Not Dimmable | Not Dimmable | Yes |  | 4.1 | 10207.56 | 136.1 | 75 | 4.59 | 1 | 5000 | 81.8
PXCJC3VY | Eaton (formerly Cooper Lighting) | Metalux | HBLED-LD5-12HE-W-A/WG-[Voltage Includes 120V 277V 480V & UNV]-L850-ED1-[All Emergency Options]-[Blank or MP]-[Blank MS & SVPD3]-[All Packaging] | Indoor Luminaires | High-Bay | High-Bay Luminaires for Commercial and Industrial Buildings | Premium | FALSE | [9 empty] | 42798 | Not Dimmable | Not Dimmable | Yes |  | 4.1 | 10105.24 | 141.93 | 71.2 | 4.59 | 1 | 5000 | 81.8
PYBXDX6H | Eaton (formerly Cooper Lighting) | Metalux | HBLED-LD5-12SE-W-CL/WG-[Voltage Includes 120V 277V & UNV]-L850-ED1-[All Emergency Options]-[Blank or MP]-[Blank MS & SVPD3]-[All Packaging] | Indoor Luminaires | High-Bay | High-Bay Luminaires for Commercial and Industrial Buildings | Premium | FALSE | [9 empty] | 42798 | Not Dimmable | Not Dimmable | Yes |  | 4.1 | 10047.18 | 133.96 | 75 | 4.59 | 1 | 5000 | 81.8
PD4T81CN | Eaton (formerly Cooper Lighting) | Metalux | HBLED-LD5-12SE-N-CL-[Voltage Includes 120V 277V & UNV]-L850-ED1-[All Emergency Options]-[Blank or MP]-[Blank MS & SVPD3]-[All Packaging] | Indoor Luminaires | High-Bay | High-Bay Luminaires for Commercial and Industrial Buildings | Premium | FALSE | [9 empty] | 42798 | Not Dimmable | Not Dimmable | Yes |  | 4.1 | 9944.07 | 132.59 | 75 | 4.59 | 1 | 5000 | 81.8
PQDPC7SU | Eaton (formerly Cooper Lighting) | Metalux | HBLED-LD5-12SE-W-FLI-[Voltage Includes 120V 347V 480V & UNC]-L850-ED1-[All Emergency Options]-[Blank or MP]-[Blank MS & SVPD3]-[All Packaging] | Indoor Luminaires | High-Bay | High-Bay Luminaires for Commercial and Industrial Buildings | Standard | FALSE | [9 empty] | 42798 | Not Dimmable | Not Dimmable | Yes |  | 4.1 | 9783.68 | 130.45 | 75 | 4.59 | 1 | 5000 | 81.8
PQDSKXBQ | Eaton (formerly Cooper Lighting) | Metalux | HBLED-LD5-12SE-N-CL/WG-[Voltage Includes 120V 347V 480V & UNC]-L850-ED1-[All Emergency Options]-[Blank or MP]-[Blank MS & SVPD3]-[All Packaging] | Indoor Luminaires | High-Bay | High-Bay Luminaires for Commercial and Industrial Buildings | Standard | FALSE | [9 empty] | 42798 | Not Dimmable | Not Dimmable | Yes |  | 4.1 | 9772.22 | 130.3 | 75 | 4.59 | 1 | 5000 | 81.8
PANSUB9R | Eaton (formerly Cooper Lighting) | Metalux | HBLED-LD5-12SE-W-AI-[Voltage Includes 120V 347V 480V & UNC]-L850-ED1-[All Emergency Options]-[Blank or MP]-[Blank MS & SVPD3]-[All Packaging] | Indoor Luminaires | High-Bay | High-Bay Luminaires for Commercial and Industrial Buildings | Standard | FALSE | [9 empty] | 42798 | Not Dimmable | Not Dimmable | Yes |  | 4.1 | 9726.4 | 129.69 | 75 | 4.59 | 1 | 5000 | 81.8
PJTZUVRT | Eaton (formerly Cooper Lighting) | Metalux | HBLED-LD5-12SE-W-A-[Voltage Includes 120V 347V 480V & UNC]-L850-ED1-[All Emergency Options]-[Blank or MP]-[Blank MS & SVPD3]-[All Packaging] | Indoor Luminaires | High-Bay | High-Bay Luminaires for Commercial and Industrial Buildings | Standard | FALSE | [9 empty] | 42798 | Not Dimmable | Not Dimmable | Yes |  | 4.1 | 9692.03 | 129.23 | 75 | 4.59 | 1 | 5000 | 81.8
PAW4X67S | Eaton (formerly Cooper Lighting) | Metalux | HBLED-LD5-12SE-W-A/WG-[All Voltage]-L850-ED1-[All Emergency Options]-[Blank or MP]-[Blank MS & SVPD3]-[All Packaging] | Indoor Luminaires | High-Bay | High-Bay Luminaires for Commercial and Industrial Buildings | Standard | FALSE | [9 empty] | 42798 | Not Dimmable | Not Dimmable | Yes |  | 4.1 | 9593.51 | 127.91 | 75 | 4.59 | 1 | 5000 | 81.8
PAJ6T3AQ | Eaton (formerly Cooper Lighting) | Metalux | HBLED-LD5-18SE-W-Al-277V-L850-5LTD2-[All Emergency Options]-[Blank or MP]-[Blank MS & SVPD3]-[All Packaging] | Indoor Luminaires | High-Bay | High-Bay Luminaires for Commercial and Industrial Buildings | Premium | FALSE | [9 empty] | 42798 | Dimmable | Continuous Below 10 | Yes |  | 4.1 | 16982.55 | 133.87 | 126.86 | 14.8 | 0.97 | 5000 | 81.8
PS2VSRNW | Eaton (formerly Cooper Lighting) | Metalux | HBLED-LD5-18SE-W-A/WG-277V-L850-5LTD2-[All Emergency Options]-[Blank or MP]-[Blank MS & SVPD3]-[All Packaging] | Indoor Luminaires | High-Bay | High-Bay Luminaires for Commercial and Industrial Buildings | Premium | FALSE | [9 empty] | 42798 | Dimmable | Continuous Below 10 | Yes |  | 4.1 | 16750.51 | 132.04 | 126.86 | 14.8 | 0.97 | 5000 | 81.8
PNAVMK91 | Eaton (formerly Cooper Lighting) | Metalux | HBLED-LD5-18SE-N-CLI-277V-L850-[Driver Includes CD and 5LTD]2-[All Emergency Options]-[Blank or MP]-[Blank MS & SVPD3]-[All Packaging] | Indoor Luminaires | High-Bay | High-Bay Luminaires for Commercial and Industrial Buildings | Premium | FALSE | [9 empty] | 42798 | Dimmable | Continuous Below 10 | Yes |  | 4.1 | 17822.67 | 139.53 | 127.73 | 13.65 | 0.98 | 5000 | 81.8
PZ5E7V3U | Eaton (formerly Cooper Lighting) | Metalux | HBLED-LD5-18SE-W-CL/WG-277V-L850-[Driver Includes CD and 5LTD]2-[All Emergency Options]-[Blank or MP]-[Blank MS & SVPD3]-[All Packaging] | Indoor Luminaires | High-Bay | High-Bay Luminaires for Commercial and Industrial Buildings | Premium | FALSE | [9 empty] | 42798 | Dimmable | Continuous Below 10 | Yes |  | 4.1 | 17542.63 | 137.34 | 127.73 | 13.65 | 0.98 | 5000 | 81.8
P2WV987V | Eaton (formerly Cooper Lighting) | Metalux | HBLED-LD5-18SE-N-CL-277V-L850-[Driver Includes CD and 5LTD]2-[All Emergency Options]-[Blank or MP]-[Blank MS & SVPD3]-[All Packaging] | Indoor Luminaires | High-Bay | High-Bay Luminaires for Commercial and Industrial Buildings | Premium | FALSE | [9 empty] | 42798 | Dimmable | Continuous Below 10 | Yes |  | 4.1 | 17362.6 | 135.93 | 127.73 | 13.65 | 0.98 | 5000 | 81.8
P1RV6GBZ | Eaton (formerly Cooper Lighting) | Metalux | HBLED-LD5-18SE-W-FLI-277V-L850-[Driver Includes CD and 5LTD]2-[All Emergency Options]-[Blank or MP]-[Blank MS & SVPD3]-[All Packaging] | Indoor Luminaires | High-Bay | High-Bay Luminaires for Commercial and Industrial Buildings | Premium | FALSE | [9 empty] | 42798 | Dimmable | Continuous Below 10 | Yes |  | 4.1 | 17082.56 | 133.74 | 127.73 | 13.65 | 0.98 | 5000 | 81.8
PH63S84A | Eaton (formerly Cooper Lighting) | Metalux | HBLED-LD5-18SE-N-CL/WG-277V-L850-[Driver Includes CD and 5LTD]2-[All Emergency Options]-[Blank or MP]-[Blank MS & SVPD3]-[All Packaging] | Indoor Luminaires | High-Bay | High-Bay Luminaires for Commercial and Industrial Buildings | Premium | FALSE | [9 empty] | 42798 | Dimmable | Continuous Below 10 | Yes |  | 4.1 | 17062.56 | 133.58 | 127.73 | 13.65 | 0.98 | 5000 | 81.8
PYZSK7FK | Eaton (formerly Cooper Lighting) | Metalux | HBLED-LD5-18SE-W-A-277V-L850-[Driver Includes CD and 5LTD]2-[All Emergency Options]-[Blank or MP]-[Blank MS & SVPD3]-[All Packaging] | Indoor Luminaires | High-Bay | High-Bay Luminaires for Commercial and Industrial Buildings | Premium | FALSE | [9 empty] | 42798 | Dimmable | Continuous Below 10 | Yes |  | 4.1 | 16922.54 | 132.48 | 127.73 | 13.65 | 0.98 | 5000 | 81.8
PJWV7RBZ | Eaton (formerly Cooper Lighting) | Metalux | HBLED-LD5-24HE-W-A-480V-L850-CD2-[All Emergency Options]-[Blank or MP]-[Blank MS & SVPD3]-[All Packaging] | Indoor Luminaires | High-Bay | High-Bay Luminaires for Commercial and Industrial Buildings | Premium | FALSE | [9 empty] | 42798 | Dimmable | Continuous Below 10 | Yes |  | 4.1 | 19946.14 | 134.3 | 148.52 | 13.1 | 0.99 | 5000 | 81.8
P2QJC6Q9 | Eaton (formerly Cooper Lighting) | Metalux | HBLED-LD5-36SE-N-CLI-277V-L850-CD3-[All Emergency Options]-[Blank or MP]-[Blank MS & SVPD3]-[All Packaging] | Indoor Luminaires | High-Bay | High-Bay Luminaires for Commercial and Industrial Buildings | Premium | FALSE | [9 empty] | 42798 | Dimmable | Continuous Below 10 | Yes |  | 4.1 | 30030.56 | 135.06 | 222.34 | 12.5 | 0.99 | 5000 | 81.8
PMNVDKBZ | Eaton (formerly Cooper Lighting) | Metalux | HBLED-LD5-36SE-W-CL/WG-277V-L850-CD3-[All Emergency Options]-[Blank or MP]-[Blank MS & SVPD3]-[All Packaging] | Indoor Luminaires | High-Bay | High-Bay Luminaires for Commercial and Industrial Buildings | Premium | FALSE | [9 empty] | 42798 | Dimmable | Continuous Below 10 | Yes |  | 4.1 | 29558.7 | 132.94 | 222.34 | 12.5 | 0.99 | 5000 | 81.8
PP6UHYYU | Eaton (formerly Cooper Lighting) | Metalux | HBLED-LD5-36SE-N-CL-277V-L850-CD3-[All Emergency Options]-[Blank or MP]-[Blank MS & SVPD3]-[All Packaging] | Indoor Luminaires | High-Bay | High-Bay Luminaires for Commercial and Industrial Buildings | Premium | FALSE | [9 empty] | 42798 | Dimmable | Continuous Below 10 | Yes |  | 4.1 | 29255.36 | 131.58 | 222.34 | 12.5 | 0.99 | 5000 | 81.8
P9V8SX53 | Eaton (formerly Cooper Lighting) | Metalux | HBLED-LD5-24SE-N-CLI-277V-L850-CD2-[All Emergency Options]-[Blank or MP]-[Blank MS & SVPD3]-[All Packaging] | Indoor Luminaires | High-Bay | High-Bay Luminaires for Commercial and Industrial Buildings | Premium | FALSE | [9 empty] | 42798 | Dimmable | Continuous Below 10 | Yes |  | 4.1 | 19903.92 | 134.48 | 148 | 12.5 | 0.99 | 5000 | 81.8
PRD7JXTS | Eaton (formerly Cooper Lighting) | Metalux | HBLED-LD5-24HE-W-A/WG-[Voltage Includes 120V & 480V]-L850-CD2-[All Emergency Options]-[Blank or MP]-[Blank MS & SVPD3]-[All Packaging] | Indoor Luminaires | High-Bay | High-Bay Luminaires for Commercial and Industrial Buildings | Premium | FALSE | [9 empty] | 42798 | Dimmable | Continuous Below 10 | Yes |  | 4.1 | 19743.38 | 134.36 | 146.94 | 12.5 | 0.99 | 5000 | 81.8
P9UYQ3PF | Eaton (formerly Cooper Lighting) | Metalux | HBLED-LD5-24SE-W-CL/WG-277V-L850-CD2-[All Emergency Options]-[Blank or MP]-[Blank MS & SVPD3]-[All Packaging] | Indoor Luminaires | High-Bay | High-Bay Luminaires for Commercial and Industrial Buildings | Premium | FALSE | [9 empty] | 42798 | Dimmable | Continuous Below 10 | Yes |  | 4.1 | 19591.18 | 132.37 | 148 | 12.5 | 0.99 | 5000 | 81.8
P15ZVU4M | Eaton (formerly Cooper Lighting) | Metalux | HBLED-LD5-18SE-W-Al-277V-L850-CD2-[All Emergency Options]-[Blank or MP]-[Blank MS & SVPD3]-[All Packaging] | Indoor Luminaires | High-Bay | High-Bay Luminaires for Commercial and Industrial Buildings | Premium | FALSE | [9 empty] | 42798 | Dimmable | Continuous Below 10 | Yes |  | 4.1 | 16982.55 | 132.05 | 128.61 | 12.5 | 0.99 | 5000 | 81.8
PFKTRW6V | Eaton (formerly Cooper Lighting) | Metalux | HBLED-LD5-18SE-W-A/WG-277V-L850-CD2-[All Emergency Options]-[Blank or MP]-[Blank MS & SVPD3]-[All Packaging] | Indoor Luminaires | High-Bay | High-Bay Luminaires for Commercial and Industrial Buildings | Standard | FALSE | [9 empty] | 42798 | Dimmable | Continuous Below 10 | Yes |  | 4.1 | 16750.51 | 130.24 | 128.61 | 12.5 | 0.99 | 5000 | 81.8
P9T7QJY6 | Eaton (formerly Cooper Lighting) | Metalux | HBLED-LD5-12SE-N-CL/WG-480V-L850-CD1-[All Emergency Options]-[Blank or MP]-[Blank MS & SVPD3]-[All Packaging] | Indoor Luminaires | High-Bay | High-Bay Luminaires for Commercial and Industrial Buildings | Premium | FALSE | [9 empty] | 42798 | Dimmable | Continuous Below 10 | Yes |  | 4.1 | 11456.3 | 145.99 | 78.48 | 12.1 | 1 | 5000 | 81.8
PTVUAJFP | Eaton (formerly Cooper Lighting) | Metalux | HBLED-LD5-54SE-W-277V-L850-5LTD4-[All Emergency Options]-[Blank or MP]-[Blank MS & SVPD3]-[All Packaging] | Indoor Luminaires | High-Bay | High-Bay Luminaires for Commercial and Industrial Buildings | Standard | FALSE | [9 empty] | 42798 | Dimmable | Continuous Below 10 | Yes |  | 4.1 | 50809.32 | 131.7 | 385.8 | 11.84 | 1 | 5000 | 81.8
PD78F7YK | Eaton (formerly Cooper Lighting) | Metalux | HBLED-LD5-30SE-W-CL-277V-L850-5LTD2-[All Emergency Options]-[Blank or MP]-[Blank MS & SVPD3]-[All Packaging] | Indoor Luminaires | High-Bay | High-Bay Luminaires for Commercial and Industrial Buildings | Premium | FALSE | [9 empty] | 42798 | Dimmable | Continuous Below 10 | Yes |  | 4.1 | 25661.46 | 133.68 | 191.96 | 11.83 | 1 | 5000 | 81.8
P9KM9VXF | Eaton (formerly Cooper Lighting) | Metalux | HBLED-LD5-12SE-N-277V-L850-[Driver Includes CD and 5LTD]1-[All Emergency Options]-[Blank or MP]-[Blank MS & SVPD3]-[All Packaging] | Indoor Luminaires | High-Bay | High-Bay Luminaires for Commercial and Industrial Buildings | Premium | FALSE | [9 empty] | 42798 | Dimmable | Continuous Below 10 | Yes |  | 4.1 | 9772.22 | 133.95 | 72.96 | 10.65 | 0.98 | 5000 | 81.8
P8PGCF7E | Eaton (formerly Cooper Lighting) | Metalux | HBLED-LD5-12SE-W-A/WG-277V-L850-[Driver Includes CD and 5LTD]1-[All Emergency Options]-[Blank or MP]-[Blank MS & SVPD3]-[All Packaging] | Indoor Luminaires | High-Bay | High-Bay Luminaires for Commercial and Industrial Buildings | Premium | FALSE | [9 empty] | 42798 | Dimmable | Continuous Below 10 | Yes |  | 4.1 | 9726.4 | 133.32 | 72.96 | 10.65 | 0.98 | 5000 | 81.8
PC8BKXVR | Eaton (formerly Cooper Lighting) | Metalux | HBLED-LD5-12SE-N-CLI-277V-L850-[Driver Includes CD and 5LTD]1-[All Emergency Options]-[Blank or MP]-[Blank MS & SVPD3]-[All Packaging] | Indoor Luminaires | High-Bay | High-Bay Luminaires for Commercial and Industrial Buildings | Premium | FALSE | [9 empty] | 42798 | Dimmable | Continuous Below 10 | Yes |  | 4.1 | 9692.03 | 132.85 | 72.96 | 10.65 | 0.98 | 5000 | 81.8
PSHJ7GDR | Eaton (formerly Cooper Lighting) | Metalux | HBLED-LD5-12SE-N-CLI-120V-L850-5LTD1-[All Emergency Options]-[Blank or MP]-[Blank MS & SVPD3]-[All Packaging] | Indoor Luminaires | High-Bay | High-Bay Luminaires for Commercial and Industrial Buildings | Premium | FALSE | [9 empty] | 42798 | Dimmable | Continuous Below 10 | Yes |  | 4.1 | 9692.03 | 132.7 | 73.04 | 8.5 | 1 | 5000 | 81.8
PYSVYX4V | Eaton (formerly Cooper Lighting) | Metalux | HBLED-LD5-12SE-W-A-[Voltage Includes 120V 277V & UNV]-L850-5LTD1-[All Emergency Options]-[Blank or MP]-[Blank MS & SVPD3]-[All Packaging] | Indoor Luminaires | High-Bay | High-Bay Luminaires for Commercial and Industrial Buildings | Premium | FALSE | [9 empty] | 42798 | Dimmable | Continuous Below 10 | Yes |  | 4.1 | 9593.51 | 131.35 | 73.04 | 8.5 | 1 | 5000 | 81.8
P3VWF18Y | Eaton (formerly Cooper Lighting) | Metalux | HBLED-LD5-18HE-W-[All Voltage]-L850-[Driver Includes CD and 5LTD]2-[All Emergency Options]-[Blank or MP]-[Blank MS & SVPD3]-[All Packaging] | Indoor Luminaires | High-Bay | High-Bay Luminaires for Commercial and Industrial Buildings | Premium | FALSE | [9 empty] | 42798 | Dimmable | Continuous Below 10 | Yes |  | 4.1 | 21055.9 | 181.39 | 116.08 | 8.15 | 0.99 | 5000 | 81.8
PDZBYCBQ | Eaton (formerly Cooper Lighting) | Metalux | HBLED-LD5-18HE-N-[All Voltage]-L850-[Driver Includes CD and 5LTD]2-[All Emergency Options]-[Blank or MP]-[Blank MS & SVPD3]-[All Packaging] | Indoor Luminaires | High-Bay | High-Bay Luminaires for Commercial and Industrial Buildings | Premium | FALSE | [9 empty] | 42798 | Dimmable | Continuous Below 10 | Yes |  | 4.1 | 20276.83 | 174.68 | 116.08 | 8.15 | 0.99 | 5000 | 81.8
PE15MQJS | Eaton (formerly Cooper Lighting) | Metalux | HBLED-LD5-18HE-W-CLI-[All Voltage]-L850-[Driver Includes CD and 5LTD]2-[All Emergency Options]-[Blank or MP]-[Blank MS & SVPD3]-[All Packaging] | Indoor Luminaires | High-Bay | High-Bay Luminaires for Commercial and Industrial Buildings | Premium | FALSE | [9 empty] | 42798 | Dimmable | Continuous Below 10 | Yes |  | 4.1 | 19560.93 | 168.51 | 116.08 | 8.15 | 0.99 | 5000 | 81.8
P5DKNG8H | Eaton (formerly Cooper Lighting) | Metalux | HBLED-LD5-18HE-W-CL-[All Voltage]-L850-[Driver Includes CD and 5LTD]2-[All Emergency Options]-[Blank or MP]-[Blank MS & SVPD3]-[All Packaging] | Indoor Luminaires | High-Bay | High-Bay Luminaires for Commercial and Industrial Buildings | Premium | FALSE | [9 empty] | 42798 | Dimmable | Continuous Below 10 | Yes |  | 4.1 | 19413.54 | 167.24 | 116.08 | 8.15 | 0.99 | 5000 | 81.8
P86PG2RX | Eaton (formerly Cooper Lighting) | Metalux | HBLED-LD5-18HE-N-CLI-[All Voltage]-L850-[Driver Includes CD and 5LTD]2-[All Emergency Options]-[Blank or MP]-[Blank MS & SVPD3]-[All Packaging] | Indoor Luminaires | High-Bay | High-Bay Luminaires for Commercial and Industrial Buildings | Premium | FALSE | [9 empty] | 42798 | Dimmable | Continuous Below 10 | Yes |  | 4.1 | 18760.81 | 161.62 | 116.08 | 8.15 | 0.99 | 5000 | 81.8
PB6WAR5P | Eaton (formerly Cooper Lighting) | Metalux | HBLED-LD5-18HE-W-CL/WG-[All Voltage]-L850-[Driver Includes CD and 5LTD]2-[All Emergency Options]-[Blank or MP]-[Blank MS & SVPD3]-[All Packaging] | Indoor Luminaires | High-Bay | High-Bay Luminaires for Commercial and Industrial Buildings | Premium | FALSE | [9 empty] | 42798 | Dimmable | Continuous Below 10 | Yes |  | 4.1 | 18466.02 | 159.08 | 116.08 | 8.15 | 0.99 | 5000 | 81.8
PJZ21D5T | Eaton (formerly Cooper Lighting) | Metalux | HBLED-LD5-18HE-N-CL-[All Voltage]-L850-[Driver Includes CD and 5LTD]2-[All Emergency Options]-[Blank or MP]-[Blank MS & SVPD3]-[All Packaging] | Indoor Luminaires | High-Bay | High-Bay Luminaires for Commercial and Industrial Buildings | Premium | FALSE | [9 empty] | 42798 | Dimmable | Continuous Below 10 | Yes |  | 4.1 | 18276.52 | 157.45 | 116.08 | 8.15 | 0.99 | 5000 | 81.8
PG54PBU8 | Eaton (formerly Cooper Lighting) | Metalux | HBLED-LD5-18HE-W-FLI-[All Voltage]-L850-[Driver Includes CD and 5LTD]2-[All Emergency Options]-[Blank or MP]-[Blank MS & SVPD3]-[All Packaging] | Indoor Luminaires | High-Bay | High-Bay Luminaires for Commercial and Industrial Buildings | Premium | FALSE | [9 empty] | 42798 | Dimmable | Continuous Below 10 | Yes |  | 4.1 | 17981.74 | 154.91 | 116.08 | 8.15 | 0.99 | 5000 | 81.8
P94W2JX9 | Eaton (formerly Cooper Lighting) | Metalux | HBLED-LD5-18HE-N-CL/WG-[All Voltage]-L850-[Driver Includes CD and 5LTD]2-[All Emergency Options]-[Blank or MP]-[Blank MS & SVPD3]-[All Packaging] | Indoor Luminaires | High-Bay | High-Bay Luminaires for Commercial and Industrial Buildings | Premium | FALSE | [9 empty] | 42798 | Dimmable | Continuous Below 10 | Yes |  | 4.1 | 17960.68 | 154.73 | 116.08 | 8.15 | 0.99 | 5000 | 81.8
PEFGW3MY | Eaton (formerly Cooper Lighting) | Metalux | HBLED-LD5-18HE-W-Al-[All Voltage]-L850-[Driver Includes CD and 5LTD]2-[All Emergency Options]-[Blank or MP]-[Blank MS & SVPD3]-[All Packaging] | Indoor Luminaires | High-Bay | High-Bay Luminaires for Commercial and Industrial Buildings | Premium | FALSE | [9 empty] | 42798 | Dimmable | Continuous Below 10 | Yes |  | 4.1 | 17876.46 | 154 | 116.08 | 8.15 | 0.99 | 5000 | 81.8
PRMW9P5H | Eaton (formerly Cooper Lighting) | Metalux | HBLED-LD5-18HE-W-A-[All Voltage]-L850-[Driver Includes CD and 5LTD]2-[All Emergency Options]-[Blank or MP]-[Blank MS & SVPD3]-[All Packaging] | Indoor Luminaires | High-Bay | High-Bay Luminaires for Commercial and Industrial Buildings | Premium | FALSE | [9 empty] | 42798 | Dimmable | Continuous Below 10 | Yes |  | 4.1 | 17813.29 | 153.46 | 116.08 | 8.15 | 0.99 | 5000 | 81.8
PBBXDKK5 | Eaton (formerly Cooper Lighting) | Metalux | HBLED-LD5-18HE-W-A/WG-[All Voltage]-L850-[Driver Includes CD and 5LTD]2-[All Emergency Options]-[Blank or MP]-[Blank MS & SVPD3]-[All Packaging] | Indoor Luminaires | High-Bay | High-Bay Luminaires for Commercial and Industrial Buildings | Premium | FALSE | [9 empty] | 42798 | Dimmable | Continuous Below 10 | Yes |  | 4.1 | 17632.21 | 151.9 | 116.08 | 8.15 | 0.99 | 5000 | 81.8
P3Q8UW4U | Eaton (formerly Cooper Lighting) | Metalux | HBLED-LD5-24SE-W-CLI-347V-L850-CD2-[All Emergency Options]-[Blank or MP]-[Blank MS & SVPD3]-[All Packaging] | Indoor Luminaires | High-Bay | High-Bay Luminaires for Commercial and Industrial Buildings | Standard | FALSE | [9 empty] | 42798 | Dimmable | Continuous Below 10 | Yes |  | 4.1 | 20752.8 | 129.38 | 160.4 | 8 | 0.99 | 5000 | 81.8
PVFN43F7 | Eaton (formerly Cooper Lighting) | Metalux | HBLED-LD5-24SE-W-CL-347V-L850-CD2-[All Emergency Options]-[Blank or MP]-[Blank MS & SVPD3]-[All Packaging] | Indoor Luminaires | High-Bay | High-Bay Luminaires for Commercial and Industrial Buildings | Standard | FALSE | [9 empty] | 42798 | Dimmable | Continuous Below 10 | Yes |  | 4.1 | 20596.43 | 128.4 | 160.4 | 8 | 0.99 | 5000 | 81.8
P19RGUWH | Eaton (formerly Cooper Lighting) | Metalux | HBLED-LD5-24HE-W-FLI-347V-L850-CD2-[All Emergency Options]-[Blank or MP]-[Blank MS & SVPD3]-[All Packaging] | Indoor Luminaires | High-Bay | High-Bay Luminaires for Commercial and Industrial Buildings | Standard | FALSE | [9 empty] | 42798 | Dimmable | Continuous Below 10 | Yes |  | 4.1 | 20134.76 | 129.17 | 155.88 | 8 | 0.99 | 5000 | 81.8
PP3UGMAS | Eaton (formerly Cooper Lighting) | Metalux | HBLED-LD5-24HE-N-CL/WG-347V-L850-CD2-[All Emergency Options]-[Blank or MP]-[Blank MS & SVPD3]-[All Packaging] | Indoor Luminaires | High-Bay | High-Bay Luminaires for Commercial and Industrial Buildings | Standard | FALSE | [9 empty] | 42798 | Dimmable | Continuous Below 10 | Yes |  | 4.1 | 20111.18 | 129.02 | 155.88 | 8 | 0.99 | 5000 | 81.8
PW8XDJ68 | Eaton (formerly Cooper Lighting) | Metalux | HBLED-LD5-24HE-W-Al-347V-L850-CD2-[All Emergency Options]-[Blank or MP]-[Blank MS & SVPD3]-[All Packaging] | Indoor Luminaires | High-Bay | High-Bay Luminaires for Commercial and Industrial Buildings | Standard | FALSE | [9 empty] | 42798 | Dimmable | Continuous Below 10 | Yes |  | 4.1 | 20016.87 | 128.41 | 155.88 | 8 | 0.99 | 5000 | 81.8
PUG6TDF6 | Eaton (formerly Cooper Lighting) | Metalux | HBLED-LD5-24HE-W-A-347V-L850-CD2-[All Emergency Options]-[Blank or MP]-[Blank MS & SVPD3]-[All Packaging] | Indoor Luminaires | High-Bay | High-Bay Luminaires for Commercial and Industrial Buildings | Standard | FALSE | [9 empty] | 42798 | Dimmable | Continuous Below 10 | Yes |  | 4.1 | 19946.14 | 127.96 | 155.88 | 8 | 0.99 | 5000 | 81.8
PSM3Y9KY | Eaton (formerly Cooper Lighting) | Metalux | HBLED-LD5-18SE-W-CLI-347V-L850-[Driver Includes CD and 5LTD]2-[All Emergency Options]-[Blank or MP]-[Blank MS & SVPD3]-[All Packaging] | Indoor Luminaires | High-Bay | High-Bay Luminaires for Commercial and Industrial Buildings | Standard | FALSE | [9 empty] | 42798 | Dimmable | Continuous Below 10 | Yes |  | 4.1 | 18582.79 | 131.05 | 141.8 | 8 | 0.99 | 5000 | 81.8
PBWB4ZPQ | Eaton (formerly Cooper Lighting) | Metalux | HBLED-LD5-18SE-W-CL-347V-L850-[Driver Includes CD and 5LTD]2-[All Emergency Options]-[Blank or MP]-[Blank MS & SVPD3]-[All Packaging] | Indoor Luminaires | High-Bay | High-Bay Luminaires for Commercial and Industrial Buildings | Standard | FALSE | [9 empty] | 42798 | Dimmable | Continuous Below 10 | Yes |  | 4.1 | 18442.77 | 130.06 | 141.8 | 8 | 0.99 | 5000 | 81.8
PATVK4FH | Eaton (formerly Cooper Lighting) | Metalux | HBLED-LD5-12SE-N-CL-[Voltage Includes 347V 480V & UNC]-L850-5LTD1-[All Emergency Options]-[Blank or MP]-[Blank MS & SVPD3]-[All Packaging] | Indoor Luminaires | High-Bay | High-Bay Luminaires for Commercial and Industrial Buildings | Premium | FALSE | [9 empty] | 42798 | Dimmable | Continuous Below 10 | Yes |  | 4.1 | 10207.56 | 131.12 | 77.85 | 8 | 0.99 | 5000 | 81.8
P7SEDZQP | Eaton (formerly Cooper Lighting) | Metalux | HBLED-LD5-12HE-W-A/WG-347V-L850-5LTD1-[All Emergency Options]-[Blank or MP]-[Blank MS & SVPD3]-[All Packaging] | Indoor Luminaires | High-Bay | High-Bay Luminaires for Commercial and Industrial Buildings | Premium | FALSE | [9 empty] | 42798 | Dimmable | Continuous Below 10 | Yes |  | 4.1 | 10105.24 | 133.57 | 75.65 | 8 | 0.99 | 5000 | 81.8
PJB77VNG | Eaton (formerly Cooper Lighting) | Metalux | HBLED-LD5-12SE-W-CL-[Voltage Includes 347V 480V & UNC]-L850-[Driver Includes CD and 5LTD]1-[All Emergency Options]-[Blank or MP]-[Blank MS & SVPD3]-[All Packaging] | Indoor Luminaires | High-Bay | High-Bay Luminaires for Commercial and Industrial Buildings | Standard | FALSE | [9 empty] | 42798 | Dimmable | Continuous Below 10 | Yes |  | 4.1 | 10047.18 | 127.65 | 78.71 | 7.8 | 0.99 | 5000 | 81.8
PMX6WUT5 | Eaton (formerly Cooper Lighting) | Metalux | HBLED-LD5-12SE-W-FLI-[Voltage Includes 347V 480V & UNC]-L850-[Driver Includes CD and 5LTD]1-[All Emergency Options]-[Blank or MP]-[Blank MS & SVPD3]-[All Packaging] | Indoor Luminaires | High-Bay | High-Bay Luminaires for Commercial and Industrial Buildings | Standard | FALSE | [9 empty] | 42798 | Dimmable | Continuous Below 10 | Yes |  | 4.1 | 9944.07 | 126.34 | 78.71 | 7.8 | 0.99 | 5000 | 81.8
P6Q11QRT | Eaton (formerly Cooper Lighting) | Metalux | HBLED-LD5-30SE-W-CL-277V-L850-CD2-[All Emergency Options]-[Blank or MP]-[Blank MS & SVPD3]-[All Packaging] | Indoor Luminaires | High-Bay | High-Bay Luminaires for Commercial and Industrial Buildings | Standard | FALSE | [9 empty] | 42798 | Dimmable | Continuous Below 10 | Yes |  | 4.1 | 25661.46 | 129.85 | 197.62 | 7.7 | 0.97 | 5000 | 81.8
P5CZK74Y | Eaton (formerly Cooper Lighting) | Metalux | HBLED-LD5-30SE-W-347V-L850-CD2-[All Emergency Options]-[Blank or MP]-[Blank MS & SVPD3]-[All Packaging] | Indoor Luminaires | High-Bay | High-Bay Luminaires for Commercial and Industrial Buildings | Premium | FALSE | [9 empty] | 42798 | Dimmable | Continuous Below 10 | Yes |  | 4.1 | 27832.38 | 132.59 | 209.91 | 7.6 | 0.99 | 5000 | 81.8
PBT57MQ7 | Eaton (formerly Cooper Lighting) | Metalux | HBLED-LD5-12SE-N-CL-[Voltage Includes 347V 480V & UNC]-L850-CD1-[All Emergency Options]-[Blank or MP]-[Blank MS & SVPD3]-[All Packaging] | Indoor Luminaires | High-Bay | High-Bay Luminaires for Commercial and Industrial Buildings | Standard | FALSE | [9 empty] | 42798 | Dimmable | Continuous Below 10 | Yes |  | 4.1 | 10207.56 | 128.29 | 79.57 | 7.6 | 0.99 | 5000 | 81.8
PXEVXE8K | Eaton (formerly Cooper Lighting) | Metalux | HBLED-LD5-12HE-W-A/WG-347V-L850-CD1-[All Emergency Options]-[Blank or MP]-[Blank MS & SVPD3]-[All Packaging] | Indoor Luminaires | High-Bay | High-Bay Luminaires for Commercial and Industrial Buildings | Standard | FALSE | [9 empty] | 42798 | Dimmable | Continuous Below 10 | Yes |  | 4.1 | 10105.24 | 130.69 | 77.32 | 7.6 | 0.99 | 5000 | 81.8
PYA7Z44B | Eaton (formerly Cooper Lighting) | Metalux | HBLED-LD5-12HE-W-[All Voltage]-L850-[Driver Includes CD and 5LTD]1-[All Emergency Options]-[Blank or MP]-[Blank MS & SVPD3]-[All Packaging] | Indoor Luminaires | High-Bay | High-Bay Luminaires for Commercial and Industrial Buildings | Premium | FALSE | [9 empty] | 42798 | Dimmable | Continuous Below 10 | Yes |  | 4.1 | 12067.4 | 172.24 | 70.06 | 7.45 | 1 | 5000 | 81.8
PM5UPDNU | Eaton (formerly Cooper Lighting) | Metalux | HBLED-LD5-12HE-N-[All Voltage]-L850-[Driver Includes CD and 5LTD]1-[All Emergency Options]-[Blank or MP]-[Blank MS & SVPD3]-[All Packaging] | Indoor Luminaires | High-Bay | High-Bay Luminaires for Commercial and Industrial Buildings | Premium | FALSE | [9 empty] | 42798 | Dimmable | Continuous Below 10 | Yes |  | 4.1 | 11620.91 | 165.87 | 70.06 | 7.45 | 1 | 5000 | 81.8
PWMSFUZ2 | Eaton (formerly Cooper Lighting) | Metalux | HBLED-LD5-12SE-N-CL/WG-[Voltage Includes 120V 277V 347V & UNV]-L850-[Driver Includes CD and 5LTD]1-[All Emergency Options]-[Blank or MP]-[Blank MS & SVPD3]-[All Packaging] | Indoor Luminaires | High-Bay | High-Bay Luminaires for Commercial and Industrial Buildings | Premium | FALSE | [9 empty] | 42798 | Dimmable | Continuous Below 10 | Yes |  | 4.1 | 11456.3 | 155.23 | 73.8 | 7.45 | 1 | 5000 | 81.8
PTJ7HG93 | Eaton (formerly Cooper Lighting) | Metalux | HBLED-LD5-12HE-W-CLI-[All Voltage]-L850-[Driver Includes CD and 5LTD]1-[All Emergency Options]-[Blank or MP]-[Blank MS & SVPD3]-[All Packaging] | Indoor Luminaires | High-Bay | High-Bay Luminaires for Commercial and Industrial Buildings | Premium | FALSE | [9 empty] | 42798 | Dimmable | Continuous Below 10 | Yes |  | 4.1 | 11210.61 | 160.01 | 70.06 | 7.45 | 1 | 5000 | 81.8
PKFUUZ9J | Eaton (formerly Cooper Lighting) | Metalux | HBLED-LD5-12HE-W-CL-[All Voltage]-L850-[Driver Includes CD and 5LTD]1-[All Emergency Options]-[Blank or MP]-[Blank MS & SVPD3]-[All Packaging] | Indoor Luminaires | High-Bay | High-Bay Luminaires for Commercial and Industrial Buildings | Premium | FALSE | [9 empty] | 42798 | Dimmable | Continuous Below 10 | Yes |  | 4.1 | 11126.14 | 158.8 | 70.06 | 7.45 | 1 | 5000 | 81.8
P6HQ29NV | Eaton (formerly Cooper Lighting) | Metalux | HBLED-LD5-12SE-W-CLI-[All Voltage]-L850-[Driver Includes CD and 5LTD]1-[All Emergency Options]-[Blank or MP]-[Blank MS & SVPD3]-[All Packaging] | Indoor Luminaires | High-Bay | High-Bay Luminaires for Commercial and Industrial Buildings | Premium | FALSE | [9 empty] | 42798 | Dimmable | Continuous Below 10 | Yes |  | 4.1 | 11032.42 | 149.49 | 73.8 | 7.45 | 1 | 5000 | 81.8
PBVNTBV4 | Eaton (formerly Cooper Lighting) | Metalux | HBLED-LD5-12HE-N-CLI-[All Voltage]-L850-[Driver Includes CD and 5LTD]1-[All Emergency Options]-[Blank or MP]-[Blank MS & SVPD3]-[All Packaging] | Indoor Luminaires | High-Bay | High-Bay Luminaires for Commercial and Industrial Buildings | Premium | FALSE | [9 empty] | 42798 | Dimmable | Continuous Below 10 | Yes |  | 4.1 | 10752.05 | 153.47 | 70.06 | 7.45 | 1 | 5000 | 81.8
PG6FRTKD | Eaton (formerly Cooper Lighting) | Metalux | HBLED-LD5-12SE-W-CL/WG-[All Voltage]-L850-[Driver Includes CD and 5LTD]1-[All Emergency Options]-[Blank or MP]-[Blank MS & SVPD3]-[All Packaging] | Indoor Luminaires | High-Bay | High-Bay Luminaires for Commercial and Industrial Buildings | Premium | FALSE | [9 empty] | 42798 | Dimmable | Continuous Below 10 | Yes |  | 4.1 | 10642.9 | 144.21 | 73.8 | 7.45 | 1 | 5000 | 81.8
P6MEA7W2 | Eaton (formerly Cooper Lighting) | Metalux | HBLED-LD5-12HE-W-CL/WG-[All Voltage]-L850-[Driver Includes CD and 5LTD]1-[All Emergency Options]-[Blank or MP]-[Blank MS & SVPD3]-[All Packaging] | Indoor Luminaires | High-Bay | High-Bay Luminaires for Commercial and Industrial Buildings | Premium | FALSE | [9 empty] | 42798 | Dimmable | Continuous Below 10 | Yes |  | 4.1 | 10583.11 | 151.05 | 70.06 | 7.45 | 1 | 5000 | 81.8
PHWU65RT | Eaton (formerly Cooper Lighting) | Metalux | HBLED-LD5-12SE-W-[All Voltage]-L850-[Driver Includes CD and 5LTD]1-[All Emergency Options]-[Blank or MP]-[Blank MS & SVPD3]-[All Packaging] | Indoor Luminaires | High-Bay | High-Bay Luminaires for Commercial and Industrial Buildings | Premium | FALSE | [9 empty] | 42798 | Dimmable | Continuous Below 10 | Yes |  | 4.1 | 10562.71 | 143.12 | 73.8 | 7.45 | 1 | 5000 | 81.8
PEHCVYQJ | Eaton (formerly Cooper Lighting) | Metalux | HBLED-LD5-12HE-N-CL-[All Voltage]-L850-[Driver Includes CD and 5LTD]1-[All Emergency Options]-[Blank or MP]-[Blank MS & SVPD3]-[All Packaging] | Indoor Luminaires | High-Bay | High-Bay Luminaires for Commercial and Industrial Buildings | Premium | FALSE | [9 empty] | 42798 | Dimmable | Continuous Below 10 | Yes |  | 4.1 | 10474.5 | 149.5 | 70.06 | 7.45 | 1 | 5000 | 81.8
PNSEJJFK | Eaton (formerly Cooper Lighting) | Metalux | HBLED-LD5-12HE-W-FLI-[All Voltage]-L850-[Driver Includes CD and 5LTD]1-[All Emergency Options]-[Blank or MP]-[Blank MS & SVPD3]-[All Packaging] | Indoor Luminaires | High-Bay | High-Bay Luminaires for Commercial and Industrial Buildings | Premium | FALSE | [9 empty] | 42798 | Dimmable | Continuous Below 10 | Yes |  | 4.1 | 10305.56 | 147.09 | 70.06 | 7.45 | 1 | 5000 | 81.8
P3RDQ84A | Eaton (formerly Cooper Lighting) | Metalux | HBLED-LD5-12HE-N-CL/WG-[All Voltage]-L850-[Driver Includes CD and 5LTD]1-[All Emergency Options]-[Blank or MP]-[Blank MS & SVPD3]-[All Packaging] | Indoor Luminaires | High-Bay | High-Bay Luminaires for Commercial and Industrial Buildings | Premium | FALSE | [9 empty] | 42798 | Dimmable | Continuous Below 10 | Yes |  | 4.1 | 10293.49 | 146.92 | 70.06 | 7.45 | 1 | 5000 | 81.8
PGVRFXJT | Eaton (formerly Cooper Lighting) | Metalux | HBLED-LD5-12HE-W-Al-[All Voltage]-L850-[Driver Includes CD and 5LTD]1-[All Emergency Options]-[Blank or MP]-[Blank MS & SVPD3]-[All Packaging] | Indoor Luminaires | High-Bay | High-Bay Luminaires for Commercial and Industrial Buildings | Premium | FALSE | [9 empty] | 42798 | Dimmable | Continuous Below 10 | Yes |  | 4.1 | 10245.22 | 146.23 | 70.06 | 7.45 | 1 | 5000 | 81.8
PBK864AZ | Eaton (formerly Cooper Lighting) | Metalux | HBLED-LD5-12HE-W-A-[All Voltage]-L850-[Driver Includes CD and 5LTD]1-[All Emergency Options]-[Blank or MP]-[Blank MS & SVPD3]-[All Packaging] | Indoor Luminaires | High-Bay | High-Bay Luminaires for Commercial and Industrial Buildings | Premium | FALSE | [9 empty] | 42798 | Dimmable | Continuous Below 10 | Yes |  | 4.1 | 10209.02 | 145.71 | 70.06 | 7.45 | 1 | 5000 | 81.8
PMZVA2B9 | Eaton (formerly Cooper Lighting) | Metalux | HBLED-LD5-12SE-N-CL-[Voltage Includes 120V 277V & UNV]-L850-[Driver Includes CD and 5LTD]1-[All Emergency Options]-[Blank or MP]-[Blank MS & SVPD3]-[All Packaging] | Indoor Luminaires | High-Bay | High-Bay Luminaires for Commercial and Industrial Buildings | Premium | FALSE | [9 empty] | 42798 | Dimmable | Continuous Below 10 | Yes |  | 4.1 | 10207.56 | 138.31 | 73.8 | 7.45 | 1 | 5000 | 81.8
PG6V46Q7 | Eaton (formerly Cooper Lighting) | Metalux | HBLED-LD5-12HE-W-A/WG-[Voltage Includes 120V 277V 480V & UNV]-L850-[Driver Includes CD and 5LTD]1-[All Emergency Options]-[Blank or MP]-[Blank MS & SVPD3]-[All Packaging] | Indoor Luminaires | High-Bay | High-Bay Luminaires for Commercial and Industrial Buildings | Premium | FALSE | [9 empty] | 42798 | Dimmable | Continuous Below 10 | Yes |  | 4.1 | 10105.24 | 144.23 | 70.06 | 7.45 | 1 | 5000 | 81.8
PVJBTDR3 | Eaton (formerly Cooper Lighting) | Metalux | HBLED-LD5-12SE-W-CL-[Voltage Includes 120V 277V & UNV]-L850-[Driver Includes CD and 5LTD]1-[All Emergency Options]-[Blank or MP]-[Blank MS & SVPD3]-[All Packaging] | Indoor Luminaires | High-Bay | High-Bay Luminaires for Commercial and Industrial Buildings | Premium | FALSE | [9 empty] | 42798 | Dimmable | Continuous Below 10 | Yes |  | 4.1 | 10047.18 | 136.14 | 73.8 | 7.45 | 1 | 5000 | 81.8
PVWFWCM7 | Eaton (formerly Cooper Lighting) | Metalux | HBLED-LD5-12SE-W-FLI-[Voltage Includes 120V 277V & UNV]-L850-[Driver Includes CD and 5LTD]1-[All Emergency Options]-[Blank or MP]-[Blank MS & SVPD3]-[All Packaging] | Indoor Luminaires | High-Bay | High-Bay Luminaires for Commercial and Industrial Buildings | Premium | FALSE | [9 empty] | 42798 | Dimmable | Continuous Below 10 | Yes |  | 4.1 | 9944.07 | 134.74 | 73.8 | 7.45 | 1 | 5000 | 81.8
PZ8CN5FV | Eaton (formerly Cooper Lighting) | Metalux | HBLED-LD5-12SE-W-Al-[Voltage Includes 120V 277V & UNV]-L850-[Driver Includes CD and 5LTD]1-[All Emergency Options]-[Blank or MP]-[Blank MS & SVPD3]-[All Packaging] | Indoor Luminaires | High-Bay | High-Bay Luminaires for Commercial and Industrial Buildings | Premium | FALSE | [9 empty] | 42798 | Dimmable | Continuous Below 10 | Yes |  | 4.1 | 9783.68 | 132.57 | 73.8 | 7.45 | 1 | 5000 | 81.8
PZ9ZJPH7 | Eaton (formerly Cooper Lighting) | Metalux | HBLED-LD5-12SE-W-[All Voltage]-L850-[Driver Includes CD and 5LTD]1-[All Emergency Options]-[Blank or MP]-[Blank MS & SVPD3]-[All Packaging] | Indoor Luminaires | High-Bay | High-Bay Luminaires for Commercial and Industrial Buildings | Premium | FALSE | [9 empty] | 42798 | Dimmable | Continuous Below 10 | Yes |  | 4.1 | 9692.03 | 131.33 | 73.8 | 7.45 | 1 | 5000 | 81.8
P9ZCHSYA | Eaton (formerly Cooper Lighting) | Metalux | HBLED-LD5-30SE-N-[Voltage Includes 347V 480V & UNC]-L850-[Driver Includes CD and 5LTD]2-[All Emergency Options]-[Blank or MP]-[Blank MS & SVPD3]-[All Packaging] | Indoor Luminaires | High-Bay | High-Bay Luminaires for Commercial and Industrial Buildings | Standard | FALSE | [9 empty] | 42798 | Dimmable | Continuous Below 10 | Yes |  | 4.1 | 26802.59 | 126.49 | 211.9 | 7.1 | 0.99 | 5000 | 81.8
P41SCZY8 | Eaton (formerly Cooper Lighting) | Metalux | HBLED-LD5-36SE-W-[Voltage Includes 120V 277V UNV & UNC]-L850-CD3-[All Emergency Options]-[Blank or MP]-[Blank MS & SVPD3]-[All Packaging] | Indoor Luminaires | High-Bay | High-Bay Luminaires for Commercial and Industrial Buildings | Premium | FALSE | [9 empty] | 42798 | Dimmable | Continuous Below 10 | Yes |  | 4.1 | 33704.34 | 144.32 | 233.53 | 6.6 | 0.99 | 5000 | 81.8
PQ611BU4 | Eaton (formerly Cooper Lighting) | Metalux | HBLED-LD5-36SE-N-[Voltage Includes 120V 277V UNV & UNC]-L850-CD3-[All Emergency Options]-[Blank or MP]-[Blank MS & SVPD3]-[All Packaging] | Indoor Luminaires | High-Bay | High-Bay Luminaires for Commercial and Industrial Buildings | Premium | FALSE | [9 empty] | 42798 | Dimmable | Continuous Below 10 | Yes |  | 4.1 | 32457.28 | 138.98 | 233.53 | 6.6 | 0.99 | 5000 | 81.8
PPPK68AA | Eaton (formerly Cooper Lighting) | Metalux | HBLED-LD5-36SE-W-CLI-[Voltage Includes 120V 277V UNV & UNC]-L850-CD3-[All Emergency Options]-[Blank or MP]-[Blank MS & SVPD3]-[All Packaging] | Indoor Luminaires | High-Bay | High-Bay Luminaires for Commercial and Industrial Buildings | Premium | FALSE | [9 empty] | 42798 | Dimmable | Continuous Below 10 | Yes |  | 4.1 | 31311.33 | 134.08 | 233.53 | 6.6 | 0.99 | 5000 | 81.8
PMTZNF47 | Eaton (formerly Cooper Lighting) | Metalux | HBLED-LD5-36SE-W-CL-[Voltage Includes 120V 277V UNV & UNC]-L850-CD3-[All Emergency Options]-[Blank or MP]-[Blank MS & SVPD3]-[All Packaging] | Indoor Luminaires | High-Bay | High-Bay Luminaires for Commercial and Industrial Buildings | Premium | FALSE | [9 empty] | 42798 | Dimmable | Continuous Below 10 | Yes |  | 4.1 | 31075.4 | 133.07 | 233.53 | 6.6 | 0.99 | 5000 | 81.8
P2UKUY6Z | Eaton (formerly Cooper Lighting) | Metalux | HBLED-LD5-36SE-N-CLI-[Voltage Includes 120V & UNC]-L850-CD3-[All Emergency Options]-[Blank or MP]-[Blank MS & SVPD3]-[All Packaging] | Indoor Luminaires | High-Bay | High-Bay Luminaires for Commercial and Industrial Buildings | Standard | FALSE | [9 empty] | 42798 | Dimmable | Continuous Below 10 | Yes |  | 4.1 | 30030.56 | 128.59 | 233.53 | 6.6 | 0.99 | 5000 | 81.8
P3VGPPMP | Eaton (formerly Cooper Lighting) | Metalux | HBLED-LD5-36SE-W-CL/WG-[Voltage Includes 120V & UNC]-L850-CD3-[All Emergency Options]-[Blank or MP]-[Blank MS & SVPD3]-[All Packaging] | Indoor Luminaires | High-Bay | High-Bay Luminaires for Commercial and Industrial Buildings | Standard | FALSE | [9 empty] | 42798 | Dimmable | Continuous Below 10 | Yes |  | 4.1 | 29558.7 | 126.57 | 233.53 | 6.6 | 0.99 | 5000 | 81.8
PKFU4RGE | Eaton (formerly Cooper Lighting) | Metalux | HBLED-LD5-36SE-N-CL-[Voltage Includes 120V & UNC]-L850-CD3-[All Emergency Options]-[Blank or MP]-[Blank MS & SVPD3]-[All Packaging] | Indoor Luminaires | High-Bay | High-Bay Luminaires for Commercial and Industrial Buildings | Standard | FALSE | [9 empty] | 42798 | Dimmable | Continuous Below 10 | Yes |  | 4.1 | 29255.36 | 125.27 | 233.53 | 6.6 | 0.99 | 5000 | 81.8
PP4Y96JS | Eaton (formerly Cooper Lighting) | Metalux | HBLED-LD5-30SE-W-347V-L850-5LTD2-[All Emergency Options]-[Blank or MP]-[Blank MS & SVPD3]-[All Packaging] | Indoor Luminaires | High-Bay | High-Bay Luminaires for Commercial and Industrial Buildings | Standard | FALSE | [9 empty] | 42798 | Dimmable | Continuous Below 10 | Yes |  | 4.1 | 27832.38 | 130.13 | 213.88 | 6.6 | 0.99 | 5000 | 81.8
P6XR8SFN | Eaton (formerly Cooper Lighting) | Metalux | HBLED-LD5-24HE-W-[All Voltage]-L850-CD2-[All Emergency Options]-[Blank or MP]-[Blank MS & SVPD3]-[All Packaging] | Indoor Luminaires | High-Bay | High-Bay Luminaires for Commercial and Industrial Buildings | Premium | FALSE | [9 empty] | 42798 | Dimmable | Continuous Below 10 | Yes |  | 4.1 | 23577 | 155.13 | 151.98 | 6.6 | 0.99 | 5000 | 81.8
P6BFBF69 | Eaton (formerly Cooper Lighting) | Metalux | HBLED-LD5-24HE-N-[All Voltage]-L850-CD2-[All Emergency Options]-[Blank or MP]-[Blank MS & SVPD3]-[All Packaging] | Indoor Luminaires | High-Bay | High-Bay Luminaires for Commercial and Industrial Buildings | Premium | FALSE | [9 empty] | 42798 | Dimmable | Continuous Below 10 | Yes |  | 4.1 | 22704.65 | 149.39 | 151.98 | 6.6 | 0.99 | 5000 | 81.8
PDJDYK8M | Eaton (formerly Cooper Lighting) | Metalux | HBLED-LD5-24SE-W-[All Voltage]-L850-CD2-[All Emergency Options]-[Blank or MP]-[Blank MS & SVPD3]-[All Packaging] | Indoor Luminaires | High-Bay | High-Bay Luminaires for Commercial and Industrial Buildings | Premium | FALSE | [9 empty] | 42798 | Dimmable | Continuous Below 10 | Yes |  | 4.1 | 22338.86 | 143.64 | 155.52 | 6.6 | 0.99 | 5000 | 81.8
PX1TDBE2 | Eaton (formerly Cooper Lighting) | Metalux | HBLED-LD5-24HE-W-CLI-[All Voltage]-L850-CD2-[All Emergency Options]-[Blank or MP]-[Blank MS & SVPD3]-[All Packaging] | Indoor Luminaires | High-Bay | High-Bay Luminaires for Commercial and Industrial Buildings | Premium | FALSE | [9 empty] | 42798 | Dimmable | Continuous Below 10 | Yes |  | 4.1 | 21903.03 | 144.12 | 151.98 | 6.6 | 0.99 | 5000 | 81.8
PWK226AY | Eaton (formerly Cooper Lighting) | Metalux | HBLED-LD5-24HE-W-CL-[All Voltage]-L850-CD2-[All Emergency Options]-[Blank or MP]-[Blank MS & SVPD3]-[All Packaging] | Indoor Luminaires | High-Bay | High-Bay Luminaires for Commercial and Industrial Buildings | Premium | FALSE | [9 empty] | 42798 | Dimmable | Continuous Below 10 | Yes |  | 4.1 | 21737.99 | 143.03 | 151.98 | 6.6 | 0.99 | 5000 | 81.8
P8W3M51Y | Eaton (formerly Cooper Lighting) | Metalux | HBLED-LD5-24SE-N-[All Voltage]-L850-CD2-[All Emergency Options]-[Blank or MP]-[Blank MS & SVPD3]-[All Packaging] | Indoor Luminaires | High-Bay | High-Bay Luminaires for Commercial and Industrial Buildings | Premium | FALSE | [9 empty] | 42798 | Dimmable | Continuous Below 10 | Yes |  | 4.1 | 21512.32 | 138.33 | 155.52 | 6.6 | 0.99 | 5000 | 81.8
PQDZV9JX | Eaton (formerly Cooper Lighting) | Metalux | HBLED-LD5-24HE-N-CLI-[All Voltage]-L850-CD2-[All Emergency Options]-[Blank or MP]-[Blank MS & SVPD3]-[All Packaging] | Indoor Luminaires | High-Bay | High-Bay Luminaires for Commercial and Industrial Buildings | Premium | FALSE | [9 empty] | 42798 | Dimmable | Continuous Below 10 | Yes |  | 4.1 | 21007.11 | 138.22 | 151.98 | 6.6 | 0.99 | 5000 | 81.8
PTVCB5MC | Eaton (formerly Cooper Lighting) | Metalux | HBLED-LD5-24SE-W-CLI-[Voltage Includes 120V 277V 480V & UNV]-L850-CD2-[All Emergency Options]-[Blank or MP]-[Blank MS & SVPD3]-[All Packaging] | Indoor Luminaires | High-Bay | High-Bay Luminaires for Commercial and Industrial Buildings | Premium | FALSE | [9 empty] | 42798 | Dimmable | Continuous Below 10 | Yes |  | 4.1 | 20752.8 | 133.44 | 155.52 | 6.6 | 0.99 | 5000 | 81.8
PHD7VTKC | Eaton (formerly Cooper Lighting) | Metalux | HBLED-LD5-24HE-W-CL/WG-[All Voltage]-L850-CD2-[All Emergency Options]-[Blank or MP]-[Blank MS & SVPD3]-[All Packaging] | Indoor Luminaires | High-Bay | High-Bay Luminaires for Commercial and Industrial Buildings | Premium | FALSE | [9 empty] | 42798 | Dimmable | Continuous Below 10 | Yes |  | 4.1 | 20677.03 | 136.05 | 151.98 | 6.6 | 0.99 | 5000 | 81.8
PN83QKTK | Eaton (formerly Cooper Lighting) | Metalux | HBLED-LD5-24SE-W-CL-[Voltage Includes 120V 277V 480V & UNV]-L850-CD2-[All Emergency Options]-[Blank or MP]-[Blank MS & SVPD3]-[All Packaging] | Indoor Luminaires | High-Bay | High-Bay Luminaires for Commercial and Industrial Buildings | Premium | FALSE | [9 empty] | 42798 | Dimmable | Continuous Below 10 | Yes |  | 4.1 | 20596.43 | 132.44 | 155.52 | 6.6 | 0.99 | 5000 | 81.8
PDYWCFVR | Eaton (formerly Cooper Lighting) | Metalux | HBLED-LD5-24HE-N-CL-[All Voltage]-L850-CD2-[All Emergency Options]-[Blank or MP]-[Blank MS & SVPD3]-[All Packaging] | Indoor Luminaires | High-Bay | High-Bay Luminaires for Commercial and Industrial Buildings | Premium | FALSE | [9 empty] | 42798 | Dimmable | Continuous Below 10 | Yes |  | 4.1 | 20464.84 | 134.66 | 151.98 | 6.6 | 0.99 | 5000 | 81.8
PGWMPYTH | Eaton (formerly Cooper Lighting) | Metalux | HBLED-LD5-24HE-W-FLI-[Voltage Includes 120V 277V 480V & UNV]-L850-CD2-[All Emergency Options]-[Blank or MP]-[Blank MS & SVPD3]-[All Packaging] | Indoor Luminaires | High-Bay | High-Bay Luminaires for Commercial and Industrial Buildings | Premium | FALSE | [9 empty] | 42798 | Dimmable | Continuous Below 10 | Yes |  | 4.1 | 20134.76 | 132.48 | 151.98 | 6.6 | 0.99 | 5000 | 81.8
PGF35AXH | Eaton (formerly Cooper Lighting) | Metalux | HBLED-LD5-24HE-N-CL/WG-[Voltage Includes 120V 277V 480V & UNV]-L850-CD2-[All Emergency Options]-[Blank or MP]-[Blank MS & SVPD3]-[All Packaging] | Indoor Luminaires | High-Bay | High-Bay Luminaires for Commercial and Industrial Buildings | Premium | FALSE | [9 empty] | 42798 | Dimmable | Continuous Below 10 | Yes |  | 4.1 | 20111.18 | 132.33 | 151.98 | 6.6 | 0.99 | 5000 | 81.8
PU65PBAA | Eaton (formerly Cooper Lighting) | Metalux | HBLED-LD5-24HE-W-Al-[Voltage Includes 120V 277V 480V & UNV]-L850-CD2-[All Emergency Options]-[Blank or MP]-[Blank MS & SVPD3]-[All Packaging] | Indoor Luminaires | High-Bay | High-Bay Luminaires for Commercial and Industrial Buildings | Premium | FALSE | [9 empty] | 42798 | Dimmable | Continuous Below 10 | Yes |  | 4.1 | 20016.87 | 131.71 | 151.98 | 6.6 | 0.99 | 5000 | 81.8
PHMS1W75 | Eaton (formerly Cooper Lighting) | Metalux | HBLED-LD5-18SE-W-[All Voltage]-L850-[Driver Includes CD and 5LTD]2-[All Emergency Options]-[Blank or MP]-[Blank MS & SVPD3]-[All Packaging] | Indoor Luminaires | High-Bay | High-Bay Luminaires for Commercial and Industrial Buildings | Premium | FALSE | [9 empty] | 42798 | Dimmable | Continuous Below 10 | Yes |  | 4.1 | 20003 | 146.79 | 136.27 | 6.6 | 0.99 | 5000 | 81.8
PMSVJ4SQ | Eaton (formerly Cooper Lighting) | Metalux | HBLED-LD5-24HE-W-A-UNV-L850-CD2-[All Emergency Options]-[Blank or MP]-[Blank MS & SVPD3]-[All Packaging] | Indoor Luminaires | High-Bay | High-Bay Luminaires for Commercial and Industrial Buildings | Premium | FALSE | [9 empty] | 42798 | Dimmable | Continuous Below 10 | Yes |  | 4.1 | 19946.14 | 131.24 | 151.98 | 6.6 | 0.99 | 5000 | 81.8
PK2ZP28W | Eaton (formerly Cooper Lighting) | Metalux | HBLED-LD5-24SE-N-CLI-[Voltage Includes 120V 347V 480V & UNC]-L850-CD2-[All Emergency Options]-[Blank or MP]-[Blank MS & SVPD3]-[All Packaging] | Indoor Luminaires | High-Bay | High-Bay Luminaires for Commercial and Industrial Buildings | Standard | FALSE | [9 empty] | 42798 | Dimmable | Continuous Below 10 | Yes |  | 4.1 | 19903.92 | 127.99 | 155.52 | 6.6 | 0.99 | 5000 | 81.8
PR7E6Y4H | Eaton (formerly Cooper Lighting) | Metalux | HBLED-LD5-24HE-W-A/WG-[Voltage Includes 120V & 347V]-L850-CD2-[All Emergency Options]-[Blank or MP]-[Blank MS & SVPD3]-[All Packaging] | Indoor Luminaires | High-Bay | High-Bay Luminaires for Commercial and Industrial Buildings | Standard | FALSE | [9 empty] | 42798 | Dimmable | Continuous Below 10 | Yes |  | 4.1 | 19743.38 | 129.91 | 151.98 | 6.6 | 0.99 | 5000 | 81.8
PXXHGM86 | Eaton (formerly Cooper Lighting) | Metalux | HBLED-LD5-24SE-W-CL/WG-[Voltage Includes 120V 347V 480V & UNC]-L850-CD2-[All Emergency Options]-[Blank or MP]-[Blank MS & SVPD3]-[All Packaging] | Indoor Luminaires | High-Bay | High-Bay Luminaires for Commercial and Industrial Buildings | Standard | FALSE | [9 empty] | 42798 | Dimmable | Continuous Below 10 | Yes |  | 4.1 | 19591.18 | 125.97 | 155.52 | 6.6 | 0.99 | 5000 | 81.8
PA154H6F | Eaton (formerly Cooper Lighting) | Metalux | HBLED-LD5-24SE-N-CL-[All Voltage]-L850-CD2-[All Emergency Options]-[Blank or MP]-[Blank MS & SVPD3]-[All Packaging] | Indoor Luminaires | High-Bay | High-Bay Luminaires for Commercial and Industrial Buildings | Standard | FALSE | [9 empty] | 42798 | Dimmable | Continuous Below 10 | Yes |  | 4.1 | 19390.13 | 124.68 | 155.52 | 6.6 | 0.99 | 5000 | 81.8
PRBR3XMX | Eaton (formerly Cooper Lighting) | Metalux | HBLED-LD5-18SE-N-[All Voltage]-L850-[Driver Includes CD and 5LTD]2-[All Emergency Options]-[Blank or MP]-[Blank MS & SVPD3]-[All Packaging] | Indoor Luminaires | High-Bay | High-Bay Luminaires for Commercial and Industrial Buildings | Premium | FALSE | [9 empty] | 42798 | Dimmable | Continuous Below 10 | Yes |  | 4.1 | 19262.89 | 141.36 | 136.27 | 6.6 | 0.99 | 5000 | 81.8
P1RFX4CC | Eaton (formerly Cooper Lighting) | Metalux | HBLED-LD5-18SE-W-CLI-[Voltage Includes 120V 277 480V & UNV]-L850-[Driver Includes CD and 5LTD]2-[All Emergency Options]-[Blank or MP]-[Blank MS & SVPD3]-[All Packaging] | Indoor Luminaires | High-Bay | High-Bay Luminaires for Commercial and Industrial Buildings | Premium | FALSE | [9 empty] | 42798 | Dimmable | Continuous Below 10 | Yes |  | 4.1 | 18582.79 | 136.37 | 136.27 | 6.6 | 0.99 | 5000 | 81.8
PA313YAK | Eaton (formerly Cooper Lighting) | Metalux | HBLED-LD5-18SE-W-CL-[Voltage Includes 120V 277 480V & UNV]-L850-[Driver Includes CD and 5LTD]2-[All Emergency Options]-[Blank or MP]-[Blank MS & SVPD3]-[All Packaging] | Indoor Luminaires | High-Bay | High-Bay Luminaires for Commercial and Industrial Buildings | Premium | FALSE | [9 empty] | 42798 | Dimmable | Continuous Below 10 | Yes |  | 4.1 | 18442.77 | 135.34 | 136.27 | 6.6 | 0.99 | 5000 | 81.8
P4QEP4A5 | Eaton (formerly Cooper Lighting) | Metalux | HBLED-LD5-18SE-N-CLI-[Voltage Includes 120V 347V 480V & UNC]-L850-[Driver Includes CD and 5LTD]2-[All Emergency Options]-[Blank or MP]-[Blank MS & SVPD3]-[All Packaging] | Indoor Luminaires | High-Bay | High-Bay Luminaires for Commercial and Industrial Buildings | Standard | FALSE | [9 empty] | 42798 | Dimmable | Continuous Below 10 | Yes |  | 4.1 | 17822.67 | 130.79 | 136.27 | 6.6 | 0.99 | 5000 | 81.8
PXAFUR1V | Eaton (formerly Cooper Lighting) | Metalux | HBLED-LD5-18SE-W-CL/WG-[Voltage Includes 120V 347V 480V & UNC]-L850-[Driver Includes CD and 5LTD]2-[All Emergency Options]-[Blank or MP]-[Blank MS & SVPD3]-[All Packaging] | Indoor Luminaires | High-Bay | High-Bay Luminaires for Commercial and Industrial Buildings | Standard | FALSE | [9 empty] | 42798 | Dimmable | Continuous Below 10 | Yes |  | 4.1 | 17542.63 | 128.73 | 136.27 | 6.6 | 0.99 | 5000 | 81.8
P367HR24 | Eaton (formerly Cooper Lighting) | Metalux | HBLED-LD5-18SE-N-CL-[Voltage Includes 120V 347V 480V & UNC]-L850-[Driver Includes CD and 5LTD]2-[All Emergency Options]-[Blank or MP]-[Blank MS & SVPD3]-[All Packaging] | Indoor Luminaires | High-Bay | High-Bay Luminaires for Commercial and Industrial Buildings | Standard | FALSE | [9 empty] | 42798 | Dimmable | Continuous Below 10 | Yes |  | 4.1 | 17362.6 | 127.41 | 136.27 | 6.6 | 0.99 | 5000 | 81.8
PMRGFWMB | Eaton (formerly Cooper Lighting) | Metalux | HBLED-LD5-18SE-W-FLI-[Voltage Includes 120V 347V 480V & UNC]-L850-[Driver Includes CD and 5LTD]2-[All Emergency Options]-[Blank or MP]-[Blank MS & SVPD3]-[All Packaging] | Indoor Luminaires | High-Bay | High-Bay Luminaires for Commercial and Industrial Buildings | Standard | FALSE | [9 empty] | 42798 | Dimmable | Continuous Below 10 | Yes |  | 4.1 | 17082.56 | 125.36 | 136.27 | 6.6 | 0.99 | 5000 | 81.8
PD9D58HE | Eaton (formerly Cooper Lighting) | Metalux | HBLED-LD5-18SE-N-CL/WG-[Voltage Includes 120V 347V 480V & UNC]-L850-[Driver Includes CD and 5LTD]2-[All Emergency Options]-[Blank or MP]-[Blank MS & SVPD3]-[All Packaging] | Indoor Luminaires | High-Bay | High-Bay Luminaires for Commercial and Industrial Buildings | Standard | FALSE | [9 empty] | 42798 | Dimmable | Continuous Below 10 | Yes |  | 4.1 | 17062.56 | 125.21 | 136.27 | 6.6 | 0.99 | 5000 | 81.8
PMNZDARD | Eaton (formerly Cooper Lighting) | Metalux | HBLED-LD5-18SE-W-Al-[Voltage Includes 120V 347V 480V & UNC]-L850-[Driver Includes CD and 5LTD]2-[All Emergency Options]-[Blank or MP]-[Blank MS & SVPD3]-[All Packaging] | Indoor Luminaires | High-Bay | High-Bay Luminaires for Commercial and Industrial Buildings | Standard | FALSE | [9 empty] | 42798 | Dimmable | Continuous Below 10 | Yes |  | 4.1 | 16982.55 | 124.62 | 136.27 | 6.6 | 0.99 | 5000 | 81.8
P9MRV955 | Eaton (formerly Cooper Lighting) | Metalux | HBLED-LD5-44SE-W-[Voltage Includes 120V 277V UNV & UNC]-L850-CD3-[All Emergency Options]-[Blank or MP]-[Blank MS & SVPD3]-[All Packaging] | Indoor Luminaires | High-Bay | High-Bay Luminaires for Commercial and Industrial Buildings | Standard | FALSE | [9 empty] | 42798 | Dimmable | Continuous Below 10 | Yes |  | 4.1 | 41732.28 | 140.29 | 297.46 | 6.4 | 1 | 5000 | 81.8
PFD1UUNZ | Eaton (formerly Cooper Lighting) | Metalux | HBLED-LD5-44SE-N-[Voltage Includes 120V 277V UNV & UNC]-L850-CD3-[All Emergency Options]-[Blank or MP]-[Blank MS & SVPD3]-[All Packaging] | Indoor Luminaires | High-Bay | High-Bay Luminaires for Commercial and Industrial Buildings | Standard | FALSE | [9 empty] | 42798 | Dimmable | Continuous Below 10 | Yes |  | 4.1 | 40188.19 | 135.1 | 297.46 | 6.4 | 1 | 5000 | 81.8
P5QA6U6R | Eaton (formerly Cooper Lighting) | Metalux | HBLED-LD5-44SE-W-CLI-[Voltage Includes 120V 277V UNV & UNC]-L850-CD3-[All Emergency Options]-[Blank or MP]-[Blank MS & SVPD3]-[All Packaging] | Indoor Luminaires | High-Bay | High-Bay Luminaires for Commercial and Industrial Buildings | Standard | FALSE | [9 empty] | 42798 | Dimmable | Continuous Below 10 | Yes |  | 4.1 | 38769.29 | 130.33 | 297.46 | 6.4 | 1 | 5000 | 81.8
PEGWA6MP | Eaton (formerly Cooper Lighting) | Metalux | HBLED-LD5-44SE-W-CL-[Voltage Includes 120V 277V UNV & UNC]-L850-CD3-[All Emergency Options]-[Blank or MP]-[Blank MS & SVPD3]-[All Packaging] | Indoor Luminaires | High-Bay | High-Bay Luminaires for Commercial and Industrial Buildings | Standard | FALSE | [9 empty] | 42798 | Dimmable | Continuous Below 10 | Yes |  | 4.1 | 38477.16 | 129.35 | 297.46 | 6.4 | 1 | 5000 | 81.8
PCPYT8BR | Eaton (formerly Cooper Lighting) | Metalux | HBLED-LD5-44SE-N-CLI-[Voltage Includes 120V 277V UNV & UNC]-L850-CD3-[All Emergency Options]-[Blank or MP]-[Blank MS & SVPD3]-[All Packaging] | Indoor Luminaires | High-Bay | High-Bay Luminaires for Commercial and Industrial Buildings | Standard | FALSE | [9 empty] | 42798 | Dimmable | Continuous Below 10 | Yes |  | 4.1 | 37183.46 | 125 | 297.46 | 6.4 | 1 | 5000 | 81.8
PZRQCE82 | Eaton (formerly Cooper Lighting) | Metalux | HBLED-LD5-30SE-W-CLI-[Voltage Includes 120V 277V & UNV]-L850-CD2-[All Emergency Options]-[Blank or MP]-[Blank MS & SVPD3]-[All Packaging] | Indoor Luminaires | High-Bay | High-Bay Luminaires for Commercial and Industrial Buildings | Standard | FALSE | [9 empty] | 42798 | Dimmable | Continuous Below 10 | Yes |  | 4.1 | 25856.28 | 130.43 | 198.24 | 6.4 | 1 | 5000 | 81.8
PG9DRAWQ | Eaton (formerly Cooper Lighting) | Metalux | HBLED-LD5-15SE-W-[All Voltage]-L850-CD1-[All Emergency Options]-[Blank or MP]-[Blank MS & SVPD3]-[All Packaging] | Indoor Luminaires | High-Bay | High-Bay Luminaires for Commercial and Industrial Buildings | Premium | FALSE | [9 empty] | 42798 | Dimmable | Continuous Below 10 | Yes |  | 4.1 | 14244.69 | 144.43 | 98.62 | 6.4 | 1 | 5000 | 81.8
P7WRJVZG | Eaton (formerly Cooper Lighting) | Metalux | HBLED-LD5-15SE-N-[All Voltage]-L850-CD1-[All Emergency Options]-[Blank or MP]-[Blank MS & SVPD3]-[All Packaging] | Indoor Luminaires | High-Bay | High-Bay Luminaires for Commercial and Industrial Buildings | Premium | FALSE | [9 empty] | 42798 | Dimmable | Continuous Below 10 | Yes |  | 4.1 | 13717.64 | 139.09 | 98.62 | 6.4 | 1 | 5000 | 81.8
PFWE68ZU | Eaton (formerly Cooper Lighting) | Metalux | HBLED-LD5-15SE-W-CLI-[All Voltage]-L850-CD1-[All Emergency Options]-[Blank or MP]-[Blank MS & SVPD3]-[All Packaging] | Indoor Luminaires | High-Bay | High-Bay Luminaires for Commercial and Industrial Buildings | Premium | FALSE | [9 empty] | 42798 | Dimmable | Continuous Below 10 | Yes |  | 4.1 | 13233.32 | 134.18 | 98.62 | 6.4 | 1 | 5000 | 81.8
PM9XS4N9 | Eaton (formerly Cooper Lighting) | Metalux | HBLED-LD5-15SE-W-CL-[All Voltage]-L850-CD1-[All Emergency Options]-[Blank or MP]-[Blank MS & SVPD3]-[All Packaging] | Indoor Luminaires | High-Bay | High-Bay Luminaires for Commercial and Industrial Buildings | Premium | FALSE | [9 empty] | 42798 | Dimmable | Continuous Below 10 | Yes |  | 4.1 | 13133.6 | 133.17 | 98.62 | 6.4 | 1 | 5000 | 81.8
P8Q9CYBW | Eaton (formerly Cooper Lighting) | Metalux | HBLED-LD5-15SE-N-CLI-[All Voltage]-L850-CD1-[All Emergency Options]-[Blank or MP]-[Blank MS & SVPD3]-[All Packaging] | Indoor Luminaires | High-Bay | High-Bay Luminaires for Commercial and Industrial Buildings | Standard | FALSE | [9 empty] | 42798 | Dimmable | Continuous Below 10 | Yes |  | 4.1 | 12692.02 | 128.69 | 98.62 | 6.4 | 1 | 5000 | 81.8
P86B4Q3F | Eaton (formerly Cooper Lighting) | Metalux | HBLED-LD5-15SE-W-CL/WG-[All Voltage]-L850-CD1-[All Emergency Options]-[Blank or MP]-[Blank MS & SVPD3]-[All Packaging] | Indoor Luminaires | High-Bay | High-Bay Luminaires for Commercial and Industrial Buildings | Standard | FALSE | [9 empty] | 42798 | Dimmable | Continuous Below 10 | Yes |  | 4.1 | 12492.59 | 126.67 | 98.62 | 6.4 | 1 | 5000 | 81.8
P8C16KCB | Eaton (formerly Cooper Lighting) | Metalux | HBLED-LD5-15SE-N-CL-[All Voltage]-L850-CD1-[All Emergency Options]-[Blank or MP]-[Blank MS & SVPD3]-[All Packaging] | Indoor Luminaires | High-Bay | High-Bay Luminaires for Commercial and Industrial Buildings | Standard | FALSE | [9 empty] | 42798 | Dimmable | Continuous Below 10 | Yes |  | 4.1 | 12364.39 | 125.37 | 98.62 | 6.4 | 1 | 5000 | 81.8
P4HVACUR | Eaton (formerly Cooper Lighting) | Metalux | HBLED-LD5-12SE-N-120V-L850-CD1-[All Emergency Options]-[Blank or MP]-[Blank MS & SVPD3]-[All Packaging] | Indoor Luminaires | High-Bay | High-Bay Luminaires for Commercial and Industrial Buildings | Standard | FALSE | [9 empty] | 42798 | Dimmable | Continuous Below 10 | Yes |  | 4.1 | 9772.22 | 131.06 | 74.56 | 6.4 | 1 | 5000 | 81.8
P7UNKTVD | Eaton (formerly Cooper Lighting) | Metalux | HBLED-LD5-12SE-W-A/WG-120V-L850-CD1-[All Emergency Options]-[Blank or MP]-[Blank MS & SVPD3]-[All Packaging] | Indoor Luminaires | High-Bay | High-Bay Luminaires for Commercial and Industrial Buildings | Standard | FALSE | [9 empty] | 42798 | Dimmable | Continuous Below 10 | Yes |  | 4.1 | 9726.4 | 130.44 | 74.56 | 6.4 | 1 | 5000 | 81.8
P7UCUCSM | Eaton (formerly Cooper Lighting) | Metalux | HBLED-LD5-12SE-N-CLI-120V-L850-CD1-[All Emergency Options]-[Blank or MP]-[Blank MS & SVPD3]-[All Packaging] | Indoor Luminaires | High-Bay | High-Bay Luminaires for Commercial and Industrial Buildings | Standard | FALSE | [9 empty] | 42798 | Dimmable | Continuous Below 10 | Yes |  | 4.1 | 9692.03 | 129.98 | 74.56 | 6.4 | 1 | 5000 | 81.8
PFXFC1SD | Eaton (formerly Cooper Lighting) | Metalux | HBLED-LD5-12SE-W-A-[Voltage Includes 120V 277V & UNV]-L850-CD1-[All Emergency Options]-[Blank or MP]-[Blank MS & SVPD3]-[All Packaging] | Indoor Luminaires | High-Bay | High-Bay Luminaires for Commercial and Industrial Buildings | Standard | FALSE | [9 empty] | 42798 | Dimmable | Continuous Below 10 | Yes |  | 4.1 | 9593.51 | 128.66 | 74.56 | 6.4 | 1 | 5000 | 81.8
PMY9KYV9 | Eaton (formerly Cooper Lighting) | Metalux | HBLED-LD5-30SE-W-[Voltage Includes 120V 277V 480V & UNV]-L850-[Driver Includes CD and 5LTD]2-[All Emergency Options]-[Blank or MP]-[Blank MS & SVPD3]-[All Packaging] | Indoor Luminaires | High-Bay | High-Bay Luminaires for Commercial and Industrial Buildings | Premium | FALSE | [9 empty] | 42798 | Dimmable | Continuous Below 10 | Yes |  | 4.1 | 27832.38 | 140.98 | 197.42 | 6.33 | 1 | 5000 | 81.8
PEWQZ4XG | Eaton (formerly Cooper Lighting) | Metalux | HBLED-LD5-30SE-N-[Voltage Includes 120V 277V & UNV]-L850-[Driver Includes CD and 5LTD]2-[All Emergency Options]-[Blank or MP]-[Blank MS & SVPD3]-[All Packaging] | Indoor Luminaires | High-Bay | High-Bay Luminaires for Commercial and Industrial Buildings | Premium | FALSE | [9 empty] | 42798 | Dimmable | Continuous Below 10 | Yes |  | 4.1 | 26802.59 | 135.76 | 197.42 | 6.33 | 1 | 5000 | 81.8
P8876VG4 | Eaton (formerly Cooper Lighting) | Metalux | HBLED-LD5-30SE-W-CL-120V-L850-[Driver Includes CD and 5LTD]2-[All Emergency Options]-[Blank or MP]-[Blank MS & SVPD3]-[All Packaging] | Indoor Luminaires | High-Bay | High-Bay Luminaires for Commercial and Industrial Buildings | Standard | FALSE | [9 empty] | 42798 | Dimmable | Continuous Below 10 | Yes |  | 4.1 | 25661.46 | 129.98 | 197.42 | 6.33 | 1 | 5000 | 81.8
PQUR79Z7 | Eaton (formerly Cooper Lighting) | Metalux | HBLED-LD5-30SE-N-CLI-[All Voltage]-L850-[Driver Includes CD and 5LTD]2-[All Emergency Options]-[Blank or MP]-[Blank MS & SVPD3]-[All Packaging] | Indoor Luminaires | High-Bay | High-Bay Luminaires for Commercial and Industrial Buildings | Standard | FALSE | [9 empty] | 42798 | Dimmable | Continuous Below 10 | Yes |  | 4.1 | 24798.65 | 125.61 | 197.42 | 6.33 | 1 | 5000 | 81.8
P2QQCCZU | Eaton (formerly Cooper Lighting) | Metalux | HBLED-LD5-30SE-W-CLI-[Voltage Includes 120V 277V & UNV]-L850-5LTD2-[All Emergency Options]-[Blank or MP]-[Blank MS & SVPD3]-[All Packaging] | Indoor Luminaires | High-Bay | High-Bay Luminaires for Commercial and Industrial Buildings | Premium | FALSE | [9 empty] | 42798 | Dimmable | Continuous Below 10 | Yes |  | 4.1 | 25856.28 | 131.52 | 196.6 | 6.25 | 1 | 5000 | 81.8
PAM4D1GC | Eaton (formerly Cooper Lighting) | Metalux | HBLED-LD5-18HE-W-CLI-[Voltage Includes 347V 480V & UNC]-L840-ED2-[All Emergency Options]-[Blank or MP]-[Blank MS & SVPD3]-[All Packaging] | Indoor Luminaires | High-Bay | High-Bay Luminaires for Commercial and Industrial Buildings | Premium | FALSE | [9 empty] | 42798 | Not Dimmable | Not Dimmable | Yes |  | 4.1 | 18608.35 | 144.7 | 128.6 | 7.4 | 0.99 | 4000 | 81.8
PA297FFS | Eaton (formerly Cooper Lighting) | Metalux | HBLED-LD5-18HE-W-CL-[Voltage Includes 347V 480V & UNC]-L840-ED2-[All Emergency Options]-[Blank or MP]-[Blank MS & SVPD3]-[All Packaging] | Indoor Luminaires | High-Bay | High-Bay Luminaires for Commercial and Industrial Buildings | Premium | FALSE | [9 empty] | 42798 | Not Dimmable | Not Dimmable | Yes |  | 4.1 | 18468.14 | 143.61 | 128.6 | 7.4 | 0.99 | 4000 | 81.8
P8GACXPE | Eaton (formerly Cooper Lighting) | Metalux | HBLED-LD5-18SE-N-347V-L840-ED2-[All Emergency Options]-[Blank or MP]-[Blank MS & SVPD3]-[All Packaging] | Indoor Luminaires | High-Bay | High-Bay Luminaires for Commercial and Industrial Buildings | Standard | FALSE | [9 empty] | 42798 | Not Dimmable | Not Dimmable | Yes |  | 4.1 | 18324.82 | 129.96 | 141 | 7.4 | 0.99 | 4000 | 81.8
PT5RUJM9 | Eaton (formerly Cooper Lighting) | Metalux | HBLED-LD5-18SE-W-CLI-[Voltage Includes 347V 480V & UNC]-L840-ED2-[All Emergency Options]-[Blank or MP]-[Blank MS & SVPD3]-[All Packaging] | Indoor Luminaires | High-Bay | High-Bay Luminaires for Commercial and Industrial Buildings | Standard | FALSE | [9 empty] | 42798 | Not Dimmable | Not Dimmable | Yes |  | 4.1 | 17677.84 | 125.37 | 141 | 7.4 | 0.99 | 4000 | 81.8
PUYJQ3H3 | Eaton (formerly Cooper Lighting) | Metalux | HBLED-LD5-18SE-W-CL-[Voltage Includes 347V 480V & UNC]-L840-ED2-[All Emergency Options]-[Blank or MP]-[Blank MS & SVPD3]-[All Packaging] | Indoor Luminaires | High-Bay | High-Bay Luminaires for Commercial and Industrial Buildings | Standard | FALSE | [9 empty] | 42798 | Not Dimmable | Not Dimmable | Yes |  | 4.1 | 17544.64 | 124.43 | 141 | 7.4 | 0.99 | 4000 | 81.8
PHBRJPHW | Eaton (formerly Cooper Lighting) | Metalux | HBLED-LD5-18SE-N-CLI-277V-L840-ED2-[All Emergency Options]-[Blank or MP]-[Blank MS & SVPD3]-[All Packaging] | Indoor Luminaires | High-Bay | High-Bay Luminaires for Commercial and Industrial Buildings | Premium | FALSE | [9 empty] | 42798 | Not Dimmable | Not Dimmable | Yes |  | 4.1 | 16954.74 | 132.56 | 127.9 | 6.2 | 0.97 | 4000 | 81.8
PXA9FQZF | Eaton (formerly Cooper Lighting) | Metalux | HBLED-LD5-18HE-W-A/WG-277V-L840-ED2-[All Emergency Options]-[Blank or MP]-[Blank MS & SVPD3]-[All Packaging] | Indoor Luminaires | High-Bay | High-Bay Luminaires for Commercial and Industrial Buildings | Premium | FALSE | [9 empty] | 42798 | Not Dimmable | Not Dimmable | Yes |  | 4.1 | 16773.56 | 148.93 | 112.63 | 6.2 | 0.97 | 4000 | 81.8
PGKMB1C7 | Eaton (formerly Cooper Lighting) | Metalux | HBLED-LD5-30SE-W-[Voltage Includes 347V 480V & UNC]-L840-ED2-[All Emergency Options]-[Blank or MP]-[Blank MS & SVPD3]-[All Packaging] | Indoor Luminaires | High-Bay | High-Bay Luminaires for Commercial and Industrial Buildings | Standard | FALSE | [9 empty] | 42798 | Not Dimmable | Not Dimmable | Yes |  | 4.1 | 26477 | 125.84 | 210.4 | 5.9 | 0.99 | 4000 | 81.8
P4763RR7 | Eaton (formerly Cooper Lighting) | Metalux | HBLED-LD5-12SE-W-CLI-[Voltage Includes 347V 480V & UNC]-L840-ED1-[All Emergency Options]-[Blank or MP]-[Blank MS & SVPD3]-[All Packaging] | Indoor Luminaires | High-Bay | High-Bay Luminaires for Commercial and Industrial Buildings | Standard | FALSE | [9 empty] | 42798 | Not Dimmable | Not Dimmable | Yes |  | 4.1 | 10124.61 | 126.87 | 79.8 | 5.9 | 0.99 | 4000 | 81.8
PY8WTH1Q | Eaton (formerly Cooper Lighting) | Metalux | HBLED-LD5-12HE-W-CL/WG-347V-L840-ED1-[All Emergency Options]-[Blank or MP]-[Blank MS & SVPD3]-[All Packaging] | Indoor Luminaires | High-Bay | High-Bay Luminaires for Commercial and Industrial Buildings | Standard | FALSE | [9 empty] | 42798 | Not Dimmable | Not Dimmable | Yes |  | 4.1 | 10067.73 | 129.91 | 77.5 | 5.9 | 0.99 | 4000 | 81.8
PKWKU8DD | Eaton (formerly Cooper Lighting) | Metalux | HBLED-LD5-12SE-W-CL-[Voltage Includes 347V 480V & UNC]-L840-ED1-[All Emergency Options]-[Blank or MP]-[Blank MS & SVPD3]-[All Packaging] | Indoor Luminaires | High-Bay | High-Bay Luminaires for Commercial and Industrial Buildings | Standard | FALSE | [9 empty] | 42798 | Not Dimmable | Not Dimmable | Yes |  | 4.1 | 10048.32 | 125.92 | 79.8 | 5.9 | 0.99 | 4000 | 81.8
P5BCEV7G | Eaton (formerly Cooper Lighting) | Metalux | HBLED-LD5-12HE-N-CL-347V-L840-ED1-[All Emergency Options]-[Blank or MP]-[Blank MS & SVPD3]-[All Packaging] | Indoor Luminaires | High-Bay | High-Bay Luminaires for Commercial and Industrial Buildings | Standard | FALSE | [9 empty] | 42798 | Not Dimmable | Not Dimmable | Yes |  | 4.1 | 9964.41 | 128.57 | 77.5 | 5.9 | 0.99 | 4000 | 81.8
P3XJN14C | Eaton (formerly Cooper Lighting) | Metalux | HBLED-LD5-12HE-W-FLI-347V-L840-ED1-[All Emergency Options]-[Blank or MP]-[Blank MS & SVPD3]-[All Packaging] | Indoor Luminaires | High-Bay | High-Bay Luminaires for Commercial and Industrial Buildings | Standard | FALSE | [9 empty] | 42798 | Not Dimmable | Not Dimmable | Yes |  | 4.1 | 9803.7 | 126.5 | 77.5 | 5.9 | 0.99 | 4000 | 81.8
PWTQFV3N | Eaton (formerly Cooper Lighting) | Metalux | HBLED-LD5-12HE-N-CL/WG-347V-L840-ED1-[All Emergency Options]-[Blank or MP]-[Blank MS & SVPD3]-[All Packaging] | Indoor Luminaires | High-Bay | High-Bay Luminaires for Commercial and Industrial Buildings | Standard | FALSE | [9 empty] | 42798 | Not Dimmable | Not Dimmable | Yes |  | 4.1 | 9792.22 | 126.35 | 77.5 | 5.9 | 0.99 | 4000 | 81.8
PWZRQ71R | Eaton (formerly Cooper Lighting) | Metalux | HBLED-LD5-12HE-W-AI-347V-L840-ED1-[All Emergency Options]-[Blank or MP]-[Blank MS & SVPD3]-[All Packaging] | Indoor Luminaires | High-Bay | High-Bay Luminaires for Commercial and Industrial Buildings | Standard | FALSE | [9 empty] | 42798 | Not Dimmable | Not Dimmable | Yes |  | 4.1 | 9746.3 | 125.76 | 77.5 | 5.9 | 0.99 | 4000 | 81.8
PVVDYUAY | Eaton (formerly Cooper Lighting) | Metalux | HBLED-LD5-12HE-W-A-[Voltage Includes 347V 480V & UNC]-L840-ED1-[All Emergency Options]-[Blank or MP]-[Blank MS & SVPD3]-[All Packaging] | Indoor Luminaires | High-Bay | High-Bay Luminaires for Commercial and Industrial Buildings | Standard | FALSE | [9 empty] | 42798 | Not Dimmable | Not Dimmable | Yes |  | 4.1 | 9711.86 | 125.31 | 77.5 | 5.9 | 0.99 | 4000 | 81.8
PQ4DDZQQ | Eaton (formerly Cooper Lighting) | Metalux | HBLED-LD5-12SE-N-CLI-277V-L840-ED1-[All Emergency Options]-[Blank or MP]-[Blank MS & SVPD3]-[All Packaging] | Indoor Luminaires | High-Bay | High-Bay Luminaires for Commercial and Industrial Buildings | Premium | FALSE | [9 empty] | 42798 | Not Dimmable | Not Dimmable | Yes |  | 4.1 | 9710.47 | 131.94 | 73.6 | 5.9 | 0.98 | 4000 | 81.8
PWN2G1CS | Eaton (formerly Cooper Lighting) | Metalux | HBLED-LD5-18HE-W-[All Voltage]-L840-ED2-[All Emergency Options]-[Blank or MP]-[Blank MS & SVPD3]-[All Packaging] | Indoor Luminaires | High-Bay | High-Bay Luminaires for Commercial and Industrial Buildings | Premium | FALSE | [9 empty] | 42798 | Not Dimmable | Not Dimmable | Yes |  | 4.1 | 20030.52 | 155.76 | 128.6 | 5.6 | 1 | 4000 | 81.8
PUPH9FFR | Eaton (formerly Cooper Lighting) | Metalux | HBLED-LD5-18HE-N-[All Voltage]-L840-ED2-[All Emergency Options]-[Blank or MP]-[Blank MS & SVPD3]-[All Packaging] | Indoor Luminaires | High-Bay | High-Bay Luminaires for Commercial and Industrial Buildings | Premium | FALSE | [9 empty] | 42798 | Not Dimmable | Not Dimmable | Yes |  | 4.1 | 19289.39 | 150 | 128.6 | 5.6 | 1 | 4000 | 81.8
PEHYEK35 | Eaton (formerly Cooper Lighting) | Metalux | HBLED-LD5-18SE-W-[All Voltage]-L840-ED2-[All Emergency Options]-[Blank or MP]-[Blank MS & SVPD3]-[All Packaging] | Indoor Luminaires | High-Bay | High-Bay Luminaires for Commercial and Industrial Buildings | Premium | FALSE | [9 empty] | 42798 | Not Dimmable | Not Dimmable | Yes |  | 4.1 | 19028.89 | 145.26 | 131 | 5.6 | 1 | 4000 | 81.8
PQ9GVJTR | Eaton (formerly Cooper Lighting) | Metalux | HBLED-LD5-18HE-W-CLI-[Voltage Includes 120V 277 & UNV]-L840-ED2-[All Emergency Options]-[Blank or MP]-[Blank MS & SVPD3]-[All Packaging] | Indoor Luminaires | High-Bay | High-Bay Luminaires for Commercial and Industrial Buildings | Premium | FALSE | [9 empty] | 42798 | Not Dimmable | Not Dimmable | Yes |  | 4.1 | 18608.35 | 144.7 | 128.6 | 5.6 | 1 | 4000 | 81.8
PJXTFKEY | Eaton (formerly Cooper Lighting) | Metalux | HBLED-LD5-18HE-W-CL-[Voltage Includes 120V 277 & UNV]-L840-ED2-[All Emergency Options]-[Blank or MP]-[Blank MS & SVPD3]-[All Packaging] | Indoor Luminaires | High-Bay | High-Bay Luminaires for Commercial and Industrial Buildings | Premium | FALSE | [9 empty] | 42798 | Not Dimmable | Not Dimmable | Yes |  | 4.1 | 18468.14 | 143.61 | 128.6 | 5.6 | 1 | 4000 | 81.8
P96NBC8B | Eaton (formerly Cooper Lighting) | Metalux | HBLED-LD5-18SE-N-[Voltage Includes 120V 277 480V & UNV]-L840-ED2-[All Emergency Options]-[Blank or MP]-[Blank MS & SVPD3]-[All Packaging] | Indoor Luminaires | High-Bay | High-Bay Luminaires for Commercial and Industrial Buildings | Premium | FALSE | [9 empty] | 42798 | Not Dimmable | Not Dimmable | Yes |  | 4.1 | 18324.82 | 139.88 | 131 | 5.6 | 1 | 4000 | 81.8
PAEC2XP7 | Eaton (formerly Cooper Lighting) | Metalux | HBLED-LD5-18HE-N-CLI-[Voltage Includes 120V 277 & UNV]-L840-ED2-[All Emergency Options]-[Blank or MP]-[Blank MS & SVPD3]-[All Packaging] | Indoor Luminaires | High-Bay | High-Bay Luminaires for Commercial and Industrial Buildings | Premium | FALSE | [9 empty] | 42798 | Not Dimmable | Not Dimmable | Yes |  | 4.1 | 17847.19 | 138.78 | 128.6 | 5.6 | 1 | 4000 | 81.8
PBPYEJNM | Eaton (formerly Cooper Lighting) | Metalux | HBLED-LD5-18SE-W-CLI-[Voltage Includes 120V 277 & UNV]-L840-ED2-[All Emergency Options]-[Blank or MP]-[Blank MS & SVPD3]-[All Packaging] | Indoor Luminaires | High-Bay | High-Bay Luminaires for Commercial and Industrial Buildings | Premium | FALSE | [9 empty] | 42798 | Not Dimmable | Not Dimmable | Yes |  | 4.1 | 17677.84 | 134.95 | 131 | 5.6 | 1 | 4000 | 81.8
P7N7Y4SX | Eaton (formerly Cooper Lighting) | Metalux | HBLED-LD5-18HE-W-CL/WG-[Voltage Includes 120V 277 & UNV]-L840-ED2-[All Emergency Options]-[Blank or MP]-[Blank MS & SVPD3]-[All Packaging] | Indoor Luminaires | High-Bay | High-Bay Luminaires for Commercial and Industrial Buildings | Premium | FALSE | [9 empty] | 42798 | Not Dimmable | Not Dimmable | Yes |  | 4.1 | 17566.76 | 136.6 | 128.6 | 5.6 | 1 | 4000 | 81.8
PGK818JC | Eaton (formerly Cooper Lighting) | Metalux | HBLED-LD5-18SE-W-CL-[Voltage Includes 120V 277 & UNV]-L840-ED2-[All Emergency Options]-[Blank or MP]-[Blank MS & SVPD3]-[All Packaging] | Indoor Luminaires | High-Bay | High-Bay Luminaires for Commercial and Industrial Buildings | Premium | FALSE | [9 empty] | 42798 | Not Dimmable | Not Dimmable | Yes |  | 4.1 | 17544.64 | 133.93 | 131 | 5.6 | 1 | 4000 | 81.8
PB7F3CZB | Eaton (formerly Cooper Lighting) | Metalux | HBLED-LD5-18HE-N-CL-[Voltage Includes 120V 277 & UNV]-L840-ED2-[All Emergency Options]-[Blank or MP]-[Blank MS & SVPD3]-[All Packaging] | Indoor Luminaires | High-Bay | High-Bay Luminaires for Commercial and Industrial Buildings | Premium | FALSE | [9 empty] | 42798 | Not Dimmable | Not Dimmable | Yes |  | 4.1 | 17386.49 | 135.2 | 128.6 | 5.6 | 1 | 4000 | 81.8
PFXNFP5Q | Eaton (formerly Cooper Lighting) | Metalux | HBLED-LD5-18HE-W-FLI-[Voltage Includes 120V 277 & UNV]-L840-ED2-[All Emergency Options]-[Blank or MP]-[Blank MS & SVPD3]-[All Packaging] | Indoor Luminaires | High-Bay | High-Bay Luminaires for Commercial and Industrial Buildings | Premium | FALSE | [9 empty] | 42798 | Not Dimmable | Not Dimmable | Yes |  | 4.1 | 17106.06 | 133.02 | 128.6 | 5.6 | 1 | 4000 | 81.8
PTJJ5EFB | Eaton (formerly Cooper Lighting) | Metalux | HBLED-LD5-18HE-N-CL/WG-[Voltage Includes 120V 277 & UNV]-L840-ED2-[All Emergency Options]-[Blank or MP]-[Blank MS & SVPD3]-[All Packaging] | Indoor Luminaires | High-Bay | High-Bay Luminaires for Commercial and Industrial Buildings | Premium | FALSE | [9 empty] | 42798 | Not Dimmable | Not Dimmable | Yes |  | 4.1 | 17086.03 | 132.86 | 128.6 | 5.6 | 1 | 4000 | 81.8
P2CPY93Z | Eaton (formerly Cooper Lighting) | Metalux | HBLED-LD5-18HE-W-AI-[Voltage Includes 120V 277 & UNV]-L840-ED2-[All Emergency Options]-[Blank or MP]-[Blank MS & SVPD3]-[All Packaging] | Indoor Luminaires | High-Bay | High-Bay Luminaires for Commercial and Industrial Buildings | Premium | FALSE | [9 empty] | 42798 | Not Dimmable | Not Dimmable | Yes |  | 4.1 | 17005.91 | 132.24 | 128.6 | 5.6 | 1 | 4000 | 81.8
PH84EZTF | Eaton (formerly Cooper Lighting) | Metalux | HBLED-LD5-18SE-N-CLI-[Voltage Includes 120V 347V 480V & UNC]-L840-ED2-[All Emergency Options]-[Blank or MP]-[Blank MS & SVPD3]-[All Packaging] | Indoor Luminaires | High-Bay | High-Bay Luminaires for Commercial and Industrial Buildings | Standard | FALSE | [9 empty] | 42798 | Not Dimmable | Not Dimmable | Yes |  | 4.1 | 16954.74 | 129.43 | 131 | 5.6 | 1 | 4000 | 81.8
PFGJ5KFG | Eaton (formerly Cooper Lighting) | Metalux | HBLED-LD5-18HE-W-A-[Voltage Includes 120V 277 & UNV]-L840-ED2-[All Emergency Options]-[Blank or MP]-[Blank MS & SVPD3]-[All Packaging] | Indoor Luminaires | High-Bay | High-Bay Luminaires for Commercial and Industrial Buildings | Premium | FALSE | [9 empty] | 42798 | Not Dimmable | Not Dimmable | Yes |  | 4.1 | 16945.82 | 131.77 | 128.6 | 5.6 | 1 | 4000 | 81.8
PZKMB6YT | Eaton (formerly Cooper Lighting) | Metalux | HBLED-LD5-18HE-W-A/WG-[Voltage Includes 120V 347V 480V & UNC]-L840-ED2-[All Emergency Options]-[Blank or MP]-[Blank MS & SVPD3]-[All Packaging] | Indoor Luminaires | High-Bay | High-Bay Luminaires for Commercial and Industrial Buildings | Standard | FALSE | [9 empty] | 42798 | Not Dimmable | Not Dimmable | Yes |  | 4.1 | 16773.56 | 130.43 | 128.6 | 5.6 | 1 | 4000 | 81.8
P9TAG8MB | Eaton (formerly Cooper Lighting) | Metalux | HBLED-LD5-18SE-W-CL/WG-[All Voltage]-L840-ED2-[All Emergency Options]-[Blank or MP]-[Blank MS & SVPD3]-[All Packaging] | Indoor Luminaires | High-Bay | High-Bay Luminaires for Commercial and Industrial Buildings | Standard | FALSE | [9 empty] | 42798 | Not Dimmable | Not Dimmable | Yes |  | 4.1 | 16688.34 | 127.39 | 131 | 5.6 | 1 | 4000 | 81.8
PCNRYHE6 | Eaton (formerly Cooper Lighting) | Metalux | HBLED-LD5-18SE-N-CL-[All Voltage]-L840-ED2-[All Emergency Options]-[Blank or MP]-[Blank MS & SVPD3]-[All Packaging] | Indoor Luminaires | High-Bay | High-Bay Luminaires for Commercial and Industrial Buildings | Standard | FALSE | [9 empty] | 42798 | Not Dimmable | Not Dimmable | Yes |  | 4.1 | 16517.08 | 126.08 | 131 | 5.6 | 1 | 4000 | 81.8
PQMET9HW | Eaton (formerly Cooper Lighting) | Metalux | HBLED-LD5-30SE-W-[Voltage Includes 120V 277V & UNV]-L840-ED2-[All Emergency Options]-[Blank or MP]-[Blank MS & SVPD3]-[All Packaging] | Indoor Luminaires | High-Bay | High-Bay Luminaires for Commercial and Industrial Buildings | Premium | FALSE | [9 empty] | 42798 | Not Dimmable | Not Dimmable | Yes |  | 4.1 | 26477 | 132.78 | 199.4 | 4.59 | 1 | 4000 | 81.8
PFW4AZN5 | Eaton (formerly Cooper Lighting) | Metalux | HBLED-LD5-30SE-N-[All Voltage]-L840-ED2-[All Emergency Options]-[Blank or MP]-[Blank MS & SVPD3]-[All Packaging] | Indoor Luminaires | High-Bay | High-Bay Luminaires for Commercial and Industrial Buildings | Standard | FALSE | [9 empty] | 42798 | Not Dimmable | Not Dimmable | Yes |  | 4.1 | 25497.35 | 127.87 | 199.4 | 4.59 | 1 | 4000 | 81.8
PN9W4JZ9 | Eaton (formerly Cooper Lighting) | Metalux | HBLED-LD5-12HE-W-[All Voltage]-L840-ED1-[All Emergency Options]-[Blank or MP]-[Blank MS & SVPD3]-[All Packaging] | Indoor Luminaires | High-Bay | High-Bay Luminaires for Commercial and Industrial Buildings | Premium | FALSE | [9 empty] | 42798 | Not Dimmable | Not Dimmable | Yes |  | 4.1 | 11479.74 | 161.23 | 71.2 | 4.59 | 1 | 4000 | 81.8
PQJ782XT | Eaton (formerly Cooper Lighting) | Metalux | HBLED-LD5-12HE-N-[All Voltage]-L840-ED1-[All Emergency Options]-[Blank or MP]-[Blank MS & SVPD3]-[All Packaging] | Indoor Luminaires | High-Bay | High-Bay Luminaires for Commercial and Industrial Buildings | Premium | FALSE | [9 empty] | 42798 | Not Dimmable | Not Dimmable | Yes |  | 4.1 | 11054.99 | 155.27 | 71.2 | 4.59 | 1 | 4000 | 81.8
PAA7XAWY | Eaton (formerly Cooper Lighting) | Metalux | HBLED-LD5-12SE-W-[All Voltage]-L840-ED1-[All Emergency Options]-[Blank or MP]-[Blank MS & SVPD3]-[All Packaging] | Indoor Luminaires | High-Bay | High-Bay Luminaires for Commercial and Industrial Buildings | Premium | FALSE | [9 empty] | 42798 | Not Dimmable | Not Dimmable | Yes |  | 4.1 | 10898.4 | 145.31 | 75 | 4.59 | 1 | 4000 | 81.8
PPMUV8EV | Eaton (formerly Cooper Lighting) | Metalux | HBLED-LD5-12HE-W-CLI-[All Voltage]-L840-ED1-[All Emergency Options]-[Blank or MP]-[Blank MS & SVPD3]-[All Packaging] | Indoor Luminaires | High-Bay | High-Bay Luminaires for Commercial and Industrial Buildings | Premium | FALSE | [9 empty] | 42798 | Not Dimmable | Not Dimmable | Yes |  | 4.1 | 10664.68 | 149.78 | 71.2 | 4.59 | 1 | 4000 | 81.8
P1W2MUK1 | Eaton (formerly Cooper Lighting) | Metalux | HBLED-LD5-12HE-W-CL-[All Voltage]-L840-ED1-[All Emergency Options]-[Blank or MP]-[Blank MS & SVPD3]-[All Packaging] | Indoor Luminaires | High-Bay | High-Bay Luminaires for Commercial and Industrial Buildings | Premium | FALSE | [9 empty] | 42798 | Not Dimmable | Not Dimmable | Yes |  | 4.1 | 10584.32 | 148.66 | 71.2 | 4.59 | 1 | 4000 | 81.8
PVYDVJUQ | Eaton (formerly Cooper Lighting) | Metalux | HBLED-LD5-12SE-N-[All Voltage]-L840-ED1-[All Emergency Options]-[Blank or MP]-[Blank MS & SVPD3]-[All Packaging] | Indoor Luminaires | High-Bay | High-Bay Luminaires for Commercial and Industrial Buildings | Premium | FALSE | [9 empty] | 42798 | Not Dimmable | Not Dimmable | Yes |  | 4.1 | 10495.16 | 139.94 | 75 | 4.59 | 1 | 4000 | 81.8
PR37CMHD | Eaton (formerly Cooper Lighting) | Metalux | HBLED-LD5-12HE-N-CLI-[All Voltage]-L840-ED1-[All Emergency Options]-[Blank or MP]-[Blank MS & SVPD3]-[All Packaging] | Indoor Luminaires | High-Bay | High-Bay Luminaires for Commercial and Industrial Buildings | Premium | FALSE | [9 empty] | 42798 | Not Dimmable | Not Dimmable | Yes |  | 4.1 | 10228.45 | 143.66 | 71.2 | 4.59 | 1 | 4000 | 81.8
PQVQUCHC | Eaton (formerly Cooper Lighting) | Metalux | HBLED-LD5-12SE-W-CLI-[Voltage Includes 120V 277V & UNV]-L840-ED1-[All Emergency Options]-[Blank or MP]-[Blank MS & SVPD3]-[All Packaging] | Indoor Luminaires | High-Bay | High-Bay Luminaires for Commercial and Industrial Buildings | Premium | FALSE | [9 empty] | 42798 | Not Dimmable | Not Dimmable | Yes |  | 4.1 | 10124.61 | 134.99 | 75 | 4.59 | 1 | 4000 | 81.8
P6W77VE5 | Eaton (formerly Cooper Lighting) | Metalux | HBLED-LD5-12HE-W-CL/WG-[Voltage Includes 120V 277V 480V & UNV]-L840-ED1-[All Emergency Options]-[Blank or MP]-[Blank MS & SVPD3]-[All Packaging] | Indoor Luminaires | High-Bay | High-Bay Luminaires for Commercial and Industrial Buildings | Premium | FALSE | [9 empty] | 42798 | Not Dimmable | Not Dimmable | Yes |  | 4.1 | 10067.73 | 141.4 | 71.2 | 4.59 | 1 | 4000 | 81.8
PXBJRW8R | Eaton (formerly Cooper Lighting) | Metalux | HBLED-LD5-12SE-W-CL-[Voltage Includes 120V 277V & UNV]-L840-ED1-[All Emergency Options]-[Blank or MP]-[Blank MS & SVPD3]-[All Packaging] | Indoor Luminaires | High-Bay | High-Bay Luminaires for Commercial and Industrial Buildings | Premium | FALSE | [9 empty] | 42798 | Not Dimmable | Not Dimmable | Yes |  | 4.1 | 10048.32 | 133.98 | 75 | 4.59 | 1 | 4000 | 81.8
P4DB5FDQ | Eaton (formerly Cooper Lighting) | Metalux | HBLED-LD5-12HE-N-CL-[Voltage Includes 120V 277V 480V & UNV]-L840-ED1-[All Emergency Options]-[Blank or MP]-[Blank MS & SVPD3]-[All Packaging] | Indoor Luminaires | High-Bay | High-Bay Luminaires for Commercial and Industrial Buildings | Premium | FALSE | [9 empty] | 42798 | Not Dimmable | Not Dimmable | Yes |  | 4.1 | 9964.41 | 139.95 | 71.2 | 4.59 | 1 | 4000 | 81.8
PUS4DME8 | Eaton (formerly Cooper Lighting) | Metalux | HBLED-LD5-12HE-W-FLI-[Voltage Includes 120V 277V 480V & UNV]-L840-ED1-[All Emergency Options]-[Blank or MP]-[Blank MS & SVPD3]-[All Packaging] | Indoor Luminaires | High-Bay | High-Bay Luminaires for Commercial and Industrial Buildings | Premium | FALSE | [9 empty] | 42798 | Not Dimmable | Not Dimmable | Yes |  | 4.1 | 9803.7 | 137.69 | 71.2 | 4.59 | 1 | 4000 | 81.8
PHURJ74A | Eaton (formerly Cooper Lighting) | Metalux | HBLED-LD5-12HE-N-CL/WG-[Voltage Includes 120V 277V 480V & UNV]-L840-ED1-[All Emergency Options]-[Blank or MP]-[Blank MS & SVPD3]-[All Packaging] | Indoor Luminaires | High-Bay | High-Bay Luminaires for Commercial and Industrial Buildings | Premium | FALSE | [9 empty] | 42798 | Not Dimmable | Not Dimmable | Yes |  | 4.1 | 9792.22 | 137.53 | 71.2 | 4.59 | 1 | 4000 | 81.8
P76W4RW2 | Eaton (formerly Cooper Lighting) | Metalux | HBLED-LD5-12HE-W-AI-[Voltage Includes 120V 277V 480V & UNV]-L840-ED1-[All Emergency Options]-[Blank or MP]-[Blank MS & SVPD3]-[All Packaging] | Indoor Luminaires | High-Bay | High-Bay Luminaires for Commercial and Industrial Buildings | Premium | FALSE | [9 empty] | 42798 | Not Dimmable | Not Dimmable | Yes |  | 4.1 | 9746.3 | 136.89 | 71.2 | 4.59 | 1 | 4000 | 81.8
P77QDZJR | Eaton (formerly Cooper Lighting) | Metalux | HBLED-LD5-12HE-W-A-[Voltage Includes 120V 277V & UNV]-L840-ED1-[All Emergency Options]-[Blank or MP]-[Blank MS & SVPD3]-[All Packaging] | Indoor Luminaires | High-Bay | High-Bay Luminaires for Commercial and Industrial Buildings | Premium | FALSE | [9 empty] | 42798 | Not Dimmable | Not Dimmable | Yes |  | 4.1 | 9711.86 | 136.4 | 71.2 | 4.59 | 1 | 4000 | 81.8
PMDTYDEJ | Eaton (formerly Cooper Lighting) | Metalux | HBLED-LD5-12SE-N-CLI-[Voltage Includes 120V 347V 480V & UNC]-L840-ED1-[All Emergency Options]-[Blank or MP]-[Blank MS & SVPD3]-[All Packaging] | Indoor Luminaires | High-Bay | High-Bay Luminaires for Commercial and Industrial Buildings | Standard | FALSE | [9 empty] | 42798 | Not Dimmable | Not Dimmable | Yes |  | 4.1 | 9710.47 | 129.47 | 75 | 4.59 | 1 | 4000 | 81.8
PNF5Z8JA | Eaton (formerly Cooper Lighting) | Metalux | HBLED-LD5-12HE-W-A/WG-[Voltage Includes 120V 277V & UNV]-L840-ED1-[All Emergency Options]-[Blank or MP]-[Blank MS & SVPD3]-[All Packaging] | Indoor Luminaires | High-Bay | High-Bay Luminaires for Commercial and Industrial Buildings | Premium | FALSE | [9 empty] | 42798 | Not Dimmable | Not Dimmable | Yes |  | 4.1 | 9613.13 | 135.02 | 71.2 | 4.59 | 1 | 4000 | 81.8
P3UVXB1Y | Eaton (formerly Cooper Lighting) | Metalux | HBLED-LD5-12SE-W-CL/WG-[All Voltage]-L840-ED1-[All Emergency Options]-[Blank or MP]-[Blank MS & SVPD3]-[All Packaging] | Indoor Luminaires | High-Bay | High-Bay Luminaires for Commercial and Industrial Buildings | Standard | FALSE | [9 empty] | 42798 | Not Dimmable | Not Dimmable | Yes |  | 4.1 | 9557.9 | 127.44 | 75 | 4.59 | 1 | 4000 | 81.8
PUG3ARKU | Eaton (formerly Cooper Lighting) | Metalux | HBLED-LD5-12SE-N-CL-[All Voltage]-L840-ED1-[All Emergency Options]-[Blank or MP]-[Blank MS & SVPD3]-[All Packaging] | Indoor Luminaires | High-Bay | High-Bay Luminaires for Commercial and Industrial Buildings | Standard | FALSE | [9 empty] | 42798 | Not Dimmable | Not Dimmable | Yes |  | 4.1 | 9459.81 | 126.13 | 75 | 4.59 | 1 | 4000 | 81.8
P3UQ2EKP | Eaton (formerly Cooper Lighting) | Metalux | HBLED-LD5-18SE-W-CL-277V-L840-5LTD2-[All Emergency Options]-[Blank or MP]-[Blank MS & SVPD3]-[All Packaging] | Indoor Luminaires | High-Bay | High-Bay Luminaires for Commercial and Industrial Buildings | Premium | FALSE | [9 empty] | 42798 | Dimmable | Continuous Below 10 | Yes |  | 4.1 | 17544.64 | 138.3 | 126.86 | 14.8 | 0.97 | 4000 | 81.8
PK6UR49B | Eaton (formerly Cooper Lighting) | Metalux | HBLED-LD5-18HE-W-A-277V-L840-5LTD2-[All Emergency Options]-[Blank or MP]-[Blank MS & SVPD3]-[All Packaging] | Indoor Luminaires | High-Bay | High-Bay Luminaires for Commercial and Industrial Buildings | Premium | FALSE | [9 empty] | 42798 | Dimmable | Continuous Below 10 | Yes |  | 4.1 | 16945.82 | 132.83 | 127.58 | 14.8 | 0.97 | 4000 | 81.8
P43NKBSU | Eaton (formerly Cooper Lighting) | Metalux | HBLED-LD5-18HE-W-A/WG-277V-L840-5LTD2-[All Emergency Options]-[Blank or MP]-[Blank MS & SVPD3]-[All Packaging] | Indoor Luminaires | High-Bay | High-Bay Luminaires for Commercial and Industrial Buildings | Premium | FALSE | [9 empty] | 42798 | Dimmable | Continuous Below 10 | Yes |  | 4.1 | 16773.56 | 131.48 | 127.58 | 14.8 | 0.97 | 4000 | 81.8
P468SF6M | Eaton (formerly Cooper Lighting) | Metalux | HBLED-LD5-18SE-W-CL/WG-277V-L840-5LTD2-[All Emergency Options]-[Blank or MP]-[Blank MS & SVPD3]-[All Packaging] | Indoor Luminaires | High-Bay | High-Bay Luminaires for Commercial and Industrial Buildings | Premium | FALSE | [9 empty] | 42798 | Dimmable | Continuous Below 10 | Yes |  | 4.1 | 16688.34 | 131.55 | 126.86 | 14.8 | 0.97 | 4000 | 81.8
PEH1MP54 | Eaton (formerly Cooper Lighting) | Metalux | HBLED-LD5-18SE-W-CLI-277V-L840-[Driver Includes CD and 5LTD]2-[All Emergency Options]-[Blank or MP]-[Blank MS & SVPD3]-[All Packaging] | Indoor Luminaires | High-Bay | High-Bay Luminaires for Commercial and Industrial Buildings | Premium | FALSE | [9 empty] | 42798 | Dimmable | Continuous Below 10 | Yes |  | 4.1 | 17677.84 | 138.4 | 127.73 | 13.65 | 0.98 | 4000 | 81.8
PQ1U17PW | Eaton (formerly Cooper Lighting) | Metalux | HBLED-LD5-18SE-N-CLI-277V-L840-[Driver Includes CD and 5LTD]2-[All Emergency Options]-[Blank or MP]-[Blank MS & SVPD3]-[All Packaging] | Indoor Luminaires | High-Bay | High-Bay Luminaires for Commercial and Industrial Buildings | Premium | FALSE | [9 empty] | 42798 | Dimmable | Continuous Below 10 | Yes |  | 4.1 | 16954.74 | 132.74 | 127.73 | 13.65 | 0.98 | 4000 | 81.8
P3S1CHKQ | Eaton (formerly Cooper Lighting) | Metalux | HBLED-LD5-12SE-W-A/WG-277V-L840-5LTD1-[All Emergency Options]-[Blank or MP]-[Blank MS & SVPD3]-[All Packaging] | Indoor Luminaires | High-Bay | High-Bay Luminaires for Commercial and Industrial Buildings | Premium | FALSE | [9 empty] | 42798 | Dimmable | Continuous Below 10 | Yes |  | 4.1 | 9557.9 | 131.98 | 72.42 | 13.6 | 0.98 | 4000 | 81.8
PGG5FPT8 | Eaton (formerly Cooper Lighting) | Metalux | HBLED-LD5-12HE-W-Al-480V-L840-5LTD1-[All Emergency Options]-[Blank or MP]-[Blank MS & SVPD3]-[All Packaging] | Indoor Luminaires | High-Bay | High-Bay Luminaires for Commercial and Industrial Buildings | Premium | FALSE | [9 empty] | 42798 | Dimmable | Continuous Below 10 | Yes |  | 4.1 | 9746.3 | 131.86 | 73.92 | 13.1 | 0.99 | 4000 | 81.8
PU26VUDW | Eaton (formerly Cooper Lighting) | Metalux | HBLED-LD5-12HE-W-A-480-L840-5LTD1-[All Emergency Options]-[Blank or MP]-[Blank MS & SVPD3]-[All Packaging] | Indoor Luminaires | High-Bay | High-Bay Luminaires for Commercial and Industrial Buildings | Premium | FALSE | [9 empty] | 42798 | Dimmable | Continuous Below 10 | Yes |  | 4.1 | 9711.86 | 131.39 | 73.92 | 13.1 | 0.99 | 4000 | 81.8
P2X7S5SC | Eaton (formerly Cooper Lighting) | Metalux | HBLED-LD5-36SE-W-CLI-277V-L840-CD3-[All Emergency Options]-[Blank or MP]-[Blank MS & SVPD3]-[All Packaging] | Indoor Luminaires | High-Bay | High-Bay Luminaires for Commercial and Industrial Buildings | Premium | FALSE | [9 empty] | 42798 | Dimmable | Continuous Below 10 | Yes |  | 4.1 | 29786.53 | 133.97 | 222.34 | 12.5 | 0.99 | 4000 | 81.8
PPCGMYFF | Eaton (formerly Cooper Lighting) | Metalux | HBLED-LD5-36SE-W-CL-277V-L840-CD3-[All Emergency Options]-[Blank or MP]-[Blank MS & SVPD3]-[All Packaging] | Indoor Luminaires | High-Bay | High-Bay Luminaires for Commercial and Industrial Buildings | Premium | FALSE | [9 empty] | 42798 | Dimmable | Continuous Below 10 | Yes |  | 4.1 | 29562.09 | 132.96 | 222.34 | 12.5 | 0.99 | 4000 | 81.8
PN6GGE21 | Eaton (formerly Cooper Lighting) | Metalux | HBLED-LD5-24SE-W-CLI-277V-L840-CD2-[All Emergency Options]-[Blank or MP]-[Blank MS & SVPD3]-[All Packaging] | Indoor Luminaires | High-Bay | High-Bay Luminaires for Commercial and Industrial Buildings | Premium | FALSE | [9 empty] | 42798 | Dimmable | Continuous Below 10 | Yes |  | 4.1 | 19742.18 | 133.39 | 148 | 12.5 | 0.99 | 4000 | 81.8
PYYMB5HD | Eaton (formerly Cooper Lighting) | Metalux | HBLED-LD5-24HE-W-CL/WG-[Voltage Includes 120V & 480V]-L840-CD2-[All Emergency Options]-[Blank or MP]-[Blank MS & SVPD3]-[All Packaging] | Indoor Luminaires | High-Bay | High-Bay Luminaires for Commercial and Industrial Buildings | Premium | FALSE | [9 empty] | 42798 | Dimmable | Continuous Below 10 | Yes |  | 4.1 | 19670.1 | 133.86 | 146.94 | 12.5 | 0.99 | 4000 | 81.8
P279MRDH | Eaton (formerly Cooper Lighting) | Metalux | HBLED-LD5-24SE-W-CL-277V-L840-CD2-[All Emergency Options]-[Blank or MP]-[Blank MS & SVPD3]-[All Packaging] | Indoor Luminaires | High-Bay | High-Bay Luminaires for Commercial and Industrial Buildings | Premium | FALSE | [9 empty] | 42798 | Dimmable | Continuous Below 10 | Yes |  | 4.1 | 19593.42 | 132.38 | 148 | 12.5 | 0.99 | 4000 | 81.8
PKD11AVR | Eaton (formerly Cooper Lighting) | Metalux | HBLED-LD5-24HE-N-CL-277V-L840-CD2-[All Emergency Options]-[Blank or MP]-[Blank MS & SVPD3]-[All Packaging] | Indoor Luminaires | High-Bay | High-Bay Luminaires for Commercial and Industrial Buildings | Premium | FALSE | [9 empty] | 42798 | Dimmable | Continuous Below 10 | Yes |  | 4.1 | 19468.24 | 132.49 | 146.94 | 12.5 | 0.99 | 4000 | 81.8
PV5N5AUC | Eaton (formerly Cooper Lighting) | Metalux | HBLED-LD5-18SE-W-CL-277V-L840-CD2-[All Emergency Options]-[Blank or MP]-[Blank MS & SVPD3]-[All Packaging] | Indoor Luminaires | High-Bay | High-Bay Luminaires for Commercial and Industrial Buildings | Premium | FALSE | [9 empty] | 42798 | Dimmable | Continuous Below 10 | Yes |  | 4.1 | 17544.64 | 136.42 | 128.61 | 12.5 | 0.99 | 4000 | 81.8
PEN9KXJD | Eaton (formerly Cooper Lighting) | Metalux | HBLED-LD5-18SE-W-CL/WG-277V-L840-CD2-[All Emergency Options]-[Blank or MP]-[Blank MS & SVPD3]-[All Packaging] | Indoor Luminaires | High-Bay | High-Bay Luminaires for Commercial and Industrial Buildings | Standard | FALSE | [9 empty] | 42798 | Dimmable | Continuous Below 10 | Yes |  | 4.1 | 16688.34 | 129.76 | 128.61 | 12.5 | 0.99 | 4000 | 81.8
PE4KTT44 | Eaton (formerly Cooper Lighting) | Metalux | HBLED-LD5-12HE-W-Al-480V-L840-CD1-[All Emergency Options]-[Blank or MP]-[Blank MS & SVPD3]-[All Packaging] | Indoor Luminaires | High-Bay | High-Bay Luminaires for Commercial and Industrial Buildings | Standard | FALSE | [9 empty] | 42798 | Dimmable | Continuous Below 10 | Yes |  | 4.1 | 9746.3 | 130.49 | 74.69 | 12.1 | 1 | 4000 | 81.8
P7J1T6TQ | Eaton (formerly Cooper Lighting) | Metalux | HBLED-LD5-12HE-W-A-480V-L840-CD1-[All Emergency Options]-[Blank or MP]-[Blank MS & SVPD3]-[All Packaging] | Indoor Luminaires | High-Bay | High-Bay Luminaires for Commercial and Industrial Buildings | Standard | FALSE | [9 empty] | 42798 | Dimmable | Continuous Below 10 | Yes |  | 4.1 | 9711.86 | 130.02 | 74.69 | 12.1 | 1 | 4000 | 81.8
PVJBT974 | Eaton (formerly Cooper Lighting) | Metalux | HBLED-LD5-30SE-N-277V-L840-5LTD2-[All Emergency Options]-[Blank or MP]-[Blank MS & SVPD3]-[All Packaging] | Indoor Luminaires | High-Bay | High-Bay Luminaires for Commercial and Industrial Buildings | Premium | FALSE | [9 empty] | 42798 | Dimmable | Continuous Below 10 | Yes |  | 4.1 | 25497.35 | 132.83 | 191.96 | 11.83 | 1 | 4000 | 81.8
PVRGMT2S | Eaton (formerly Cooper Lighting) | Metalux | HBLED-LD5-12SE-N-CL/WG-277V-L840-[Driver Includes CD and 5LTD]1-[All Emergency Options]-[Blank or MP]-[Blank MS & SVPD3]-[All Packaging] | Indoor Luminaires | High-Bay | High-Bay Luminaires for Commercial and Industrial Buildings | Premium | FALSE | [9 empty] | 42798 | Dimmable | Continuous Below 10 | Yes |  | 4.1 | 9710.47 | 133.1 | 72.96 | 10.65 | 0.98 | 4000 | 81.8
PHCHXNV3 | Eaton (formerly Cooper Lighting) | Metalux | HBLED-LD5-18HE-W-A-277V-L840-CD2-[All Emergency Options]-[Blank or MP]-[Blank MS & SVPD3]-[All Packaging] | Indoor Luminaires | High-Bay | High-Bay Luminaires for Commercial and Industrial Buildings | Standard | FALSE | [9 empty] | 42798 | Dimmable | Continuous Below 10 | Yes |  | 4.1 | 16945.82 | 131.02 | 129.34 | 9.5 | 0.99 | 4000 | 81.8
P5KRWN64 | Eaton (formerly Cooper Lighting) | Metalux | HBLED-LD5-18HE-W-A/WG-277V-L840-CD2-[All Emergency Options]-[Blank or MP]-[Blank MS & SVPD3]-[All Packaging] | Indoor Luminaires | High-Bay | High-Bay Luminaires for Commercial and Industrial Buildings | Standard | FALSE | [9 empty] | 42798 | Dimmable | Continuous Below 10 | Yes |  | 4.1 | 16773.56 | 129.69 | 129.34 | 9.5 | 0.99 | 4000 | 81.8
P838URYN | Eaton (formerly Cooper Lighting) | Metalux | HBLED-LD5-12SE-N-CL/WG-120V-L840-5LTD1-[All Emergency Options]-[Blank or MP]-[Blank MS & SVPD3]-[All Packaging] | Indoor Luminaires | High-Bay | High-Bay Luminaires for Commercial and Industrial Buildings | Premium | FALSE | [9 empty] | 42798 | Dimmable | Continuous Below 10 | Yes |  | 4.1 | 9710.47 | 132.95 | 73.04 | 8.5 | 1 | 4000 | 81.8
PTFMF8RF | Eaton (formerly Cooper Lighting) | Metalux | HBLED-LD5-18HE-W-[All Voltage]-L840-[Driver Includes CD and 5LTD]2-[All Emergency Options]-[Blank or MP]-[Blank MS & SVPD3]-[All Packaging] | Indoor Luminaires | High-Bay | High-Bay Luminaires for Commercial and Industrial Buildings | Premium | FALSE | [9 empty] | 42798 | Dimmable | Continuous Below 10 | Yes |  | 4.1 | 20030.52 | 172.56 | 116.08 | 8.15 | 0.99 | 4000 | 81.8
P45BS4MS | Eaton (formerly Cooper Lighting) | Metalux | HBLED-LD5-18HE-N-[All Voltage]-L840-[Driver Includes CD and 5LTD]2-[All Emergency Options]-[Blank or MP]-[Blank MS & SVPD3]-[All Packaging] | Indoor Luminaires | High-Bay | High-Bay Luminaires for Commercial and Industrial Buildings | Premium | FALSE | [9 empty] | 42798 | Dimmable | Continuous Below 10 | Yes |  | 4.1 | 19289.39 | 166.17 | 116.08 | 8.15 | 0.99 | 4000 | 81.8
PY4U5TXR | Eaton (formerly Cooper Lighting) | Metalux | HBLED-LD5-18HE-W-CLI-[All Voltage]-L840-[Driver Includes CD and 5LTD]2-[All Emergency Options]-[Blank or MP]-[Blank MS & SVPD3]-[All Packaging] | Indoor Luminaires | High-Bay | High-Bay Luminaires for Commercial and Industrial Buildings | Premium | FALSE | [9 empty] | 42798 | Dimmable | Continuous Below 10 | Yes |  | 4.1 | 18608.35 | 160.31 | 116.08 | 8.15 | 0.99 | 4000 | 81.8
PJHWPY7C | Eaton (formerly Cooper Lighting) | Metalux | HBLED-LD5-18HE-W-CL-[All Voltage]-L840-[Driver Includes CD and 5LTD]2-[All Emergency Options]-[Blank or MP]-[Blank MS & SVPD3]-[All Packaging] | Indoor Luminaires | High-Bay | High-Bay Luminaires for Commercial and Industrial Buildings | Premium | FALSE | [9 empty] | 42798 | Dimmable | Continuous Below 10 | Yes |  | 4.1 | 18468.14 | 159.1 | 116.08 | 8.15 | 0.99 | 4000 | 81.8
PZ9BB5AD | Eaton (formerly Cooper Lighting) | Metalux | HBLED-LD5-18HE-N-CLI-[All Voltage]-L840-[Driver Includes CD and 5LTD]2-[All Emergency Options]-[Blank or MP]-[Blank MS & SVPD3]-[All Packaging] | Indoor Luminaires | High-Bay | High-Bay Luminaires for Commercial and Industrial Buildings | Premium | FALSE | [9 empty] | 42798 | Dimmable | Continuous Below 10 | Yes |  | 4.1 | 17847.19 | 153.75 | 116.08 | 8.15 | 0.99 | 4000 | 81.8
PGU71ZAR | Eaton (formerly Cooper Lighting) | Metalux | HBLED-LD5-18HE-W-CL/WG-[All Voltage]-L840-[Driver Includes CD and 5LTD]2-[All Emergency Options]-[Blank or MP]-[Blank MS & SVPD3]-[All Packaging] | Indoor Luminaires | High-Bay | High-Bay Luminaires for Commercial and Industrial Buildings | Premium | FALSE | [9 empty] | 42798 | Dimmable | Continuous Below 10 | Yes |  | 4.1 | 17566.76 | 151.33 | 116.08 | 8.15 | 0.99 | 4000 | 81.8
PJS65EJ5 | Eaton (formerly Cooper Lighting) | Metalux | HBLED-LD5-18HE-N-CL-[All Voltage]-L840-[Driver Includes CD and 5LTD]2-[All Emergency Options]-[Blank or MP]-[Blank MS & SVPD3]-[All Packaging] | Indoor Luminaires | High-Bay | High-Bay Luminaires for Commercial and Industrial Buildings | Premium | FALSE | [9 empty] | 42798 | Dimmable | Continuous Below 10 | Yes |  | 4.1 | 17386.49 | 149.78 | 116.08 | 8.15 | 0.99 | 4000 | 81.8
PWH485AQ | Eaton (formerly Cooper Lighting) | Metalux | HBLED-LD5-18HE-W-FLI-[All Voltage]-L840-[Driver Includes CD and 5LTD]2-[All Emergency Options]-[Blank or MP]-[Blank MS & SVPD3]-[All Packaging] | Indoor Luminaires | High-Bay | High-Bay Luminaires for Commercial and Industrial Buildings | Premium | FALSE | [9 empty] | 42798 | Dimmable | Continuous Below 10 | Yes |  | 4.1 | 17106.06 | 147.37 | 116.08 | 8.15 | 0.99 | 4000 | 81.8
PHJKGDFC | Eaton (formerly Cooper Lighting) | Metalux | HBLED-LD5-18HE-N-CL/WG-[All Voltage]-L840-[Driver Includes CD and 5LTD]2-[All Emergency Options]-[Blank or MP]-[Blank MS & SVPD3]-[All Packaging] | Indoor Luminaires | High-Bay | High-Bay Luminaires for Commercial and Industrial Buildings | Premium | FALSE | [9 empty] | 42798 | Dimmable | Continuous Below 10 | Yes |  | 4.1 | 17086.03 | 147.19 | 116.08 | 8.15 | 0.99 | 4000 | 81.8
PFEQKAPZ | Eaton (formerly Cooper Lighting) | Metalux | HBLED-LD5-18HE-W-Al-[All Voltage]-L840-[Driver Includes CD and 5LTD]2-[All Emergency Options]-[Blank or MP]-[Blank MS & SVPD3]-[All Packaging] | Indoor Luminaires | High-Bay | High-Bay Luminaires for Commercial and Industrial Buildings | Premium | FALSE | [9 empty] | 42798 | Dimmable | Continuous Below 10 | Yes |  | 4.1 | 17005.91 | 146.5 | 116.08 | 8.15 | 0.99 | 4000 | 81.8
P11FQU6V | Eaton (formerly Cooper Lighting) | Metalux | HBLED-LD5-18HE-W-A-[Voltage Includes 120V & 480V]-L840-[Driver Includes CD and 5LTD]2-[All Emergency Options]-[Blank or MP]-[Blank MS & SVPD3]-[All Packaging] | Indoor Luminaires | High-Bay | High-Bay Luminaires for Commercial and Industrial Buildings | Premium | FALSE | [9 empty] | 42798 | Dimmable | Continuous Below 10 | Yes |  | 4.1 | 16945.82 | 145.99 | 116.08 | 8.15 | 0.99 | 4000 | 81.8
P57JEZ4H | Eaton (formerly Cooper Lighting) | Metalux | HBLED-LD5-18HE-W-A/WG-120V-L840-[Driver Includes CD and 5LTD]2-[All Emergency Options]-[Blank or MP]-[Blank MS & SVPD3]-[All Packaging] | Indoor Luminaires | High-Bay | High-Bay Luminaires for Commercial and Industrial Buildings | Premium | FALSE | [9 empty] | 42798 | Dimmable | Continuous Below 10 | Yes |  | 4.1 | 16773.56 | 144.5 | 116.08 | 8.15 | 0.99 | 4000 | 81.8
PQPC97F9 | Eaton (formerly Cooper Lighting) | Metalux | HBLED-LD5-24SE-N-347V-L840-CD2-[All Emergency Options]-[Blank or MP]-[Blank MS & SVPD3]-[All Packaging] | Indoor Luminaires | High-Bay | High-Bay Luminaires for Commercial and Industrial Buildings | Standard | FALSE | [9 empty] | 42798 | Dimmable | Continuous Below 10 | Yes |  | 4.1 | 20464.71 | 127.58 | 160.4 | 8 | 0.99 | 4000 | 81.8
PJDC6WAJ | Eaton (formerly Cooper Lighting) | Metalux | HBLED-LD5-24HE-N-CLI-UNC-L840-CD2-[All Emergency Options]-[Blank or MP]-[Blank MS & SVPD3]-[All Packaging] | Indoor Luminaires | High-Bay | High-Bay Luminaires for Commercial and Industrial Buildings | Standard | FALSE | [9 empty] | 42798 | Dimmable | Continuous Below 10 | Yes |  | 4.1 | 19984.1 | 128.2 | 155.88 | 8 | 0.99 | 4000 | 81.8
PX3DS6KG | Eaton (formerly Cooper Lighting) | Metalux | HBLED-LD5-18SE-N-347V-L840-[Driver Includes CD and 5LTD]2-[All Emergency Options]-[Blank or MP]-[Blank MS & SVPD3]-[All Packaging] | Indoor Luminaires | High-Bay | High-Bay Luminaires for Commercial and Industrial Buildings | Standard | FALSE | [9 empty] | 42798 | Dimmable | Continuous Below 10 | Yes |  | 4.1 | 18324.82 | 129.23 | 141.8 | 8 | 0.99 | 4000 | 81.8
PEVPHTDD | Eaton (formerly Cooper Lighting) | Metalux | HBLED-LD5-18HE-W-A-347V-L840-[Driver Includes CD and 5LTD]2-[All Emergency Options]-[Blank or MP]-[Blank MS & SVPD3]-[All Packaging] | Indoor Luminaires | High-Bay | High-Bay Luminaires for Commercial and Industrial Buildings | Standard | FALSE | [9 empty] | 42798 | Dimmable | Continuous Below 10 | Yes |  | 4.1 | 16945.82 | 131.03 | 129.33 | 8 | 0.99 | 4000 | 81.8
PJXUF4YN | Eaton (formerly Cooper Lighting) | Metalux | HBLED-LD5-18HE-W-A/WG-[Voltage Includes 347V 480V & UNC]-L840-[Driver Includes CD and 5LTD]2-[All Emergency Options]-[Blank or MP]-[Blank MS & SVPD3]-[All Packaging] | Indoor Luminaires | High-Bay | High-Bay Luminaires for Commercial and Industrial Buildings | Standard | FALSE | [9 empty] | 42798 | Dimmable | Continuous Below 10 | Yes |  | 4.1 | 16773.56 | 129.7 | 129.33 | 8 | 0.99 | 4000 | 81.8
PSNTYAS2 | Eaton (formerly Cooper Lighting) | Metalux | HBLED-LD5-12HE-W-CL/WG-347V-L840-5LTD1-[All Emergency Options]-[Blank or MP]-[Blank MS & SVPD3]-[All Packaging] | Indoor Luminaires | High-Bay | High-Bay Luminaires for Commercial and Industrial Buildings | Premium | FALSE | [9 empty] | 42798 | Dimmable | Continuous Below 10 | Yes |  | 4.1 | 10067.73 | 133.07 | 75.65 | 8 | 0.99 | 4000 | 81.8
PXYW268M | Eaton (formerly Cooper Lighting) | Metalux | HBLED-LD5-12HE-N-CL-347V-L840-5LTD1-[All Emergency Options]-[Blank or MP]-[Blank MS & SVPD3]-[All Packaging] | Indoor Luminaires | High-Bay | High-Bay Luminaires for Commercial and Industrial Buildings | Premium | FALSE | [9 empty] | 42798 | Dimmable | Continuous Below 10 | Yes |  | 4.1 | 9964.41 | 131.71 | 75.65 | 8 | 0.99 | 4000 | 81.8
PJ5BM1UV | Eaton (formerly Cooper Lighting) | Metalux | HBLED-LD5-12SE-W-Al-[Voltage Includes 347V 480V & UNC]-L840-[Driver Includes CD and 5LTD]1-[All Emergency Options]-[Blank or MP]-[Blank MS & SVPD3]-[All Packaging] | Indoor Luminaires | High-Bay | High-Bay Luminaires for Commercial and Industrial Buildings | Standard | FALSE | [9 empty] | 42798 | Dimmable | Continuous Below 10 | Yes |  | 4.1 | 10124.61 | 128.63 | 78.71 | 7.8 | 0.99 | 4000 | 81.8
P6PSRU9B | Eaton (formerly Cooper Lighting) | Metalux | HBLED-LD5-12SE-W-A-[Voltage Includes 347V 480V & UNC]-L840-[Driver Includes CD and 5LTD]1-[All Emergency Options]-[Blank or MP]-[Blank MS & SVPD3]-[All Packaging] | Indoor Luminaires | High-Bay | High-Bay Luminaires for Commercial and Industrial Buildings | Standard | FALSE | [9 empty] | 42798 | Dimmable | Continuous Below 10 | Yes |  | 4.1 | 10048.32 | 127.67 | 78.71 | 7.8 | 0.99 | 4000 | 81.8
PS8JFTYM | Eaton (formerly Cooper Lighting) | Metalux | HBLED-LD5-12HE-W-FLI-347V-L840-[Driver Includes CD and 5LTD]1-[All Emergency Options]-[Blank or MP]-[Blank MS & SVPD3]-[All Packaging] | Indoor Luminaires | High-Bay | High-Bay Luminaires for Commercial and Industrial Buildings | Standard | FALSE | [9 empty] | 42798 | Dimmable | Continuous Below 10 | Yes |  | 4.1 | 9803.7 | 128.17 | 76.49 | 7.8 | 0.99 | 4000 | 81.8
P811DNE5 | Eaton (formerly Cooper Lighting) | Metalux | HBLED-LD5-12HE-N-CL/WG-347V-L840-[Driver Includes CD and 5LTD]1-[All Emergency Options]-[Blank or MP]-[Blank MS & SVPD3]-[All Packaging] | Indoor Luminaires | High-Bay | High-Bay Luminaires for Commercial and Industrial Buildings | Standard | FALSE | [9 empty] | 42798 | Dimmable | Continuous Below 10 | Yes |  | 4.1 | 9792.22 | 128.02 | 76.49 | 7.8 | 0.99 | 4000 | 81.8
PFJ8KA1Y | Eaton (formerly Cooper Lighting) | Metalux | HBLED-LD5-12HE-W-Al-347V-L840-[Driver Includes CD and 5LTD]1-[All Emergency Options]-[Blank or MP]-[Blank MS & SVPD3]-[All Packaging] | Indoor Luminaires | High-Bay | High-Bay Luminaires for Commercial and Industrial Buildings | Standard | FALSE | [9 empty] | 42798 | Dimmable | Continuous Below 10 | Yes |  | 4.1 | 9746.3 | 127.42 | 76.49 | 7.8 | 0.99 | 4000 | 81.8
PYEV9TG8 | Eaton (formerly Cooper Lighting) | Metalux | HBLED-LD5-12HE-W-A-347V-L840-[Driver Includes CD and 5LTD]1-[All Emergency Options]-[Blank or MP]-[Blank MS & SVPD3]-[All Packaging] | Indoor Luminaires | High-Bay | High-Bay Luminaires for Commercial and Industrial Buildings | Standard | FALSE | [9 empty] | 42798 | Dimmable | Continuous Below 10 | Yes |  | 4.1 | 9711.86 | 126.97 | 76.49 | 7.8 | 0.99 | 4000 | 81.8
PAU5JZN5 | Eaton (formerly Cooper Lighting) | Metalux | HBLED-LD5-12HE-W-A/WG-[Voltage Includes 347V 480V & UNC]-L840-[Driver Includes CD and 5LTD]1-[All Emergency Options]-[Blank or MP]-[Blank MS & SVPD3]-[All Packaging] | Indoor Luminaires | High-Bay | High-Bay Luminaires for Commercial and Industrial Buildings | Standard | FALSE | [9 empty] | 42798 | Dimmable | Continuous Below 10 | Yes |  | 4.1 | 9613.13 | 125.68 | 76.49 | 7.8 | 0.99 | 4000 | 81.8
PD26ECHC | Eaton (formerly Cooper Lighting) | Metalux | HBLED-LD5-30SE-N-277V-L840-CD2-[All Emergency Options]-[Blank or MP]-[Blank MS & SVPD3]-[All Packaging] | Indoor Luminaires | High-Bay | High-Bay Luminaires for Commercial and Industrial Buildings | Standard | FALSE | [9 empty] | 42798 | Dimmable | Continuous Below 10 | Yes |  | 4.1 | 25497.35 | 129.02 | 197.62 | 7.7 | 0.97 | 4000 | 81.8
P8H3RG7U | Eaton (formerly Cooper Lighting) | Metalux | HBLED-LD5-12SE-W-A/WG-277V-L840-CD1-[All Emergency Options]-[Blank or MP]-[Blank MS & SVPD3]-[All Packaging] | Indoor Luminaires | High-Bay | High-Bay Luminaires for Commercial and Industrial Buildings | Standard | FALSE | [9 empty] | 42798 | Dimmable | Continuous Below 10 | Yes |  | 4.1 | 9557.9 | 130.05 | 73.49 | 7.7 | 0.97 | 4000 | 81.8
P17X9EHX | Eaton (formerly Cooper Lighting) | Metalux | HBLED-LD5-15SE-N-[Voltage Includes 347V 480V & UNC]-L840-CD1-[All Emergency Options]-[Blank or MP]-[Blank MS & SVPD3]-[All Packaging] | Indoor Luminaires | High-Bay | High-Bay Luminaires for Commercial and Industrial Buildings | Standard | FALSE | [9 empty] | 42798 | Dimmable | Continuous Below 10 | Yes |  | 4.1 | 13049.61 | 130.48 | 100.01 | 7.6 | 0.99 | 4000 | 81.8
PCUWZ196 | Eaton (formerly Cooper Lighting) | Metalux | HBLED-LD5-12HE-W-CL/WG-347V-L840-CD1-[All Emergency Options]-[Blank or MP]-[Blank MS & SVPD3]-[All Packaging] | Indoor Luminaires | High-Bay | High-Bay Luminaires for Commercial and Industrial Buildings | Standard | FALSE | [9 empty] | 42798 | Dimmable | Continuous Below 10 | Yes |  | 4.1 | 10067.73 | 130.21 | 77.32 | 7.6 | 0.99 | 4000 | 81.8
P1PSSGBK | Eaton (formerly Cooper Lighting) | Metalux | HBLED-LD5-12HE-N-CL-347V-L840-CD1-[All Emergency Options]-[Blank or MP]-[Blank MS & SVPD3]-[All Packaging] | Indoor Luminaires | High-Bay | High-Bay Luminaires for Commercial and Industrial Buildings | Standard | FALSE | [9 empty] | 42798 | Dimmable | Continuous Below 10 | Yes |  | 4.1 | 9964.41 | 128.87 | 77.32 | 7.6 | 0.99 | 4000 | 81.8
P88FYX14 | Eaton (formerly Cooper Lighting) | Metalux | HBLED-LD5-24HE-W-[All Voltage]-L840-CD2-[All Emergency Options]-[Blank or MP]-[Blank MS & SVPD3]-[All Packaging] | Indoor Luminaires | High-Bay | High-Bay Luminaires for Commercial and Industrial Buildings | Premium | FALSE | [9 empty] | 42798 | Dimmable | Continuous Below 10 | Yes |  | 4.1 | 22428.84 | 147.58 | 151.98 | 7.55 | 0.99 | 4000 | 81.8
PPUBQUFM | Eaton (formerly Cooper Lighting) | Metalux | HBLED-LD5-12HE-W-[All Voltage]-L840-[Driver Includes CD and 5LTD]1-[All Emergency Options]-[Blank or MP]-[Blank MS & SVPD3]-[All Packaging] | Indoor Luminaires | High-Bay | High-Bay Luminaires for Commercial and Industrial Buildings | Premium | FALSE | [9 empty] | 42798 | Dimmable | Continuous Below 10 | Yes |  | 4.1 | 11479.74 | 163.85 | 70.06 | 7.45 | 1 | 4000 | 81.8
P5A3BRBV | Eaton (formerly Cooper Lighting) | Metalux | HBLED-LD5-12HE-W-[All Voltage]-L840-[Driver Includes CD and 5LTD]1-[All Emergency Options]-[Blank or MP]-[Blank MS & SVPD3]-[All Packaging] | Indoor Luminaires | High-Bay | High-Bay Luminaires for Commercial and Industrial Buildings | Premium | FALSE | [9 empty] | 42798 | Dimmable | Continuous Below 10 | Yes |  | 4.1 | 11479.74 | 163.85 | 70.06 | 7.45 | 1 | 4000 | 81.8
PTJWXKED | Eaton (formerly Cooper Lighting) | Metalux | HBLED-LD5-12HE-N-[All Voltage]-L840-[Driver Includes CD and 5LTD]1-[All Emergency Options]-[Blank or MP]-[Blank MS & SVPD3]-[All Packaging] | Indoor Luminaires | High-Bay | High-Bay Luminaires for Commercial and Industrial Buildings | Premium | FALSE | [9 empty] | 42798 | Dimmable | Continuous Below 10 | Yes |  | 4.1 | 11054.99 | 157.79 | 70.06 | 7.45 | 1 | 4000 | 81.8
PRWAUFEB | Eaton (formerly Cooper Lighting) | Metalux | HBLED-LD5-12SE-N-CLI-[All Voltage]-L840-[Driver Includes CD and 5LTD]1-[All Emergency Options]-[Blank or MP]-[Blank MS & SVPD3]-[All Packaging] | Indoor Luminaires | High-Bay | High-Bay Luminaires for Commercial and Industrial Buildings | Premium | FALSE | [9 empty] | 42798 | Dimmable | Continuous Below 10 | Yes |  | 4.1 | 10898.4 | 147.67 | 73.8 | 7.45 | 1 | 4000 | 81.8
PNSHGUSE | Eaton (formerly Cooper Lighting) | Metalux | HBLED-LD5-12SE-W-[All Voltage]-L840-[Driver Includes CD and 5LTD]1-[All Emergency Options]-[Blank or MP]-[Blank MS & SVPD3]-[All Packaging] | Indoor Luminaires | High-Bay | High-Bay Luminaires for Commercial and Industrial Buildings | Premium | FALSE | [9 empty] | 42798 | Dimmable | Continuous Below 10 | Yes |  | 4.1 | 10898.4 | 147.67 | 73.8 | 7.45 | 1 | 4000 | 81.8
PVS2FAYU | Eaton (formerly Cooper Lighting) | Metalux | HBLED-LD5-12HE-W-CLI-[All Voltage]-L840-[Driver Includes CD and 5LTD]1-[All Emergency Options]-[Blank or MP]-[Blank MS & SVPD3]-[All Packaging] | Indoor Luminaires | High-Bay | High-Bay Luminaires for Commercial and Industrial Buildings | Premium | FALSE | [9 empty] | 42798 | Dimmable | Continuous Below 10 | Yes |  | 4.1 | 10664.68 | 152.22 | 70.06 | 7.45 | 1 | 4000 | 81.8
P7T91KY1 | Eaton (formerly Cooper Lighting) | Metalux | HBLED-LD5-12HE-W-CL-[All Voltage]-L840-[Driver Includes CD and 5LTD]1-[All Emergency Options]-[Blank or MP]-[Blank MS & SVPD3]-[All Packaging] | Indoor Luminaires | High-Bay | High-Bay Luminaires for Commercial and Industrial Buildings | Premium | FALSE | [9 empty] | 42798 | Dimmable | Continuous Below 10 | Yes |  | 4.1 | 10584.32 | 151.07 | 70.06 | 7.45 | 1 | 4000 | 81.8
PRVTCPXZ | Eaton (formerly Cooper Lighting) | Metalux | HBLED-LD5-12SE-W-FLI-[All Voltage]-L840-[Driver Includes CD and 5LTD]1-[All Emergency Options]-[Blank or MP]-[Blank MS & SVPD3]-[All Packaging] | Indoor Luminaires | High-Bay | High-Bay Luminaires for Commercial and Industrial Buildings | Premium | FALSE | [9 empty] | 42798 | Dimmable | Continuous Below 10 | Yes |  | 4.1 | 10495.16 | 142.21 | 73.8 | 7.45 | 1 | 4000 | 81.8
PTK7KVF9 | Eaton (formerly Cooper Lighting) | Metalux | HBLED-LD5-12HE-N-CLI-[All Voltage]-L840-[Driver Includes CD and 5LTD]1-[All Emergency Options]-[Blank or MP]-[Blank MS & SVPD3]-[All Packaging] | Indoor Luminaires | High-Bay | High-Bay Luminaires for Commercial and Industrial Buildings | Premium | FALSE | [9 empty] | 42798 | Dimmable | Continuous Below 10 | Yes |  | 4.1 | 10228.45 | 145.99 | 70.06 | 7.45 | 1 | 4000 | 81.8
PP1Y7HZQ | Eaton (formerly Cooper Lighting) | Metalux | HBLED-LD5-12SE-W-Al-[Voltage Includes 120V 277V & UNV]-L840-[Driver Includes CD and 5LTD]1-[All Emergency Options]-[Blank or MP]-[Blank MS & SVPD3]-[All Packaging] | Indoor Luminaires | High-Bay | High-Bay Luminaires for Commercial and Industrial Buildings | Premium | FALSE | [9 empty] | 42798 | Dimmable | Continuous Below 10 | Yes |  | 4.1 | 10124.61 | 137.19 | 73.8 | 7.45 | 1 | 4000 | 81.8
PYJVW596 | Eaton (formerly Cooper Lighting) | Metalux | HBLED-LD5-12HE-W-CL/WG-[Voltage Includes 120V 277V 480V & UNV]-L840-[Driver Includes CD and 5LTD]1-[All Emergency Options]-[Blank or MP]-[Blank MS & SVPD3]-[All Packaging] | Indoor Luminaires | High-Bay | High-Bay Luminaires for Commercial and Industrial Buildings | Premium | FALSE | [9 empty] | 42798 | Dimmable | Continuous Below 10 | Yes |  | 4.1 | 10067.73 | 143.7 | 70.06 | 7.45 | 1 | 4000 | 81.8
PT2PS64D | Eaton (formerly Cooper Lighting) | Metalux | HBLED-LD5-12SE-W-A-[Voltage Includes 120V 277V & UNV]-L840-[Driver Includes CD and 5LTD]1-[All Emergency Options]-[Blank or MP]-[Blank MS & SVPD3]-[All Packaging] | Indoor Luminaires | High-Bay | High-Bay Luminaires for Commercial and Industrial Buildings | Premium | FALSE | [9 empty] | 42798 | Dimmable | Continuous Below 10 | Yes |  | 4.1 | 10048.32 | 136.15 | 73.8 | 7.45 | 1 | 4000 | 81.8
PSQHHYMF | Eaton (formerly Cooper Lighting) | Metalux | HBLED-LD5-12HE-N-CL-[Voltage Includes 120V 277V 480V & UNV]-L840-[Driver Includes CD and 5LTD]1-[All Emergency Options]-[Blank or MP]-[Blank MS & SVPD3]-[All Packaging] | Indoor Luminaires | High-Bay | High-Bay Luminaires for Commercial and Industrial Buildings | Premium | FALSE | [9 empty] | 42798 | Dimmable | Continuous Below 10 | Yes |  | 4.1 | 9964.41 | 142.22 | 70.06 | 7.45 | 1 | 4000 | 81.8
P9FYSY81 | Eaton (formerly Cooper Lighting) | Metalux | HBLED-LD5-12HE-W-FLI-[Voltage Includes 120V 277V 480V & UNV]-L840-[Driver Includes CD and 5LTD]1-[All Emergency Options]-[Blank or MP]-[Blank MS & SVPD3]-[All Packaging] | Indoor Luminaires | High-Bay | High-Bay Luminaires for Commercial and Industrial Buildings | Premium | FALSE | [9 empty] | 42798 | Dimmable | Continuous Below 10 | Yes |  | 4.1 | 9803.7 | 139.93 | 70.06 | 7.45 | 1 | 4000 | 81.8
PMAPX4K3 | Eaton (formerly Cooper Lighting) | Metalux | HBLED-LD5-12HE-N-CL/WG-[Voltage Includes 120V 277V 480V & UNV]-L840-[Driver Includes CD and 5LTD]1-[All Emergency Options]-[Blank or MP]-[Blank MS & SVPD3]-[All Packaging] | Indoor Luminaires | High-Bay | High-Bay Luminaires for Commercial and Industrial Buildings | Premium | FALSE | [9 empty] | 42798 | Dimmable | Continuous Below 10 | Yes |  | 4.1 | 9792.22 | 139.77 | 70.06 | 7.45 | 1 | 4000 | 81.8
PR4YPFF5 | Eaton (formerly Cooper Lighting) | Metalux | HBLED-LD5-12HE-W-Al-[Voltage Includes 120V 277V & UNV]-L840-[Driver Includes CD and 5LTD]1-[All Emergency Options]-[Blank or MP]-[Blank MS & SVPD3]-[All Packaging] | Indoor Luminaires | High-Bay | High-Bay Luminaires for Commercial and Industrial Buildings | Premium | FALSE | [9 empty] | 42798 | Dimmable | Continuous Below 10 | Yes |  | 4.1 | 9746.3 | 139.11 | 70.06 | 7.45 | 1 | 4000 | 81.8
PRT26M7H | Eaton (formerly Cooper Lighting) | Metalux | HBLED-LD5-12HE-W-A-[Voltage Includes 120V 277V & UNV]-L840-[Driver Includes CD and 5LTD]1-[All Emergency Options]-[Blank or MP]-[Blank MS & SVPD3]-[All Packaging] | Indoor Luminaires | High-Bay | High-Bay Luminaires for Commercial and Industrial Buildings | Premium | FALSE | [9 empty] | 42798 | Dimmable | Continuous Below 10 | Yes |  | 4.1 | 9711.86 | 138.62 | 70.06 | 7.45 | 1 | 4000 | 81.8
PXHBFUT7 | Eaton (formerly Cooper Lighting) | Metalux | HBLED-LD5-12HE-W-A/WG-[Voltage Includes 120V 277V & UNV]-L840-[Driver Includes CD and 5LTD]1-[All Emergency Options]-[Blank or MP]-[Blank MS & SVPD3]-[All Packaging] | Indoor Luminaires | High-Bay | High-Bay Luminaires for Commercial and Industrial Buildings | Premium | FALSE | [9 empty] | 42798 | Dimmable | Continuous Below 10 | Yes |  | 4.1 | 9613.13 | 137.21 | 70.06 | 7.45 | 1 | 4000 | 81.8
PGCGVVPQ | Eaton (formerly Cooper Lighting) | Metalux | HBLED-LD5-12SE-W-A/WG-[Voltage Includes 120V 347V 480V & UNV]-L840-[Driver Includes CD and 5LTD]1-[All Emergency Options]-[Blank or MP]-[Blank MS & SVPD3]-[All Packaging] | Indoor Luminaires | High-Bay | High-Bay Luminaires for Commercial and Industrial Buildings | Standard | FALSE | [9 empty] | 42798 | Dimmable | Continuous Below 10 | Yes |  | 4.1 | 9557.9 | 129.51 | 73.8 | 7.45 | 1 | 4000 | 81.8
PA8KP42V | Eaton (formerly Cooper Lighting) | Metalux | HBLED-LD5-12SE-N-[All Voltage]-L840-[Driver Includes CD and 5LTD]1-[All Emergency Options]-[Blank or MP]-[Blank MS & SVPD3]-[All Packaging] | Indoor Luminaires | High-Bay | High-Bay Luminaires for Commercial and Industrial Buildings | Standard | FALSE | [9 empty] | 42798 | Dimmable | Continuous Below 10 | Yes |  | 4.1 | 9459.81 | 128.18 | 73.8 | 7.45 | 1 | 4000 | 81.8
PNRT57HZ | Eaton (formerly Cooper Lighting) | Metalux | HBLED-LD5-12SE-W-CLI-[All Voltage]-L840-[Driver Includes CD and 5LTD]1-[All Emergency Options]-[Blank or MP]-[Blank MS & SVPD3]-[All Packaging] | Indoor Luminaires | High-Bay | High-Bay Luminaires for Commercial and Industrial Buildings | Standard | FALSE | [9 empty] | 42798 | Dimmable | Continuous Below 10 | Yes |  | 4.1 | 9307.23 | 126.11 | 73.8 | 7.45 | 1 | 4000 | 81.8
PX65R73K | Eaton (formerly Cooper Lighting) | Metalux | HBLED-LD5-12SE-N-CL-[All Voltage]-L840-[Driver Includes CD and 5LTD]1-[All Emergency Options]-[Blank or MP]-[Blank MS & SVPD3]-[All Packaging] | Indoor Luminaires | High-Bay | High-Bay Luminaires for Commercial and Industrial Buildings | Standard | FALSE | [9 empty] | 42798 | Dimmable | Continuous Below 10 | Yes |  | 4.1 | 9296.34 | 125.96 | 73.8 | 7.45 | 1 | 4000 | 81.8
PXVV4KMK | Eaton (formerly Cooper Lighting) | Metalux | HBLED-LD5-12SE-W-CL/WG-[All Voltage]-L840-[Driver Includes CD and 5LTD]1-[All Emergency Options]-[Blank or MP]-[Blank MS & SVPD3]-[All Packaging] | Indoor Luminaires | High-Bay | High-Bay Luminaires for Commercial and Industrial Buildings | Standard | FALSE | [9 empty] | 42798 | Dimmable | Continuous Below 10 | Yes |  | 4.1 | 9252.74 | 125.37 | 73.8 | 7.45 | 1 | 4000 | 81.8
P2W2W8KY | Eaton (formerly Cooper Lighting) | Metalux | HBLED-LD5-12SE-W-[All Voltage]-L840-[Driver Includes CD and 5LTD]1-[All Emergency Options]-[Blank or MP]-[Blank MS & SVPD3]-[All Packaging] | Indoor Luminaires | High-Bay | High-Bay Luminaires for Commercial and Industrial Buildings | Standard | FALSE | [9 empty] | 42798 | Dimmable | Continuous Below 10 | Yes |  | 4.1 | 9220.05 | 124.93 | 73.8 | 7.45 | 1 | 4000 | 81.8
PC5UDM3D | Eaton (formerly Cooper Lighting) | Metalux | HBLED-LD5-30SE-W-[Voltage Includes 347V 480V & UNC]-L840-[Driver Includes CD and 5LTD]2-[All Emergency Options]-[Blank or MP]-[Blank MS & SVPD3]-[All Packaging] | Indoor Luminaires | High-Bay | High-Bay Luminaires for Commercial and Industrial Buildings | Standard | FALSE | [9 empty] | 42798 | Dimmable | Continuous Below 10 | Yes |  | 4.1 | 26477 | 124.95 | 211.9 | 7.1 | 0.99 | 4000 | 81.8
PDGGDENJ | Eaton (formerly Cooper Lighting) | Metalux | HBLED-LD5-36SE-W-[Voltage Includes 120V 277V UNV & UNC]-L840-CD3-[All Emergency Options]-[Blank or MP]-[Blank MS & SVPD3]-[All Packaging] | Indoor Luminaires | High-Bay | High-Bay Luminaires for Commercial and Industrial Buildings | Premium | FALSE | [9 empty] | 42798 | Dimmable | Continuous Below 10 | Yes |  | 4.1 | 32063 | 137.29 | 233.53 | 6.6 | 0.99 | 4000 | 81.8
PG6E7DB7 | Eaton (formerly Cooper Lighting) | Metalux | HBLED-LD5-36SE-N-[Voltage Includes 120V 277V & UNV]-L840-CD3-[All Emergency Options]-[Blank or MP]-[Blank MS & SVPD3]-[All Packaging] | Indoor Luminaires | High-Bay | High-Bay Luminaires for Commercial and Industrial Buildings | Premium | FALSE | [9 empty] | 42798 | Dimmable | Continuous Below 10 | Yes |  | 4.1 | 30876.67 | 132.21 | 233.53 | 6.6 | 0.99 | 4000 | 81.8
P1DXSVKR | Eaton (formerly Cooper Lighting) | Metalux | HBLED-LD5-36SE-W-CLI-[Voltage Includes 120V & UNC]-L840-CD3-[All Emergency Options]-[Blank or MP]-[Blank MS & SVPD3]-[All Packaging] | Indoor Luminaires | High-Bay | High-Bay Luminaires for Commercial and Industrial Buildings | Standard | FALSE | [9 empty] | 42798 | Dimmable | Continuous Below 10 | Yes |  | 4.1 | 29786.53 | 127.55 | 233.53 | 6.6 | 0.99 | 4000 | 81.8
P83NS8NW | Eaton (formerly Cooper Lighting) | Metalux | HBLED-LD5-36SE-W-CL-[Voltage Includes 120V & UNC]-L840-CD3-[All Emergency Options]-[Blank or MP]-[Blank MS & SVPD3]-[All Packaging] | Indoor Luminaires | High-Bay | High-Bay Luminaires for Commercial and Industrial Buildings | Standard | FALSE | [9 empty] | 42798 | Dimmable | Continuous Below 10 | Yes |  | 4.1 | 29562.09 | 126.59 | 233.53 | 6.6 | 0.99 | 4000 | 81.8
PR9UC3BM | Eaton (formerly Cooper Lighting) | Metalux | HBLED-LD5-24HE-N-[All Voltage]-L840-CD2-[All Emergency Options]-[Blank or MP]-[Blank MS & SVPD3]-[All Packaging] | Indoor Luminaires | High-Bay | High-Bay Luminaires for Commercial and Industrial Buildings | Premium | FALSE | [9 empty] | 42798 | Dimmable | Continuous Below 10 | Yes |  | 4.1 | 21598.98 | 142.12 | 151.98 | 6.6 | 0.99 | 4000 | 81.8
PWC79X68 | Eaton (formerly Cooper Lighting) | Metalux | HBLED-LD5-24SE-W-[All Voltage]-L840-CD2-[All Emergency Options]-[Blank or MP]-[Blank MS & SVPD3]-[All Packaging] | Indoor Luminaires | High-Bay | High-Bay Luminaires for Commercial and Industrial Buildings | Premium | FALSE | [9 empty] | 42798 | Dimmable | Continuous Below 10 | Yes |  | 4.1 | 21251 | 136.65 | 155.52 | 6.6 | 0.99 | 4000 | 81.8
PDU3CJVM | Eaton (formerly Cooper Lighting) | Metalux | HBLED-LD5-24HE-W-CLI-[All Voltage]-L840-CD2-[All Emergency Options]-[Blank or MP]-[Blank MS & SVPD3]-[All Packaging] | Indoor Luminaires | High-Bay | High-Bay Luminaires for Commercial and Industrial Buildings | Premium | FALSE | [9 empty] | 42798 | Dimmable | Continuous Below 10 | Yes |  | 4.1 | 20836.4 | 137.1 | 151.98 | 6.6 | 0.99 | 4000 | 81.8
P8C4WRB1 | Eaton (formerly Cooper Lighting) | Metalux | HBLED-LD5-24HE-W-CL-[All Voltage]-L840-CD2-[All Emergency Options]-[Blank or MP]-[Blank MS & SVPD3]-[All Packaging] | Indoor Luminaires | High-Bay | High-Bay Luminaires for Commercial and Industrial Buildings | Premium | FALSE | [9 empty] | 42798 | Dimmable | Continuous Below 10 | Yes |  | 4.1 | 20679.4 | 136.07 | 151.98 | 6.6 | 0.99 | 4000 | 81.8
PQCVHRV6 | Eaton (formerly Cooper Lighting) | Metalux | HBLED-LD5-24SE-N-[Voltage Includes 120V 277V 480V & UNV]-L840-CD2-[All Emergency Options]-[Blank or MP]-[Blank MS & SVPD3]-[All Packaging] | Indoor Luminaires | High-Bay | High-Bay Luminaires for Commercial and Industrial Buildings | Premium | FALSE | [9 empty] | 42798 | Dimmable | Continuous Below 10 | Yes |  | 4.1 | 20464.71 | 131.59 | 155.52 | 6.6 | 0.99 | 4000 | 81.8
PVW35UFU | Eaton (formerly Cooper Lighting) | Metalux | HBLED-LD5-24HE-N-CLI-UNV-L840-CD2-[All Emergency Options]-[Blank or MP]-[Blank MS & SVPD3]-[All Packaging] | Indoor Luminaires | High-Bay | High-Bay Luminaires for Commercial and Industrial Buildings | Premium | FALSE | [9 empty] | 42798 | Dimmable | Continuous Below 10 | Yes |  | 4.1 | 19984.1 | 131.49 | 151.98 | 6.6 | 0.99 | 4000 | 81.8
PN5UMKP5 | Eaton (formerly Cooper Lighting) | Metalux | HBLED-LD5-24SE-W-CLI-[Voltage Includes 120V 347V 480V & UNC]-L840-CD2-[All Emergency Options]-[Blank or MP]-[Blank MS & SVPD3]-[All Packaging] | Indoor Luminaires | High-Bay | High-Bay Luminaires for Commercial and Industrial Buildings | Standard | FALSE | [9 empty] | 42798 | Dimmable | Continuous Below 10 | Yes |  | 4.1 | 19742.18 | 126.95 | 155.52 | 6.6 | 0.99 | 4000 | 81.8
PFMZYMBE | Eaton (formerly Cooper Lighting) | Metalux | HBLED-LD5-24HE-W-CL/WG-[Voltage Includes 120V & 347V]-L840-CD2-[All Emergency Options]-[Blank or MP]-[Blank MS & SVPD3]-[All Packaging] | Indoor Luminaires | High-Bay | High-Bay Luminaires for Commercial and Industrial Buildings | Standard | FALSE | [9 empty] | 42798 | Dimmable | Continuous Below 10 | Yes |  | 4.1 | 19670.1 | 129.43 | 151.98 | 6.6 | 0.99 | 4000 | 81.8
PZBS383X | Eaton (formerly Cooper Lighting) | Metalux | HBLED-LD5-24SE-W-CL-[Voltage Includes 120V 347V 480V & UNC]-L840-CD2-[All Emergency Options]-[Blank or MP]-[Blank MS & SVPD3]-[All Packaging] | Indoor Luminaires | High-Bay | High-Bay Luminaires for Commercial and Industrial Buildings | Standard | FALSE | [9 empty] | 42798 | Dimmable | Continuous Below 10 | Yes |  | 4.1 | 19593.42 | 125.99 | 155.52 | 6.6 | 0.99 | 4000 | 81.8
PTYHJR4Q | Eaton (formerly Cooper Lighting) | Metalux | HBLED-LD5-24HE-N-CL-[Voltage Includes 120V 347V 480V & UNC]-L840-CD2-[All Emergency Options]-[Blank or MP]-[Blank MS & SVPD3]-[All Packaging] | Indoor Luminaires | High-Bay | High-Bay Luminaires for Commercial and Industrial Buildings | Standard | FALSE | [9 empty] | 42798 | Dimmable | Continuous Below 10 | Yes |  | 4.1 | 19468.24 | 128.1 | 151.98 | 6.6 | 0.99 | 4000 | 81.8
P888CP1Y | Eaton (formerly Cooper Lighting) | Metalux | HBLED-LD5-24HE-W-FLI-[All Voltage]-L840-CD2-[All Emergency Options]-[Blank or MP]-[Blank MS & SVPD3]-[All Packaging] | Indoor Luminaires | High-Bay | High-Bay Luminaires for Commercial and Industrial Buildings | Standard | FALSE | [9 empty] | 42798 | Dimmable | Continuous Below 10 | Yes |  | 4.1 | 19154.23 | 126.03 | 151.98 | 6.6 | 0.99 | 4000 | 81.8
PH78PJRC | Eaton (formerly Cooper Lighting) | Metalux | HBLED-LD5-24HE-N-CL/WG-[All Voltage]-L840-CD2-[All Emergency Options]-[Blank or MP]-[Blank MS & SVPD3]-[All Packaging] | Indoor Luminaires | High-Bay | High-Bay Luminaires for Commercial and Industrial Buildings | Standard | FALSE | [9 empty] | 42798 | Dimmable | Continuous Below 10 | Yes |  | 4.1 | 19131.8 | 125.88 | 151.98 | 6.6 | 0.99 | 4000 | 81.8
P3SJMHB1 | Eaton (formerly Cooper Lighting) | Metalux | HBLED-LD5-24HE-W-Al-[All Voltage]-L840-CD2-[All Emergency Options]-[Blank or MP]-[Blank MS & SVPD3]-[All Packaging] | Indoor Luminaires | High-Bay | High-Bay Luminaires for Commercial and Industrial Buildings | Standard | FALSE | [9 empty] | 42798 | Dimmable | Continuous Below 10 | Yes |  | 4.1 | 19042.09 | 125.29 | 151.98 | 6.6 | 0.99 | 4000 | 81.8
PYCTF2P1 | Eaton (formerly Cooper Lighting) | Metalux | HBLED-LD5-18SE-W-[All Voltage]-L840-[Driver Includes CD and 5LTD]2-[All Emergency Options]-[Blank or MP]-[Blank MS & SVPD3]-[All Packaging] | Indoor Luminaires | High-Bay | High-Bay Luminaires for Commercial and Industrial Buildings | Premium | FALSE | [9 empty] | 42798 | Dimmable | Continuous Below 10 | Yes |  | 4.1 | 19028.89 | 139.64 | 136.27 | 6.6 | 0.99 | 4000 | 81.8
P49VZNVF | Eaton (formerly Cooper Lighting) | Metalux | HBLED-LD5-24HE-W-A-[All Voltage]-L840-CD2-[All Emergency Options]-[Blank or MP]-[Blank MS & SVPD3]-[All Packaging] | Indoor Luminaires | High-Bay | High-Bay Luminaires for Commercial and Industrial Buildings | Standard | FALSE | [9 empty] | 42798 | Dimmable | Continuous Below 10 | Yes |  | 4.1 | 18974.8 | 124.85 | 151.98 | 6.6 | 0.99 | 4000 | 81.8
PUAHYVM6 | Eaton (formerly Cooper Lighting) | Metalux | HBLED-LD5-18SE-N-[Voltage Includes 120V 277 480V & UNV]-L840-[Driver Includes CD and 5LTD]2-[All Emergency Options]-[Blank or MP]-[Blank MS & SVPD3]-[All Packaging] | Indoor Luminaires | High-Bay | High-Bay Luminaires for Commercial and Industrial Buildings | Premium | FALSE | [9 empty] | 42798 | Dimmable | Continuous Below 10 | Yes |  | 4.1 | 18324.82 | 134.47 | 136.27 | 6.6 | 0.99 | 4000 | 81.8
P4MK38T9 | Eaton (formerly Cooper Lighting) | Metalux | HBLED-LD5-18SE-W-CLI-[Voltage Includes 120V 347V 480V & UNC]-L840-[Driver Includes CD and 5LTD]2-[All Emergency Options]-[Blank or MP]-[Blank MS & SVPD3]-[All Packaging] | Indoor Luminaires | High-Bay | High-Bay Luminaires for Commercial and Industrial Buildings | Standard | FALSE | [9 empty] | 42798 | Dimmable | Continuous Below 10 | Yes |  | 4.1 | 17677.84 | 129.72 | 136.27 | 6.6 | 0.99 | 4000 | 81.8
PXCB75V7 | Eaton (formerly Cooper Lighting) | Metalux | HBLED-LD5-18SE-W-CL-[Voltage Includes 120V 347V 480V & UNC]-L840-[Driver Includes CD and 5LTD]2-[All Emergency Options]-[Blank or MP]-[Blank MS & SVPD3]-[All Packaging] | Indoor Luminaires | High-Bay | High-Bay Luminaires for Commercial and Industrial Buildings | Standard | FALSE | [9 empty] | 42798 | Dimmable | Continuous Below 10 | Yes |  | 4.1 | 17544.64 | 128.75 | 136.27 | 6.6 | 0.99 | 4000 | 81.8
PCX79XZV | Eaton (formerly Cooper Lighting) | Metalux | HBLED-LD5-18SE-N-CLI-[Voltage Includes 120V 347V 480V & UNC]-L840-[Driver Includes CD and 5LTD]2-[All Emergency Options]-[Blank or MP]-[Blank MS & SVPD3]-[All Packaging] | Indoor Luminaires | High-Bay | High-Bay Luminaires for Commercial and Industrial Buildings | Standard | FALSE | [9 empty] | 42798 | Dimmable | Continuous Below 10 | Yes |  | 4.1 | 16954.74 | 124.42 | 136.27 | 6.6 | 0.99 | 4000 | 81.8
PUXJB4BC | Eaton (formerly Cooper Lighting) | Metalux | HBLED-LD5-44SE-W-[Voltage Includes 120V 277V & UNV]-L840-CD3-[All Emergency Options]-[Blank or MP]-[Blank MS & SVPD3]-[All Packaging] | Indoor Luminaires | High-Bay | High-Bay Luminaires for Commercial and Industrial Buildings | Standard | FALSE | [9 empty] | 42798 | Dimmable | Continuous Below 10 | Yes |  | 4.1 | 39700 | 133.46 | 297.46 | 6.4 | 1 | 4000 | 81.8
PMSCTJ9K | Eaton (formerly Cooper Lighting) | Metalux | HBLED-LD5-44SE-N-[Voltage Includes 120V 277V UNV & UNC]-L840-CD3-[All Emergency Options]-[Blank or MP]-[Blank MS & SVPD3]-[All Packaging] | Indoor Luminaires | High-Bay | High-Bay Luminaires for Commercial and Industrial Buildings | Standard | FALSE | [9 empty] | 42798 | Dimmable | Continuous Below 10 | Yes |  | 4.1 | 38231.1 | 128.52 | 297.46 | 6.4 | 1 | 4000 | 81.8
PF77H6NN | Eaton (formerly Cooper Lighting) | Metalux | HBLED-LD5-15SE-W-[All Voltage]-L840-CD1-[All Emergency Options]-[Blank or MP]-[Blank MS & SVPD3]-[All Packaging] | Indoor Luminaires | High-Bay | High-Bay Luminaires for Commercial and Industrial Buildings | Premium | FALSE | [9 empty] | 42798 | Dimmable | Continuous Below 10 | Yes |  | 4.1 | 13551 | 137.4 | 98.62 | 6.4 | 1 | 4000 | 81.8
PB391HQU | Eaton (formerly Cooper Lighting) | Metalux | HBLED-LD5-15SE-N-[Voltage Includes 120V 277 & UNV]-L840-CD1-[All Emergency Options]-[Blank or MP]-[Blank MS & SVPD3]-[All Packaging] | Indoor Luminaires | High-Bay | High-Bay Luminaires for Commercial and Industrial Buildings | Premium | FALSE | [9 empty] | 42798 | Dimmable | Continuous Below 10 | Yes |  | 4.1 | 13049.61 | 132.32 | 98.62 | 6.4 | 1 | 4000 | 81.8
PYYPW954 | Eaton (formerly Cooper Lighting) | Metalux | HBLED-LD5-15SE-W-CLI-[All Voltage]-L840-CD1-[All Emergency Options]-[Blank or MP]-[Blank MS & SVPD3]-[All Packaging] | Indoor Luminaires | High-Bay | High-Bay Luminaires for Commercial and Industrial Buildings | Standard | FALSE | [9 empty] | 42798 | Dimmable | Continuous Below 10 | Yes |  | 4.1 | 12588.88 | 127.65 | 98.62 | 6.4 | 1 | 4000 | 81.8
PW8J891W | Eaton (formerly Cooper Lighting) | Metalux | HBLED-LD5-12SE-N-CL/WG-120V-L840-CD1-[All Emergency Options]-[Blank or MP]-[Blank MS & SVPD3]-[All Packaging] | Indoor Luminaires | High-Bay | High-Bay Luminaires for Commercial and Industrial Buildings | Standard | FALSE | [9 empty] | 42798 | Dimmable | Continuous Below 10 | Yes |  | 4.1 | 9710.47 | 130.23 | 74.56 | 6.4 | 1 | 4000 | 81.8
P8VUGNJ1 | Eaton (formerly Cooper Lighting) | Metalux | HBLED-LD5-30SE-W-[Voltage Includes 120V 277V & UNV]-L840-[Driver Includes CD and 5LTD]2-[All Emergency Options]-[Blank or MP]-[Blank MS & SVPD3]-[All Packaging] | Indoor Luminaires | High-Bay | High-Bay Luminaires for Commercial and Industrial Buildings | Premium | FALSE | [9 empty] | 42798 | Dimmable | Continuous Below 10 | Yes |  | 4.1 | 26477 | 134.11 | 197.42 | 6.33 | 1 | 4000 | 81.8
PGYNWKEE | Eaton (formerly Cooper Lighting) | Metalux | HBLED-LD5-30SE-N-[Voltage Includes 120V 347V 480V & UNC]-L840-[Driver Includes CD and 5LTD]2-[All Emergency Options]-[Blank or MP]-[Blank MS & SVPD3]-[All Packaging] | Indoor Luminaires | High-Bay | High-Bay Luminaires for Commercial and Industrial Buildings | Standard | FALSE | [9 empty] | 42798 | Dimmable | Continuous Below 10 | Yes |  | 4.1 | 25497.35 | 129.15 | 197.42 | 6.33 | 1 | 4000 | 81.8
PT7YXHW5 | Eaton (formerly Cooper Lighting) | Metalux | HBLED-LD5-30SE-W-CLI-[All Voltage]-L840-[Driver Includes CD and 5LTD]2-[All Emergency Options]-[Blank or MP]-[Blank MS & SVPD3]-[All Packaging] | Indoor Luminaires | High-Bay | High-Bay Luminaires for Commercial and Industrial Buildings | Standard | FALSE | [9 empty] | 42798 | Dimmable | Continuous Below 10 | Yes |  | 4.1 | 24597.13 | 124.59 | 197.42 | 6.33 | 1 | 4000 | 81.8
PDZ8H7YG | Eaton (formerly Cooper Lighting) | Metalux | HBLED-LD5-18HE-W-CLI-[Voltage Includes 347V 480V & UNC]-L835-ED2-[All Emergency Options]-[Blank or MP]-[Blank MS & SVPD3]-[All Packaging] | Indoor Luminaires | High-Bay | High-Bay Luminaires for Commercial and Industrial Buildings | Premium | FALSE | [9 empty] | 42798 | Not Dimmable | Not Dimmable | Yes |  | 4.1 | 18395.26 | 143.04 | 128.6 | 7.4 | 0.99 | 3500 | 81.8
PS25ARQZ | Eaton (formerly Cooper Lighting) | Metalux | HBLED-LD5-18HE-W-CL-[Voltage Includes 347V 480V & UNC]-L835-ED2-[All Emergency Options]-[Blank or MP]-[Blank MS & SVPD3]-[All Packaging] | Indoor Luminaires | High-Bay | High-Bay Luminaires for Commercial and Industrial Buildings | Premium | FALSE | [9 empty] | 42798 | Not Dimmable | Not Dimmable | Yes |  | 4.1 | 18256.65 | 141.96 | 128.6 | 7.4 | 0.99 | 3500 | 81.8
PP6T3SQP | Eaton (formerly Cooper Lighting) | Metalux | HBLED-LD5-18SE-N-347V-L835-ED2-[All Emergency Options]-[Blank or MP]-[Blank MS & SVPD3]-[All Packaging] | Indoor Luminaires | High-Bay | High-Bay Luminaires for Commercial and Industrial Buildings | Standard | FALSE | [9 empty] | 42798 | Not Dimmable | Not Dimmable | Yes |  | 4.1 | 18114.98 | 128.48 | 141 | 7.4 | 0.99 | 3500 | 81.8
PHBT9ZZP | Eaton (formerly Cooper Lighting) | Metalux | HBLED-LD5-18HE-W-FLI-277V-L835-ED2-[All Emergency Options]-[Blank or MP]-[Blank MS & SVPD3]-[All Packaging] | Indoor Luminaires | High-Bay | High-Bay Luminaires for Commercial and Industrial Buildings | Premium | FALSE | [9 empty] | 42798 | Not Dimmable | Not Dimmable | Yes |  | 4.1 | 16910.18 | 150.14 | 112.63 | 6.2 | 0.97 | 3500 | 81.8
PJKXKP4M | Eaton (formerly Cooper Lighting) | Metalux | HBLED-LD5-18HE-N-CL/WG-277V-L835-ED2-[All Emergency Options]-[Blank or MP]-[Blank MS & SVPD3]-[All Packaging] | Indoor Luminaires | High-Bay | High-Bay Luminaires for Commercial and Industrial Buildings | Premium | FALSE | [9 empty] | 42798 | Not Dimmable | Not Dimmable | Yes |  | 4.1 | 16890.38 | 149.97 | 112.63 | 6.2 | 0.97 | 3500 | 81.8
P5EHDYXV | Eaton (formerly Cooper Lighting) | Metalux | HBLED-LD5-18HE-W-AI-277V-L835-ED2-[All Emergency Options]-[Blank or MP]-[Blank MS & SVPD3]-[All Packaging] | Indoor Luminaires | High-Bay | High-Bay Luminaires for Commercial and Industrial Buildings | Premium | FALSE | [9 empty] | 42798 | Not Dimmable | Not Dimmable | Yes |  | 4.1 | 16811.17 | 149.26 | 112.63 | 6.2 | 0.97 | 3500 | 81.8
PEVKFDXA | Eaton (formerly Cooper Lighting) | Metalux | HBLED-LD5-18HE-W-A-277V-L835-ED2-[All Emergency Options]-[Blank or MP]-[Blank MS & SVPD3]-[All Packaging] | Indoor Luminaires | High-Bay | High-Bay Luminaires for Commercial and Industrial Buildings | Premium | FALSE | [9 empty] | 42798 | Not Dimmable | Not Dimmable | Yes |  | 4.1 | 16751.77 | 148.74 | 112.63 | 6.2 | 0.97 | 3500 | 81.8
P15PPJGP | Eaton (formerly Cooper Lighting) | Metalux | HBLED-LD5-18HE-W-A/WG-277V-L835-ED2-[All Emergency Options]-[Blank or MP]-[Blank MS & SVPD3]-[All Packaging] | Indoor Luminaires | High-Bay | High-Bay Luminaires for Commercial and Industrial Buildings | Premium | FALSE | [9 empty] | 42798 | Not Dimmable | Not Dimmable | Yes |  | 4.1 | 16581.48 | 147.22 | 112.63 | 6.2 | 0.97 | 3500 | 81.8
P9T1QDQE | Eaton (formerly Cooper Lighting) | Metalux | HBLED-LD5-30SE-W-[Voltage Includes 347V 480V & UNC]-L835-ED2-[All Emergency Options]-[Blank or MP]-[Blank MS & SVPD3]-[All Packaging] | Indoor Luminaires | High-Bay | High-Bay Luminaires for Commercial and Industrial Buildings | Standard | FALSE | [9 empty] | 42798 | Not Dimmable | Not Dimmable | Yes |  | 4.1 | 26173.81 | 124.4 | 210.4 | 5.9 | 0.99 | 3500 | 81.8
PQ7K41SQ | Eaton (formerly Cooper Lighting) | Metalux | HBLED-LD5-12SE-N-347V-L835-ED1-[All Emergency Options]-[Blank or MP]-[Blank MS & SVPD3]-[All Packaging] | Indoor Luminaires | High-Bay | High-Bay Luminaires for Commercial and Industrial Buildings | Standard | FALSE | [9 empty] | 42798 | Not Dimmable | Not Dimmable | Yes |  | 4.1 | 10374.98 | 130.01 | 79.8 | 5.9 | 0.99 | 3500 | 81.8
PXYY5PD1 | Eaton (formerly Cooper Lighting) | Metalux | HBLED-LD5-12HE-N-CLI-347V-L835-ED1-[All Emergency Options]-[Blank or MP]-[Blank MS & SVPD3]-[All Packaging] | Indoor Luminaires | High-Bay | High-Bay Luminaires for Commercial and Industrial Buildings | Standard | FALSE | [9 empty] | 42798 | Not Dimmable | Not Dimmable | Yes |  | 4.1 | 10111.32 | 130.47 | 77.5 | 5.9 | 0.99 | 3500 | 81.8
PS5T1FQM | Eaton (formerly Cooper Lighting) | Metalux | HBLED-LD5-12SE-W-CLI-[Voltage Includes 347V 480V & UNC]-L835-ED1-[All Emergency Options]-[Blank or MP]-[Blank MS & SVPD3]-[All Packaging] | Indoor Luminaires | High-Bay | High-Bay Luminaires for Commercial and Industrial Buildings | Standard | FALSE | [9 empty] | 42798 | Not Dimmable | Not Dimmable | Yes |  | 4.1 | 10008.67 | 125.42 | 79.8 | 5.9 | 0.99 | 3500 | 81.8
P61FP4U4 | Eaton (formerly Cooper Lighting) | Metalux | HBLED-LD5-12HE-W-CL/WG-347V-L835-ED1-[All Emergency Options]-[Blank or MP]-[Blank MS & SVPD3]-[All Packaging] | Indoor Luminaires | High-Bay | High-Bay Luminaires for Commercial and Industrial Buildings | Standard | FALSE | [9 empty] | 42798 | Not Dimmable | Not Dimmable | Yes |  | 4.1 | 9952.44 | 128.42 | 77.5 | 5.9 | 0.99 | 3500 | 81.8
PEJSE8BV | Eaton (formerly Cooper Lighting) | Metalux | HBLED-LD5-12SE-W-CL-[Voltage Includes 347V 480V & UNC]-L835-ED1-[All Emergency Options]-[Blank or MP]-[Blank MS & SVPD3]-[All Packaging] | Indoor Luminaires | High-Bay | High-Bay Luminaires for Commercial and Industrial Buildings | Standard | FALSE | [9 empty] | 42798 | Not Dimmable | Not Dimmable | Yes |  | 4.1 | 9933.26 | 124.48 | 79.8 | 5.9 | 0.99 | 3500 | 81.8
P9FB8MHX | Eaton (formerly Cooper Lighting) | Metalux | HBLED-LD5-12HE-N-CL-347V-L835-ED1-[All Emergency Options]-[Blank or MP]-[Blank MS & SVPD3]-[All Packaging] | Indoor Luminaires | High-Bay | High-Bay Luminaires for Commercial and Industrial Buildings | Standard | FALSE | [9 empty] | 42798 | Not Dimmable | Not Dimmable | Yes |  | 4.1 | 9850.31 | 127.1 | 77.5 | 5.9 | 0.99 | 3500 | 81.8
P2MVCE4R | Eaton (formerly Cooper Lighting) | Metalux | HBLED-LD5-12HE-W-FLI-[Voltage Includes 347V 480V & UNC]-L835-ED1-[All Emergency Options]-[Blank or MP]-[Blank MS & SVPD3]-[All Packaging] | Indoor Luminaires | High-Bay | High-Bay Luminaires for Commercial and Industrial Buildings | Standard | FALSE | [9 empty] | 42798 | Not Dimmable | Not Dimmable | Yes |  | 4.1 | 9691.43 | 125.05 | 77.5 | 5.9 | 0.99 | 3500 | 81.8
PU8UHF1M | Eaton (formerly Cooper Lighting) | Metalux | HBLED-LD5-12HE-N-CL/WG-[Voltage Includes 347V 480V & UNC]-L835-ED1-[All Emergency Options]-[Blank or MP]-[Blank MS & SVPD3]-[All Packaging] | Indoor Luminaires | High-Bay | High-Bay Luminaires for Commercial and Industrial Buildings | Standard | FALSE | [9 empty] | 42798 | Not Dimmable | Not Dimmable | Yes |  | 4.1 | 9680.09 | 124.9 | 77.5 | 5.9 | 0.99 | 3500 | 81.8
PSR9TRPB | Eaton (formerly Cooper Lighting) | Metalux | HBLED-LD5-18HE-W-[All Voltage]-L835-ED2-[All Emergency Options]-[Blank or MP]-[Blank MS & SVPD3]-[All Packaging] | Indoor Luminaires | High-Bay | High-Bay Luminaires for Commercial and Industrial Buildings | Premium | FALSE | [9 empty] | 42798 | Not Dimmable | Not Dimmable | Yes |  | 4.1 | 19801.14 | 153.97 | 128.6 | 5.6 | 1 | 3500 | 81.8
PH4BFAGP | Eaton (formerly Cooper Lighting) | Metalux | HBLED-LD5-18HE-N-[All Voltage]-L835-ED2-[All Emergency Options]-[Blank or MP]-[Blank MS & SVPD3]-[All Packaging] | Indoor Luminaires | High-Bay | High-Bay Luminaires for Commercial and Industrial Buildings | Premium | FALSE | [9 empty] | 42798 | Not Dimmable | Not Dimmable | Yes |  | 4.1 | 19068.5 | 148.28 | 128.6 | 5.6 | 1 | 3500 | 81.8
PUA3YFDU | Eaton (formerly Cooper Lighting) | Metalux | HBLED-LD5-18SE-W-[All Voltage]-L835-ED2-[All Emergency Options]-[Blank or MP]-[Blank MS & SVPD3]-[All Packaging] | Indoor Luminaires | High-Bay | High-Bay Luminaires for Commercial and Industrial Buildings | Premium | FALSE | [9 empty] | 42798 | Not Dimmable | Not Dimmable | Yes |  | 4.1 | 18810.99 | 143.6 | 131 | 5.6 | 1 | 3500 | 81.8
P817UW1G | Eaton (formerly Cooper Lighting) | Metalux | HBLED-LD5-18HE-W-CLI-[Voltage Includes 120V 277 & UNV]-L835-ED2-[All Emergency Options]-[Blank or MP]-[Blank MS & SVPD3]-[All Packaging] | Indoor Luminaires | High-Bay | High-Bay Luminaires for Commercial and Industrial Buildings | Premium | FALSE | [9 empty] | 42798 | Not Dimmable | Not Dimmable | Yes |  | 4.1 | 18395.26 | 143.04 | 128.6 | 5.6 | 1 | 3500 | 81.8
P81PR4AB | Eaton (formerly Cooper Lighting) | Metalux | HBLED-LD5-18HE-W-CL-[Voltage Includes 120V 277 & UNV]-L835-ED2-[All Emergency Options]-[Blank or MP]-[Blank MS & SVPD3]-[All Packaging] | Indoor Luminaires | High-Bay | High-Bay Luminaires for Commercial and Industrial Buildings | Premium | FALSE | [9 empty] | 42798 | Not Dimmable | Not Dimmable | Yes |  | 4.1 | 18256.65 | 141.96 | 128.6 | 5.6 | 1 | 3500 | 81.8
P29646A9 | Eaton (formerly Cooper Lighting) | Metalux | HBLED-LD5-18SE-N-[Voltage Includes 120V 277 480V & UNV]-L835-ED2-[All Emergency Options]-[Blank or MP]-[Blank MS & SVPD3]-[All Packaging] | Indoor Luminaires | High-Bay | High-Bay Luminaires for Commercial and Industrial Buildings | Premium | FALSE | [9 empty] | 42798 | Not Dimmable | Not Dimmable | Yes |  | 4.1 | 18114.98 | 138.28 | 131 | 5.6 | 1 | 3500 | 81.8
PSV348VE | Eaton (formerly Cooper Lighting) | Metalux | HBLED-LD5-18HE-N-CLI-[Voltage Includes 120V 277 & UNV]-L835-ED2-[All Emergency Options]-[Blank or MP]-[Blank MS & SVPD3]-[All Packaging] | Indoor Luminaires | High-Bay | High-Bay Luminaires for Commercial and Industrial Buildings | Premium | FALSE | [9 empty] | 42798 | Not Dimmable | Not Dimmable | Yes |  | 4.1 | 17642.82 | 137.19 | 128.6 | 5.6 | 1 | 3500 | 81.8
P8XKQY36 | Eaton (formerly Cooper Lighting) | Metalux | HBLED-LD5-18SE-W-CLI-[Voltage Includes 120V 277 & UNV]-L835-ED2-[All Emergency Options]-[Blank or MP]-[Blank MS & SVPD3]-[All Packaging] | Indoor Luminaires | High-Bay | High-Bay Luminaires for Commercial and Industrial Buildings | Premium | FALSE | [9 empty] | 42798 | Not Dimmable | Not Dimmable | Yes |  | 4.1 | 17475.41 | 133.4 | 131 | 5.6 | 1 | 3500 | 81.8
P89NJN96 | Eaton (formerly Cooper Lighting) | Metalux | HBLED-LD5-18HE-W-CL/WG-[Voltage Includes 120V 277 & UNV]-L835-ED2-[All Emergency Options]-[Blank or MP]-[Blank MS & SVPD3]-[All Packaging] | Indoor Luminaires | High-Bay | High-Bay Luminaires for Commercial and Industrial Buildings | Premium | FALSE | [9 empty] | 42798 | Not Dimmable | Not Dimmable | Yes |  | 4.1 | 17365.6 | 135.04 | 128.6 | 5.6 | 1 | 3500 | 81.8
PJMKRBNQ | Eaton (formerly Cooper Lighting) | Metalux | HBLED-LD5-18SE-W-CL-[Voltage Includes 120V 277 & UNV]-L835-ED2-[All Emergency Options]-[Blank or MP]-[Blank MS & SVPD3]-[All Packaging] | Indoor Luminaires | High-Bay | High-Bay Luminaires for Commercial and Industrial Buildings | Premium | FALSE | [9 empty] | 42798 | Not Dimmable | Not Dimmable | Yes |  | 4.1 | 17343.73 | 132.39 | 131 | 5.6 | 1 | 3500 | 81.8
P562EH2R | Eaton (formerly Cooper Lighting) | Metalux | HBLED-LD5-18HE-N-CL-[Voltage Includes 120V 277 & UNV]-L835-ED2-[All Emergency Options]-[Blank or MP]-[Blank MS & SVPD3]-[All Packaging] | Indoor Luminaires | High-Bay | High-Bay Luminaires for Commercial and Industrial Buildings | Premium | FALSE | [9 empty] | 42798 | Not Dimmable | Not Dimmable | Yes |  | 4.1 | 17187.39 | 133.65 | 128.6 | 5.6 | 1 | 3500 | 81.8
PHFC4SEH | Eaton (formerly Cooper Lighting) | Metalux | HBLED-LD5-18HE-W-FLI-[Voltage Includes 120V 347V 480V & UNC]-L835-ED2-[All Emergency Options]-[Blank or MP]-[Blank MS & SVPD3]-[All Packaging] | Indoor Luminaires | High-Bay | High-Bay Luminaires for Commercial and Industrial Buildings | Premium | FALSE | [9 empty] | 42798 | Not Dimmable | Not Dimmable | Yes |  | 4.1 | 16910.18 | 131.49 | 128.6 | 5.6 | 1 | 3500 | 81.8
PEV7347K | Eaton (formerly Cooper Lighting) | Metalux | HBLED-LD5-18HE-N-CL/WG-[Voltage Includes 120V 347V 480V & UNC]-L835-ED2-[All Emergency Options]-[Blank or MP]-[Blank MS & SVPD3]-[All Packaging] | Indoor Luminaires | High-Bay | High-Bay Luminaires for Commercial and Industrial Buildings | Premium | FALSE | [9 empty] | 42798 | Not Dimmable | Not Dimmable | Yes |  | 4.1 | 16890.38 | 131.34 | 128.6 | 5.6 | 1 | 3500 | 81.8
PB191QYH | Eaton (formerly Cooper Lighting) | Metalux | HBLED-LD5-18HE-W-AI-[Voltage Includes 120V 347V 480V & UNC]-L835-ED2-[All Emergency Options]-[Blank or MP]-[Blank MS & SVPD3]-[All Packaging] | Indoor Luminaires | High-Bay | High-Bay Luminaires for Commercial and Industrial Buildings | Standard | FALSE | [9 empty] | 42798 | Not Dimmable | Not Dimmable | Yes |  | 4.1 | 16811.17 | 130.72 | 128.6 | 5.6 | 1 | 3500 | 81.8
PPW1TRDP | Eaton (formerly Cooper Lighting) | Metalux | HBLED-LD5-18SE-N-CLI-[All Voltage]-L835-ED2-[All Emergency Options]-[Blank or MP]-[Blank MS & SVPD3]-[All Packaging] | Indoor Luminaires | High-Bay | High-Bay Luminaires for Commercial and Industrial Buildings | Standard | FALSE | [9 empty] | 42798 | Not Dimmable | Not Dimmable | Yes |  | 4.1 | 16760.59 | 127.94 | 131 | 5.6 | 1 | 3500 | 81.8
PMJN5ENA | Eaton (formerly Cooper Lighting) | Metalux | HBLED-LD5-18HE-W-A-[Voltage Includes 120V 347V 480V & UNC]-L835-ED2-[All Emergency Options]-[Blank or MP]-[Blank MS & SVPD3]-[All Packaging] | Indoor Luminaires | High-Bay | High-Bay Luminaires for Commercial and Industrial Buildings | Standard | FALSE | [9 empty] | 42798 | Not Dimmable | Not Dimmable | Yes |  | 4.1 | 16751.77 | 130.26 | 128.6 | 5.6 | 1 | 3500 | 81.8
PRRSSNXN | Eaton (formerly Cooper Lighting) | Metalux | HBLED-LD5-18HE-W-A/WG-[Voltage Includes 120V 347V 480V & UNC]-L835-ED2-[All Emergency Options]-[Blank or MP]-[Blank MS & SVPD3]-[All Packaging] | Indoor Luminaires | High-Bay | High-Bay Luminaires for Commercial and Industrial Buildings | Standard | FALSE | [9 empty] | 42798 | Not Dimmable | Not Dimmable | Yes |  | 4.1 | 16581.48 | 128.94 | 128.6 | 5.6 | 1 | 3500 | 81.8
PWFQ9MPG | Eaton (formerly Cooper Lighting) | Metalux | HBLED-LD5-18SE-W-CL/WG-[All Voltage]-L835-ED2-[All Emergency Options]-[Blank or MP]-[Blank MS & SVPD3]-[All Packaging] | Indoor Luminaires | High-Bay | High-Bay Luminaires for Commercial and Industrial Buildings | Standard | FALSE | [9 empty] | 42798 | Not Dimmable | Not Dimmable | Yes |  | 4.1 | 16497.24 | 125.93 | 131 | 5.6 | 1 | 3500 | 81.8
P1TSV45R | Eaton (formerly Cooper Lighting) | Metalux | HBLED-LD5-18SE-N-CL-[All Voltage]-L835-ED2-[All Emergency Options]-[Blank or MP]-[Blank MS & SVPD3]-[All Packaging] | Indoor Luminaires | High-Bay | High-Bay Luminaires for Commercial and Industrial Buildings | Standard | FALSE | [9 empty] | 42798 | Not Dimmable | Not Dimmable | Yes |  | 4.1 | 16327.94 | 124.64 | 131 | 5.6 | 1 | 3500 | 81.8
P4YXJAM6 | Eaton (formerly Cooper Lighting) | Metalux | HBLED-LD5-30SE-W-[Voltage Includes 120V 277V & UNV]-L835-ED2-[All Emergency Options]-[Blank or MP]-[Blank MS & SVPD3]-[All Packaging] | Indoor Luminaires | High-Bay | High-Bay Luminaires for Commercial and Industrial Buildings | Premium | FALSE | [9 empty] | 42798 | Not Dimmable | Not Dimmable | Yes |  | 4.1 | 26173.81 | 131.26 | 199.4 | 4.59 | 1 | 3500 | 81.8
P8YCHCVS | Eaton (formerly Cooper Lighting) | Metalux | HBLED-LD5-30SE-N-[All Voltage]-L835-ED2-[All Emergency Options]-[Blank or MP]-[Blank MS & SVPD3]-[All Packaging] | Indoor Luminaires | High-Bay | High-Bay Luminaires for Commercial and Industrial Buildings | Standard | FALSE | [9 empty] | 42798 | Not Dimmable | Not Dimmable | Yes |  | 4.1 | 25205.38 | 126.41 | 199.4 | 4.59 | 1 | 3500 | 81.8
PX5XXMFA | Eaton (formerly Cooper Lighting) | Metalux | HBLED-LD5-12HE-W-[All Voltage]-L835-ED1-[All Emergency Options]-[Blank or MP]-[Blank MS & SVPD3]-[All Packaging] | Indoor Luminaires | High-Bay | High-Bay Luminaires for Commercial and Industrial Buildings | Premium | FALSE | [9 empty] | 42798 | Not Dimmable | Not Dimmable | Yes |  | 4.1 | 11348.28 | 159.39 | 71.2 | 4.59 | 1 | 3500 | 81.8
P7VSU2CM | Eaton (formerly Cooper Lighting) | Metalux | HBLED-LD5-12HE-N-[All Voltage]-L835-ED1-[All Emergency Options]-[Blank or MP]-[Blank MS & SVPD3]-[All Packaging] | Indoor Luminaires | High-Bay | High-Bay Luminaires for Commercial and Industrial Buildings | Premium | FALSE | [9 empty] | 42798 | Not Dimmable | Not Dimmable | Yes |  | 4.1 | 10928.4 | 153.49 | 71.2 | 4.59 | 1 | 3500 | 81.8
PDRR2MTG | Eaton (formerly Cooper Lighting) | Metalux | HBLED-LD5-12SE-W-[All Voltage]-L835-ED1-[All Emergency Options]-[Blank or MP]-[Blank MS & SVPD3]-[All Packaging] | Indoor Luminaires | High-Bay | High-Bay Luminaires for Commercial and Industrial Buildings | Premium | FALSE | [9 empty] | 42798 | Not Dimmable | Not Dimmable | Yes |  | 4.1 | 10773.6 | 143.65 | 75 | 4.59 | 1 | 3500 | 81.8
PPW933S2 | Eaton (formerly Cooper Lighting) | Metalux | HBLED-LD5-12HE-W-CLI-[All Voltage]-L835-ED1-[All Emergency Options]-[Blank or MP]-[Blank MS & SVPD3]-[All Packaging] | Indoor Luminaires | High-Bay | High-Bay Luminaires for Commercial and Industrial Buildings | Premium | FALSE | [9 empty] | 42798 | Not Dimmable | Not Dimmable | Yes |  | 4.1 | 10542.56 | 148.07 | 71.2 | 4.59 | 1 | 3500 | 81.8
P46F93KU | Eaton (formerly Cooper Lighting) | Metalux | HBLED-LD5-12HE-W-CL-[All Voltage]-L835-ED1-[All Emergency Options]-[Blank or MP]-[Blank MS & SVPD3]-[All Packaging] | Indoor Luminaires | High-Bay | High-Bay Luminaires for Commercial and Industrial Buildings | Premium | FALSE | [9 empty] | 42798 | Not Dimmable | Not Dimmable | Yes |  | 4.1 | 10463.12 | 146.95 | 71.2 | 4.59 | 1 | 3500 | 81.8
PXGKGRD8 | Eaton (formerly Cooper Lighting) | Metalux | HBLED-LD5-12SE-N-[Voltage Includes 120V 277V 480V UNV]-L835-ED1-[All Emergency Options]-[Blank or MP]-[Blank MS & SVPD3]-[All Packaging] | Indoor Luminaires | High-Bay | High-Bay Luminaires for Commercial and Industrial Buildings | Premium | FALSE | [9 empty] | 42798 | Not Dimmable | Not Dimmable | Yes |  | 4.1 | 10374.98 | 138.33 | 75 | 4.59 | 1 | 3500 | 81.8
P7W55V7N | Eaton (formerly Cooper Lighting) | Metalux | HBLED-LD5-12HE-N-CLI-[Voltage Includes 120V 277V 480V & UNV]-L835-ED1-[All Emergency Options]-[Blank or MP]-[Blank MS & SVPD3]-[All Packaging] | Indoor Luminaires | High-Bay | High-Bay Luminaires for Commercial and Industrial Buildings | Premium | FALSE | [9 empty] | 42798 | Not Dimmable | Not Dimmable | Yes |  | 4.1 | 10111.32 | 142.01 | 71.2 | 4.59 | 1 | 3500 | 81.8
PURGK9AZ | Eaton (formerly Cooper Lighting) | Metalux | HBLED-LD5-12SE-W-CLI-[Voltage Includes 120V 277V & UNV]-L835-ED1-[All Emergency Options]-[Blank or MP]-[Blank MS & SVPD3]-[All Packaging] | Indoor Luminaires | High-Bay | High-Bay Luminaires for Commercial and Industrial Buildings | Premium | FALSE | [9 empty] | 42798 | Not Dimmable | Not Dimmable | Yes |  | 4.1 | 10008.67 | 133.45 | 75 | 4.59 | 1 | 3500 | 81.8
PUA12JSD | Eaton (formerly Cooper Lighting) | Metalux | HBLED-LD5-12HE-W-CL/WG-[Voltage Includes 120V 277V 480V & UNV]-L835-ED1-[All Emergency Options]-[Blank or MP]-[Blank MS & SVPD3]-[All Packaging] | Indoor Luminaires | High-Bay | High-Bay Luminaires for Commercial and Industrial Buildings | Premium | FALSE | [9 empty] | 42798 | Not Dimmable | Not Dimmable | Yes |  | 4.1 | 9952.44 | 139.78 | 71.2 | 4.59 | 1 | 3500 | 81.8
PZMBCQZY | Eaton (formerly Cooper Lighting) | Metalux | HBLED-LD5-12SE-W-CL-[Voltage Includes 120V 277V & UNV]-L835-ED1-[All Emergency Options]-[Blank or MP]-[Blank MS & SVPD3]-[All Packaging] | Indoor Luminaires | High-Bay | High-Bay Luminaires for Commercial and Industrial Buildings | Premium | FALSE | [9 empty] | 42798 | Not Dimmable | Not Dimmable | Yes |  | 4.1 | 9933.26 | 132.44 | 75 | 4.59 | 1 | 3500 | 81.8
PRDEUGP4 | Eaton (formerly Cooper Lighting) | Metalux | HBLED-LD5-12HE-N-CL-[Voltage Includes 120V 277V 480V & UNV]-L835-ED1-[All Emergency Options]-[Blank or MP]-[Blank MS & SVPD3]-[All Packaging] | Indoor Luminaires | High-Bay | High-Bay Luminaires for Commercial and Industrial Buildings | Premium | FALSE | [9 empty] | 42798 | Not Dimmable | Not Dimmable | Yes |  | 4.1 | 9850.31 | 138.35 | 71.2 | 4.59 | 1 | 3500 | 81.8
PA4659RN | Eaton (formerly Cooper Lighting) | Metalux | HBLED-LD5-12HE-W-FLI-[Voltage Includes 120V 277V & UNV]-L835-ED1-[All Emergency Options]-[Blank or MP]-[Blank MS & SVPD3]-[All Packaging] | Indoor Luminaires | High-Bay | High-Bay Luminaires for Commercial and Industrial Buildings | Premium | FALSE | [9 empty] | 42798 | Not Dimmable | Not Dimmable | Yes |  | 4.1 | 9691.43 | 136.12 | 71.2 | 4.59 | 1 | 3500 | 81.8
PD1J3XK5 | Eaton (formerly Cooper Lighting) | Metalux | HBLED-LD5-12HE-N-CL/WG-[Voltage Includes 120V 277V & UNV]-L835-ED1-[All Emergency Options]-[Blank or MP]-[Blank MS & SVPD3]-[All Packaging] | Indoor Luminaires | High-Bay | High-Bay Luminaires for Commercial and Industrial Buildings | Premium | FALSE | [9 empty] | 42798 | Not Dimmable | Not Dimmable | Yes |  | 4.1 | 9680.09 | 135.96 | 71.2 | 4.59 | 1 | 3500 | 81.8
P2MCEQBF | Eaton (formerly Cooper Lighting) | Metalux | HBLED-LD5-12HE-W-AI-[Voltage Includes 120V 277V & UNV]-L835-ED1-[All Emergency Options]-[Blank or MP]-[Blank MS & SVPD3]-[All Packaging] | Indoor Luminaires | High-Bay | High-Bay Luminaires for Commercial and Industrial Buildings | Premium | FALSE | [9 empty] | 42798 | Not Dimmable | Not Dimmable | Yes |  | 4.1 | 9634.69 | 135.32 | 71.2 | 4.59 | 1 | 3500 | 81.8
P8V3547Y | Eaton (formerly Cooper Lighting) | Metalux | HBLED-LD5-12HE-W-A-[Voltage Includes 120V 277V & UNV]-L835-ED1-[All Emergency Options]-[Blank or MP]-[Blank MS & SVPD3]-[All Packaging] | Indoor Luminaires | High-Bay | High-Bay Luminaires for Commercial and Industrial Buildings | Premium | FALSE | [9 empty] | 42798 | Not Dimmable | Not Dimmable | Yes |  | 4.1 | 9600.65 | 134.84 | 71.2 | 4.59 | 1 | 3500 | 81.8
P9DDQ4D6 | Eaton (formerly Cooper Lighting) | Metalux | HBLED-LD5-12SE-N-CLI-[All Voltage]-L835-ED1-[All Emergency Options]-[Blank or MP]-[Blank MS & SVPD3]-[All Packaging] | Indoor Luminaires | High-Bay | High-Bay Luminaires for Commercial and Industrial Buildings | Standard | FALSE | [9 empty] | 42798 | Not Dimmable | Not Dimmable | Yes |  | 4.1 | 9599.28 | 127.99 | 75 | 4.59 | 1 | 3500 | 81.8
PV36QZS3 | Eaton (formerly Cooper Lighting) | Metalux | HBLED-LD5-12HE-W-A/WG-[Voltage Includes 120V 277V & UNV]-L835-ED1-[All Emergency Options]-[Blank or MP]-[Blank MS & SVPD3]-[All Packaging] | Indoor Luminaires | High-Bay | High-Bay Luminaires for Commercial and Industrial Buildings | Premium | FALSE | [9 empty] | 42798 | Not Dimmable | Not Dimmable | Yes |  | 4.1 | 9503.05 | 133.47 | 71.2 | 4.59 | 1 | 3500 | 81.8
P1TQ7B5B | Eaton (formerly Cooper Lighting) | Metalux | HBLED-LD5-12SE-W-CL/WG-[All Voltage]-L835-ED1-[All Emergency Options]-[Blank or MP]-[Blank MS & SVPD3]-[All Packaging] | Indoor Luminaires | High-Bay | High-Bay Luminaires for Commercial and Industrial Buildings | Standard | FALSE | [9 empty] | 42798 | Not Dimmable | Not Dimmable | Yes |  | 4.1 | 9448.45 | 125.98 | 75 | 4.59 | 1 | 3500 | 81.8
PYJ4U6DK | Eaton (formerly Cooper Lighting) | Metalux | HBLED-LD5-12SE-N-CL-[All Voltage]-L835-ED1-[All Emergency Options]-[Blank or MP]-[Blank MS & SVPD3]-[All Packaging] | Indoor Luminaires | High-Bay | High-Bay Luminaires for Commercial and Industrial Buildings | Standard | FALSE | [9 empty] | 42798 | Not Dimmable | Not Dimmable | Yes |  | 4.1 | 9351.48 | 124.69 | 75 | 4.59 | 1 | 3500 | 81.8
P59NGUXN | Eaton (formerly Cooper Lighting) | Metalux | HBLED-LD5-18SE-W-CL-277V-L835-5LTD2-[All Emergency Options]-[Blank or MP]-[Blank MS & SVPD3]-[All Packaging] | Indoor Luminaires | High-Bay | High-Bay Luminaires for Commercial and Industrial Buildings | Premium | FALSE | [9 empty] | 42798 | Dimmable | Continuous Below 10 | Yes |  | 4.1 | 17343.73 | 136.72 | 126.86 | 14.8 | 0.97 | 3500 | 81.8
PKSQ5X2B | Eaton (formerly Cooper Lighting) | Metalux | HBLED-LD5-18HE-W-FLI-277V-L835-5LTD2-[All Emergency Options]-[Blank or MP]-[Blank MS & SVPD3]-[All Packaging] | Indoor Luminaires | High-Bay | High-Bay Luminaires for Commercial and Industrial Buildings | Premium | FALSE | [9 empty] | 42798 | Dimmable | Continuous Below 10 | Yes |  | 4.1 | 16910.18 | 132.55 | 127.58 | 14.8 | 0.97 | 3500 | 81.8
PUWPG2NA | Eaton (formerly Cooper Lighting) | Metalux | HBLED-LD5-18HE-N-CL/WG-277V-L835-5LTD2-[All Emergency Options]-[Blank or MP]-[Blank MS & SVPD3]-[All Packaging] | Indoor Luminaires | High-Bay | High-Bay Luminaires for Commercial and Industrial Buildings | Premium | FALSE | [9 empty] | 42798 | Dimmable | Continuous Below 10 | Yes |  | 4.1 | 16890.38 | 132.39 | 127.58 | 14.8 | 0.97 | 3500 | 81.8
PKQR618K | Eaton (formerly Cooper Lighting) | Metalux | HBLED-LD5-18HE-W-Al-277V-L835-5LTD2-[All Emergency Options]-[Blank or MP]-[Blank MS & SVPD3]-[All Packaging] | Indoor Luminaires | High-Bay | High-Bay Luminaires for Commercial and Industrial Buildings | Premium | FALSE | [9 empty] | 42798 | Dimmable | Continuous Below 10 | Yes |  | 4.1 | 16811.17 | 131.77 | 127.58 | 14.8 | 0.97 | 3500 | 81.8
PHJUJPJ3 | Eaton (formerly Cooper Lighting) | Metalux | HBLED-LD5-18SE-N-CLI-277V-L835-5LTD2-[All Emergency Options]-[Blank or MP]-[Blank MS & SVPD3]-[All Packaging] | Indoor Luminaires | High-Bay | High-Bay Luminaires for Commercial and Industrial Buildings | Premium | FALSE | [9 empty] | 42798 | Dimmable | Continuous Below 10 | Yes |  | 4.1 | 16760.59 | 132.12 | 126.86 | 14.8 | 0.97 | 3500 | 81.8
PDNTPQY3 | Eaton (formerly Cooper Lighting) | Metalux | HBLED-LD5-18HE-W-A-277V-L835-5LTD2-[All Emergency Options]-[Blank or MP]-[Blank MS & SVPD3]-[All Packaging] | Indoor Luminaires | High-Bay | High-Bay Luminaires for Commercial and Industrial Buildings | Premium | FALSE | [9 empty] | 42798 | Dimmable | Continuous Below 10 | Yes |  | 4.1 | 16751.77 | 131.31 | 127.58 | 14.8 | 0.97 | 3500 | 81.8
PPHXGFED | Eaton (formerly Cooper Lighting) | Metalux | HBLED-LD5-18SE-W-CLI-277V-L835-[Driver Includes CD and 5LTD]2-[All Emergency Options]-[Blank or MP]-[Blank MS & SVPD3]-[All Packaging] | Indoor Luminaires | High-Bay | High-Bay Luminaires for Commercial and Industrial Buildings | Premium | FALSE | [9 empty] | 42798 | Dimmable | Continuous Below 10 | Yes |  | 4.1 | 17475.41 | 136.81 | 127.73 | 13.65 | 0.98 | 3500 | 81.8
PQHQFV6A | Eaton (formerly Cooper Lighting) | Metalux | HBLED-LD5-12HE-W-FLI-480V-L835-5LTD1-[All Emergency Options]-[Blank or MP]-[Blank MS & SVPD3]-[All Packaging] | Indoor Luminaires | High-Bay | High-Bay Luminaires for Commercial and Industrial Buildings | Premium | FALSE | [9 empty] | 42798 | Dimmable | Continuous Below 10 | Yes |  | 4.1 | 9691.43 | 131.11 | 73.92 | 13.1 | 0.99 | 3500 | 81.8
PC2NCBVT | Eaton (formerly Cooper Lighting) | Metalux | HBLED-LD5-36SE-N-277V-L835-CD3-[All Emergency Options]-[Blank or MP]-[Blank MS & SVPD3]-[All Packaging] | Indoor Luminaires | High-Bay | High-Bay Luminaires for Commercial and Industrial Buildings | Premium | FALSE | [9 empty] | 42798 | Dimmable | Continuous Below 10 | Yes |  | 4.1 | 30523.09 | 137.28 | 222.34 | 12.5 | 0.99 | 3500 | 81.8
PJ3TVU95 | Eaton (formerly Cooper Lighting) | Metalux | HBLED-LD5-36SE-W-CLI-277V-L835-CD3-[All Emergency Options]-[Blank or MP]-[Blank MS & SVPD3]-[All Packaging] | Indoor Luminaires | High-Bay | High-Bay Luminaires for Commercial and Industrial Buildings | Premium | FALSE | [9 empty] | 42798 | Dimmable | Continuous Below 10 | Yes |  | 4.1 | 29445.43 | 132.43 | 222.34 | 12.5 | 0.99 | 3500 | 81.8
PY8AXC81 | Eaton (formerly Cooper Lighting) | Metalux | HBLED-LD5-36SE-W-CL-277V-L835-CD3-[All Emergency Options]-[Blank or MP]-[Blank MS & SVPD3]-[All Packaging] | Indoor Luminaires | High-Bay | High-Bay Luminaires for Commercial and Industrial Buildings | Premium | FALSE | [9 empty] | 42798 | Dimmable | Continuous Below 10 | Yes |  | 4.1 | 29223.56 | 131.43 | 222.34 | 12.5 | 0.99 | 3500 | 81.8
P39TT544 | Eaton (formerly Cooper Lighting) | Metalux | HBLED-LD5-24SE-N-277V-L835-CD2-[All Emergency Options]-[Blank or MP]-[Blank MS & SVPD3]-[All Packaging] | Indoor Luminaires | High-Bay | High-Bay Luminaires for Commercial and Industrial Buildings | Premium | FALSE | [9 empty] | 42798 | Dimmable | Continuous Below 10 | Yes |  | 4.1 | 20230.37 | 136.69 | 148 | 12.5 | 0.99 | 3500 | 81.8
PCYWUFYZ | Eaton (formerly Cooper Lighting) | Metalux | HBLED-LD5-24HE-N-CLI-[Voltage Includes 120V & 480V]-L835-CD2-[All Emergency Options]-[Blank or MP]-[Blank MS & SVPD3]-[All Packaging] | Indoor Luminaires | High-Bay | High-Bay Luminaires for Commercial and Industrial Buildings | Premium | FALSE | [9 empty] | 42798 | Dimmable | Continuous Below 10 | Yes |  | 4.1 | 19755.26 | 134.44 | 146.94 | 12.5 | 0.99 | 3500 | 81.8
PZYWGEPR | Eaton (formerly Cooper Lighting) | Metalux | HBLED-LD5-24SE-W-CLI-277V-L835-CD2-[All Emergency Options]-[Blank or MP]-[Blank MS & SVPD3]-[All Packaging] | Indoor Luminaires | High-Bay | High-Bay Luminaires for Commercial and Industrial Buildings | Premium | FALSE | [9 empty] | 42798 | Dimmable | Continuous Below 10 | Yes |  | 4.1 | 19516.11 | 131.86 | 148 | 12.5 | 0.99 | 3500 | 81.8
PQ9N9FYT | Eaton (formerly Cooper Lighting) | Metalux | HBLED-LD5-24HE-W-CL/WG-277V-L835-CD2-[All Emergency Options]-[Blank or MP]-[Blank MS & SVPD3]-[All Packaging] | Indoor Luminaires | High-Bay | High-Bay Luminaires for Commercial and Industrial Buildings | Premium | FALSE | [9 empty] | 42798 | Dimmable | Continuous Below 10 | Yes |  | 4.1 | 19444.85 | 132.33 | 146.94 | 12.5 | 0.99 | 3500 | 81.8
PVVHJ57C | Eaton (formerly Cooper Lighting) | Metalux | HBLED-LD5-18SE-W-CL-277V-L835-CD2-[All Emergency Options]-[Blank or MP]-[Blank MS & SVPD3]-[All Packaging] | Indoor Luminaires | High-Bay | High-Bay Luminaires for Commercial and Industrial Buildings | Premium | FALSE | [9 empty] | 42798 | Dimmable | Continuous Below 10 | Yes |  | 4.1 | 17343.73 | 134.86 | 128.61 | 12.5 | 0.99 | 3500 | 81.8
PU4MZ7X3 | Eaton (formerly Cooper Lighting) | Metalux | HBLED-LD5-18SE-N-CLI-277V-L835-CD2-[All Emergency Options]-[Blank or MP]-[Blank MS & SVPD3]-[All Packaging] | Indoor Luminaires | High-Bay | High-Bay Luminaires for Commercial and Industrial Buildings | Standard | FALSE | [9 empty] | 42798 | Dimmable | Continuous Below 10 | Yes |  | 4.1 | 16760.59 | 130.32 | 128.61 | 12.5 | 0.99 | 3500 | 81.8
P41YNZFA | Eaton (formerly Cooper Lighting) | Metalux | HBLED-LD5-18HE-W-A/WG-[Voltage Includes 277V 347V 480V & UNC]-L835-[Driver Includes CD and 5LTD]2-[All Emergency Options]-[Blank or MP]-[Blank MS & SVPD3]-[All Packaging] | Indoor Luminaires | High-Bay | High-Bay Luminaires for Commercial and Industrial Buildings | Standard | FALSE | [9 empty] | 42798 | Dimmable | Continuous Below 10 | Yes |  | 4.1 | 16581.48 | 129.08 | 128.46 | 12.15 | 0.98 | 3500 | 81.8
PA6VQEMW | Eaton (formerly Cooper Lighting) | Metalux | HBLED-LD5-12HE-W-FLI-480V-L835-CD1-[All Emergency Options]-[Blank or MP]-[Blank MS & SVPD3]-[All Packaging] | Indoor Luminaires | High-Bay | High-Bay Luminaires for Commercial and Industrial Buildings | Standard | FALSE | [9 empty] | 42798 | Dimmable | Continuous Below 10 | Yes |  | 4.1 | 9691.43 | 129.75 | 74.69 | 12.1 | 1 | 3500 | 81.8
PQMPB86B | Eaton (formerly Cooper Lighting) | Metalux | HBLED-LD5-30SE-N-277V-L835-5LTD2-[All Emergency Options]-[Blank or MP]-[Blank MS & SVPD3]-[All Packaging] | Indoor Luminaires | High-Bay | High-Bay Luminaires for Commercial and Industrial Buildings | Premium | FALSE | [9 empty] | 42798 | Dimmable | Continuous Below 10 | Yes |  | 4.1 | 25205.38 | 131.3 | 191.96 | 11.83 | 1 | 3500 | 81.8
P9XGXSNQ | Eaton (formerly Cooper Lighting) | Metalux | HBLED-LD5-18HE-W-FLI-277V-L835-CD2-[All Emergency Options]-[Blank or MP]-[Blank MS & SVPD3]-[All Packaging] | Indoor Luminaires | High-Bay | High-Bay Luminaires for Commercial and Industrial Buildings | Standard | FALSE | [9 empty] | 42798 | Dimmable | Continuous Below 10 | Yes |  | 4.1 | 16910.18 | 130.74 | 129.34 | 9.5 | 0.99 | 3500 | 81.8
P15KU3TZ | Eaton (formerly Cooper Lighting) | Metalux | HBLED-LD5-18HE-N-CL/WG-277V-L835-CD2-[All Emergency Options]-[Blank or MP]-[Blank MS & SVPD3]-[All Packaging] | Indoor Luminaires | High-Bay | High-Bay Luminaires for Commercial and Industrial Buildings | Standard | FALSE | [9 empty] | 42798 | Dimmable | Continuous Below 10 | Yes |  | 4.1 | 16890.38 | 130.59 | 129.34 | 9.5 | 0.99 | 3500 | 81.8
PJUZGP97 | Eaton (formerly Cooper Lighting) | Metalux | HBLED-LD5-18HE-W-Al-277V-L835-CD2-[All Emergency Options]-[Blank or MP]-[Blank MS & SVPD3]-[All Packaging] | Indoor Luminaires | High-Bay | High-Bay Luminaires for Commercial and Industrial Buildings | Standard | FALSE | [9 empty] | 42798 | Dimmable | Continuous Below 10 | Yes |  | 4.1 | 16811.17 | 129.98 | 129.34 | 9.5 | 0.99 | 3500 | 81.8
P4KNF2AE | Eaton (formerly Cooper Lighting) | Metalux | HBLED-LD5-18HE-W-A-277V-L835-CD2-[All Emergency Options]-[Blank or MP]-[Blank MS & SVPD3]-[All Packaging] | Indoor Luminaires | High-Bay | High-Bay Luminaires for Commercial and Industrial Buildings | Standard | FALSE | [9 empty] | 42798 | Dimmable | Continuous Below 10 | Yes |  | 4.1 | 16751.77 | 129.52 | 129.34 | 9.5 | 0.99 | 3500 | 81.8
PEMY9FWJ | Eaton (formerly Cooper Lighting) | Metalux | HBLED-LD5-12SE-N-[Voltage Includes 120V 277V 480V UNV]-L835-[Driver Includes CD and 5LTD]1-[All Emergency Options]-[Blank or MP]-[Blank MS & SVPD3]-[All Packaging] | Indoor Luminaires | High-Bay | High-Bay Luminaires for Commercial and Industrial Buildings | Premium | FALSE | [9 empty] | 42798 | Dimmable | Continuous Below 10 | Yes |  | 4.1 | 10374.98 | 142.05 | 73.04 | 8.5 | 1 | 3500 | 81.8
PDB5Q3WD | Eaton (formerly Cooper Lighting) | Metalux | HBLED-LD5-12SE-N-CLI-[Voltage Includes 120V 277V & UNV]-L835-5LTD1-[All Emergency Options]-[Blank or MP]-[Blank MS & SVPD3]-[All Packaging] | Indoor Luminaires | High-Bay | High-Bay Luminaires for Commercial and Industrial Buildings | Premium | FALSE | [9 empty] | 42798 | Dimmable | Continuous Below 10 | Yes |  | 4.1 | 9599.28 | 131.43 | 73.04 | 8.5 | 1 | 3500 | 81.8
PFHYNYBU | Eaton (formerly Cooper Lighting) | Metalux | HBLED-LD5-18HE-W-[All Voltage]-L835-[Driver Includes CD and 5LTD]2-[All Emergency Options]-[Blank or MP]-[Blank MS & SVPD3]-[All Packaging] | Indoor Luminaires | High-Bay | High-Bay Luminaires for Commercial and Industrial Buildings | Premium | FALSE | [9 empty] | 42798 | Dimmable | Continuous Below 10 | Yes |  | 4.1 | 19801.14 | 170.58 | 116.08 | 8.15 | 0.99 | 3500 | 81.8
P7XSZP7Z | Eaton (formerly Cooper Lighting) | Metalux | HBLED-LD5-18HE-N-[All Voltage]-L835-[Driver Includes CD and 5LTD]2-[All Emergency Options]-[Blank or MP]-[Blank MS & SVPD3]-[All Packaging] | Indoor Luminaires | High-Bay | High-Bay Luminaires for Commercial and Industrial Buildings | Premium | FALSE | [9 empty] | 42798 | Dimmable | Continuous Below 10 | Yes |  | 4.1 | 19068.5 | 164.27 | 116.08 | 8.15 | 0.99 | 3500 | 81.8
PHFS35YT | Eaton (formerly Cooper Lighting) | Metalux | HBLED-LD5-18HE-W-CLI-[All Voltage]-L835-[Driver Includes CD and 5LTD]2-[All Emergency Options]-[Blank or MP]-[Blank MS & SVPD3]-[All Packaging] | Indoor Luminaires | High-Bay | High-Bay Luminaires for Commercial and Industrial Buildings | Premium | FALSE | [9 empty] | 42798 | Dimmable | Continuous Below 10 | Yes |  | 4.1 | 18395.26 | 158.47 | 116.08 | 8.15 | 0.99 | 3500 | 81.8
PV6RJ7RJ | Eaton (formerly Cooper Lighting) | Metalux | HBLED-LD5-18HE-W-CL-[All Voltage]-L835-[Driver Includes CD and 5LTD]2-[All Emergency Options]-[Blank or MP]-[Blank MS & SVPD3]-[All Packaging] | Indoor Luminaires | High-Bay | High-Bay Luminaires for Commercial and Industrial Buildings | Premium | FALSE | [9 empty] | 42798 | Dimmable | Continuous Below 10 | Yes |  | 4.1 | 18256.65 | 157.28 | 116.08 | 8.15 | 0.99 | 3500 | 81.8
P8SMPG96 | Eaton (formerly Cooper Lighting) | Metalux | HBLED-LD5-18HE-N-CLI-[All Voltage]-L835-[Driver Includes CD and 5LTD]2-[All Emergency Options]-[Blank or MP]-[Blank MS & SVPD3]-[All Packaging] | Indoor Luminaires | High-Bay | High-Bay Luminaires for Commercial and Industrial Buildings | Premium | FALSE | [9 empty] | 42798 | Dimmable | Continuous Below 10 | Yes |  | 4.1 | 17642.82 | 151.99 | 116.08 | 8.15 | 0.99 | 3500 | 81.8
PSSFJBT2 | Eaton (formerly Cooper Lighting) | Metalux | HBLED-LD5-18HE-W-CL/WG-[All Voltage]-L835-[Driver Includes CD and 5LTD]2-[All Emergency Options]-[Blank or MP]-[Blank MS & SVPD3]-[All Packaging] | Indoor Luminaires | High-Bay | High-Bay Luminaires for Commercial and Industrial Buildings | Premium | FALSE | [9 empty] | 42798 | Dimmable | Continuous Below 10 | Yes |  | 4.1 | 17365.6 | 149.6 | 116.08 | 8.15 | 0.99 | 3500 | 81.8
PG19PD8E | Eaton (formerly Cooper Lighting) | Metalux | HBLED-LD5-18HE-N-CL-[All Voltage]-L835-[Driver Includes CD and 5LTD]2-[All Emergency Options]-[Blank or MP]-[Blank MS & SVPD3]-[All Packaging] | Indoor Luminaires | High-Bay | High-Bay Luminaires for Commercial and Industrial Buildings | Premium | FALSE | [9 empty] | 42798 | Dimmable | Continuous Below 10 | Yes |  | 4.1 | 17187.39 | 148.07 | 116.08 | 8.15 | 0.99 | 3500 | 81.8
P4S885J8 | Eaton (formerly Cooper Lighting) | Metalux | HBLED-LD5-18HE-W-FLI-120V-L835-[Driver Includes CD and 5LTD]2-[All Emergency Options]-[Blank or MP]-[Blank MS & SVPD3]-[All Packaging] | Indoor Luminaires | High-Bay | High-Bay Luminaires for Commercial and Industrial Buildings | Premium | FALSE | [9 empty] | 42798 | Dimmable | Continuous Below 10 | Yes |  | 4.1 | 16910.18 | 145.68 | 116.08 | 8.15 | 0.99 | 3500 | 81.8
PKS34UCZ | Eaton (formerly Cooper Lighting) | Metalux | HBLED-LD5-18HE-N-CL/WG-120V-L835-[Driver Includes CD and 5LTD]2-[All Emergency Options]-[Blank or MP]-[Blank MS & SVPD3]-[All Packaging] | Indoor Luminaires | High-Bay | High-Bay Luminaires for Commercial and Industrial Buildings | Premium | FALSE | [9 empty] | 42798 | Dimmable | Continuous Below 10 | Yes |  | 4.1 | 16890.38 | 145.51 | 116.08 | 8.15 | 0.99 | 3500 | 81.8
PFD2G299 | Eaton (formerly Cooper Lighting) | Metalux | HBLED-LD5-18HE-W-Al-120V-L835-[Driver Includes CD and 5LTD]2-[All Emergency Options]-[Blank or MP]-[Blank MS & SVPD3]-[All Packaging] | Indoor Luminaires | High-Bay | High-Bay Luminaires for Commercial and Industrial Buildings | Premium | FALSE | [9 empty] | 42798 | Dimmable | Continuous Below 10 | Yes |  | 4.1 | 16811.17 | 144.83 | 116.08 | 8.15 | 0.99 | 3500 | 81.8
PG9DNXXB | Eaton (formerly Cooper Lighting) | Metalux | HBLED-LD5-18HE-W-A-120V-L835-[Driver Includes CD and 5LTD]2-[All Emergency Options]-[Blank or MP]-[Blank MS & SVPD3]-[All Packaging] | Indoor Luminaires | High-Bay | High-Bay Luminaires for Commercial and Industrial Buildings | Premium | FALSE | [9 empty] | 42798 | Dimmable | Continuous Below 10 | Yes |  | 4.1 | 16751.77 | 144.31 | 116.08 | 8.15 | 0.99 | 3500 | 81.8
P3Z4AU2S | Eaton (formerly Cooper Lighting) | Metalux | HBLED-LD5-18HE-W-A/WG-120V-L835-[Driver Includes CD and 5LTD]2-[All Emergency Options]-[Blank or MP]-[Blank MS & SVPD3]-[All Packaging] | Indoor Luminaires | High-Bay | High-Bay Luminaires for Commercial and Industrial Buildings | Premium | FALSE | [9 empty] | 42798 | Dimmable | Continuous Below 10 | Yes |  | 4.1 | 16581.48 | 142.85 | 116.08 | 8.15 | 0.99 | 3500 | 81.8
PZXJJJDE | Eaton (formerly Cooper Lighting) | Metalux | HBLED-LD5-24SE-W-347V-L835-CD2-[All Emergency Options]-[Blank or MP]-[Blank MS & SVPD3]-[All Packaging] | Indoor Luminaires | High-Bay | High-Bay Luminaires for Commercial and Industrial Buildings | Standard | FALSE | [9 empty] | 42798 | Dimmable | Continuous Below 10 | Yes |  | 4.1 | 21007.65 | 130.97 | 160.4 | 8 | 0.99 | 3500 | 81.8
P66KCVY5 | Eaton (formerly Cooper Lighting) | Metalux | HBLED-LD5-18SE-N-377V-L835-[Driver Includes CD and 5LTD]2-[All Emergency Options]-[Blank or MP]-[Blank MS & SVPD3]-[All Packaging] | Indoor Luminaires | High-Bay | High-Bay Luminaires for Commercial and Industrial Buildings | Standard | FALSE | [9 empty] | 42798 | Dimmable | Continuous Below 10 | Yes |  | 4.1 | 18114.98 | 127.75 | 141.8 | 8 | 0.99 | 3500 | 81.8
P8991MDP | Eaton (formerly Cooper Lighting) | Metalux | HBLED-LD5-18HE-W-FLI-[Voltage Includes 347V 480V & UNC]-L835-[Driver Includes CD and 5LTD]2-[All Emergency Options]-[Blank or MP]-[Blank MS & SVPD3]-[All Packaging] | Indoor Luminaires | High-Bay | High-Bay Luminaires for Commercial and Industrial Buildings | Standard | FALSE | [9 empty] | 42798 | Dimmable | Continuous Below 10 | Yes |  | 4.1 | 16910.18 | 130.75 | 129.33 | 8 | 0.99 | 3500 | 81.8
PJDZCU6V | Eaton (formerly Cooper Lighting) | Metalux | HBLED-LD5-18HE-N-CL/WG-[Voltage Includes 347V 480V & UNC]-L835-[Driver Includes CD and 5LTD]2-[All Emergency Options]-[Blank or MP]-[Blank MS & SVPD3]-[All Packaging] | Indoor Luminaires | High-Bay | High-Bay Luminaires for Commercial and Industrial Buildings | Standard | FALSE | [9 empty] | 42798 | Dimmable | Continuous Below 10 | Yes |  | 4.1 | 16890.38 | 130.6 | 129.33 | 8 | 0.99 | 3500 | 81.8
PSW42WKQ | Eaton (formerly Cooper Lighting) | Metalux | HBLED-LD5-18HE-W-Al-[Voltage Includes 347V 480V & UNC]-L835-[Driver Includes CD and 5LTD]2-[All Emergency Options]-[Blank or MP]-[Blank MS & SVPD3]-[All Packaging] | Indoor Luminaires | High-Bay | High-Bay Luminaires for Commercial and Industrial Buildings | Standard | FALSE | [9 empty] | 42798 | Dimmable | Continuous Below 10 | Yes |  | 4.1 | 16811.17 | 129.99 | 129.33 | 8 | 0.99 | 3500 | 81.8
P526FDKW | Eaton (formerly Cooper Lighting) | Metalux | HBLED-LD5-18HE-W-A-347V-L835-[Driver Includes CD and 5LTD]2-[All Emergency Options]-[Blank or MP]-[Blank MS & SVPD3]-[All Packaging] | Indoor Luminaires | High-Bay | High-Bay Luminaires for Commercial and Industrial Buildings | Standard | FALSE | [9 empty] | 42798 | Dimmable | Continuous Below 10 | Yes |  | 4.1 | 16751.77 | 129.53 | 129.33 | 8 | 0.99 | 3500 | 81.8
PQQ5RFW3 | Eaton (formerly Cooper Lighting) | Metalux | HBLED-LD5-12SE-N-347V-L835-5LTD1-[All Emergency Options]-[Blank or MP]-[Blank MS & SVPD3]-[All Packaging] | Indoor Luminaires | High-Bay | High-Bay Luminaires for Commercial and Industrial Buildings | Premium | FALSE | [9 empty] | 42798 | Dimmable | Continuous Below 10 | Yes |  | 4.1 | 10374.98 | 133.27 | 77.85 | 8 | 0.99 | 3500 | 81.8
P4Q98MCV | Eaton (formerly Cooper Lighting) | Metalux | HBLED-LD5-12HE-N-CLI-347V-L835-5LTD1-[All Emergency Options]-[Blank or MP]-[Blank MS & SVPD3]-[All Packaging] | Indoor Luminaires | High-Bay | High-Bay Luminaires for Commercial and Industrial Buildings | Premium | FALSE | [9 empty] | 42798 | Dimmable | Continuous Below 10 | Yes |  | 4.1 | 10111.32 | 133.65 | 75.65 | 8 | 0.99 | 3500 | 81.8
PQZJ5GR5 | Eaton (formerly Cooper Lighting) | Metalux | HBLED-LD5-12HE-W-CL/WG-347V-L835-5LTD1-[All Emergency Options]-[Blank or MP]-[Blank MS & SVPD3]-[All Packaging] | Indoor Luminaires | High-Bay | High-Bay Luminaires for Commercial and Industrial Buildings | Premium | FALSE | [9 empty] | 42798 | Dimmable | Continuous Below 10 | Yes |  | 4.1 | 9952.44 | 131.55 | 75.65 | 8 | 0.99 | 3500 | 81.8
P1JD4R6N | Eaton (formerly Cooper Lighting) | Metalux | HBLED-LD5-12SE-W-CLI-[Voltage Includes 347V 480V & UNC]-L835-[Driver Includes CD and 5LTD]1-[All Emergency Options]-[Blank or MP]-[Blank MS & SVPD3]-[All Packaging] | Indoor Luminaires | High-Bay | High-Bay Luminaires for Commercial and Industrial Buildings | Standard | FALSE | [9 empty] | 42798 | Dimmable | Continuous Below 10 | Yes |  | 4.1 | 10008.67 | 127.16 | 78.71 | 7.8 | 0.99 | 3500 | 81.8
PVP2W9YG | Eaton (formerly Cooper Lighting) | Metalux | HBLED-LD5-12SE-W-CL-[Voltage Includes 347V 480V & UNC]-L835-[Driver Includes CD and 5LTD]1-[All Emergency Options]-[Blank or MP]-[Blank MS & SVPD3]-[All Packaging] | Indoor Luminaires | High-Bay | High-Bay Luminaires for Commercial and Industrial Buildings | Standard | FALSE | [9 empty] | 42798 | Dimmable | Continuous Below 10 | Yes |  | 4.1 | 9933.26 | 126.2 | 78.71 | 7.8 | 0.99 | 3500 | 81.8
PX4TF5QR | Eaton (formerly Cooper Lighting) | Metalux | HBLED-LD5-12HE-N-CL-347V-L835-[Driver Includes CD and 5LTD]1-[All Emergency Options]-[Blank or MP]-[Blank MS & SVPD3]-[All Packaging] | Indoor Luminaires | High-Bay | High-Bay Luminaires for Commercial and Industrial Buildings | Standard | FALSE | [9 empty] | 42798 | Dimmable | Continuous Below 10 | Yes |  | 4.1 | 9850.31 | 128.78 | 76.49 | 7.8 | 0.99 | 3500 | 81.8
P9KWW77G | Eaton (formerly Cooper Lighting) | Metalux | HBLED-LD5-12HE-W-FLI-347V-L835-[Driver Includes CD and 5LTD]1-[All Emergency Options]-[Blank or MP]-[Blank MS & SVPD3]-[All Packaging] | Indoor Luminaires | High-Bay | High-Bay Luminaires for Commercial and Industrial Buildings | Standard | FALSE | [9 empty] | 42798 | Dimmable | Continuous Below 10 | Yes |  | 4.1 | 9691.43 | 126.71 | 76.49 | 7.8 | 0.99 | 3500 | 81.8
P2Z2XRXV | Eaton (formerly Cooper Lighting) | Metalux | HBLED-LD5-12HE-N-CL/WG-[Voltage Includes 347V 480V & UNC]-L835-[Driver Includes CD and 5LTD]1-[All Emergency Options]-[Blank or MP]-[Blank MS & SVPD3]-[All Packaging] | Indoor Luminaires | High-Bay | High-Bay Luminaires for Commercial and Industrial Buildings | Standard | FALSE | [9 empty] | 42798 | Dimmable | Continuous Below 10 | Yes |  | 4.1 | 9680.09 | 126.56 | 76.49 | 7.8 | 0.99 | 3500 | 81.8
PHD5HWA2 | Eaton (formerly Cooper Lighting) | Metalux | HBLED-LD5-12HE-W-Al-[Voltage Includes 347V 480V & UNC]-L835-[Driver Includes CD and 5LTD]1-[All Emergency Options]-[Blank or MP]-[Blank MS & SVPD3]-[All Packaging] | Indoor Luminaires | High-Bay | High-Bay Luminaires for Commercial and Industrial Buildings | Standard | FALSE | [9 empty] | 42798 | Dimmable | Continuous Below 10 | Yes |  | 4.1 | 9634.69 | 125.96 | 76.49 | 7.8 | 0.99 | 3500 | 81.8
PTZ9RW11 | Eaton (formerly Cooper Lighting) | Metalux | HBLED-LD5-30SE-N-277V-L835-CD2-[All Emergency Options]-[Blank or MP]-[Blank MS & SVPD3]-[All Packaging] | Indoor Luminaires | High-Bay | High-Bay Luminaires for Commercial and Industrial Buildings | Standard | FALSE | [9 empty] | 42798 | Dimmable | Continuous Below 10 | Yes |  | 4.1 | 25205.38 | 127.54 | 197.62 | 7.7 | 0.97 | 3500 | 81.8
P5EW7PJ3 | Eaton (formerly Cooper Lighting) | Metalux | HBLED-LD5-44SE-W-UNC-L835-CD3-[All Emergency Options]-[Blank or MP]-[Blank MS & SVPD3]-[All Packaging] | Indoor Luminaires | High-Bay | High-Bay Luminaires for Commercial and Industrial Buildings | Standard | FALSE | [9 empty] | 42798 | Dimmable | Continuous Below 10 | Yes |  | 4.1 | 39245.39 | 128.08 | 306.42 | 7.6 | 0.99 | 3500 | 81.8
PJ4QNDFY | Eaton (formerly Cooper Lighting) | Metalux | HBLED-LD5-12SE-N-347V-L835-CD1-[All Emergency Options]-[Blank or MP]-[Blank MS & SVPD3]-[All Packaging] | Indoor Luminaires | High-Bay | High-Bay Luminaires for Commercial and Industrial Buildings | Standard | FALSE | [9 empty] | 42798 | Dimmable | Continuous Below 10 | Yes |  | 4.1 | 10374.98 | 130.4 | 79.57 | 7.6 | 0.99 | 3500 | 81.8
PV935GE9 | Eaton (formerly Cooper Lighting) | Metalux | HBLED-LD5-12HE-N-CLI-347V-L835-CD1-[All Emergency Options]-[All Emergency Options]-[Blank or MP]-[Blank MS & SVPD3]-[All Packaging] | Indoor Luminaires | High-Bay | High-Bay Luminaires for Commercial and Industrial Buildings | Standard | FALSE | [9 empty] | 42798 | Dimmable | Continuous Below 10 | Yes |  | 4.1 | 10111.32 | 130.77 | 77.32 | 7.6 | 0.99 | 3500 | 81.8
PZ73WHKC | Eaton (formerly Cooper Lighting) | Metalux | HBLED-LD5-12HE-W-CL/WG-347V-L835-CD1-[All Emergency Options]-[Blank or MP]-[Blank MS & SVPD3]-[All Packaging] | Indoor Luminaires | High-Bay | High-Bay Luminaires for Commercial and Industrial Buildings | Standard | FALSE | [9 empty] | 42798 | Dimmable | Continuous Below 10 | Yes |  | 4.1 | 9952.44 | 128.72 | 77.32 | 7.6 | 0.99 | 3500 | 81.8
PM67N4HU | Eaton (formerly Cooper Lighting) | Metalux | HBLED-LD5-12HE-W-[All Voltage]-L835-[Driver Includes CD and 5LTD]1-[All Emergency Options]-[Blank or MP]-[Blank MS & SVPD3]-[All Packaging] | Indoor Luminaires | High-Bay | High-Bay Luminaires for Commercial and Industrial Buildings | Premium | FALSE | [9 empty] | 42798 | Dimmable | Continuous Below 10 | Yes |  | 4.1 | 11348.28 | 161.98 | 70.06 | 7.45 | 1 | 3500 | 81.8
PDGX4REJ | Eaton (formerly Cooper Lighting) | Metalux | HBLED-LD5-12HE-N-[All Voltage]-L835-[Driver Includes CD and 5LTD]1-[All Emergency Options]-[Blank or MP]-[Blank MS & SVPD3]-[All Packaging] | Indoor Luminaires | High-Bay | High-Bay Luminaires for Commercial and Industrial Buildings | Premium | FALSE | [9 empty] | 42798 | Dimmable | Continuous Below 10 | Yes |  | 4.1 | 10928.4 | 155.98 | 70.06 | 7.45 | 1 | 3500 | 81.8
PUD4RU9K | Eaton (formerly Cooper Lighting) | Metalux | HBLED-LD5-12SE-W-[All Voltage]-L835-[Driver Includes CD and 5LTD]1-[All Emergency Options]-[Blank or MP]-[Blank MS & SVPD3]-[All Packaging] | Indoor Luminaires | High-Bay | High-Bay Luminaires for Commercial and Industrial Buildings | Premium | FALSE | [9 empty] | 42798 | Dimmable | Continuous Below 10 | Yes |  | 4.1 | 10773.6 | 145.98 | 73.8 | 7.45 | 1 | 3500 | 81.8
P4KPTZWZ | Eaton (formerly Cooper Lighting) | Metalux | HBLED-LD5-12SE-W-[All Voltage]-L835-[Driver Includes CD and 5LTD]1-[All Emergency Options]-[Blank or MP]-[Blank MS & SVPD3]-[All Packaging] | Indoor Luminaires | High-Bay | High-Bay Luminaires for Commercial and Industrial Buildings | Premium | FALSE | [9 empty] | 42798 | Dimmable | Continuous Below 10 | Yes |  | 4.1 | 10773.6 | 145.98 | 73.8 | 7.45 | 1 | 3500 | 81.8
P1KXNK31 | Eaton (formerly Cooper Lighting) | Metalux | HBLED-LD5-12HE-W-CLI-[All Voltage]-L835-[Driver Includes CD and 5LTD]1-[All Emergency Options]-[Blank or MP]-[Blank MS & SVPD3]-[All Packaging] | Indoor Luminaires | High-Bay | High-Bay Luminaires for Commercial and Industrial Buildings | Premium | FALSE | [9 empty] | 42798 | Dimmable | Continuous Below 10 | Yes |  | 4.1 | 10542.56 | 150.48 | 70.06 | 7.45 | 1 | 3500 | 81.8
PEDTWTRJ | Eaton (formerly Cooper Lighting) | Metalux | HBLED-LD5-12HE-W-CL-[All Voltage]-L835-[Driver Includes CD and 5LTD]1-[All Emergency Options]-[Blank or MP]-[Blank MS & SVPD3]-[All Packaging] | Indoor Luminaires | High-Bay | High-Bay Luminaires for Commercial and Industrial Buildings | Premium | FALSE | [9 empty] | 42798 | Dimmable | Continuous Below 10 | Yes |  | 4.1 | 10463.12 | 149.34 | 70.06 | 7.45 | 1 | 3500 | 81.8
PTBS45DB | Eaton (formerly Cooper Lighting) | Metalux | HBLED-LD5-12HE-N-CLI-[Voltage Includes 120V 277V 480V & UNV]-L835-[Driver Includes CD and 5LTD]1-[All Emergency Options]-[Blank or MP]-[Blank MS & SVPD3]-[All Packaging] | Indoor Luminaires | High-Bay | High-Bay Luminaires for Commercial and Industrial Buildings | Premium | FALSE | [9 empty] | 42798 | Dimmable | Continuous Below 10 | Yes |  | 4.1 | 10111.32 | 144.32 | 70.06 | 7.45 | 1 | 3500 | 81.8
PHUSURCH | Eaton (formerly Cooper Lighting) | Metalux | HBLED-LD5-12SE-W-CLI-[Voltage Includes 120V 277V & UNV]-L835-[Driver Includes CD and 5LTD]1-[All Emergency Options]-[Blank or MP]-[Blank MS & SVPD3]-[All Packaging] | Indoor Luminaires | High-Bay | High-Bay Luminaires for Commercial and Industrial Buildings | Premium | FALSE | [9 empty] | 42798 | Dimmable | Continuous Below 10 | Yes |  | 4.1 | 10008.67 | 135.62 | 73.8 | 7.45 | 1 | 3500 | 81.8
PUY42UGX | Eaton (formerly Cooper Lighting) | Metalux | HBLED-LD5-12HE-W-CL/WG-[Voltage Includes 120V 277V 480V & UNV]-L835-[Driver Includes CD and 5LTD]1-[All Emergency Options]-[Blank or MP]-[Blank MS & SVPD3]-[All Packaging] | Indoor Luminaires | High-Bay | High-Bay Luminaires for Commercial and Industrial Buildings | Premium | FALSE | [9 empty] | 42798 | Dimmable | Continuous Below 10 | Yes |  | 4.1 | 9952.44 | 142.05 | 70.06 | 7.45 | 1 | 3500 | 81.8
P68MS2JF | Eaton (formerly Cooper Lighting) | Metalux | HBLED-LD5-12SE-W-CL-[Voltage Includes 120V 277V & UNV]-L835-[Driver Includes CD and 5LTD]1-[All Emergency Options]-[Blank or MP]-[Blank MS & SVPD3]-[All Packaging] | Indoor Luminaires | High-Bay | High-Bay Luminaires for Commercial and Industrial Buildings | Premium | FALSE | [9 empty] | 42798 | Dimmable | Continuous Below 10 | Yes |  | 4.1 | 9933.26 | 134.6 | 73.8 | 7.45 | 1 | 3500 | 81.8
PNKBU2NV | Eaton (formerly Cooper Lighting) | Metalux | HBLED-LD5-12HE-N-CL-[Voltage Includes 120V 277V 480V & UNV]-L835-[Driver Includes CD and 5LTD]1-[All Emergency Options]-[Blank or MP]-[Blank MS & SVPD3]-[All Packaging] | Indoor Luminaires | High-Bay | High-Bay Luminaires for Commercial and Industrial Buildings | Premium | FALSE | [9 empty] | 42798 | Dimmable | Continuous Below 10 | Yes |  | 4.1 | 9850.31 | 140.59 | 70.06 | 7.45 | 1 | 3500 | 81.8
PTUACE9Q | Eaton (formerly Cooper Lighting) | Metalux | HBLED-LD5-12HE-W-FLI-[Voltage Includes 120V 277V & UNV]-L835-[Driver Includes CD and 5LTD]1-[All Emergency Options]-[Blank or MP]-[Blank MS & SVPD3]-[All Packaging] | Indoor Luminaires | High-Bay | High-Bay Luminaires for Commercial and Industrial Buildings | Premium | FALSE | [9 empty] | 42798 | Dimmable | Continuous Below 10 | Yes |  | 4.1 | 9691.43 | 138.33 | 70.06 | 7.45 | 1 | 3500 | 81.8
PX14GTH7 | Eaton (formerly Cooper Lighting) | Metalux | HBLED-LD5-12HE-N-CL/WG-[Voltage Includes 120V 277V & UNV]-L835-[Driver Includes CD and 5LTD]1-[All Emergency Options]-[Blank or MP]-[Blank MS & SVPD3]-[All Packaging] | Indoor Luminaires | High-Bay | High-Bay Luminaires for Commercial and Industrial Buildings | Premium | FALSE | [9 empty] | 42798 | Dimmable | Continuous Below 10 | Yes |  | 4.1 | 9680.09 | 138.17 | 70.06 | 7.45 | 1 | 3500 | 81.8
P2RAH93J | Eaton (formerly Cooper Lighting) | Metalux | HBLED-LD5-12HE-W-Al-[Voltage Includes 120V 277V & UNV]-L835-[Driver Includes CD and 5LTD]1-[All Emergency Options]-[Blank or MP]-[Blank MS & SVPD3]-[All Packaging] | Indoor Luminaires | High-Bay | High-Bay Luminaires for Commercial and Industrial Buildings | Premium | FALSE | [9 empty] | 42798 | Dimmable | Continuous Below 10 | Yes |  | 4.1 | 9634.69 | 137.52 | 70.06 | 7.45 | 1 | 3500 | 81.8
P9RWX4R2 | Eaton (formerly Cooper Lighting) | Metalux | HBLED-LD5-12HE-W-A-[Voltage Includes 120V 277V & UNV]-L835-[Driver Includes CD and 5LTD]1-[All Emergency Options]-[Blank or MP]-[Blank MS & SVPD3]-[All Packaging] | Indoor Luminaires | High-Bay | High-Bay Luminaires for Commercial and Industrial Buildings | Premium | FALSE | [9 empty] | 42798 | Dimmable | Continuous Below 10 | Yes |  | 4.1 | 9600.65 | 137.03 | 70.06 | 7.45 | 1 | 3500 | 81.8
PRZ9T6N9 | Eaton (formerly Cooper Lighting) | Metalux | HBLED-LD5-12HE-W-A/WG-[Voltage Includes 120V 277V & UNV]-L835-[Driver Includes CD and 5LTD]1-[All Emergency Options]-[Blank or MP]-[Blank MS & SVPD3]-[All Packaging] | Indoor Luminaires | High-Bay | High-Bay Luminaires for Commercial and Industrial Buildings | Premium | FALSE | [9 empty] | 42798 | Dimmable | Continuous Below 10 | Yes |  | 4.1 | 9503.05 | 135.64 | 70.06 | 7.45 | 1 | 3500 | 81.8
PQ4AN7S5 | Eaton (formerly Cooper Lighting) | Metalux | HBLED-LD5-12SE-W-CL/WG-[All Voltage]-L835-[Driver Includes CD and 5LTD]1-[All Emergency Options]-[Blank or MP]-[Blank MS & SVPD3]-[All Packaging] | Indoor Luminaires | High-Bay | High-Bay Luminaires for Commercial and Industrial Buildings | Standard | FALSE | [9 empty] | 42798 | Dimmable | Continuous Below 10 | Yes |  | 4.1 | 9448.45 | 128.03 | 73.8 | 7.45 | 1 | 3500 | 81.8
PD64CNX5 | Eaton (formerly Cooper Lighting) | Metalux | HBLED-LD5-12SE-N-CL-[All Voltage]-L835-[Driver Includes CD and 5LTD]1-[All Emergency Options]-[Blank or MP]-[Blank MS & SVPD3]-[All Packaging] | Indoor Luminaires | High-Bay | High-Bay Luminaires for Commercial and Industrial Buildings | Standard | FALSE | [9 empty] | 42798 | Dimmable | Continuous Below 10 | Yes |  | 4.1 | 9351.48 | 126.71 | 73.8 | 7.45 | 1 | 3500 | 81.8
P7B9P5TG | Eaton (formerly Cooper Lighting) | Metalux | HBLED-LD5-12SE-W-FLI-[All Voltage]-L835-[Driver Includes CD and 5LTD]1-[All Emergency Options]-[Blank or MP]-[Blank MS & SVPD3]-[All Packaging] | Indoor Luminaires | High-Bay | High-Bay Luminaires for Commercial and Industrial Buildings | Standard | FALSE | [9 empty] | 42798 | Dimmable | Continuous Below 10 | Yes |  | 4.1 | 9200.65 | 124.67 | 73.8 | 7.45 | 1 | 3500 | 81.8
PZ7QSB51 | Eaton (formerly Cooper Lighting) | Metalux | HBLED-LD5-12SE-N-CL/WG-[All Voltage]-L835-[Driver Includes CD and 5LTD]1-[All Emergency Options]-[Blank or MP]-[Blank MS & SVPD3]-[All Packaging] | Indoor Luminaires | High-Bay | High-Bay Luminaires for Commercial and Industrial Buildings | Standard | FALSE | [9 empty] | 42798 | Dimmable | Continuous Below 10 | Yes |  | 4.1 | 9189.88 | 124.52 | 73.8 | 7.45 | 1 | 3500 | 81.8
PDF8RN4A | Eaton (formerly Cooper Lighting) | Metalux | HBLED-LD5-36SE-W-[Voltage Includes 120V 277V UNV & UNC]-L835-CD3-[All Emergency Options]-[Blank or MP]-[Blank MS & SVPD3]-[All Packaging] | Indoor Luminaires | High-Bay | High-Bay Luminaires for Commercial and Industrial Buildings | Premium | FALSE | [9 empty] | 42798 | Dimmable | Continuous Below 10 | Yes |  | 4.1 | 31695.84 | 135.72 | 233.53 | 6.6 | 0.99 | 3500 | 81.8
P5YQDSPD | Eaton (formerly Cooper Lighting) | Metalux | HBLED-LD5-36SE-N-120V-L835-CD3-[All Emergency Options]-[Blank or MP]-[Blank MS & SVPD3]-[All Packaging] | Indoor Luminaires | High-Bay | High-Bay Luminaires for Commercial and Industrial Buildings | Standard | FALSE | [9 empty] | 42798 | Dimmable | Continuous Below 10 | Yes |  | 4.1 | 30523.09 | 130.7 | 233.53 | 6.6 | 0.99 | 3500 | 81.8
PZRDBM48 | Eaton (formerly Cooper Lighting) | Metalux | HBLED-LD5-36SE-W-CLI-[Voltage Includes 120V & UNC]-L835-CD3-[All Emergency Options]-[Blank or MP]-[Blank MS & SVPD3]-[All Packaging] | Indoor Luminaires | High-Bay | High-Bay Luminaires for Commercial and Industrial Buildings | Standard | FALSE | [9 empty] | 42798 | Dimmable | Continuous Below 10 | Yes |  | 4.1 | 29445.43 | 126.09 | 233.53 | 6.6 | 0.99 | 3500 | 81.8
PN4DPJTR | Eaton (formerly Cooper Lighting) | Metalux | HBLED-LD5-36SE-W-CL-[Voltage Includes 120V & UNC]-L835-CD3-[All Emergency Options]-[Blank or MP]-[Blank MS & SVPD3]-[All Packaging] | Indoor Luminaires | High-Bay | High-Bay Luminaires for Commercial and Industrial Buildings | Standard | FALSE | [9 empty] | 42798 | Dimmable | Continuous Below 10 | Yes |  | 4.1 | 29223.56 | 125.14 | 233.53 | 6.6 | 0.99 | 3500 | 81.8
PQ8S6JTT | Eaton (formerly Cooper Lighting) | Metalux | HBLED-LD5-24HE-W-[All Voltage]-L835-CD2-[All Emergency Options]-[Blank or MP]-[Blank MS & SVPD3]-[All Packaging] | Indoor Luminaires | High-Bay | High-Bay Luminaires for Commercial and Industrial Buildings | Premium | FALSE | [9 empty] | 42798 | Dimmable | Continuous Below 10 | Yes |  | 4.1 | 22172.01 | 145.89 | 151.98 | 6.6 | 0.99 | 3500 | 81.8
P9RKWJM1 | Eaton (formerly Cooper Lighting) | Metalux | HBLED-LD5-24HE-N-[All Voltage]-L835-CD2-[All Emergency Options]-[Blank or MP]-[Blank MS & SVPD3]-[All Packaging] | Indoor Luminaires | High-Bay | High-Bay Luminaires for Commercial and Industrial Buildings | Premium | FALSE | [9 empty] | 42798 | Dimmable | Continuous Below 10 | Yes |  | 4.1 | 21351.64 | 140.49 | 151.98 | 6.6 | 0.99 | 3500 | 81.8
PB8MGP47 | Eaton (formerly Cooper Lighting) | Metalux | HBLED-LD5-24SE-W-[Voltage Includes 120V 277V 480V & UNV]-L835-CD2-[All Emergency Options]-[Blank or MP]-[Blank MS & SVPD3]-[All Packaging] | Indoor Luminaires | High-Bay | High-Bay Luminaires for Commercial and Industrial Buildings | Premium | FALSE | [9 empty] | 42798 | Dimmable | Continuous Below 10 | Yes |  | 4.1 | 21007.65 | 135.08 | 155.52 | 6.6 | 0.99 | 3500 | 81.8
P9QBP8MK | Eaton (formerly Cooper Lighting) | Metalux | HBLED-LD5-24HE-W-CLI-[All Voltage]-L835-CD2-[All Emergency Options]-[Blank or MP]-[Blank MS & SVPD3]-[All Packaging] | Indoor Luminaires | High-Bay | High-Bay Luminaires for Commercial and Industrial Buildings | Premium | FALSE | [9 empty] | 42798 | Dimmable | Continuous Below 10 | Yes |  | 4.1 | 20597.79 | 135.53 | 151.98 | 6.6 | 0.99 | 3500 | 81.8
PFZA2M53 | Eaton (formerly Cooper Lighting) | Metalux | HBLED-LD5-24HE-W-CL-[All Voltage]-L835-CD2-[All Emergency Options]-[Blank or MP]-[Blank MS & SVPD3]-[All Packaging] | Indoor Luminaires | High-Bay | High-Bay Luminaires for Commercial and Industrial Buildings | Premium | FALSE | [9 empty] | 42798 | Dimmable | Continuous Below 10 | Yes |  | 4.1 | 20442.59 | 134.51 | 151.98 | 6.6 | 0.99 | 3500 | 81.8
PKDQAR6U | Eaton (formerly Cooper Lighting) | Metalux | HBLED-LD5-24SE-N-[Voltage Includes 120V 347V 480V & UNC]-L835-CD2-[All Emergency Options]-[Blank or MP]-[Blank MS & SVPD3]-[All Packaging] | Indoor Luminaires | High-Bay | High-Bay Luminaires for Commercial and Industrial Buildings | Standard | FALSE | [9 empty] | 42798 | Dimmable | Continuous Below 10 | Yes |  | 4.1 | 20230.37 | 130.09 | 155.52 | 6.6 | 0.99 | 3500 | 81.8
PDWQS6DQ | Eaton (formerly Cooper Lighting) | Metalux | HBLED-LD5-24HE-N-CLI-[Voltage Includes 120V & 347V]-L835-CD2-[All Emergency Options]-[Blank or MP]-[Blank MS & SVPD3]-[All Packaging] | Indoor Luminaires | High-Bay | High-Bay Luminaires for Commercial and Industrial Buildings | Standard | FALSE | [9 empty] | 42798 | Dimmable | Continuous Below 10 | Yes |  | 4.1 | 19755.26 | 129.99 | 151.98 | 6.6 | 0.99 | 3500 | 81.8
P1MX56C4 | Eaton (formerly Cooper Lighting) | Metalux | HBLED-LD5-24SE-W-CLI-[Voltage Includes 120V 347V 480V & UNC]-L835-CD2-[All Emergency Options]-[Blank or MP]-[Blank MS & SVPD3]-[All Packaging] | Indoor Luminaires | High-Bay | High-Bay Luminaires for Commercial and Industrial Buildings | Standard | FALSE | [9 empty] | 42798 | Dimmable | Continuous Below 10 | Yes |  | 4.1 | 19516.11 | 125.49 | 155.52 | 6.6 | 0.99 | 3500 | 81.8
P3X3XCV1 | Eaton (formerly Cooper Lighting) | Metalux | HBLED-LD5-24HE-W-CL/WG-[Voltage Includes 120V 347V 480V & UNC]-L835-CD2-[All Emergency Options]-[Blank or MP]-[Blank MS & SVPD3]-[All Packaging] | Indoor Luminaires | High-Bay | High-Bay Luminaires for Commercial and Industrial Buildings | Standard | FALSE | [9 empty] | 42798 | Dimmable | Continuous Below 10 | Yes |  | 4.1 | 19444.85 | 127.94 | 151.98 | 6.6 | 0.99 | 3500 | 81.8
PQ7UA7RS | Eaton (formerly Cooper Lighting) | Metalux | HBLED-LD5-24SE-W-CL-[All Voltage]-L835-CD2-[All Emergency Options]-[Blank or MP]-[Blank MS & SVPD3]-[All Packaging] | Indoor Luminaires | High-Bay | High-Bay Luminaires for Commercial and Industrial Buildings | Standard | FALSE | [9 empty] | 42798 | Dimmable | Continuous Below 10 | Yes |  | 4.1 | 19369.05 | 124.55 | 155.52 | 6.6 | 0.99 | 3500 | 81.8
P4M7CDMG | Eaton (formerly Cooper Lighting) | Metalux | HBLED-LD5-24HE-N-CL-[All Voltage]-L835-CD2-[All Emergency Options]-[Blank or MP]-[Blank MS & SVPD3]-[All Packaging] | Indoor Luminaires | High-Bay | High-Bay Luminaires for Commercial and Industrial Buildings | Standard | FALSE | [9 empty] | 42798 | Dimmable | Continuous Below 10 | Yes |  | 4.1 | 19245.3 | 126.63 | 151.98 | 6.6 | 0.99 | 3500 | 81.8
PBMREUGB | Eaton (formerly Cooper Lighting) | Metalux | HBLED-LD5-24HE-W-FLI-[All Voltage]-L835-CD2-[All Emergency Options]-[Blank or MP]-[Blank MS & SVPD3]-[All Packaging] | Indoor Luminaires | High-Bay | High-Bay Luminaires for Commercial and Industrial Buildings | Standard | FALSE | [9 empty] | 42798 | Dimmable | Continuous Below 10 | Yes |  | 4.1 | 18934.89 | 124.59 | 151.98 | 6.6 | 0.99 | 3500 | 81.8
P6H71BR7 | Eaton (formerly Cooper Lighting) | Metalux | HBLED-LD5-24HE-N-CL/WG-[All Voltage]-L835-CD2-[All Emergency Options]-[Blank or MP]-[Blank MS & SVPD3]-[All Packaging] | Indoor Luminaires | High-Bay | High-Bay Luminaires for Commercial and Industrial Buildings | Standard | FALSE | [9 empty] | 42798 | Dimmable | Continuous Below 10 | Yes |  | 4.1 | 18912.72 | 124.44 | 151.98 | 6.6 | 0.99 | 3500 | 81.8
PP7J91P7 | Eaton (formerly Cooper Lighting) | Metalux | HBLED-LD5-18SE-W-[All Voltage]-L835-[Driver Includes CD and 5LTD]2-[All Emergency Options]-[Blank or MP]-[Blank MS & SVPD3]-[All Packaging] | Indoor Luminaires | High-Bay | High-Bay Luminaires for Commercial and Industrial Buildings | Premium | FALSE | [9 empty] | 42798 | Dimmable | Continuous Below 10 | Yes |  | 4.1 | 18810.99 | 138.04 | 136.27 | 6.6 | 0.99 | 3500 | 81.8
PPQG8E9U | Eaton (formerly Cooper Lighting) | Metalux | HBLED-LD5-18SE-N-[Voltage Includes 120V 277 480V & UNV]-L835-[Driver Includes CD and 5LTD]2-[All Emergency Options]-[Blank or MP]-[Blank MS & SVPD3]-[All Packaging] | Indoor Luminaires | High-Bay | High-Bay Luminaires for Commercial and Industrial Buildings | Premium | FALSE | [9 empty] | 42798 | Dimmable | Continuous Below 10 | Yes |  | 4.1 | 18114.98 | 132.93 | 136.27 | 6.6 | 0.99 | 3500 | 81.8
PVMMUQQQ | Eaton (formerly Cooper Lighting) | Metalux | HBLED-LD5-18SE-W-CLI-[Voltage Includes 120V 347V 480V & UNC]-L835-[Driver Includes CD and 5LTD]2-[All Emergency Options]-[Blank or MP]-[Blank MS & SVPD3]-[All Packaging] | Indoor Luminaires | High-Bay | High-Bay Luminaires for Commercial and Industrial Buildings | Standard | FALSE | [9 empty] | 42798 | Dimmable | Continuous Below 10 | Yes |  | 4.1 | 17475.41 | 128.24 | 136.27 | 6.6 | 0.99 | 3500 | 81.8
PFA2ABH6 | Eaton (formerly Cooper Lighting) | Metalux | HBLED-LD5-18SE-W-CL-[Voltage Includes 120V 347V 480V & UNC]-L835-[Driver Includes CD and 5LTD]2-[All Emergency Options]-[Blank or MP]-[Blank MS & SVPD3]-[All Packaging] | Indoor Luminaires | High-Bay | High-Bay Luminaires for Commercial and Industrial Buildings | Standard | FALSE | [9 empty] | 42798 | Dimmable | Continuous Below 10 | Yes |  | 4.1 | 17343.73 | 127.27 | 136.27 | 6.6 | 0.99 | 3500 | 81.8
PQ7SUJC2 | Eaton (formerly Cooper Lighting) | Metalux | HBLED-LD5-44SE-W-UNV-L835-CD3-[All Emergency Options]-[Blank or MP]-[Blank MS & SVPD3]-[All Packaging] | Indoor Luminaires | High-Bay | High-Bay Luminaires for Commercial and Industrial Buildings | Standard | FALSE | [9 empty] | 42798 | Dimmable | Continuous Below 10 | Yes |  | 4.1 | 39245.39 | 131.93 | 297.46 | 6.4 | 1 | 3500 | 81.8
PRCA1YMD | Eaton (formerly Cooper Lighting) | Metalux | HBLED-LD5-44SE-N-[Voltage Includes 120V 277V UNV & UNC]-L835-CD3-[All Emergency Options]-[Blank or MP]-[Blank MS & SVPD3]-[All Packaging] | Indoor Luminaires | High-Bay | High-Bay Luminaires for Commercial and Industrial Buildings | Standard | FALSE | [9 empty] | 42798 | Dimmable | Continuous Below 10 | Yes |  | 4.1 | 37793.31 | 127.05 | 297.46 | 6.4 | 1 | 3500 | 81.8
PZYFWAPU | Eaton (formerly Cooper Lighting) | Metalux | HBLED-LD5-15SE-W-[All Voltage]-L835-CD1-[All Emergency Options]-[Blank or MP]-[Blank MS & SVPD3]-[All Packaging] | Indoor Luminaires | High-Bay | High-Bay Luminaires for Commercial and Industrial Buildings | Premium | FALSE | [9 empty] | 42798 | Dimmable | Continuous Below 10 | Yes |  | 4.1 | 13395.82 | 135.83 | 98.62 | 6.4 | 1 | 3500 | 81.8
PRSRCTFY | Eaton (formerly Cooper Lighting) | Metalux | HBLED-LD5-15SE-N-[All Voltage]-L835-CD1-[All Emergency Options]-[Blank or MP]-[Blank MS & SVPD3]-[All Packaging] | Indoor Luminaires | High-Bay | High-Bay Luminaires for Commercial and Industrial Buildings | Standard | FALSE | [9 empty] | 42798 | Dimmable | Continuous Below 10 | Yes |  | 4.1 | 12900.18 | 130.8 | 98.62 | 6.4 | 1 | 3500 | 81.8
PYJD7GH9 | Eaton (formerly Cooper Lighting) | Metalux | HBLED-LD5-15SE-W-CLI-[All Voltage]-L835-CD1-[All Emergency Options]-[Blank or MP]-[Blank MS & SVPD3]-[All Packaging] | Indoor Luminaires | High-Bay | High-Bay Luminaires for Commercial and Industrial Buildings | Standard | FALSE | [9 empty] | 42798 | Dimmable | Continuous Below 10 | Yes |  | 4.1 | 12444.72 | 126.18 | 98.62 | 6.4 | 1 | 3500 | 81.8
P7D9DDJ9 | Eaton (formerly Cooper Lighting) | Metalux | HBLED-LD5-15SE-W-CL-[All Voltage]-L835-CD1-[All Emergency Options]-[Blank or MP]-[Blank MS & SVPD3]-[All Packaging] | Indoor Luminaires | High-Bay | High-Bay Luminaires for Commercial and Industrial Buildings | Standard | FALSE | [9 empty] | 42798 | Dimmable | Continuous Below 10 | Yes |  | 4.1 | 12350.95 | 125.23 | 98.62 | 6.4 | 1 | 3500 | 81.8
P6DS7PV7 | Eaton (formerly Cooper Lighting) | Metalux | HBLED-LD5-12SE-N-CLI-[Voltage Includes 120V 277V & UNV]-L835-CD1-[All Emergency Options]-[Blank or MP]-[Blank MS & SVPD3]-[All Packaging] | Indoor Luminaires | High-Bay | High-Bay Luminaires for Commercial and Industrial Buildings | Standard | FALSE | [9 empty] | 42798 | Dimmable | Continuous Below 10 | Yes |  | 4.1 | 9599.28 | 128.74 | 74.56 | 6.4 | 1 | 3500 | 81.8
PDBJW3VC | Eaton (formerly Cooper Lighting) | Metalux | HBLED-LD5-30SE-W-[Voltage Includes 120V 277V & UNV]-L835-[Driver Includes CD and 5LTD]2-[All Emergency Options]-[Blank or MP]-[Blank MS & SVPD3]-[All Packaging] | Indoor Luminaires | High-Bay | High-Bay Luminaires for Commercial and Industrial Buildings | Premium | FALSE | [9 empty] | 42798 | Dimmable | Continuous Below 10 | Yes |  | 4.1 | 26173.81 | 132.58 | 197.42 | 6.33 | 1 | 3500 | 81.8
P3J25RP1 | Eaton (formerly Cooper Lighting) | Metalux | HBLED-LD5-30SE-N-[Voltage Includes 120V 347V 480V & UNC]-L835-[Driver Includes CD and 5LTD]2-[All Emergency Options]-[Blank or MP]-[Blank MS & SVPD3]-[All Packaging] | Indoor Luminaires | High-Bay | High-Bay Luminaires for Commercial and Industrial Buildings | Standard | FALSE | [9 empty] | 42798 | Dimmable | Continuous Below 10 | Yes |  | 4.1 | 25205.38 | 127.67 | 197.42 | 6.33 | 1 | 3500 | 81.8
P1VPVE6A | Eaton (formerly Cooper Lighting) | Metalux | HBLED-LD5-18HE-N-CLI-[Voltage Includes 347V 480V & UNC]-L850-ED2-[All Emergency Options]-[Blank or MP]-[Blank MS & SVPD3]-[All Packaging] | Indoor Luminaires | High-Bay | High-Bay Aisle Luminaires | Premium | FALSE | [9 empty] | 42798 | Not Dimmable | Not Dimmable | Yes |  | 4.1 | 18760.81 | 145.88 | 128.6 | 7.4 | 0.99 | 5000 | 81.8
PHY98F45 | Eaton (formerly Cooper Lighting) | Metalux | HBLED-LD5-18HE-N-CL-[Voltage Includes 347V 480V & UNC]-L850-ED2-[All Emergency Options]-[Blank or MP]-[Blank MS & SVPD3]-[All Packaging] | Indoor Luminaires | High-Bay | High-Bay Aisle Luminaires | Premium | FALSE | [9 empty] | 42798 | Not Dimmable | Not Dimmable | Yes |  | 4.1 | 18276.52 | 142.12 | 128.6 | 7.4 | 0.99 | 5000 | 81.8
PYQ3UHJY | Eaton (formerly Cooper Lighting) | Metalux | HBLED-LD5-18HE-N-CL/WG-[Voltage Includes 347V 480V & UNC]-L850-ED2-[All Emergency Options]-[Blank or MP]-[Blank MS & SVPD3]-[All Packaging] | Indoor Luminaires | High-Bay | High-Bay Aisle Luminaires | Premium | FALSE | [9 empty] | 42798 | Not Dimmable | Not Dimmable | Yes |  | 4.1 | 17960.68 | 139.66 | 128.6 | 7.4 | 0.99 | 5000 | 81.8
PR4T67F4 | Eaton (formerly Cooper Lighting) | Metalux | HBLED-LD5-18HE-W-AI-[Voltage Includes 347V 480V & UNC]-L850-ED2-[All Emergency Options]-[Blank or MP]-[Blank MS & SVPD3]-[All Packaging] | Indoor Luminaires | High-Bay | High-Bay Luminaires for Commercial and Industrial Buildings | Premium | FALSE | [9 empty] | 42798 | Not Dimmable | Not Dimmable | Yes |  | 4.1 | 17876.46 | 139.01 | 128.6 | 7.4 | 0.99 | 5000 | 81.8
PQ3MVSHG | Eaton (formerly Cooper Lighting) | Metalux | HBLED-LD5-18SE-N-CLI-[Voltage Includes 347V 480V & UNC]-L850-ED2-[All Emergency Options]-[Blank or MP]-[Blank MS & SVPD3]-[All Packaging] | Indoor Luminaires | High-Bay | High-Bay Aisle Luminaires | Standard | FALSE | [9 empty] | 42798 | Not Dimmable | Not Dimmable | Yes |  | 4.1 | 17822.67 | 126.4 | 141 | 7.4 | 0.99 | 5000 | 81.8
P1CZ628B | Eaton (formerly Cooper Lighting) | Metalux | HBLED-LD5-18HE-W-A-[Voltage Includes 347V 480V & UNC]-L850-ED2-[All Emergency Options]-[Blank or MP]-[Blank MS & SVPD3]-[All Packaging] | Indoor Luminaires | High-Bay | High-Bay Luminaires for Commercial and Industrial Buildings | Premium | FALSE | [9 empty] | 42798 | Not Dimmable | Not Dimmable | Yes |  | 4.1 | 17813.29 | 138.52 | 128.6 | 7.4 | 0.99 | 5000 | 81.8
PUZEZSNN | Eaton (formerly Cooper Lighting) | Metalux | HBLED-LD5-18HE-W-A/WG-[Voltage Includes 347V 480V & UNC]-L850-ED2-[All Emergency Options]-[Blank or MP]-[Blank MS & SVPD3]-[All Packaging] | Indoor Luminaires | High-Bay | High-Bay Luminaires for Commercial and Industrial Buildings | Premium | FALSE | [9 empty] | 42798 | Not Dimmable | Not Dimmable | Yes |  | 4.1 | 17632.21 | 137.11 | 128.6 | 7.4 | 0.99 | 5000 | 81.8
PSQU1V12 | Eaton (formerly Cooper Lighting) | Metalux | HBLED-LD5-18SE-N-CL-[Voltage Includes 347V 480V & UNC]-L850-ED2-[All Emergency Options]-[Blank or MP]-[Blank MS & SVPD3]-[All Packaging] | Indoor Luminaires | High-Bay | High-Bay Aisle Luminaires | Standard | FALSE | [9 empty] | 42798 | Not Dimmable | Not Dimmable | Yes |  | 4.1 | 17362.6 | 123.14 | 141 | 7.4 | 0.99 | 5000 | 81.8
PM7ZR726 | Eaton (formerly Cooper Lighting) | Metalux | HBLED-LD5-18SE-N-CL-[Voltage Includes 347V 480V & UNC]-L850-ED2-[All Emergency Options]-[Blank or MP]-[Blank MS & SVPD3]-[All Packaging] | Indoor Luminaires | High-Bay | High-Bay Luminaires for Commercial and Industrial Buildings | Standard | FALSE | [9 empty] | 42798 | Not Dimmable | Not Dimmable | Yes |  | 4.1 | 17362.6 | 123.14 | 141 | 7.4 | 0.99 | 5000 | 81.8
P9P2Z4H8 | Eaton (formerly Cooper Lighting) | Metalux | HBLED-LD5-18SE-N-CL/WG-277V-L850-ED2-[All Emergency Options]-[Blank or MP]-[Blank MS & SVPD3]-[All Packaging] | Indoor Luminaires | High-Bay | High-Bay Aisle Luminaires | Premium | FALSE | [9 empty] | 42798 | Not Dimmable | Not Dimmable | Yes |  | 4.1 | 17062.56 | 133.41 | 127.9 | 6.2 | 0.97 | 5000 | 81.8
PHYQ7TCW | Eaton (formerly Cooper Lighting) | Metalux | HBLED-LD5-30SE-N-[Voltage Includes 347V 480V & UNC]-L850-ED2-[All Emergency Options]-[Blank or MP]-[Blank MS & SVPD3]-[All Packaging] | Indoor Luminaires | High-Bay | High-Bay Aisle Luminaires | Standard | FALSE | [9 empty] | 42798 | Not Dimmable | Not Dimmable | Yes |  | 4.1 | 26802.59 | 127.39 | 210.4 | 5.9 | 0.99 | 5000 | 81.8
P5YTBS2P | Eaton (formerly Cooper Lighting) | Metalux | HBLED-LD5-12SE-N-CLI-[Voltage Includes 347V 480V & UNC]-L850-ED1-[All Emergency Options]-[Blank or MP]-[Blank MS & SVPD3]-[All Packaging] | Indoor Luminaires | High-Bay | High-Bay Aisle Luminaires | Standard | FALSE | [9 empty] | 42798 | Not Dimmable | Not Dimmable | Yes |  | 4.1 | 10207.56 | 127.91 | 79.8 | 5.9 | 0.99 | 5000 | 81.8
PBJX2XZ7 | Eaton (formerly Cooper Lighting) | Metalux | HBLED-LD5-18HE-N-[All Voltage]-L850-ED2-[All Emergency Options]-[Blank or MP]-[Blank MS & SVPD3]-[All Packaging] | Indoor Luminaires | High-Bay | High-Bay Aisle Luminaires | Premium | FALSE | [9 empty] | 42798 | Not Dimmable | Not Dimmable | Yes |  | 4.1 | 20276.83 | 157.67 | 128.6 | 5.6 | 1 | 5000 | 81.8
PXCC9TQ4 | Eaton (formerly Cooper Lighting) | Metalux | HBLED-LD5-18SE-N-[All Voltage]-L850-ED2-[All Emergency Options]-[Blank or MP]-[Blank MS & SVPD3]-[All Packaging] | Indoor Luminaires | High-Bay | High-Bay Aisle Luminaires | Premium | FALSE | [9 empty] | 42798 | Not Dimmable | Not Dimmable | Yes |  | 4.1 | 19262.89 | 147.04 | 131 | 5.6 | 1 | 5000 | 81.8
PUM9D263 | Eaton (formerly Cooper Lighting) | Metalux | HBLED-LD5-18HE-N-CLI-[Voltage Includes 120V 277 & UNV]-L850-ED2-[All Emergency Options]-[Blank or MP]-[Blank MS & SVPD3]-[All Packaging] | Indoor Luminaires | High-Bay | High-Bay Aisle Luminaires | Premium | FALSE | [9 empty] | 42798 | Not Dimmable | Not Dimmable | Yes |  | 4.1 | 18760.81 | 145.88 | 128.6 | 5.6 | 1 | 5000 | 81.8
PKTUPDDF | Eaton (formerly Cooper Lighting) | Metalux | HBLED-LD5-18HE-N-CL-[Voltage Includes 120V 277 & UNV]-L850-ED2-[All Emergency Options]-[Blank or MP]-[Blank MS & SVPD3]-[All Packaging] | Indoor Luminaires | High-Bay | High-Bay Aisle Luminaires | Premium | FALSE | [9 empty] | 42798 | Not Dimmable | Not Dimmable | Yes |  | 4.1 | 18276.52 | 142.12 | 128.6 | 5.6 | 1 | 5000 | 81.8
PT3DMWJH | Eaton (formerly Cooper Lighting) | Metalux | HBLED-LD5-18HE-N-CL/WG-[Voltage Includes 120V 277 & UNV]-L850-ED2-[All Emergency Options]-[Blank or MP]-[Blank MS & SVPD3]-[All Packaging] | Indoor Luminaires | High-Bay | High-Bay Aisle Luminaires | Premium | FALSE | [9 empty] | 42798 | Not Dimmable | Not Dimmable | Yes |  | 4.1 | 17960.68 | 139.66 | 128.6 | 5.6 | 1 | 5000 | 81.8
PFGUF1FJ | Eaton (formerly Cooper Lighting) | Metalux | HBLED-LD5-18SE-N-CLI-[Voltage Includes 120V 277 & UNV]-L850-ED2-[All Emergency Options]-[Blank or MP]-[Blank MS & SVPD3]-[All Packaging] | Indoor Luminaires | High-Bay | High-Bay Aisle Luminaires | Premium | FALSE | [9 empty] | 42798 | Not Dimmable | Not Dimmable | Yes |  | 4.1 | 17822.67 | 136.05 | 131 | 5.6 | 1 | 5000 | 81.8
P1HYTW3X | Eaton (formerly Cooper Lighting) | Metalux | HBLED-LD5-18SE-N-CL-[Voltage Includes 120V 277 & UNV]-L850-ED2-[All Emergency Options]-[Blank or MP]-[Blank MS & SVPD3]-[All Packaging] | Indoor Luminaires | High-Bay | High-Bay Aisle Luminaires | Premium | FALSE | [9 empty] | 42798 | Not Dimmable | Not Dimmable | Yes |  | 4.1 | 17362.6 | 132.54 | 131 | 5.6 | 1 | 5000 | 81.8
PQ3KYTQS | Eaton (formerly Cooper Lighting) | Metalux | HBLED-LD5-18SE-N-CL/WG-[Voltage Includes 120V 347V 480V & UNC]-L850-ED2-[All Emergency Options]-[Blank or MP]-[Blank MS & SVPD3]-[All Packaging] | Indoor Luminaires | High-Bay | High-Bay Aisle Luminaires | Standard | FALSE | [9 empty] | 42798 | Not Dimmable | Not Dimmable | Yes |  | 4.1 | 17062.56 | 130.25 | 131 | 5.6 | 1 | 5000 | 81.8
PR36QTV3 | Eaton (formerly Cooper Lighting) | Metalux | HBLED-LD5-30SE-N-[Voltage Includes 120V 277V & UNV]-L850-ED2-[All Emergency Options]-[Blank or MP]-[Blank MS & SVPD3]-[All Packaging] | Indoor Luminaires | High-Bay | High-Bay Aisle Luminaires | Premium | FALSE | [9 empty] | 42798 | Not Dimmable | Not Dimmable | Yes |  | 4.1 | 26802.59 | 134.42 | 199.4 | 4.59 | 1 | 5000 | 81.8
P85J681X | Eaton (formerly Cooper Lighting) | Metalux | HBLED-LD5-30SE-N-CLI-[All Voltage]-L850-ED2-[All Emergency Options]-[Blank or MP]-[Blank MS & SVPD3]-[All Packaging] | Indoor Luminaires | High-Bay | High-Bay Aisle Luminaires | Standard | FALSE | [9 empty] | 42798 | Not Dimmable | Not Dimmable | Yes |  | 4.1 | 24798.65 | 124.37 | 199.4 | 4.59 | 1 | 5000 | 81.8
PFEHDQT1 | Eaton (formerly Cooper Lighting) | Metalux | HBLED-LD5-30SE-W-CL/WG-[All Voltage]-L850-ED2-[All Emergency Options]-[Blank or MP]-[Blank MS & SVPD3]-[All Packaging] | Indoor Luminaires | High-Bay | High-Bay Luminaires for Commercial and Industrial Buildings | Standard | FALSE | [9 empty] | 42798 | Not Dimmable | Not Dimmable | Yes |  | 4.1 | 24409 | 122.41 | 199.4 | 4.59 | 1 | 5000 | 81.8
PJRXZWEF | Eaton (formerly Cooper Lighting) | Metalux | HBLED-LD5-30SE-N-CL-[All Voltage]-L850-ED2-[All Emergency Options]-[Blank or MP]-[Blank MS & SVPD3]-[All Packaging] | Indoor Luminaires | High-Bay | High-Bay Aisle Luminaires | Standard | FALSE | [9 empty] | 42798 | Not Dimmable | Not Dimmable | Yes |  | 4.1 | 24158.51 | 121.16 | 199.4 | 4.59 | 1 | 5000 | 81.8
P9S9XUN2 | Eaton (formerly Cooper Lighting) | Metalux | HBLED-LD5-30SE-N-CL-[All Voltage]-L850-ED2-[All Emergency Options]-[Blank or MP]-[Blank MS & SVPD3]-[All Packaging] | Indoor Luminaires | High-Bay | High-Bay Luminaires for Commercial and Industrial Buildings | Standard | FALSE | [9 empty] | 42798 | Not Dimmable | Not Dimmable | Yes |  | 4.1 | 24158.51 | 121.16 | 199.4 | 4.59 | 1 | 5000 | 81.8
PSK7KFRA | Eaton (formerly Cooper Lighting) | Metalux | HBLED-LD5-30SE-W-FLI-[All Voltage]-L850-ED2-[All Emergency Options]-[Blank or MP]-[Blank MS & SVPD3]-[All Packaging] | Indoor Luminaires | High-Bay | High-Bay Luminaires for Commercial and Industrial Buildings | Standard | FALSE | [9 empty] | 42798 | Not Dimmable | Not Dimmable | Yes |  | 4.1 | 23768.86 | 119.2 | 199.4 | 4.59 | 1 | 5000 | 81.8
PS4YVSMU | Eaton (formerly Cooper Lighting) | Metalux | HBLED-LD5-30SE-N-CL/WG-[All Voltage]-L850-ED2-[All Emergency Options]-[Blank or MP]-[Blank MS & SVPD3]-[All Packaging] | Indoor Luminaires | High-Bay | High-Bay Aisle Luminaires | Standard | FALSE | [9 empty] | 42798 | Not Dimmable | Not Dimmable | Yes |  | 4.1 | 23741.02 | 119.06 | 199.4 | 4.59 | 1 | 5000 | 81.8
P57PGZX3 | Eaton (formerly Cooper Lighting) | Metalux | HBLED-LD5-30SE-N-CL/WG-[All Voltage]-L850-ED2-[All Emergency Options]-[Blank or MP]-[Blank MS & SVPD3]-[All Packaging] | Indoor Luminaires | High-Bay | High-Bay Luminaires for Commercial and Industrial Buildings | Standard | FALSE | [9 empty] | 42798 | Not Dimmable | Not Dimmable | Yes |  | 4.1 | 23741.02 | 119.06 | 199.4 | 4.59 | 1 | 5000 | 81.8
PX9FAMZV | Eaton (formerly Cooper Lighting) | Metalux | HBLED-LD5-30SE-W-AI-[All Voltage]-L850-ED2-[All Emergency Options]-[Blank or MP]-[Blank MS & SVPD3]-[All Packaging] | Indoor Luminaires | High-Bay | High-Bay Luminaires for Commercial and Industrial Buildings | Standard | FALSE | [9 empty] | 42798 | Not Dimmable | Not Dimmable | Yes |  | 4.1 | 23629.69 | 118.5 | 199.4 | 4.59 | 1 | 5000 | 81.8
PJUK4Z23 | Eaton (formerly Cooper Lighting) | Metalux | HBLED-LD5-30SE-W-A-[All Voltage]-L850-ED2-[All Emergency Options]-[Blank or MP]-[Blank MS & SVPD3]-[All Packaging] | Indoor Luminaires | High-Bay | High-Bay Luminaires for Commercial and Industrial Buildings | Standard | FALSE | [9 empty] | 42798 | Not Dimmable | Not Dimmable | Yes |  | 4.1 | 23546.2 | 118.09 | 199.4 | 4.59 | 1 | 5000 | 81.8
PEPQTZCZ | Eaton (formerly Cooper Lighting) | Metalux | HBLED-LD5-30SE-W-A/WG-[Voltage Includes 120V 277V & UNV]-L850-ED2-[All Emergency Options]-[Blank or MP]-[Blank MS & SVPD3]-[All Packaging] | Indoor Luminaires | High-Bay | High-Bay Luminaires for Commercial and Industrial Buildings | Standard | FALSE | [9 empty] | 42798 | Not Dimmable | Not Dimmable | Yes |  | 4.1 | 23306.84 | 116.88 | 199.4 | 4.59 | 1 | 5000 | 81.8
P85MPKN3 | Eaton (formerly Cooper Lighting) | Metalux | HBLED-LD5-12HE-N-[All Voltage]-L850-ED1-[All Emergency Options]-[Blank or MP]-[Blank MS & SVPD3]-[All Packaging] | Indoor Luminaires | High-Bay | High-Bay Aisle Luminaires | Premium | FALSE | [9 empty] | 42798 | Not Dimmable | Not Dimmable | Yes |  | 4.1 | 11620.91 | 163.21 | 71.2 | 4.59 | 1 | 5000 | 81.8
P9HJV98X | Eaton (formerly Cooper Lighting) | Metalux | HBLED-LD5-12SE-N-[All Voltage]-L850-ED1-[All Emergency Options]-[Blank or MP]-[Blank MS & SVPD3]-[All Packaging] | Indoor Luminaires | High-Bay | High-Bay Aisle Luminaires | Premium | FALSE | [9 empty] | 42798 | Not Dimmable | Not Dimmable | Yes |  | 4.1 | 11032.42 | 147.1 | 75 | 4.59 | 1 | 5000 | 81.8
PG51ENF3 | Eaton (formerly Cooper Lighting) | Metalux | HBLED-LD5-12HE-N-CLI-[All Voltage]-L850-ED1-[All Emergency Options]-[Blank or MP]-[Blank MS & SVPD3]-[All Packaging] | Indoor Luminaires | High-Bay | High-Bay Aisle Luminaires | Premium | FALSE | [9 empty] | 42798 | Not Dimmable | Not Dimmable | Yes |  | 4.1 | 10752.05 | 151.01 | 71.2 | 4.59 | 1 | 5000 | 81.8
PHKYR8YJ | Eaton (formerly Cooper Lighting) | Metalux | HBLED-LD5-12HE-N-CL-[All Voltage]-L850-ED1-[All Emergency Options]-[Blank or MP]-[Blank MS & SVPD3]-[All Packaging] | Indoor Luminaires | High-Bay | High-Bay Aisle Luminaires | Premium | FALSE | [9 empty] | 42798 | Not Dimmable | Not Dimmable | Yes |  | 4.1 | 10474.5 | 147.11 | 71.2 | 4.59 | 1 | 5000 | 81.8
PEE8TK1V | Eaton (formerly Cooper Lighting) | Metalux | HBLED-LD5-12HE-N-CL/WG-[All Voltage]-L850-ED1-[All Emergency Options]-[Blank or MP]-[Blank MS & SVPD3]-[All Packaging] | Indoor Luminaires | High-Bay | High-Bay Aisle Luminaires | Premium | FALSE | [9 empty] | 42798 | Not Dimmable | Not Dimmable | Yes |  | 4.1 | 10293.49 | 144.57 | 71.2 | 4.59 | 1 | 5000 | 81.8
PWPBZ3EN | Eaton (formerly Cooper Lighting) | Metalux | HBLED-LD5-12SE-N-CLI-[Voltage Includes 120V 277V & UNV]-L850-ED1-[All Emergency Options]-[Blank or MP]-[Blank MS & SVPD3]-[All Packaging] | Indoor Luminaires | High-Bay | High-Bay Aisle Luminaires | Premium | FALSE | [9 empty] | 42798 | Not Dimmable | Not Dimmable | Yes |  | 4.1 | 10207.56 | 136.1 | 75 | 4.59 | 1 | 5000 | 81.8
P5T66R3X | Eaton (formerly Cooper Lighting) | Metalux | HBLED-LD5-18SE-N-CLI-277V-L850-[Driver Includes CD and 5LTD]2-[All Emergency Options]-[Blank or MP]-[Blank MS & SVPD3]-[All Packaging] | Indoor Luminaires | High-Bay | High-Bay Aisle Luminaires | Premium | FALSE | [9 empty] | 42798 | Dimmable | Continuous Below 10 | Yes |  | 4.1 | 17822.67 | 139.53 | 127.73 | 13.65 | 0.98 | 5000 | 81.8
P39A7URP | Eaton (formerly Cooper Lighting) | Metalux | HBLED-LD5-18SE-N-CL-277V-L850-[Driver Includes CD and 5LTD]2-[All Emergency Options]-[Blank or MP]-[Blank MS & SVPD3]-[All Packaging] | Indoor Luminaires | High-Bay | High-Bay Aisle Luminaires | Premium | FALSE | [9 empty] | 42798 | Dimmable | Continuous Below 10 | Yes |  | 4.1 | 17362.6 | 135.93 | 127.73 | 13.65 | 0.98 | 5000 | 81.8
PRRNGM3U | Eaton (formerly Cooper Lighting) | Metalux | HBLED-LD5-18SE-N-CL/WG-277V-L850-[Driver Includes CD and 5LTD]2-[All Emergency Options]-[Blank or MP]-[Blank MS & SVPD3]-[All Packaging] | Indoor Luminaires | High-Bay | High-Bay Aisle Luminaires | Premium | FALSE | [9 empty] | 42798 | Dimmable | Continuous Below 10 | Yes |  | 4.1 | 17062.56 | 133.58 | 127.73 | 13.65 | 0.98 | 5000 | 81.8
PMD71S2U | Eaton (formerly Cooper Lighting) | Metalux | HBLED-LD5-12SE-N-CL/WG-480V-L850-5LTD1-[All Emergency Options]-[Blank or MP]-[Blank MS & SVPD3]-[All Packaging] | Indoor Luminaires | High-Bay | High-Bay Luminaires for Commercial and Industrial Buildings | Standard | FALSE | [9 empty] | 42798 | Dimmable | Continuous Below 10 | Yes |  | 4.1 | 9189.88 | 118.33 | 77.66 | 13.1 | 0.99 | 5000 | 81.8
P1X11KT6 | Eaton (formerly Cooper Lighting) | Metalux | HBLED-LD5-36SE-N-CLI-277V-L850-CD3-[All Emergency Options]-[Blank or MP]-[Blank MS & SVPD3]-[All Packaging] | Indoor Luminaires | High-Bay | High-Bay Aisle Luminaires | Premium | FALSE | [9 empty] | 42798 | Dimmable | Continuous Below 10 | Yes |  | 4.1 | 30030.56 | 135.06 | 222.34 | 12.5 | 0.99 | 5000 | 81.8
PEH9QYSC | Eaton (formerly Cooper Lighting) | Metalux | HBLED-LD5-36SE-N-CL-277V-L850-CD3-[All Emergency Options]-[Blank or MP]-[Blank MS & SVPD3]-[All Packaging] | Indoor Luminaires | High-Bay | High-Bay Aisle Luminaires | Premium | FALSE | [9 empty] | 42798 | Dimmable | Continuous Below 10 | Yes |  | 4.1 | 29255.36 | 131.58 | 222.34 | 12.5 | 0.99 | 5000 | 81.8
PD47KRJC | Eaton (formerly Cooper Lighting) | Metalux | HBLED-LD5-24SE-N-CLI-277V-L850-CD2-[All Emergency Options]-[Blank or MP]-[Blank MS & SVPD3]-[All Packaging] | Indoor Luminaires | High-Bay | High-Bay Aisle Luminaires | Premium | FALSE | [9 empty] | 42798 | Dimmable | Continuous Below 10 | Yes |  | 4.1 | 19903.92 | 134.48 | 148 | 12.5 | 0.99 | 5000 | 81.8
P6F1JZ2W | Eaton (formerly Cooper Lighting) | Metalux | HBLED-LD5-12SE-N-CL/WG-480V-L850-CD1-[All Emergency Options]-[Blank or MP]-[Blank MS & SVPD3]-[All Packaging] | Indoor Luminaires | High-Bay | High-Bay Aisle Luminaires | Premium | FALSE | [9 empty] | 42798 | Dimmable | Continuous Below 10 | Yes |  | 4.1 | 11456.3 | 145.99 | 78.48 | 12.1 | 1 | 5000 | 81.8
P7E6YK6Z | Eaton (formerly Cooper Lighting) | Metalux | HBLED-LD5-18HE-N-[All Voltage]-L850-[Driver Includes CD and 5LTD]2-[All Emergency Options]-[Blank or MP]-[Blank MS & SVPD3]-[All Packaging] | Indoor Luminaires | High-Bay | High-Bay Aisle Luminaires | Premium | FALSE | [9 empty] | 42798 | Dimmable | Continuous Below 10 | Yes |  | 4.1 | 20276.83 | 174.68 | 116.08 | 8.15 | 0.99 | 5000 | 81.8
PVMT58QB | Eaton (formerly Cooper Lighting) | Metalux | HBLED-LD5-18HE-N-CLI-[All Voltage]-L850-[Driver Includes CD and 5LTD]2-[All Emergency Options]-[Blank or MP]-[Blank MS & SVPD3]-[All Packaging] | Indoor Luminaires | High-Bay | High-Bay Aisle Luminaires | Premium | FALSE | [9 empty] | 42798 | Dimmable | Continuous Below 10 | Yes |  | 4.1 | 18760.81 | 161.62 | 116.08 | 8.15 | 0.99 | 5000 | 81.8
PXY3UDZG | Eaton (formerly Cooper Lighting) | Metalux | HBLED-LD5-18HE-N-CL-[All Voltage]-L850-[Driver Includes CD and 5LTD]2-[All Emergency Options]-[Blank or MP]-[Blank MS & SVPD3]-[All Packaging] | Indoor Luminaires | High-Bay | High-Bay Aisle Luminaires | Premium | FALSE | [9 empty] | 42798 | Dimmable | Continuous Below 10 | Yes |  | 4.1 | 18276.52 | 157.45 | 116.08 | 8.15 | 0.99 | 5000 | 81.8
P79GWB6G | Eaton (formerly Cooper Lighting) | Metalux | HBLED-LD5-18HE-N-CL/WG-[All Voltage]-L850-[Driver Includes CD and 5LTD]2-[All Emergency Options]-[Blank or MP]-[Blank MS & SVPD3]-[All Packaging] | Indoor Luminaires | High-Bay | High-Bay Aisle Luminaires | Premium | FALSE | [9 empty] | 42798 | Dimmable | Continuous Below 10 | Yes |  | 4.1 | 17960.68 | 154.73 | 116.08 | 8.15 | 0.99 | 5000 | 81.8
PMMNNN8U | Eaton (formerly Cooper Lighting) | Metalux | HBLED-LD5-24HE-N-CL/WG-347V-L850-CD2-[All Emergency Options]-[Blank or MP]-[Blank MS & SVPD3]-[All Packaging] | Indoor Luminaires | High-Bay | High-Bay Aisle Luminaires | Standard | FALSE | [9 empty] | 42798 | Dimmable | Continuous Below 10 | Yes |  | 4.1 | 20111.18 | 129.02 | 155.88 | 8 | 0.99 | 5000 | 81.8
PHHGVD2K | Eaton (formerly Cooper Lighting) | Metalux | HBLED-LD5-12SE-N-CL-[Voltage Includes 347V 480V & UNC]-L850-5LTD1-[All Emergency Options]-[Blank or MP]-[Blank MS & SVPD3]-[All Packaging] | Indoor Luminaires | High-Bay | High-Bay Aisle Luminaires | Premium | FALSE | [9 empty] | 42798 | Dimmable | Continuous Below 10 | Yes |  | 4.1 | 10207.56 | 131.12 | 77.85 | 8 | 0.99 | 5000 | 81.8
PSR13F2P | Eaton (formerly Cooper Lighting) | Metalux | HBLED-LD5-12SE-W-Al-[Voltage Includes 347V 480V & UNC]-L850-[Driver Includes CD and 5LTD]1-[All Emergency Options]-[Blank or MP]-[Blank MS & SVPD3]-[All Packaging] | Indoor Luminaires | High-Bay | High-Bay Luminaires for Commercial and Industrial Buildings | Standard | FALSE | [9 empty] | 42798 | Dimmable | Continuous Below 10 | Yes |  | 4.1 | 9783.68 | 124.3 | 78.71 | 7.8 | 0.99 | 5000 | 81.8
PGCB9VFM | Eaton (formerly Cooper Lighting) | Metalux | HBLED-LD5-12SE-N-347V-L850-[Driver Includes CD and 5LTD]1-[All Emergency Options]-[Blank or MP]-[Blank MS & SVPD3]-[All Packaging] | Indoor Luminaires | High-Bay | High-Bay Luminaires for Commercial and Industrial Buildings | Standard | FALSE | [9 empty] | 42798 | Dimmable | Continuous Below 10 | Yes |  | 4.1 | 9772.22 | 124.16 | 78.71 | 7.8 | 0.99 | 5000 | 81.8
P62ZZKAH | Eaton (formerly Cooper Lighting) | Metalux | HBLED-LD5-12SE-W-A/WG-[Voltage Includes 347V 480V & UNC]-L850-[Driver Includes CD and 5LTD]1-[All Emergency Options]-[Blank or MP]-[Blank MS & SVPD3]-[All Packaging] | Indoor Luminaires | High-Bay | High-Bay Luminaires for Commercial and Industrial Buildings | Standard | FALSE | [9 empty] | 42798 | Dimmable | Continuous Below 10 | Yes |  | 4.1 | 9726.4 | 123.58 | 78.71 | 7.8 | 0.99 | 5000 | 81.8
P3XFB7EJ | Eaton (formerly Cooper Lighting) | Metalux | HBLED-LD5-12SE-N-CLI-[Voltage Includes 347V 480V & UNC]-L850-[Driver Includes CD and 5LTD]1-[All Emergency Options]-[Blank or MP]-[Blank MS & SVPD3]-[All Packaging] | Indoor Luminaires | High-Bay | High-Bay Luminaires for Commercial and Industrial Buildings | Standard | FALSE | [9 empty] | 42798 | Dimmable | Continuous Below 10 | Yes |  | 4.1 | 9692.03 | 123.14 | 78.71 | 7.8 | 0.99 | 5000 | 81.8
PV5W2XWX | Eaton (formerly Cooper Lighting) | Metalux | HBLED-LD5-12SE-W-A-[Voltage Includes 347V 480V & UNC]-L850-[Driver Includes CD and 5LTD]1-[All Emergency Options]-[Blank or MP]-[Blank MS & SVPD3]-[All Packaging] | Indoor Luminaires | High-Bay | High-Bay Luminaires for Commercial and Industrial Buildings | Standard | FALSE | [9 empty] | 42798 | Dimmable | Continuous Below 10 | Yes |  | 4.1 | 9593.51 | 121.89 | 78.71 | 7.8 | 0.99 | 5000 | 81.8
P5Z72RZW | Eaton (formerly Cooper Lighting) | Metalux | HBLED-LD5-12SE-N-CL-[Voltage Includes 347V 480V & UNC]-L850-CD1-[All Emergency Options]-[Blank or MP]-[Blank MS & SVPD3]-[All Packaging] | Indoor Luminaires | High-Bay | High-Bay Aisle Luminaires | Standard | FALSE | [9 empty] | 42798 | Dimmable | Continuous Below 10 | Yes |  | 4.1 | 10207.56 | 128.29 | 79.57 | 7.6 | 0.99 | 5000 | 81.8
P5RC6G9T | Eaton (formerly Cooper Lighting) | Metalux | HBLED-LD5-12HE-N-[All Voltage]-L850-[Driver Includes CD and 5LTD]1-[All Emergency Options]-[Blank or MP]-[Blank MS & SVPD3]-[All Packaging] | Indoor Luminaires | High-Bay | High-Bay Aisle Luminaires | Premium | FALSE | [9 empty] | 42798 | Dimmable | Continuous Below 10 | Yes |  | 4.1 | 11620.91 | 165.87 | 70.06 | 7.45 | 1 | 5000 | 81.8
P4WDXSVZ | Eaton (formerly Cooper Lighting) | Metalux | HBLED-LD5-12SE-N-CL/WG-[Voltage Includes 120V 277V 347V & UNV]-L850-[Driver Includes CD and 5LTD]1-[All Emergency Options]-[Blank or MP]-[Blank MS & SVPD3]-[All Packaging] | Indoor Luminaires | High-Bay | High-Bay Aisle Luminaires | Premium | FALSE | [9 empty] | 42798 | Dimmable | Continuous Below 10 | Yes |  | 4.1 | 11456.3 | 155.23 | 73.8 | 7.45 | 1 | 5000 | 81.8
P5W5PV97 | Eaton (formerly Cooper Lighting) | Metalux | HBLED-LD5-12HE-N-CLI-[All Voltage]-L850-[Driver Includes CD and 5LTD]1-[All Emergency Options]-[Blank or MP]-[Blank MS & SVPD3]-[All Packaging] | Indoor Luminaires | High-Bay | High-Bay Aisle Luminaires | Premium | FALSE | [9 empty] | 42798 | Dimmable | Continuous Below 10 | Yes |  | 4.1 | 10752.05 | 153.47 | 70.06 | 7.45 | 1 | 5000 | 81.8
PGAQ5HA5 | Eaton (formerly Cooper Lighting) | Metalux | HBLED-LD5-12HE-N-CL-[All Voltage]-L850-[Driver Includes CD and 5LTD]1-[All Emergency Options]-[Blank or MP]-[Blank MS & SVPD3]-[All Packaging] | Indoor Luminaires | High-Bay | High-Bay Aisle Luminaires | Premium | FALSE | [9 empty] | 42798 | Dimmable | Continuous Below 10 | Yes |  | 4.1 | 10474.5 | 149.5 | 70.06 | 7.45 | 1 | 5000 | 81.8
PPANCFJS | Eaton (formerly Cooper Lighting) | Metalux | HBLED-LD5-12HE-N-CL/WG-[All Voltage]-L850-[Driver Includes CD and 5LTD]1-[All Emergency Options]-[Blank or MP]-[Blank MS & SVPD3]-[All Packaging] | Indoor Luminaires | High-Bay | High-Bay Aisle Luminaires | Premium | FALSE | [9 empty] | 42798 | Dimmable | Continuous Below 10 | Yes |  | 4.1 | 10293.49 | 146.92 | 70.06 | 7.45 | 1 | 5000 | 81.8
PT1QYY5H | Eaton (formerly Cooper Lighting) | Metalux | HBLED-LD5-12SE-N-CL-[Voltage Includes 120V 277V & UNV]-L850-[Driver Includes CD and 5LTD]1-[All Emergency Options]-[Blank or MP]-[Blank MS & SVPD3]-[All Packaging] | Indoor Luminaires | High-Bay | High-Bay Aisle Luminaires | Premium | FALSE | [9 empty] | 42798 | Dimmable | Continuous Below 10 | Yes |  | 4.1 | 10207.56 | 138.31 | 73.8 | 7.45 | 1 | 5000 | 81.8
PWR1VQKQ | Eaton (formerly Cooper Lighting) | Metalux | HBLED-LD5-30SE-N-[Voltage Includes 347V 480V & UNC]-L850-[Driver Includes CD and 5LTD]2-[All Emergency Options]-[Blank or MP]-[Blank MS & SVPD3]-[All Packaging] | Indoor Luminaires | High-Bay | High-Bay Aisle Luminaires | Standard | FALSE | [9 empty] | 42798 | Dimmable | Continuous Below 10 | Yes |  | 4.1 | 26802.59 | 126.49 | 211.9 | 7.1 | 0.99 | 5000 | 81.8
PWZS5SGG | Eaton (formerly Cooper Lighting) | Metalux | HBLED-LD5-30SE-W-CLI-[Voltage Includes 347V 480V & UNC]-L850-[Driver Includes CD and 5LTD]2-[All Emergency Options]-[Blank or MP]-[Blank MS & SVPD3]-[All Packaging] | Indoor Luminaires | High-Bay | High-Bay Luminaires for Commercial and Industrial Buildings | Standard | FALSE | [9 empty] | 42798 | Dimmable | Continuous Below 10 | Yes |  | 4.1 | 25856.28 | 122.02 | 211.9 | 7.1 | 0.99 | 5000 | 81.8
PC3QQ472 | Eaton (formerly Cooper Lighting) | Metalux | HBLED-LD5-36SE-N-[Voltage Includes 120V 277V UNV & UNC]-L850-CD3-[All Emergency Options]-[Blank or MP]-[Blank MS & SVPD3]-[All Packaging] | Indoor Luminaires | High-Bay | High-Bay Aisle Luminaires | Premium | FALSE | [9 empty] | 42798 | Dimmable | Continuous Below 10 | Yes |  | 4.1 | 32457.28 | 138.98 | 233.53 | 6.6 | 0.99 | 5000 | 81.8
PH43FFKK | Eaton (formerly Cooper Lighting) | Metalux | HBLED-LD5-36SE-N-CLI-[Voltage Includes 120V & UNC]-L850-CD3-[All Emergency Options]-[Blank or MP]-[Blank MS & SVPD3]-[All Packaging] | Indoor Luminaires | High-Bay | High-Bay Aisle Luminaires | Standard | FALSE | [9 empty] | 42798 | Dimmable | Continuous Below 10 | Yes |  | 4.1 | 30030.56 | 128.59 | 233.53 | 6.6 | 0.99 | 5000 | 81.8
P499GY3Q | Eaton (formerly Cooper Lighting) | Metalux | HBLED-LD5-36SE-N-CL-[Voltage Includes 120V & UNC]-L850-CD3-[All Emergency Options]-[Blank or MP]-[Blank MS & SVPD3]-[All Packaging] | Indoor Luminaires | High-Bay | High-Bay Aisle Luminaires | Standard | FALSE | [9 empty] | 42798 | Dimmable | Continuous Below 10 | Yes |  | 4.1 | 29255.36 | 125.27 | 233.53 | 6.6 | 0.99 | 5000 | 81.8
PF759ETE | Eaton (formerly Cooper Lighting) | Metalux | HBLED-LD5-36SE-W-FLI-[Voltage Includes 120V 277V UNV & UNC]-L850-CD3-[All Emergency Options]-[Blank or MP]-[Blank MS & SVPD3]-[All Packaging] | Indoor Luminaires | High-Bay | High-Bay Luminaires for Commercial and Industrial Buildings | Standard | FALSE | [9 empty] | 42798 | Dimmable | Continuous Below 10 | Yes |  | 4.1 | 28783.5 | 123.25 | 233.53 | 6.6 | 0.99 | 5000 | 81.8
P27TCRRV | Eaton (formerly Cooper Lighting) | Metalux | HBLED-LD5-36SE-N-CL/WG-[Voltage Includes 120V 277V UNV & UNC]-L850-CD3-[All Emergency Options]-[Blank or MP]-[Blank MS & SVPD3]-[All Packaging] | Indoor Luminaires | High-Bay | High-Bay Luminaires for Commercial and Industrial Buildings | Standard | FALSE | [9 empty] | 42798 | Dimmable | Continuous Below 10 | Yes |  | 4.1 | 28749.8 | 123.11 | 233.53 | 6.6 | 0.99 | 5000 | 81.8
P1NN2781 | Eaton (formerly Cooper Lighting) | Metalux | HBLED-LD5-36SE-N-CL/WG-[Voltage Includes 120V 277V UNV & UNC]-L850-CD3-[All Emergency Options]-[Blank or MP]-[Blank MS & SVPD3]-[All Packaging] | Indoor Luminaires | High-Bay | High-Bay Aisle Luminaires | Standard | FALSE | [9 empty] | 42798 | Dimmable | Continuous Below 10 | Yes |  | 4.1 | 28749.8 | 123.11 | 233.53 | 6.6 | 0.99 | 5000 | 81.8
PGQ7WZNP | Eaton (formerly Cooper Lighting) | Metalux | HBLED-LD5-36SE-W-Al-[Voltage Includes 120V 277V UNV & UNC]-L850-CD3-[All Emergency Options]-[Blank or MP]-[Blank MS & SVPD3]-[All Packaging] | Indoor Luminaires | High-Bay | High-Bay Luminaires for Commercial and Industrial Buildings | Standard | FALSE | [9 empty] | 42798 | Dimmable | Continuous Below 10 | Yes |  | 4.1 | 28614.98 | 122.53 | 233.53 | 6.6 | 0.99 | 5000 | 81.8
P52MBJW2 | Eaton (formerly Cooper Lighting) | Metalux | HBLED-LD5-36SE-W-A-[Voltage Includes 120V 277V UNV & UNC]-L850-CD3-[All Emergency Options]-[Blank or MP]-[Blank MS & SVPD3]-[All Packaging] | Indoor Luminaires | High-Bay | High-Bay Luminaires for Commercial and Industrial Buildings | Standard | FALSE | [9 empty] | 42798 | Dimmable | Continuous Below 10 | Yes |  | 4.1 | 28513.87 | 122.1 | 233.53 | 6.6 | 0.99 | 5000 | 81.8
PZ12YGC9 | Eaton (formerly Cooper Lighting) | Metalux | HBLED-LD5-36SE-W-A/WG-[Voltage Includes 120V 277V UNV & UNC]-L850-CD3-[All Emergency Options]-[Blank or MP]-[Blank MS & SVPD3]-[All Packaging] | Indoor Luminaires | High-Bay | High-Bay Luminaires for Commercial and Industrial Buildings | Standard | FALSE | [9 empty] | 42798 | Dimmable | Continuous Below 10 | Yes |  | 4.1 | 28224.01 | 120.86 | 233.53 | 6.6 | 0.99 | 5000 | 81.8
P2DSGK4Z | Eaton (formerly Cooper Lighting) | Metalux | HBLED-LD5-24HE-N-[All Voltage]-L850-CD2-[All Emergency Options]-[Blank or MP]-[Blank MS & SVPD3]-[All Packaging] | Indoor Luminaires | High-Bay | High-Bay Aisle Luminaires | Premium | FALSE | [9 empty] | 42798 | Dimmable | Continuous Below 10 | Yes |  | 4.1 | 22704.65 | 149.39 | 151.98 | 6.6 | 0.99 | 5000 | 81.8
PJ3N5Y63 | Eaton (formerly Cooper Lighting) | Metalux | HBLED-LD5-24SE-N-[All Voltage]-L850-CD2-[All Emergency Options]-[Blank or MP]-[Blank MS & SVPD3]-[All Packaging] | Indoor Luminaires | High-Bay | High-Bay Aisle Luminaires | Premium | FALSE | [9 empty] | 42798 | Dimmable | Continuous Below 10 | Yes |  | 4.1 | 21512.32 | 138.33 | 155.52 | 6.6 | 0.99 | 5000 | 81.8
PT4U7MA3 | Eaton (formerly Cooper Lighting) | Metalux | HBLED-LD5-24HE-N-CLI-[All Voltage]-L850-CD2-[All Emergency Options]-[Blank or MP]-[Blank MS & SVPD3]-[All Packaging] | Indoor Luminaires | High-Bay | High-Bay Aisle Luminaires | Premium | FALSE | [9 empty] | 42798 | Dimmable | Continuous Below 10 | Yes |  | 4.1 | 21007.11 | 138.22 | 151.98 | 6.6 | 0.99 | 5000 | 81.8
PKY9W9XA | Eaton (formerly Cooper Lighting) | Metalux | HBLED-LD5-24HE-N-CL-[All Voltage]-L850-CD2-[All Emergency Options]-[Blank or MP]-[Blank MS & SVPD3]-[All Packaging] | Indoor Luminaires | High-Bay | High-Bay Aisle Luminaires | Premium | FALSE | [9 empty] | 42798 | Dimmable | Continuous Below 10 | Yes |  | 4.1 | 20464.84 | 134.66 | 151.98 | 6.6 | 0.99 | 5000 | 81.8
PAGFQJGY | Eaton (formerly Cooper Lighting) | Metalux | HBLED-LD5-24HE-N-CL/WG-[Voltage Includes 120V 277V 480V & UNV]-L850-CD2-[All Emergency Options]-[Blank or MP]-[Blank MS & SVPD3]-[All Packaging] | Indoor Luminaires | High-Bay | High-Bay Aisle Luminaires | Premium | FALSE | [9 empty] | 42798 | Dimmable | Continuous Below 10 | Yes |  | 4.1 | 20111.18 | 132.33 | 151.98 | 6.6 | 0.99 | 5000 | 81.8
PABJD4CV | Eaton (formerly Cooper Lighting) | Metalux | HBLED-LD5-24SE-N-CLI-[Voltage Includes 120V 347V 480V & UNC]-L850-CD2-[All Emergency Options]-[Blank or MP]-[Blank MS & SVPD3]-[All Packaging] | Indoor Luminaires | High-Bay | High-Bay Aisle Luminaires | Standard | FALSE | [9 empty] | 42798 | Dimmable | Continuous Below 10 | Yes |  | 4.1 | 19903.92 | 127.99 | 155.52 | 6.6 | 0.99 | 5000 | 81.8
PM633H4J | Eaton (formerly Cooper Lighting) | Metalux | HBLED-LD5-24SE-N-CL-[All Voltage]-L850-CD2-[All Emergency Options]-[Blank or MP]-[Blank MS & SVPD3]-[All Packaging] | Indoor Luminaires | High-Bay | High-Bay Aisle Luminaires | Standard | FALSE | [9 empty] | 42798 | Dimmable | Continuous Below 10 | Yes |  | 4.1 | 19390.13 | 124.68 | 155.52 | 6.6 | 0.99 | 5000 | 81.8
PAJTCXUH | Eaton (formerly Cooper Lighting) | Metalux | HBLED-LD5-18SE-N-[All Voltage]-L850-[Driver Includes CD and 5LTD]2-[All Emergency Options]-[Blank or MP]-[Blank MS & SVPD3]-[All Packaging] | Indoor Luminaires | High-Bay | High-Bay Aisle Luminaires | Premium | FALSE | [9 empty] | 42798 | Dimmable | Continuous Below 10 | Yes |  | 4.1 | 19262.89 | 141.36 | 136.27 | 6.6 | 0.99 | 5000 | 81.8
P5KAAWEC | Eaton (formerly Cooper Lighting) | Metalux | HBLED-LD5-24SE-W-FLI-[All Voltage]-L850-CD2-[All Emergency Options]-[Blank or MP]-[Blank MS & SVPD3]-[All Packaging] | Indoor Luminaires | High-Bay | High-Bay Luminaires for Commercial and Industrial Buildings | Standard | FALSE | [9 empty] | 42798 | Dimmable | Continuous Below 10 | Yes |  | 4.1 | 19077.39 | 122.67 | 155.52 | 6.6 | 0.99 | 5000 | 81.8
PPNQARYS | Eaton (formerly Cooper Lighting) | Metalux | HBLED-LD5-24SE-N-CL/WG-[All Voltage]-L850-CD2-[All Emergency Options]-[Blank or MP]-[Blank MS & SVPD3]-[All Packaging] | Indoor Luminaires | High-Bay | High-Bay Aisle Luminaires | Standard | FALSE | [9 empty] | 42798 | Dimmable | Continuous Below 10 | Yes |  | 4.1 | 19055.05 | 122.53 | 155.52 | 6.6 | 0.99 | 5000 | 81.8
P844AWK8 | Eaton (formerly Cooper Lighting) | Metalux | HBLED-LD5-24SE-N-CL/WG-[All Voltage]-L850-CD2-[All Emergency Options]-[Blank or MP]-[Blank MS & SVPD3]-[All Packaging] | Indoor Luminaires | High-Bay | High-Bay Luminaires for Commercial and Industrial Buildings | Standard | FALSE | [9 empty] | 42798 | Dimmable | Continuous Below 10 | Yes |  | 4.1 | 19055.05 | 122.53 | 155.52 | 6.6 | 0.99 | 5000 | 81.8
P4786CZ7 | Eaton (formerly Cooper Lighting) | Metalux | HBLED-LD5-24SE-W-Al-[All Voltage]-L850-CD2-[All Emergency Options]-[Blank or MP]-[Blank MS & SVPD3]-[All Packaging] | Indoor Luminaires | High-Bay | High-Bay Luminaires for Commercial and Industrial Buildings | Standard | FALSE | [9 empty] | 42798 | Dimmable | Continuous Below 10 | Yes |  | 4.1 | 18965.69 | 121.95 | 155.52 | 6.6 | 0.99 | 5000 | 81.8
PANS5U3J | Eaton (formerly Cooper Lighting) | Metalux | HBLED-LD5-24SE-W-A-[All Voltage]-L850-CD2-[All Emergency Options]-[Blank or MP]-[Blank MS & SVPD3]-[All Packaging] | Indoor Luminaires | High-Bay | High-Bay Luminaires for Commercial and Industrial Buildings | Standard | FALSE | [9 empty] | 42798 | Dimmable | Continuous Below 10 | Yes |  | 4.1 | 18898.68 | 121.52 | 155.52 | 6.6 | 0.99 | 5000 | 81.8
PYU6XHNY | Eaton (formerly Cooper Lighting) | Metalux | HBLED-LD5-24SE-W-A/WG-[All Voltage]-L850-CD2-[All Emergency Options]-[Blank or MP]-[Blank MS & SVPD3]-[All Packaging] | Indoor Luminaires | High-Bay | High-Bay Luminaires for Commercial and Industrial Buildings | Standard | FALSE | [9 empty] | 42798 | Dimmable | Continuous Below 10 | Yes |  | 4.1 | 18706.56 | 120.29 | 155.52 | 6.6 | 0.99 | 5000 | 81.8
PE51W8MM | Eaton (formerly Cooper Lighting) | Metalux | HBLED-LD5-18SE-N-CLI-[Voltage Includes 120V 347V 480V & UNC]-L850-[Driver Includes CD and 5LTD]2-[All Emergency Options]-[Blank or MP]-[Blank MS & SVPD3]-[All Packaging] | Indoor Luminaires | High-Bay | High-Bay Aisle Luminaires | Standard | FALSE | [9 empty] | 42798 | Dimmable | Continuous Below 10 | Yes |  | 4.1 | 17822.67 | 130.79 | 136.27 | 6.6 | 0.99 | 5000 | 81.8
P62XUWPE | Eaton (formerly Cooper Lighting) | Metalux | HBLED-LD5-18SE-N-CL-[Voltage Includes 120V 347V 480V & UNC]-L850-[Driver Includes CD and 5LTD]2-[All Emergency Options]-[Blank or MP]-[Blank MS & SVPD3]-[All Packaging] | Indoor Luminaires | High-Bay | High-Bay Aisle Luminaires | Standard | FALSE | [9 empty] | 42798 | Dimmable | Continuous Below 10 | Yes |  | 4.1 | 17362.6 | 127.41 | 136.27 | 6.6 | 0.99 | 5000 | 81.8
PKXRKA4N | Eaton (formerly Cooper Lighting) | Metalux | HBLED-LD5-18SE-N-CL/WG-[Voltage Includes 120V 347V 480V & UNC]-L850-[Driver Includes CD and 5LTD]2-[All Emergency Options]-[Blank or MP]-[Blank MS & SVPD3]-[All Packaging] | Indoor Luminaires | High-Bay | High-Bay Aisle Luminaires | Standard | FALSE | [9 empty] | 42798 | Dimmable | Continuous Below 10 | Yes |  | 4.1 | 17062.56 | 125.21 | 136.27 | 6.6 | 0.99 | 5000 | 81.8
PA4BXMKH | Eaton (formerly Cooper Lighting) | Metalux | HBLED-LD5-18SE-W-A-[Voltage Includes 120V 347V 480V & UNC]-L850-[Driver Includes CD and 5LTD]2-[All Emergency Options]-[Blank or MP]-[Blank MS & SVPD3]-[All Packaging] | Indoor Luminaires | High-Bay | High-Bay Luminaires for Commercial and Industrial Buildings | Standard | FALSE | [9 empty] | 42798 | Dimmable | Continuous Below 10 | Yes |  | 4.1 | 16922.54 | 124.18 | 136.27 | 6.6 | 0.99 | 5000 | 81.8
PAQQ171U | Eaton (formerly Cooper Lighting) | Metalux | HBLED-LD5-18SE-W-A/WG-[Voltage Includes 120V 347V 480V & UNC]-L850-[Driver Includes CD and 5LTD]2-[All Emergency Options]-[Blank or MP]-[Blank MS & SVPD3]-[All Packaging] | Indoor Luminaires | High-Bay | High-Bay Luminaires for Commercial and Industrial Buildings | Standard | FALSE | [9 empty] | 42798 | Dimmable | Continuous Below 10 | Yes |  | 4.1 | 16750.51 | 122.92 | 136.27 | 6.6 | 0.99 | 5000 | 81.8
PYNW7Q5Q | Eaton (formerly Cooper Lighting) | Metalux | HBLED-LD5-54SE-N-[Voltage Includes 120V 277V UNV & UNC]-L850-CD4-[All Emergency Options]-[Blank or MP]-[Blank MS & SVPD3]-[All Packaging] | Indoor Luminaires | High-Bay | High-Bay Luminaires for Commercial and Industrial Buildings | Standard | FALSE | [9 empty] | 42798 | Dimmable | Continuous Below 10 | Yes |  | 4.1 | 48929.37 | 121.22 | 403.64 | 6.4 | 1 | 5000 | 81.8
PA6A8NWC | Eaton (formerly Cooper Lighting) | Metalux | HBLED-LD5-54SE-N-[Voltage Includes 120V 277V UNV & UNC]-L850-CD4-[All Emergency Options]-[Blank or MP]-[Blank MS & SVPD3]-[All Packaging] | Indoor Luminaires | High-Bay | High-Bay Aisle Luminaires | Standard | FALSE | [9 empty] | 42798 | Dimmable | Continuous Below 10 | Yes |  | 4.1 | 48929.37 | 121.22 | 403.64 | 6.4 | 1 | 5000 | 81.8
PVX8382Q | Eaton (formerly Cooper Lighting) | Metalux | HBLED-LD5-54SE-W-CLI-[Voltage Includes 120V 277V UNV & UNC]-L850-CD4-[All Emergency Options]-[Blank or MP]-[Blank MS & SVPD3]-[All Packaging] | Indoor Luminaires | High-Bay | High-Bay Luminaires for Commercial and Industrial Buildings | Standard | FALSE | [9 empty] | 42798 | Dimmable | Continuous Below 10 | Yes |  | 4.1 | 47201.86 | 116.94 | 403.64 | 6.4 | 1 | 5000 | 81.8
PW3B82GZ | Eaton (formerly Cooper Lighting) | Metalux | HBLED-LD5-54SE-W-CL-[Voltage Includes 120V 277V UNV & UNC]-L850-CD4-[All Emergency Options]-[Blank or MP]-[Blank MS & SVPD3]-[All Packaging] | Indoor Luminaires | High-Bay | High-Bay Luminaires for Commercial and Industrial Buildings | Standard | FALSE | [9 empty] | 42798 | Dimmable | Continuous Below 10 | Yes |  | 4.1 | 46846.19 | 116.06 | 403.64 | 6.4 | 1 | 5000 | 81.8
PB315W7T | Eaton (formerly Cooper Lighting) | Metalux | HBLED-LD5-54SE-N-CLI-[Voltage Includes 120V 277V UNV & UNC]-L850-CD4-[All Emergency Options]-[Blank or MP]-[Blank MS & SVPD3]-[All Packaging] | Indoor Luminaires | High-Bay | High-Bay Aisle Luminaires | Standard | FALSE | [9 empty] | 42798 | Dimmable | Continuous Below 10 | Yes |  | 4.1 | 45271.1 | 112.16 | 403.64 | 6.4 | 1 | 5000 | 81.8
P3NV9CW4 | Eaton (formerly Cooper Lighting) | Metalux | HBLED-LD5-54SE-N-CLI-[Voltage Includes 120V 277V UNV & UNC]-L850-CD4-[All Emergency Options]-[Blank or MP]-[Blank MS & SVPD3]-[All Packaging] | Indoor Luminaires | High-Bay | High-Bay Luminaires for Commercial and Industrial Buildings | Standard | FALSE | [9 empty] | 42798 | Dimmable | Continuous Below 10 | Yes |  | 4.1 | 45271.1 | 112.16 | 403.64 | 6.4 | 1 | 5000 | 81.8
PA76JZRN | Eaton (formerly Cooper Lighting) | Metalux | HBLED-LD5-44SE-N-[Voltage Includes 120V 277V UNV & UNC]-L850-CD3-[All Emergency Options]-[Blank or MP]-[Blank MS & SVPD3]-[All Packaging] | Indoor Luminaires | High-Bay | High-Bay Aisle Luminaires | Standard | FALSE | [9 empty] | 42798 | Dimmable | Continuous Below 10 | Yes |  | 4.1 | 40188.19 | 135.1 | 297.46 | 6.4 | 1 | 5000 | 81.8
PVXV6F5T | Eaton (formerly Cooper Lighting) | Metalux | HBLED-LD5-44SE-N-CLI-[Voltage Includes 120V 277V UNV & UNC]-L850-CD3-[All Emergency Options]-[Blank or MP]-[Blank MS & SVPD3]-[All Packaging] | Indoor Luminaires | High-Bay | High-Bay Aisle Luminaires | Standard | FALSE | [9 empty] | 42798 | Dimmable | Continuous Below 10 | Yes |  | 4.1 | 37183.46 | 125 | 297.46 | 6.4 | 1 | 5000 | 81.8
PPETBTYC | Eaton (formerly Cooper Lighting) | Metalux | HBLED-LD5-44SE-W-CL/WG-[Voltage Includes 120V 277V UNV & UNC]-L850-CD3-[All Emergency Options]-[Blank or MP]-[Blank MS & SVPD3]-[All Packaging] | Indoor Luminaires | High-Bay | High-Bay Luminaires for Commercial and Industrial Buildings | Standard | FALSE | [9 empty] | 42798 | Dimmable | Continuous Below 10 | Yes |  | 4.1 | 36599.21 | 123.04 | 297.46 | 6.4 | 1 | 5000 | 81.8
PAEC5BEA | Eaton (formerly Cooper Lighting) | Metalux | HBLED-LD5-44SE-N-CL-[Voltage Includes 120V 277V UNV & UNC]-L850-CD3-[All Emergency Options]-[Blank or MP]-[Blank MS & SVPD3]-[All Packaging] | Indoor Luminaires | High-Bay | High-Bay Luminaires for Commercial and Industrial Buildings | Standard | FALSE | [9 empty] | 42798 | Dimmable | Continuous Below 10 | Yes |  | 4.1 | 36223.62 | 121.78 | 297.46 | 6.4 | 1 | 5000 | 81.8
P894Z89K | Eaton (formerly Cooper Lighting) | Metalux | HBLED-LD5-44SE-N-CL-[Voltage Includes 120V 277V UNV & UNC]-L850-CD3-[All Emergency Options]-[Blank or MP]-[Blank MS & SVPD3]-[All Packaging] | Indoor Luminaires | High-Bay | High-Bay Aisle Luminaires | Standard | FALSE | [9 empty] | 42798 | Dimmable | Continuous Below 10 | Yes |  | 4.1 | 36223.62 | 121.78 | 297.46 | 6.4 | 1 | 5000 | 81.8
P3DPTR9G | Eaton (formerly Cooper Lighting) | Metalux | HBLED-LD5-44SE-W-FLI-[Voltage Includes 120V 277V UNV & UNC]-L850-CD3-[All Emergency Options]-[Blank or MP]-[Blank MS & SVPD3]-[All Packaging] | Indoor Luminaires | High-Bay | High-Bay Luminaires for Commercial and Industrial Buildings | Standard | FALSE | [9 empty] | 42798 | Dimmable | Continuous Below 10 | Yes |  | 4.1 | 35639.37 | 119.81 | 297.46 | 6.4 | 1 | 5000 | 81.8
PW38QU1T | Eaton (formerly Cooper Lighting) | Metalux | HBLED-LD5-44SE-N-CL/WG-[Voltage Includes 120V 277V UNV & UNC]-L850-CD3-[All Emergency Options]-[Blank or MP]-[Blank MS & SVPD3]-[All Packaging] | Indoor Luminaires | High-Bay | High-Bay Luminaires for Commercial and Industrial Buildings | Standard | FALSE | [9 empty] | 42798 | Dimmable | Continuous Below 10 | Yes |  | 4.1 | 35597.64 | 119.67 | 297.46 | 6.4 | 1 | 5000 | 81.8
P4R7NP35 | Eaton (formerly Cooper Lighting) | Metalux | HBLED-LD5-44SE-N-CL/WG-[Voltage Includes 120V 277V UNV & UNC]-L850-CD3-[All Emergency Options]-[Blank or MP]-[Blank MS & SVPD3]-[All Packaging] | Indoor Luminaires | High-Bay | High-Bay Aisle Luminaires | Standard | FALSE | [9 empty] | 42798 | Dimmable | Continuous Below 10 | Yes |  | 4.1 | 35597.64 | 119.67 | 297.46 | 6.4 | 1 | 5000 | 81.8
PB3QVJ4V | Eaton (formerly Cooper Lighting) | Metalux | HBLED-LD5-44SE-W-Al-[Voltage Includes 120V 277V UNV & UNC]-L850-CD3-[All Emergency Options]-[Blank or MP]-[Blank MS & SVPD3]-[All Packaging] | Indoor Luminaires | High-Bay | High-Bay Luminaires for Commercial and Industrial Buildings | Standard | FALSE | [9 empty] | 42798 | Dimmable | Continuous Below 10 | Yes |  | 4.1 | 35430.71 | 119.11 | 297.46 | 6.4 | 1 | 5000 | 81.8
PJEJWDA8 | Eaton (formerly Cooper Lighting) | Metalux | HBLED-LD5-44SE-W-A-[Voltage Includes 120V 277V UNV & UNC]-L850-CD3-[All Emergency Options]-[Blank or MP]-[Blank MS & SVPD3]-[All Packaging] | Indoor Luminaires | High-Bay | High-Bay Luminaires for Commercial and Industrial Buildings | Standard | FALSE | [9 empty] | 42798 | Dimmable | Continuous Below 10 | Yes |  | 4.1 | 35305.51 | 118.69 | 297.46 | 6.4 | 1 | 5000 | 81.8
PBC24VSX | Eaton (formerly Cooper Lighting) | Metalux | HBLED-LD5-44SE-W-A/WG-[Voltage Includes 120V 277V UNV & UNC]-L850-CD3-[All Emergency Options]-[Blank or MP]-[Blank MS & SVPD3]-[All Packaging] | Indoor Luminaires | High-Bay | High-Bay Luminaires for Commercial and Industrial Buildings | Standard | FALSE | [9 empty] | 42798 | Dimmable | Continuous Below 10 | Yes |  | 4.1 | 34946.61 | 117.48 | 297.46 | 6.4 | 1 | 5000 | 81.8
PBGPM2M3 | Eaton (formerly Cooper Lighting) | Metalux | HBLED-LD5-15SE-N-[All Voltage]-L850-CD1-[All Emergency Options]-[Blank or MP]-[Blank MS & SVPD3]-[All Packaging] | Indoor Luminaires | High-Bay | High-Bay Aisle Luminaires | Premium | FALSE | [9 empty] | 42798 | Dimmable | Continuous Below 10 | Yes |  | 4.1 | 13717.64 | 139.09 | 98.62 | 6.4 | 1 | 5000 | 81.8
P11D3JJE | Eaton (formerly Cooper Lighting) | Metalux | HBLED-LD5-15SE-N-CLI-[All Voltage]-L850-CD1-[All Emergency Options]-[Blank or MP]-[Blank MS & SVPD3]-[All Packaging] | Indoor Luminaires | High-Bay | High-Bay Aisle Luminaires | Standard | FALSE | [9 empty] | 42798 | Dimmable | Continuous Below 10 | Yes |  | 4.1 | 12692.02 | 128.69 | 98.62 | 6.4 | 1 | 5000 | 81.8
PNDCUAVZ | Eaton (formerly Cooper Lighting) | Metalux | HBLED-LD5-15SE-N-CL-[All Voltage]-L850-CD1-[All Emergency Options]-[Blank or MP]-[Blank MS & SVPD3]-[All Packaging] | Indoor Luminaires | High-Bay | High-Bay Aisle Luminaires | Standard | FALSE | [9 empty] | 42798 | Dimmable | Continuous Below 10 | Yes |  | 4.1 | 12364.39 | 125.37 | 98.62 | 6.4 | 1 | 5000 | 81.8
PHA8BGTJ | Eaton (formerly Cooper Lighting) | Metalux | HBLED-LD5-15SE-W-FLI-[All Voltage]-L850-CD1-[All Emergency Options]-[Blank or MP]-[Blank MS & SVPD3]-[All Packaging] | Indoor Luminaires | High-Bay | High-Bay Luminaires for Commercial and Industrial Buildings | Standard | FALSE | [9 empty] | 42798 | Dimmable | Continuous Below 10 | Yes |  | 4.1 | 12164.96 | 123.35 | 98.62 | 6.4 | 1 | 5000 | 81.8
PN7SDYQY | Eaton (formerly Cooper Lighting) | Metalux | HBLED-LD5-15SE-N-CL/WG-[All Voltage]-L850-CD1-[All Emergency Options]-[Blank or MP]-[Blank MS & SVPD3]-[All Packaging] | Indoor Luminaires | High-Bay | High-Bay Luminaires for Commercial and Industrial Buildings | Standard | FALSE | [9 empty] | 42798 | Dimmable | Continuous Below 10 | Yes |  | 4.1 | 12150.72 | 123.2 | 98.62 | 6.4 | 1 | 5000 | 81.8
PHTZYS87 | Eaton (formerly Cooper Lighting) | Metalux | HBLED-LD5-15SE-N-CL/WG-[All Voltage]-L850-CD1-[All Emergency Options]-[Blank or MP]-[Blank MS & SVPD3]-[All Packaging] | Indoor Luminaires | High-Bay | High-Bay Aisle Luminaires | Standard | FALSE | [9 empty] | 42798 | Dimmable | Continuous Below 10 | Yes |  | 4.1 | 12150.72 | 123.2 | 98.62 | 6.4 | 1 | 5000 | 81.8
PWGC7VQ9 | Eaton (formerly Cooper Lighting) | Metalux | HBLED-LD5-15SE-W-Al-[All Voltage]-L850-CD1-[All Emergency Options]-[Blank or MP]-[Blank MS & SVPD3]-[All Packaging] | Indoor Luminaires | High-Bay | High-Bay Luminaires for Commercial and Industrial Buildings | Standard | FALSE | [9 empty] | 42798 | Dimmable | Continuous Below 10 | Yes |  | 4.1 | 12093.74 | 122.62 | 98.62 | 6.4 | 1 | 5000 | 81.8
PE3U6AQD | Eaton (formerly Cooper Lighting) | Metalux | HBLED-LD5-15SE-W-A-[All Voltage]-L850-CD1-[All Emergency Options]-[Blank or MP]-[Blank MS & SVPD3]-[All Packaging] | Indoor Luminaires | High-Bay | High-Bay Luminaires for Commercial and Industrial Buildings | Standard | FALSE | [9 empty] | 42798 | Dimmable | Continuous Below 10 | Yes |  | 4.1 | 12051.01 | 122.19 | 98.62 | 6.4 | 1 | 5000 | 81.8
P839SS9P | Eaton (formerly Cooper Lighting) | Metalux | HBLED-LD5-15SE-W-A/WG-[All Voltage]-L850-CD1-[All Emergency Options]-[Blank or MP]-[Blank MS & SVPD3]-[All Packaging] | Indoor Luminaires | High-Bay | High-Bay Luminaires for Commercial and Industrial Buildings | Standard | FALSE | [9 empty] | 42798 | Dimmable | Continuous Below 10 | Yes |  | 4.1 | 11928.5 | 120.95 | 98.62 | 6.4 | 1 | 5000 | 81.8
P88ECK1V | Eaton (formerly Cooper Lighting) | Metalux | HBLED-LD5-30SE-N-[Voltage Includes 120V 277V & UNV]-L850-[Driver Includes CD and 5LTD]2-[All Emergency Options]-[Blank or MP]-[Blank MS & SVPD3]-[All Packaging] | Indoor Luminaires | High-Bay | High-Bay Aisle Luminaires | Premium | FALSE | [9 empty] | 42798 | Dimmable | Continuous Below 10 | Yes |  | 4.1 | 26802.59 | 135.76 | 197.42 | 6.33 | 1 | 5000 | 81.8
PMB9VRQB | Eaton (formerly Cooper Lighting) | Metalux | HBLED-LD5-30SE-N-CLI-[All Voltage]-L850-[Driver Includes CD and 5LTD]2-[All Emergency Options]-[Blank or MP]-[Blank MS & SVPD3]-[All Packaging] | Indoor Luminaires | High-Bay | High-Bay Aisle Luminaires | Standard | FALSE | [9 empty] | 42798 | Dimmable | Continuous Below 10 | Yes |  | 4.1 | 24798.65 | 125.61 | 197.42 | 6.33 | 1 | 5000 | 81.8
PNGD5S4C | Eaton (formerly Cooper Lighting) | Metalux | HBLED-LD5-30SE-W-CL/WG-[All Voltage]-L850-[Driver Includes CD and 5LTD]2-[All Emergency Options]-[Blank or MP]-[Blank MS & SVPD3]-[All Packaging] | Indoor Luminaires | High-Bay | High-Bay Luminaires for Commercial and Industrial Buildings | Standard | FALSE | [9 empty] | 42798 | Dimmable | Continuous Below 10 | Yes |  | 4.1 | 24409 | 123.64 | 197.42 | 6.33 | 1 | 5000 | 81.8
PEW8ZDER | Eaton (formerly Cooper Lighting) | Metalux | HBLED-LD5-30SE-N-CL-[All Voltage]-L850-[Driver Includes CD and 5LTD]2-[All Emergency Options]-[Blank or MP]-[Blank MS & SVPD3]-[All Packaging] | Indoor Luminaires | High-Bay | High-Bay Aisle Luminaires | Standard | FALSE | [9 empty] | 42798 | Dimmable | Continuous Below 10 | Yes |  | 4.1 | 24158.51 | 122.37 | 197.42 | 6.33 | 1 | 5000 | 81.8
P689R3CE | Eaton (formerly Cooper Lighting) | Metalux | HBLED-LD5-30SE-N-CL-[All Voltage]-L850-[Driver Includes CD and 5LTD]2-[All Emergency Options]-[Blank or MP]-[Blank MS & SVPD3]-[All Packaging] | Indoor Luminaires | High-Bay | High-Bay Luminaires for Commercial and Industrial Buildings | Standard | FALSE | [9 empty] | 42798 | Dimmable | Continuous Below 10 | Yes |  | 4.1 | 24158.51 | 122.37 | 197.42 | 6.33 | 1 | 5000 | 81.8
PFYRBD2D | Eaton (formerly Cooper Lighting) | Metalux | HBLED-LD5-30SE-W-FLI-[All Voltage]-L850-[Driver Includes CD and 5LTD]2-[All Emergency Options]-[Blank or MP]-[Blank MS & SVPD3]-[All Packaging] | Indoor Luminaires | High-Bay | High-Bay Luminaires for Commercial and Industrial Buildings | Standard | FALSE | [9 empty] | 42798 | Dimmable | Continuous Below 10 | Yes |  | 4.1 | 23768.86 | 120.4 | 197.42 | 6.33 | 1 | 5000 | 81.8
PE1X13CR | Eaton (formerly Cooper Lighting) | Metalux | HBLED-LD5-30SE-N-CL/WG-[All Voltage]-L850-[Driver Includes CD and 5LTD]2-[All Emergency Options]-[Blank or MP]-[Blank MS & SVPD3]-[All Packaging] | Indoor Luminaires | High-Bay | High-Bay Luminaires for Commercial and Industrial Buildings | Standard | FALSE | [9 empty] | 42798 | Dimmable | Continuous Below 10 | Yes |  | 4.1 | 23741.02 | 120.25 | 197.42 | 6.33 | 1 | 5000 | 81.8
P1GR95EK | Eaton (formerly Cooper Lighting) | Metalux | HBLED-LD5-30SE-N-CL/WG-[All Voltage]-L850-[Driver Includes CD and 5LTD]2-[All Emergency Options]-[Blank or MP]-[Blank MS & SVPD3]-[All Packaging] | Indoor Luminaires | High-Bay | High-Bay Aisle Luminaires | Standard | FALSE | [9 empty] | 42798 | Dimmable | Continuous Below 10 | Yes |  | 4.1 | 23741.02 | 120.25 | 197.42 | 6.33 | 1 | 5000 | 81.8
P9SB99Q3 | Eaton (formerly Cooper Lighting) | Metalux | HBLED-LD5-30SE-W-Al-[All Voltage]-L850-[Driver Includes CD and 5LTD]2-[All Emergency Options]-[Blank or MP]-[Blank MS & SVPD3]-[All Packaging] | Indoor Luminaires | High-Bay | High-Bay Luminaires for Commercial and Industrial Buildings | Standard | FALSE | [9 empty] | 42798 | Dimmable | Continuous Below 10 | Yes |  | 4.1 | 23629.69 | 119.69 | 197.42 | 6.33 | 1 | 5000 | 81.8
PYS36Y9A | Eaton (formerly Cooper Lighting) | Metalux | HBLED-LD5-30SE-W-A-[All Voltage]-L850-[Driver Includes CD and 5LTD]2-[All Emergency Options]-[Blank or MP]-[Blank MS & SVPD3]-[All Packaging] | Indoor Luminaires | High-Bay | High-Bay Luminaires for Commercial and Industrial Buildings | Standard | FALSE | [9 empty] | 42798 | Dimmable | Continuous Below 10 | Yes |  | 4.1 | 23546.2 | 119.27 | 197.42 | 6.33 | 1 | 5000 | 81.8
PC9AFDGH | Eaton (formerly Cooper Lighting) | Metalux | HBLED-LD5-30SE-W-A/WG-[All Voltage]-L850-[Driver Includes CD and 5LTD]2-[All Emergency Options]-[Blank or MP]-[Blank MS & SVPD3]-[All Packaging] | Indoor Luminaires | High-Bay | High-Bay Luminaires for Commercial and Industrial Buildings | Standard | FALSE | [9 empty] | 42798 | Dimmable | Continuous Below 10 | Yes |  | 4.1 | 23306.84 | 118.06 | 197.42 | 6.33 | 1 | 5000 | 81.8
PDJGC8TR | Eaton (formerly Cooper Lighting) | Metalux | HBLED-LD5-18SE-N-347V-L840-ED2-[All Emergency Options]-[Blank or MP]-[Blank MS & SVPD3]-[All Packaging] | Indoor Luminaires | High-Bay | High-Bay Aisle Luminaires | Standard | FALSE | [9 empty] | 42798 | Not Dimmable | Not Dimmable | Yes |  | 4.1 | 18324.82 | 129.96 | 141 | 7.4 | 0.99 | 4000 | 81.8
PPU9KKRV | Eaton (formerly Cooper Lighting) | Metalux | HBLED-LD5-18HE-N-CLI-[Voltage Includes 347V 480V & UNC]-L840-ED2-[All Emergency Options]-[Blank or MP]-[Blank MS & SVPD3]-[All Packaging] | Indoor Luminaires | High-Bay | High-Bay Luminaires for Commercial and Industrial Buildings | Premium | FALSE | [9 empty] | 42798 | Not Dimmable | Not Dimmable | Yes |  | 4.1 | 17847.19 | 138.78 | 128.6 | 7.4 | 0.99 | 4000 | 81.8
P6BS9E17 | Eaton (formerly Cooper Lighting) | Metalux | HBLED-LD5-18HE-N-CLI-[Voltage Includes 347V 480V & UNC]-L840-ED2-[All Emergency Options]-[Blank or MP]-[Blank MS & SVPD3]-[All Packaging] | Indoor Luminaires | High-Bay | High-Bay Aisle Luminaires | Premium | FALSE | [9 empty] | 42798 | Not Dimmable | Not Dimmable | Yes |  | 4.1 | 17847.19 | 138.78 | 128.6 | 7.4 | 0.99 | 4000 | 81.8
PZWF3EGH | Eaton (formerly Cooper Lighting) | Metalux | HBLED-LD5-18HE-W-CL/WG-[Voltage Includes 347V 480V & UNC]-L840-ED2-[All Emergency Options]-[Blank or MP]-[Blank MS & SVPD3]-[All Packaging] | Indoor Luminaires | High-Bay | High-Bay Luminaires for Commercial and Industrial Buildings | Premium | FALSE | [9 empty] | 42798 | Not Dimmable | Not Dimmable | Yes |  | 4.1 | 17566.76 | 136.6 | 128.6 | 7.4 | 0.99 | 4000 | 81.8
PU9EV86A | Eaton (formerly Cooper Lighting) | Metalux | HBLED-LD5-18HE-N-CL-[Voltage Includes 347V 480V & UNC]-L840-ED2-[All Emergency Options]-[Blank or MP]-[Blank MS & SVPD3]-[All Packaging] | Indoor Luminaires | High-Bay | High-Bay Aisle Luminaires | Premium | FALSE | [9 empty] | 42798 | Not Dimmable | Not Dimmable | Yes |  | 4.1 | 17386.49 | 135.2 | 128.6 | 7.4 | 0.99 | 4000 | 81.8
PBFYZMMQ | Eaton (formerly Cooper Lighting) | Metalux | HBLED-LD5-18HE-N-CL-[Voltage Includes 347V 480V & UNC]-L840-ED2-[All Emergency Options]-[Blank or MP]-[Blank MS & SVPD3]-[All Packaging] | Indoor Luminaires | High-Bay | High-Bay Luminaires for Commercial and Industrial Buildings | Premium | FALSE | [9 empty] | 42798 | Not Dimmable | Not Dimmable | Yes |  | 4.1 | 17386.49 | 135.2 | 128.6 | 7.4 | 0.99 | 4000 | 81.8
PBFAZZG9 | Eaton (formerly Cooper Lighting) | Metalux | HBLED-LD5-18HE-W-FLI-[Voltage Includes 347V 480V & UNC]-L840-ED2-[All Emergency Options]-[Blank or MP]-[Blank MS & SVPD3]-[All Packaging] | Indoor Luminaires | High-Bay | High-Bay Luminaires for Commercial and Industrial Buildings | Premium | FALSE | [9 empty] | 42798 | Not Dimmable | Not Dimmable | Yes |  | 4.1 | 17106.06 | 133.02 | 128.6 | 7.4 | 0.99 | 4000 | 81.8
PP84V1QC | Eaton (formerly Cooper Lighting) | Metalux | HBLED-LD5-18HE-N-CL/WG-[Voltage Includes 347V 480V & UNC]-L840-ED2-[All Emergency Options]-[Blank or MP]-[Blank MS & SVPD3]-[All Packaging] | Indoor Luminaires | High-Bay | High-Bay Aisle Luminaires | Premium | FALSE | [9 empty] | 42798 | Not Dimmable | Not Dimmable | Yes |  | 4.1 | 17086.03 | 132.86 | 128.6 | 7.4 | 0.99 | 4000 | 81.8
PJA8JG3S | Eaton (formerly Cooper Lighting) | Metalux | HBLED-LD5-18HE-N-CL/WG-[Voltage Includes 347V 480V & UNC]-L840-ED2-[All Emergency Options]-[Blank or MP]-[Blank MS & SVPD3]-[All Packaging] | Indoor Luminaires | High-Bay | High-Bay Luminaires for Commercial and Industrial Buildings | Premium | FALSE | [9 empty] | 42798 | Not Dimmable | Not Dimmable | Yes |  | 4.1 | 17086.03 | 132.86 | 128.6 | 7.4 | 0.99 | 4000 | 81.8
PYSHDA91 | Eaton (formerly Cooper Lighting) | Metalux | HBLED-LD5-18HE-W-AI-[Voltage Includes 347V 480V & UNC]-L840-ED2-[All Emergency Options]-[Blank or MP]-[Blank MS & SVPD3]-[All Packaging] | Indoor Luminaires | High-Bay | High-Bay Luminaires for Commercial and Industrial Buildings | Premium | FALSE | [9 empty] | 42798 | Not Dimmable | Not Dimmable | Yes |  | 4.1 | 17005.91 | 132.24 | 128.6 | 7.4 | 0.99 | 4000 | 81.8
P8XUDPXV | Eaton (formerly Cooper Lighting) | Metalux | HBLED-LD5-18HE-W-A-[Voltage Includes 347V 480V & UNC]-L840-ED2-[All Emergency Options]-[Blank or MP]-[Blank MS & SVPD3]-[All Packaging] | Indoor Luminaires | High-Bay | High-Bay Luminaires for Commercial and Industrial Buildings | Premium | FALSE | [9 empty] | 42798 | Not Dimmable | Not Dimmable | Yes |  | 4.1 | 16945.82 | 131.77 | 128.6 | 7.4 | 0.99 | 4000 | 81.8
PM4QK32Y | Eaton (formerly Cooper Lighting) | Metalux | HBLED-LD5-18SE-N-CLI-277V-L840-ED2-[All Emergency Options]-[Blank or MP]-[Blank MS & SVPD3]-[All Packaging] | Indoor Luminaires | High-Bay | High-Bay Aisle Luminaires | Premium | FALSE | [9 empty] | 42798 | Not Dimmable | Not Dimmable | Yes |  | 4.1 | 16954.74 | 132.56 | 127.9 | 6.2 | 0.97 | 4000 | 81.8
P56TP61A | Eaton (formerly Cooper Lighting) | Metalux | HBLED-LD5-30SE-W-A/WG-277V-L840-ED2-[All Emergency Options]-[Blank or MP]-[Blank MS & SVPD3]-[All Packaging] | Indoor Luminaires | High-Bay | High-Bay Luminaires for Commercial and Industrial Buildings | Standard | FALSE | [9 empty] | 42798 | Not Dimmable | Not Dimmable | Yes |  | 4.1 | 22171.84 | 112.09 | 197.8 | 5.9 | 0.98 | 4000 | 81.8
PS63GGK7 | Eaton (formerly Cooper Lighting) | Metalux | HBLED-LD5-12HE-W-A/WG-[Voltage Includes 347V 480V & UNC]-L840-ED1-[All Emergency Options]-[Blank or MP]-[Blank MS & SVPD3]-[All Packaging] | Indoor Luminaires | High-Bay | High-Bay Luminaires for Commercial and Industrial Buildings | Standard | FALSE | [9 empty] | 42798 | Not Dimmable | Not Dimmable | Yes |  | 4.1 | 9613.13 | 124.04 | 77.5 | 5.9 | 0.99 | 4000 | 81.8
P33ZM8GY | Eaton (formerly Cooper Lighting) | Metalux | HBLED-LD5-18HE-N-[All Voltage]-L840-ED2-[All Emergency Options]-[Blank or MP]-[Blank MS & SVPD3]-[All Packaging] | Indoor Luminaires | High-Bay | High-Bay Aisle Luminaires | Premium | FALSE | [9 empty] | 42798 | Not Dimmable | Not Dimmable | Yes |  | 4.1 | 19289.39 | 150 | 128.6 | 5.6 | 1 | 4000 | 81.8
PTNNFS2R | Eaton (formerly Cooper Lighting) | Metalux | HBLED-LD5-18SE-N-[Voltage Includes 120V 277 480V & UNV]-L840-ED2-[All Emergency Options]-[Blank or MP]-[Blank MS & SVPD3]-[All Packaging] | Indoor Luminaires | High-Bay | High-Bay Aisle Luminaires | Premium | FALSE | [9 empty] | 42798 | Not Dimmable | Not Dimmable | Yes |  | 4.1 | 18324.82 | 139.88 | 131 | 5.6 | 1 | 4000 | 81.8
P6YXN21C | Eaton (formerly Cooper Lighting) | Metalux | HBLED-LD5-18HE-N-CLI-[Voltage Includes 120V 277 & UNV]-L840-ED2-[All Emergency Options]-[Blank or MP]-[Blank MS & SVPD3]-[All Packaging] | Indoor Luminaires | High-Bay | High-Bay Aisle Luminaires | Premium | FALSE | [9 empty] | 42798 | Not Dimmable | Not Dimmable | Yes |  | 4.1 | 17847.19 | 138.78 | 128.6 | 5.6 | 1 | 4000 | 81.8
PXS33H11 | Eaton (formerly Cooper Lighting) | Metalux | HBLED-LD5-18HE-N-CL-[Voltage Includes 120V 277 & UNV]-L840-ED2-[All Emergency Options]-[Blank or MP]-[Blank MS & SVPD3]-[All Packaging] | Indoor Luminaires | High-Bay | High-Bay Aisle Luminaires | Premium | FALSE | [9 empty] | 42798 | Not Dimmable | Not Dimmable | Yes |  | 4.1 | 17386.49 | 135.2 | 128.6 | 5.6 | 1 | 4000 | 81.8
PQK11CZW | Eaton (formerly Cooper Lighting) | Metalux | HBLED-LD5-18HE-N-CL/WG-[Voltage Includes 120V 277 & UNV]-L840-ED2-[All Emergency Options]-[Blank or MP]-[Blank MS & SVPD3]-[All Packaging] | Indoor Luminaires | High-Bay | High-Bay Aisle Luminaires | Premium | FALSE | [9 empty] | 42798 | Not Dimmable | Not Dimmable | Yes |  | 4.1 | 17086.03 | 132.86 | 128.6 | 5.6 | 1 | 4000 | 81.8
PRKSASYK | Eaton (formerly Cooper Lighting) | Metalux | HBLED-LD5-18SE-N-CLI-[Voltage Includes 120V 347V 480V & UNC]-L840-ED2-[All Emergency Options]-[Blank or MP]-[Blank MS & SVPD3]-[All Packaging] | Indoor Luminaires | High-Bay | High-Bay Aisle Luminaires | Standard | FALSE | [9 empty] | 42798 | Not Dimmable | Not Dimmable | Yes |  | 4.1 | 16954.74 | 129.43 | 131 | 5.6 | 1 | 4000 | 81.8
PHMSH974 | Eaton (formerly Cooper Lighting) | Metalux | HBLED-LD5-18SE-N-CL-[All Voltage]-L840-ED2-[All Emergency Options]-[Blank or MP]-[Blank MS & SVPD3]-[All Packaging] | Indoor Luminaires | High-Bay | High-Bay Aisle Luminaires | Standard | FALSE | [9 empty] | 42798 | Not Dimmable | Not Dimmable | Yes |  | 4.1 | 16517.08 | 126.08 | 131 | 5.6 | 1 | 4000 | 81.8
P7HDRBHS | Eaton (formerly Cooper Lighting) | Metalux | HBLED-LD5-18SE-W-FLI-[All Voltage]-L840-ED2-[All Emergency Options]-[Blank or MP]-[Blank MS & SVPD3]-[All Packaging] | Indoor Luminaires | High-Bay | High-Bay Luminaires for Commercial and Industrial Buildings | Standard | FALSE | [9 empty] | 42798 | Not Dimmable | Not Dimmable | Yes |  | 4.1 | 16250.67 | 124.05 | 131 | 5.6 | 1 | 4000 | 81.8
PP3TRY9Z | Eaton (formerly Cooper Lighting) | Metalux | HBLED-LD5-18SE-N-CL/WG-[All Voltage]-L840-ED2-[All Emergency Options]-[Blank or MP]-[Blank MS & SVPD3]-[All Packaging] | Indoor Luminaires | High-Bay | High-Bay Aisle Luminaires | Standard | FALSE | [9 empty] | 42798 | Not Dimmable | Not Dimmable | Yes |  | 4.1 | 16231.64 | 123.91 | 131 | 5.6 | 1 | 4000 | 81.8
PK737PWH | Eaton (formerly Cooper Lighting) | Metalux | HBLED-LD5-18SE-N-CL/WG-[All Voltage]-L840-ED2-[All Emergency Options]-[Blank or MP]-[Blank MS & SVPD3]-[All Packaging] | Indoor Luminaires | High-Bay | High-Bay Luminaires for Commercial and Industrial Buildings | Standard | FALSE | [9 empty] | 42798 | Not Dimmable | Not Dimmable | Yes |  | 4.1 | 16231.64 | 123.91 | 131 | 5.6 | 1 | 4000 | 81.8
PZDD8CTW | Eaton (formerly Cooper Lighting) | Metalux | HBLED-LD5-18SE-W-AI-[All Voltage]-L840-ED2-[All Emergency Options]-[Blank or MP]-[Blank MS & SVPD3]-[All Packaging] | Indoor Luminaires | High-Bay | High-Bay Luminaires for Commercial and Industrial Buildings | Standard | FALSE | [9 empty] | 42798 | Not Dimmable | Not Dimmable | Yes |  | 4.1 | 16155.53 | 123.32 | 131 | 5.6 | 1 | 4000 | 81.8
PWYR27HM | Eaton (formerly Cooper Lighting) | Metalux | HBLED-LD5-18SE-W-A-[All Voltage]-L840-ED2-[All Emergency Options]-[Blank or MP]-[Blank MS & SVPD3]-[All Packaging] | Indoor Luminaires | High-Bay | High-Bay Luminaires for Commercial and Industrial Buildings | Standard | FALSE | [9 empty] | 42798 | Not Dimmable | Not Dimmable | Yes |  | 4.1 | 16098.44 | 122.89 | 131 | 5.6 | 1 | 4000 | 81.8
P5MV4HYM | Eaton (formerly Cooper Lighting) | Metalux | HBLED-LD5-18SE-W-A/WG-[All Voltage]-L840-ED2-[All Emergency Options]-[Blank or MP]-[Blank MS & SVPD3]-[All Packaging] | Indoor Luminaires | High-Bay | High-Bay Luminaires for Commercial and Industrial Buildings | Standard | FALSE | [9 empty] | 42798 | Not Dimmable | Not Dimmable | Yes |  | 4.1 | 15934.79 | 121.64 | 131 | 5.6 | 1 | 4000 | 81.8
PYMMVBHD | Eaton (formerly Cooper Lighting) | Metalux | HBLED-LD5-30SE-N-[All Voltage]-L840-ED2-[All Emergency Options]-[Blank or MP]-[Blank MS & SVPD3]-[All Packaging] | Indoor Luminaires | High-Bay | High-Bay Aisle Luminaires | Standard | FALSE | [9 empty] | 42798 | Not Dimmable | Not Dimmable | Yes |  | 4.1 | 25497.35 | 127.87 | 199.4 | 4.59 | 1 | 4000 | 81.8
P9XDM8QD | Eaton (formerly Cooper Lighting) | Metalux | HBLED-LD5-30SE-W-CLI-[All Voltage]-L840-ED2-[All Emergency Options]-[Blank or MP]-[Blank MS & SVPD3]-[All Packaging] | Indoor Luminaires | High-Bay | High-Bay Luminaires for Commercial and Industrial Buildings | Standard | FALSE | [9 empty] | 42798 | Not Dimmable | Not Dimmable | Yes |  | 4.1 | 24597.13 | 123.36 | 199.4 | 4.59 | 1 | 4000 | 81.8
PF68RAJF | Eaton (formerly Cooper Lighting) | Metalux | HBLED-LD5-30SE-W-CL-[All Voltage]-L840-ED2-[All Emergency Options]-[Blank or MP]-[Blank MS & SVPD3]-[All Packaging] | Indoor Luminaires | High-Bay | High-Bay Luminaires for Commercial and Industrial Buildings | Standard | FALSE | [9 empty] | 42798 | Not Dimmable | Not Dimmable | Yes |  | 4.1 | 24411.79 | 122.43 | 199.4 | 4.59 | 1 | 4000 | 81.8
PDFUYQYP | Eaton (formerly Cooper Lighting) | Metalux | HBLED-LD5-30SE-N-CLI-[All Voltage]-L840-ED2-[All Emergency Options]-[Blank or MP]-[Blank MS & SVPD3]-[All Packaging] | Indoor Luminaires | High-Bay | High-Bay Luminaires for Commercial and Industrial Buildings | Standard | FALSE | [9 empty] | 42798 | Not Dimmable | Not Dimmable | Yes |  | 4.1 | 23591.01 | 118.31 | 199.4 | 4.59 | 1 | 4000 | 81.8
P7GJA55P | Eaton (formerly Cooper Lighting) | Metalux | HBLED-LD5-30SE-N-CLI-[All Voltage]-L840-ED2-[All Emergency Options]-[Blank or MP]-[Blank MS & SVPD3]-[All Packaging] | Indoor Luminaires | High-Bay | High-Bay Aisle Luminaires | Standard | FALSE | [9 empty] | 42798 | Not Dimmable | Not Dimmable | Yes |  | 4.1 | 23591.01 | 118.31 | 199.4 | 4.59 | 1 | 4000 | 81.8
P77T6VPQ | Eaton (formerly Cooper Lighting) | Metalux | HBLED-LD5-30SE-W-CL/WG-[Voltage Includes 120V 277V & UNV]-L840-ED2-[All Emergency Options]-[Blank or MP]-[Blank MS & SVPD3]-[All Packaging] | Indoor Luminaires | High-Bay | High-Bay Luminaires for Commercial and Industrial Buildings | Standard | FALSE | [9 empty] | 42798 | Not Dimmable | Not Dimmable | Yes |  | 4.1 | 23220.33 | 116.45 | 199.4 | 4.59 | 1 | 4000 | 81.8
PYXAX9YN | Eaton (formerly Cooper Lighting) | Metalux | HBLED-LD5-30SE-N-CL-[Voltage Includes 120V 277V & UNV]-L840-ED2-[All Emergency Options]-[Blank or MP]-[Blank MS & SVPD3]-[All Packaging] | Indoor Luminaires | High-Bay | High-Bay Aisle Luminaires | Standard | FALSE | [9 empty] | 42798 | Not Dimmable | Not Dimmable | Yes |  | 4.1 | 22982.04 | 115.26 | 199.4 | 4.59 | 1 | 4000 | 81.8
PXHBHNE7 | Eaton (formerly Cooper Lighting) | Metalux | HBLED-LD5-30SE-N-CL-[Voltage Includes 120V 277V & UNV]-L840-ED2-[All Emergency Options]-[Blank or MP]-[Blank MS & SVPD3]-[All Packaging] | Indoor Luminaires | High-Bay | High-Bay Luminaires for Commercial and Industrial Buildings | Standard | FALSE | [9 empty] | 42798 | Not Dimmable | Not Dimmable | Yes |  | 4.1 | 22982.04 | 115.26 | 199.4 | 4.59 | 1 | 4000 | 81.8
PCNSQPFZ | Eaton (formerly Cooper Lighting) | Metalux | HBLED-LD5-30SE-W-FLI-[Voltage Includes 120V 277V & UNV]-L840-ED2-[All Emergency Options]-[Blank or MP]-[Blank MS & SVPD3]-[All Packaging] | Indoor Luminaires | High-Bay | High-Bay Luminaires for Commercial and Industrial Buildings | Standard | FALSE | [9 empty] | 42798 | Not Dimmable | Not Dimmable | Yes |  | 4.1 | 22611.36 | 113.4 | 199.4 | 4.59 | 1 | 4000 | 81.8
PGZF4ZER | Eaton (formerly Cooper Lighting) | Metalux | HBLED-LD5-30SE-N-CL/WG-[Voltage Includes 120V 277V & UNV]-L840-ED2-[All Emergency Options]-[Blank or MP]-[Blank MS & SVPD3]-[All Packaging] | Indoor Luminaires | High-Bay | High-Bay Luminaires for Commercial and Industrial Buildings | Standard | FALSE | [9 empty] | 42798 | Not Dimmable | Not Dimmable | Yes |  | 4.1 | 22584.88 | 113.26 | 199.4 | 4.59 | 1 | 4000 | 81.8
PC7NF7D2 | Eaton (formerly Cooper Lighting) | Metalux | HBLED-LD5-30SE-N-CL/WG-[Voltage Includes 120V 277V & UNV]-L840-ED2-[All Emergency Options]-[Blank or MP]-[Blank MS & SVPD3]-[All Packaging] | Indoor Luminaires | High-Bay | High-Bay Aisle Luminaires | Standard | FALSE | [9 empty] | 42798 | Not Dimmable | Not Dimmable | Yes |  | 4.1 | 22584.88 | 113.26 | 199.4 | 4.59 | 1 | 4000 | 81.8
PCB9N9JB | Eaton (formerly Cooper Lighting) | Metalux | HBLED-LD5-30SE-W-AI-[Voltage Includes 120V 277V & UNV]-L840-ED2-[All Emergency Options]-[Blank or MP]-[Blank MS & SVPD3]-[All Packaging] | Indoor Luminaires | High-Bay | High-Bay Luminaires for Commercial and Industrial Buildings | Standard | FALSE | [9 empty] | 42798 | Not Dimmable | Not Dimmable | Yes |  | 4.1 | 22478.97 | 112.73 | 199.4 | 4.59 | 1 | 4000 | 81.8
PT566AG4 | Eaton (formerly Cooper Lighting) | Metalux | HBLED-LD5-30SE-W-A-[Voltage Includes 120V 277V & UNV]-L840-ED2-[All Emergency Options]-[Blank or MP]-[Blank MS & SVPD3]-[All Packaging] | Indoor Luminaires | High-Bay | High-Bay Luminaires for Commercial and Industrial Buildings | Standard | FALSE | [9 empty] | 42798 | Not Dimmable | Not Dimmable | Yes |  | 4.1 | 22399.54 | 112.33 | 199.4 | 4.59 | 1 | 4000 | 81.8
PMTHW97F | Eaton (formerly Cooper Lighting) | Metalux | HBLED-LD5-12HE-N-[All Voltage]-L840-ED1-[All Emergency Options]-[Blank or MP]-[Blank MS & SVPD3]-[All Packaging] | Indoor Luminaires | High-Bay | High-Bay Aisle Luminaires | Premium | FALSE | [9 empty] | 42798 | Not Dimmable | Not Dimmable | Yes |  | 4.1 | 11054.99 | 155.27 | 71.2 | 4.59 | 1 | 4000 | 81.8
P5JTD4KX | Eaton (formerly Cooper Lighting) | Metalux | HBLED-LD5-12SE-N-[All Voltage]-L840-ED1-[All Emergency Options]-[Blank or MP]-[Blank MS & SVPD3]-[All Packaging] | Indoor Luminaires | High-Bay | High-Bay Aisle Luminaires | Premium | FALSE | [9 empty] | 42798 | Not Dimmable | Not Dimmable | Yes |  | 4.1 | 10495.16 | 139.94 | 75 | 4.59 | 1 | 4000 | 81.8
PA9BG1QH | Eaton (formerly Cooper Lighting) | Metalux | HBLED-LD5-12HE-N-CLI-[All Voltage]-L840-ED1-[All Emergency Options]-[Blank or MP]-[Blank MS & SVPD3]-[All Packaging] | Indoor Luminaires | High-Bay | High-Bay Aisle Luminaires | Premium | FALSE | [9 empty] | 42798 | Not Dimmable | Not Dimmable | Yes |  | 4.1 | 10228.45 | 143.66 | 71.2 | 4.59 | 1 | 4000 | 81.8
PHU6SSCT | Eaton (formerly Cooper Lighting) | Metalux | HBLED-LD5-12SE-W-FLI-[All Voltage]-L840-ED1-[All Emergency Options]-[Blank or MP]-[Blank MS & SVPD3]-[All Packaging] | Indoor Luminaires | High-Bay | High-Bay Luminaires for Commercial and Industrial Buildings | Standard | FALSE | [9 empty] | 42798 | Not Dimmable | Not Dimmable | Yes |  | 4.1 | 9307.23 | 124.1 | 75 | 4.59 | 1 | 4000 | 81.8
PF5W43P5 | Eaton (formerly Cooper Lighting) | Metalux | HBLED-LD5-12SE-N-CL/WG-[All Voltage]-L840-ED1-[All Emergency Options]-[Blank or MP]-[Blank MS & SVPD3]-[All Packaging] | Indoor Luminaires | High-Bay | High-Bay Luminaires for Commercial and Industrial Buildings | Standard | FALSE | [9 empty] | 42798 | Not Dimmable | Not Dimmable | Yes |  | 4.1 | 9296.34 | 123.95 | 75 | 4.59 | 1 | 4000 | 81.8
PAGNHNGW | Eaton (formerly Cooper Lighting) | Metalux | HBLED-LD5-12SE-W-AI-[All Voltage]-L840-ED1-[All Emergency Options]-[Blank or MP]-[Blank MS & SVPD3]-[All Packaging] | Indoor Luminaires | High-Bay | High-Bay Luminaires for Commercial and Industrial Buildings | Standard | FALSE | [9 empty] | 42798 | Not Dimmable | Not Dimmable | Yes |  | 4.1 | 9252.74 | 123.37 | 75 | 4.59 | 1 | 4000 | 81.8
P94NHBJJ | Eaton (formerly Cooper Lighting) | Metalux | HBLED-LD5-12SE-W-A-[All Voltage]-L840-ED1-[All Emergency Options]-[Blank or MP]-[Blank MS & SVPD3]-[All Packaging] | Indoor Luminaires | High-Bay | High-Bay Luminaires for Commercial and Industrial Buildings | Standard | FALSE | [9 empty] | 42798 | Not Dimmable | Not Dimmable | Yes |  | 4.1 | 9220.05 | 122.93 | 75 | 4.59 | 1 | 4000 | 81.8
PVUGTA3P | Eaton (formerly Cooper Lighting) | Metalux | HBLED-LD5-12SE-W-A/WG-[All Voltage]-L840-ED1-[All Emergency Options]-[Blank or MP]-[Blank MS & SVPD3]-[All Packaging] | Indoor Luminaires | High-Bay | High-Bay Luminaires for Commercial and Industrial Buildings | Standard | FALSE | [9 empty] | 42798 | Not Dimmable | Not Dimmable | Yes |  | 4.1 | 9126.32 | 121.68 | 75 | 4.59 | 1 | 4000 | 81.8
P7QUR68M | Eaton (formerly Cooper Lighting) | Metalux | HBLED-LD5-18SE-N-CLI-277V-L840-[Driver Includes CD and 5LTD]2-[All Emergency Options]-[Blank or MP]-[Blank MS & SVPD3]-[All Packaging] | Indoor Luminaires | High-Bay | High-Bay Aisle Luminaires | Premium | FALSE | [9 empty] | 42798 | Dimmable | Continuous Below 10 | Yes |  | 4.1 | 16954.74 | 132.74 | 127.73 | 13.65 | 0.98 | 4000 | 81.8
PFQ7GW2U | Eaton (formerly Cooper Lighting) | Metalux | HBLED-LD5-24HE-N-CL-277V-L840-CD2-[All Emergency Options]-[Blank or MP]-[Blank MS & SVPD3]-[All Packaging] | Indoor Luminaires | High-Bay | High-Bay Aisle Luminaires | Premium | FALSE | [9 empty] | 42798 | Dimmable | Continuous Below 10 | Yes |  | 4.1 | 19468.24 | 132.49 | 146.94 | 12.5 | 0.99 | 4000 | 81.8
P22HEPS4 | Eaton (formerly Cooper Lighting) | Metalux | HBLED-LD5-30SE-N-277V-L840-5LTD2-[All Emergency Options]-[Blank or MP]-[Blank MS & SVPD3]-[All Packaging] | Indoor Luminaires | High-Bay | High-Bay Aisle Luminaires | Premium | FALSE | [9 empty] | 42798 | Dimmable | Continuous Below 10 | Yes |  | 4.1 | 25497.35 | 132.83 | 191.96 | 11.83 | 1 | 4000 | 81.8
PRFYXCAR | Eaton (formerly Cooper Lighting) | Metalux | HBLED-LD5-18HE-N-[All Voltage]-L840-[Driver Includes CD and 5LTD]2-[All Emergency Options]-[Blank or MP]-[Blank MS & SVPD3]-[All Packaging] | Indoor Luminaires | High-Bay | High-Bay Aisle Luminaires | Premium | FALSE | [9 empty] | 42798 | Dimmable | Continuous Below 10 | Yes |  | 4.1 | 19289.39 | 166.17 | 116.08 | 8.15 | 0.99 | 4000 | 81.8
PFDVD56V | Eaton (formerly Cooper Lighting) | Metalux | HBLED-LD5-18HE-N-CLI-[All Voltage]-L840-[Driver Includes CD and 5LTD]2-[All Emergency Options]-[Blank or MP]-[Blank MS & SVPD3]-[All Packaging] | Indoor Luminaires | High-Bay | High-Bay Aisle Luminaires | Premium | FALSE | [9 empty] | 42798 | Dimmable | Continuous Below 10 | Yes |  | 4.1 | 17847.19 | 153.75 | 116.08 | 8.15 | 0.99 | 4000 | 81.8
PV8PWF94 | Eaton (formerly Cooper Lighting) | Metalux | HBLED-LD5-18HE-N-CL-[All Voltage]-L840-[Driver Includes CD and 5LTD]2-[All Emergency Options]-[Blank or MP]-[Blank MS & SVPD3]-[All Packaging] | Indoor Luminaires | High-Bay | High-Bay Aisle Luminaires | Premium | FALSE | [9 empty] | 42798 | Dimmable | Continuous Below 10 | Yes |  | 4.1 | 17386.49 | 149.78 | 116.08 | 8.15 | 0.99 | 4000 | 81.8
P7JJJFRW | Eaton (formerly Cooper Lighting) | Metalux | HBLED-LD5-18HE-N-CL/WG-[All Voltage]-L840-[Driver Includes CD and 5LTD]2-[All Emergency Options]-[Blank or MP]-[Blank MS & SVPD3]-[All Packaging] | Indoor Luminaires | High-Bay | High-Bay Aisle Luminaires | Premium | FALSE | [9 empty] | 42798 | Dimmable | Continuous Below 10 | Yes |  | 4.1 | 17086.03 | 147.19 | 116.08 | 8.15 | 0.99 | 4000 | 81.8
P6ADW8BN | Eaton (formerly Cooper Lighting) | Metalux | HBLED-LD5-24SE-N-347V-L840-CD2-[All Emergency Options]-[Blank or MP]-[Blank MS & SVPD3]-[All Packaging] | Indoor Luminaires | High-Bay | High-Bay Aisle Luminaires | Standard | FALSE | [9 empty] | 42798 | Dimmable | Continuous Below 10 | Yes |  | 4.1 | 20464.71 | 127.58 | 160.4 | 8 | 0.99 | 4000 | 81.8
PNWVRJ94 | Eaton (formerly Cooper Lighting) | Metalux | HBLED-LD5-24HE-N-CLI-UNC-L840-CD2-[All Emergency Options]-[Blank or MP]-[Blank MS & SVPD3]-[All Packaging] | Indoor Luminaires | High-Bay | High-Bay Aisle Luminaires | Standard | FALSE | [9 empty] | 42798 | Dimmable | Continuous Below 10 | Yes |  | 4.1 | 19984.1 | 128.2 | 155.88 | 8 | 0.99 | 4000 | 81.8
P6EWJQMG | Eaton (formerly Cooper Lighting) | Metalux | HBLED-LD5-18SE-N-347V-L840-[Driver Includes CD and 5LTD]2-[All Emergency Options]-[Blank or MP]-[Blank MS & SVPD3]-[All Packaging] | Indoor Luminaires | High-Bay | High-Bay Aisle Luminaires | Standard | FALSE | [9 empty] | 42798 | Dimmable | Continuous Below 10 | Yes |  | 4.1 | 18324.82 | 129.23 | 141.8 | 8 | 0.99 | 4000 | 81.8
PDRM8SD8 | Eaton (formerly Cooper Lighting) | Metalux | HBLED-LD5-12SE-N-CL/WG-[Voltage Includes 347V 480V & UNC]-L840-[Driver Includes CD and 5LTD]1-[All Emergency Options]-[Blank or MP]-[Blank MS & SVPD3]-[All Packaging] | Indoor Luminaires | High-Bay | High-Bay Luminaires for Commercial and Industrial Buildings | Standard | FALSE | [9 empty] | 42798 | Dimmable | Continuous Below 10 | Yes |  | 4.1 | 9710.47 | 123.37 | 78.71 | 7.8 | 0.99 | 4000 | 81.8
PQZJKEG1 | Eaton (formerly Cooper Lighting) | Metalux | HBLED-LD5-30SE-N-277V-L840-CD2-[All Emergency Options]-[Blank or MP]-[Blank MS & SVPD3]-[All Packaging] | Indoor Luminaires | High-Bay | High-Bay Aisle Luminaires | Standard | FALSE | [9 empty] | 42798 | Dimmable | Continuous Below 10 | Yes |  | 4.1 | 25497.35 | 129.02 | 197.62 | 7.7 | 0.97 | 4000 | 81.8
PAK8TE5Z | Eaton (formerly Cooper Lighting) | Metalux | HBLED-LD5-15SE-N-[Voltage Includes 347V 480V & UNC]-L840-CD1-[All Emergency Options]-[Blank or MP]-[Blank MS & SVPD3]-[All Packaging] | Indoor Luminaires | High-Bay | High-Bay Aisle Luminaires | Standard | FALSE | [9 empty] | 42798 | Dimmable | Continuous Below 10 | Yes |  | 4.1 | 13049.61 | 130.48 | 100.01 | 7.6 | 0.99 | 4000 | 81.8
PNVFW9T4 | Eaton (formerly Cooper Lighting) | Metalux | HBLED-LD5-12HE-N-[All Voltage]-L840-[Driver Includes CD and 5LTD]1-[All Emergency Options]-[Blank or MP]-[Blank MS & SVPD3]-[All Packaging] | Indoor Luminaires | High-Bay | High-Bay Aisle Luminaires | Premium | FALSE | [9 empty] | 42798 | Dimmable | Continuous Below 10 | Yes |  | 4.1 | 11054.99 | 157.79 | 70.06 | 7.45 | 1 | 4000 | 81.8
PVDYACRH | Eaton (formerly Cooper Lighting) | Metalux | HBLED-LD5-12SE-N-CLI-[All Voltage]-L840-[Driver Includes CD and 5LTD]1-[All Emergency Options]-[Blank or MP]-[Blank MS & SVPD3]-[All Packaging] | Indoor Luminaires | High-Bay | High-Bay Aisle Luminaires | Premium | FALSE | [9 empty] | 42798 | Dimmable | Continuous Below 10 | Yes |  | 4.1 | 10898.4 | 147.67 | 73.8 | 7.45 | 1 | 4000 | 81.8
P6PZ5S1N | Eaton (formerly Cooper Lighting) | Metalux | HBLED-LD5-12HE-N-CLI-[All Voltage]-L840-[Driver Includes CD and 5LTD]1-[All Emergency Options]-[Blank or MP]-[Blank MS & SVPD3]-[All Packaging] | Indoor Luminaires | High-Bay | High-Bay Aisle Luminaires | Premium | FALSE | [9 empty] | 42798 | Dimmable | Continuous Below 10 | Yes |  | 4.1 | 10228.45 | 145.99 | 70.06 | 7.45 | 1 | 4000 | 81.8
PDDYUGPX | Eaton (formerly Cooper Lighting) | Metalux | HBLED-LD5-12SE-W-CL-[All Voltage]-L840-[Driver Includes CD and 5LTD]1-[All Emergency Options]-[Blank or MP]-[Blank MS & SVPD3]-[All Packaging] | Indoor Luminaires | High-Bay | High-Bay Luminaires for Commercial and Industrial Buildings | Standard | FALSE | [9 empty] | 42798 | Dimmable | Continuous Below 10 | Yes |  | 4.1 | 9126.32 | 123.66 | 73.8 | 7.45 | 1 | 4000 | 81.8
PUBVSR6M | Eaton (formerly Cooper Lighting) | Metalux | HBLED-LD5-36SE-N-[Voltage Includes 120V 277V & UNV]-L840-CD3-[All Emergency Options]-[Blank or MP]-[Blank MS & SVPD3]-[All Packaging] | Indoor Luminaires | High-Bay | High-Bay Aisle Luminaires | Premium | FALSE | [9 empty] | 42798 | Dimmable | Continuous Below 10 | Yes |  | 4.1 | 30876.67 | 132.21 | 233.53 | 6.6 | 0.99 | 4000 | 81.8
PTT6N14M | Eaton (formerly Cooper Lighting) | Metalux | HBLED-LD5-36SE-N-CLI-[Voltage Includes 120V 277V UNV & UNC]-L840-CD3-[All Emergency Options]-[Blank or MP]-[Blank MS & SVPD3]-[All Packaging] | Indoor Luminaires | High-Bay | High-Bay Aisle Luminaires | Standard | FALSE | [9 empty] | 42798 | Dimmable | Continuous Below 10 | Yes |  | 4.1 | 28568.13 | 122.33 | 233.53 | 6.6 | 0.99 | 4000 | 81.8
P743JA5R | Eaton (formerly Cooper Lighting) | Metalux | HBLED-LD5-36SE-N-CLI-[Voltage Includes 120V 277V UNV & UNC]-L840-CD3-[All Emergency Options]-[Blank or MP]-[Blank MS & SVPD3]-[All Packaging] | Indoor Luminaires | High-Bay | High-Bay Luminaires for Commercial and Industrial Buildings | Standard | FALSE | [9 empty] | 42798 | Dimmable | Continuous Below 10 | Yes |  | 4.1 | 28568.13 | 122.33 | 233.53 | 6.6 | 0.99 | 4000 | 81.8
PJ7PGS93 | Eaton (formerly Cooper Lighting) | Metalux | HBLED-LD5-36SE-W-CL/WG-[Voltage Includes 120V 277V UNV & UNC]-L840-CD3-[All Emergency Options]-[Blank or MP]-[Blank MS & SVPD3]-[All Packaging] | Indoor Luminaires | High-Bay | High-Bay Luminaires for Commercial and Industrial Buildings | Standard | FALSE | [9 empty] | 42798 | Dimmable | Continuous Below 10 | Yes |  | 4.1 | 28119.25 | 120.41 | 233.53 | 6.6 | 0.99 | 4000 | 81.8
PYA52EZM | Eaton (formerly Cooper Lighting) | Metalux | HBLED-LD5-36SE-N-CL-[Voltage Includes 120V 277V UNV & UNC]-L840-CD3-[All Emergency Options]-[Blank or MP]-[Blank MS & SVPD3]-[All Packaging] | Indoor Luminaires | High-Bay | High-Bay Aisle Luminaires | Standard | FALSE | [9 empty] | 42798 | Dimmable | Continuous Below 10 | Yes |  | 4.1 | 27830.68 | 119.17 | 233.53 | 6.6 | 0.99 | 4000 | 81.8
PAW24XEM | Eaton (formerly Cooper Lighting) | Metalux | HBLED-LD5-36SE-N-CL-[Voltage Includes 120V 277V UNV & UNC]-L840-CD3-[All Emergency Options]-[Blank or MP]-[Blank MS & SVPD3]-[All Packaging] | Indoor Luminaires | High-Bay | High-Bay Luminaires for Commercial and Industrial Buildings | Standard | FALSE | [9 empty] | 42798 | Dimmable | Continuous Below 10 | Yes |  | 4.1 | 27830.68 | 119.17 | 233.53 | 6.6 | 0.99 | 4000 | 81.8
PX56AKJJ | Eaton (formerly Cooper Lighting) | Metalux | HBLED-LD5-36SE-W-FLI-[Voltage Includes 120V 277V UNV & UNC]-L840-CD3-[All Emergency Options]-[Blank or MP]-[Blank MS & SVPD3]-[All Packaging] | Indoor Luminaires | High-Bay | High-Bay Luminaires for Commercial and Industrial Buildings | Standard | FALSE | [9 empty] | 42798 | Dimmable | Continuous Below 10 | Yes |  | 4.1 | 27381.8 | 117.25 | 233.53 | 6.6 | 0.99 | 4000 | 81.8
P9SQCN8E | Eaton (formerly Cooper Lighting) | Metalux | HBLED-LD5-36SE-N-CL/WG-[Voltage Includes 120V 277V UNV & UNC]-L840-CD3-[All Emergency Options]-[Blank or MP]-[Blank MS & SVPD3]-[All Packaging] | Indoor Luminaires | High-Bay | High-Bay Luminaires for Commercial and Industrial Buildings | Standard | FALSE | [9 empty] | 42798 | Dimmable | Continuous Below 10 | Yes |  | 4.1 | 27349.74 | 117.11 | 233.53 | 6.6 | 0.99 | 4000 | 81.8
P5G7SYYS | Eaton (formerly Cooper Lighting) | Metalux | HBLED-LD5-36SE-N-CL/WG-[Voltage Includes 120V 277V UNV & UNC]-L840-CD3-[All Emergency Options]-[Blank or MP]-[Blank MS & SVPD3]-[All Packaging] | Indoor Luminaires | High-Bay | High-Bay Aisle Luminaires | Standard | FALSE | [9 empty] | 42798 | Dimmable | Continuous Below 10 | Yes |  | 4.1 | 27349.74 | 117.11 | 233.53 | 6.6 | 0.99 | 4000 | 81.8
P9T1S2ZK | Eaton (formerly Cooper Lighting) | Metalux | HBLED-LD5-36SE-W-Al-[Voltage Includes 120V 277V UNV & UNC]-L840-CD3-[All Emergency Options]-[Blank or MP]-[Blank MS & SVPD3]-[All Packaging] | Indoor Luminaires | High-Bay | High-Bay Luminaires for Commercial and Industrial Buildings | Standard | FALSE | [9 empty] | 42798 | Dimmable | Continuous Below 10 | Yes |  | 4.1 | 27221.49 | 116.56 | 233.53 | 6.6 | 0.99 | 4000 | 81.8
PM1E7UKU | Eaton (formerly Cooper Lighting) | Metalux | HBLED-LD5-36SE-W-A-[Voltage Includes 120V 277V UNV & UNC]-L840-CD3-[All Emergency Options]-[Blank or MP]-[Blank MS & SVPD3]-[All Packaging] | Indoor Luminaires | High-Bay | High-Bay Luminaires for Commercial and Industrial Buildings | Standard | FALSE | [9 empty] | 42798 | Dimmable | Continuous Below 10 | Yes |  | 4.1 | 27125.3 | 116.15 | 233.53 | 6.6 | 0.99 | 4000 | 81.8
PBD3EHCQ | Eaton (formerly Cooper Lighting) | Metalux | HBLED-LD5-36SE-W-A/WG-[Voltage Includes 120V 277V UNV & UNC]-L840-CD3-[All Emergency Options]-[Blank or MP]-[Blank MS & SVPD3]-[All Packaging] | Indoor Luminaires | High-Bay | High-Bay Luminaires for Commercial and Industrial Buildings | Standard | FALSE | [9 empty] | 42798 | Dimmable | Continuous Below 10 | Yes |  | 4.1 | 26849.56 | 114.97 | 233.53 | 6.6 | 0.99 | 4000 | 81.8
PST96N75 | Eaton (formerly Cooper Lighting) | Metalux | HBLED-LD5-24HE-N-[All Voltage]-L840-CD2-[All Emergency Options]-[Blank or MP]-[Blank MS & SVPD3]-[All Packaging] | Indoor Luminaires | High-Bay | High-Bay Aisle Luminaires | Premium | FALSE | [9 empty] | 42798 | Dimmable | Continuous Below 10 | Yes |  | 4.1 | 21598.98 | 142.12 | 151.98 | 6.6 | 0.99 | 4000 | 81.8
PJ2ZY1Y6 | Eaton (formerly Cooper Lighting) | Metalux | HBLED-LD5-24SE-N-[Voltage Includes 120V 277V 480V & UNV]-L840-CD2-[All Emergency Options]-[Blank or MP]-[Blank MS & SVPD3]-[All Packaging] | Indoor Luminaires | High-Bay | High-Bay Aisle Luminaires | Premium | FALSE | [9 empty] | 42798 | Dimmable | Continuous Below 10 | Yes |  | 4.1 | 20464.71 | 131.59 | 155.52 | 6.6 | 0.99 | 4000 | 81.8
P98KVKCE | Eaton (formerly Cooper Lighting) | Metalux | HBLED-LD5-24HE-N-CLI-UNV-L840-CD2-[All Emergency Options]-[Blank or MP]-[Blank MS & SVPD3]-[All Packaging] | Indoor Luminaires | High-Bay | High-Bay Aisle Luminaires | Premium | FALSE | [9 empty] | 42798 | Dimmable | Continuous Below 10 | Yes |  | 4.1 | 19984.1 | 131.49 | 151.98 | 6.6 | 0.99 | 4000 | 81.8
PRWCUV7A | Eaton (formerly Cooper Lighting) | Metalux | HBLED-LD5-24HE-N-CL-[Voltage Includes 120V 347V 480V & UNC]-L840-CD2-[All Emergency Options]-[Blank or MP]-[Blank MS & SVPD3]-[All Packaging] | Indoor Luminaires | High-Bay | High-Bay Aisle Luminaires | Standard | FALSE | [9 empty] | 42798 | Dimmable | Continuous Below 10 | Yes |  | 4.1 | 19468.24 | 128.1 | 151.98 | 6.6 | 0.99 | 4000 | 81.8
PPZAVGMA | Eaton (formerly Cooper Lighting) | Metalux | HBLED-LD5-24HE-N-CL/WG-[All Voltage]-L840-CD2-[All Emergency Options]-[Blank or MP]-[Blank MS & SVPD3]-[All Packaging] | Indoor Luminaires | High-Bay | High-Bay Aisle Luminaires | Standard | FALSE | [9 empty] | 42798 | Dimmable | Continuous Below 10 | Yes |  | 4.1 | 19131.8 | 125.88 | 151.98 | 6.6 | 0.99 | 4000 | 81.8
PZY5FWFH | Eaton (formerly Cooper Lighting) | Metalux | HBLED-LD5-24SE-N-CLI-[All Voltage]-L840-CD2-[All Emergency Options]-[Blank or MP]-[Blank MS & SVPD3]-[All Packaging] | Indoor Luminaires | High-Bay | High-Bay Aisle Luminaires | Standard | FALSE | [9 empty] | 42798 | Dimmable | Continuous Below 10 | Yes |  | 4.1 | 18934.64 | 121.75 | 155.52 | 6.6 | 0.99 | 4000 | 81.8
PRSY5NWX | Eaton (formerly Cooper Lighting) | Metalux | HBLED-LD5-24SE-N-CLI-[All Voltage]-L840-CD2-[All Emergency Options]-[Blank or MP]-[Blank MS & SVPD3]-[All Packaging] | Indoor Luminaires | High-Bay | High-Bay Luminaires for Commercial and Industrial Buildings | Standard | FALSE | [9 empty] | 42798 | Dimmable | Continuous Below 10 | Yes |  | 4.1 | 18934.64 | 121.75 | 155.52 | 6.6 | 0.99 | 4000 | 81.8
PN51HDFV | Eaton (formerly Cooper Lighting) | Metalux | HBLED-LD5-24HE-W-A/WG-[All Voltage]-L840-CD2-[All Emergency Options]-[Blank or MP]-[Blank MS & SVPD3]-[All Packaging] | Indoor Luminaires | High-Bay | High-Bay Luminaires for Commercial and Industrial Buildings | Standard | FALSE | [9 empty] | 42798 | Dimmable | Continuous Below 10 | Yes |  | 4.1 | 18781.91 | 123.58 | 151.98 | 6.6 | 0.99 | 4000 | 81.8
P4MNU7MB | Eaton (formerly Cooper Lighting) | Metalux | HBLED-LD5-24SE-W-CL/WG-[All Voltage]-L840-CD2-[All Emergency Options]-[Blank or MP]-[Blank MS & SVPD3]-[All Packaging] | Indoor Luminaires | High-Bay | High-Bay Luminaires for Commercial and Industrial Buildings | Standard | FALSE | [9 empty] | 42798 | Dimmable | Continuous Below 10 | Yes |  | 4.1 | 18637.13 | 119.84 | 155.52 | 6.6 | 0.99 | 4000 | 81.8
P8BESD6K | Eaton (formerly Cooper Lighting) | Metalux | HBLED-LD5-24SE-N-CL-[All Voltage]-L840-CD2-[All Emergency Options]-[Blank or MP]-[Blank MS & SVPD3]-[All Packaging] | Indoor Luminaires | High-Bay | High-Bay Aisle Luminaires | Standard | FALSE | [9 empty] | 42798 | Dimmable | Continuous Below 10 | Yes |  | 4.1 | 18445.87 | 118.61 | 155.52 | 6.6 | 0.99 | 4000 | 81.8
P12G4HQ3 | Eaton (formerly Cooper Lighting) | Metalux | HBLED-LD5-24SE-N-CL-[All Voltage]-L840-CD2-[All Emergency Options]-[Blank or MP]-[Blank MS & SVPD3]-[All Packaging] | Indoor Luminaires | High-Bay | High-Bay Luminaires for Commercial and Industrial Buildings | Standard | FALSE | [9 empty] | 42798 | Dimmable | Continuous Below 10 | Yes |  | 4.1 | 18445.87 | 118.61 | 155.52 | 6.6 | 0.99 | 4000 | 81.8
PBCF58U5 | Eaton (formerly Cooper Lighting) | Metalux | HBLED-LD5-18SE-N-[Voltage Includes 120V 277 480V & UNV]-L840-[Driver Includes CD and 5LTD]2-[All Emergency Options]-[Blank or MP]-[Blank MS & SVPD3]-[All Packaging] | Indoor Luminaires | High-Bay | High-Bay Aisle Luminaires | Premium | FALSE | [9 empty] | 42798 | Dimmable | Continuous Below 10 | Yes |  | 4.1 | 18324.82 | 134.47 | 136.27 | 6.6 | 0.99 | 4000 | 81.8
PY8VDZBR | Eaton (formerly Cooper Lighting) | Metalux | HBLED-LD5-24SE-W-FLI-[All Voltage]-L840-CD2-[All Emergency Options]-[Blank or MP]-[Blank MS & SVPD3]-[All Packaging] | Indoor Luminaires | High-Bay | High-Bay Luminaires for Commercial and Industrial Buildings | Standard | FALSE | [9 empty] | 42798 | Dimmable | Continuous Below 10 | Yes |  | 4.1 | 18148.35 | 116.7 | 155.52 | 6.6 | 0.99 | 4000 | 81.8
PD9MXM1G | Eaton (formerly Cooper Lighting) | Metalux | HBLED-LD5-24SE-N-CL/WG-[All Voltage]-L840-CD2-[All Emergency Options]-[Blank or MP]-[Blank MS & SVPD3]-[All Packaging] | Indoor Luminaires | High-Bay | High-Bay Luminaires for Commercial and Industrial Buildings | Standard | FALSE | [9 empty] | 42798 | Dimmable | Continuous Below 10 | Yes |  | 4.1 | 18127.1 | 116.56 | 155.52 | 6.6 | 0.99 | 4000 | 81.8
PCQU9KN5 | Eaton (formerly Cooper Lighting) | Metalux | HBLED-LD5-24SE-N-CL/WG-[All Voltage]-L840-CD2-[All Emergency Options]-[Blank or MP]-[Blank MS & SVPD3]-[All Packaging] | Indoor Luminaires | High-Bay | High-Bay Aisle Luminaires | Standard | FALSE | [9 empty] | 42798 | Dimmable | Continuous Below 10 | Yes |  | 4.1 | 18127.1 | 116.56 | 155.52 | 6.6 | 0.99 | 4000 | 81.8
PUQJU71B | Eaton (formerly Cooper Lighting) | Metalux | HBLED-LD5-24SE-W-Al-[All Voltage]-L840-CD2-[All Emergency Options]-[Blank or MP]-[Blank MS & SVPD3]-[All Packaging] | Indoor Luminaires | High-Bay | High-Bay Luminaires for Commercial and Industrial Buildings | Standard | FALSE | [9 empty] | 42798 | Dimmable | Continuous Below 10 | Yes |  | 4.1 | 18042.1 | 116.01 | 155.52 | 6.6 | 0.99 | 4000 | 81.8
PC3B9GF6 | Eaton (formerly Cooper Lighting) | Metalux | HBLED-LD5-24SE-W-A-[All Voltage]-L840-CD2-[All Emergency Options]-[Blank or MP]-[Blank MS & SVPD3]-[All Packaging] | Indoor Luminaires | High-Bay | High-Bay Luminaires for Commercial and Industrial Buildings | Standard | FALSE | [9 empty] | 42798 | Dimmable | Continuous Below 10 | Yes |  | 4.1 | 17978.35 | 115.6 | 155.52 | 6.6 | 0.99 | 4000 | 81.8
PD6JB5KA | Eaton (formerly Cooper Lighting) | Metalux | HBLED-LD5-24SE-W-A/WG-[All Voltage]-L840-CD2-[All Emergency Options]-[Blank or MP]-[Blank MS & SVPD3]-[All Packaging] | Indoor Luminaires | High-Bay | High-Bay Luminaires for Commercial and Industrial Buildings | Standard | FALSE | [9 empty] | 42798 | Dimmable | Continuous Below 10 | Yes |  | 4.1 | 17795.59 | 114.43 | 155.52 | 6.6 | 0.99 | 4000 | 81.8
P1H65245 | Eaton (formerly Cooper Lighting) | Metalux | HBLED-LD5-18SE-N-CLI-[Voltage Includes 120V 347V 480V & UNC]-L840-[Driver Includes CD and 5LTD]2-[All Emergency Options]-[Blank or MP]-[Blank MS & SVPD3]-[All Packaging] | Indoor Luminaires | High-Bay | High-Bay Aisle Luminaires | Standard | FALSE | [9 empty] | 42798 | Dimmable | Continuous Below 10 | Yes |  | 4.1 | 16954.74 | 124.42 | 136.27 | 6.6 | 0.99 | 4000 | 81.8
P2PUEM3M | Eaton (formerly Cooper Lighting) | Metalux | HBLED-LD5-18SE-W-CL/WG-[Voltage Includes 120V 347V 480V & UNC]-L840-[Driver Includes CD and 5LTD]2-[All Emergency Options]-[Blank or MP]-[Blank MS & SVPD3]-[All Packaging] | Indoor Luminaires | High-Bay | High-Bay Luminaires for Commercial and Industrial Buildings | Standard | FALSE | [9 empty] | 42798 | Dimmable | Continuous Below 10 | Yes |  | 4.1 | 16688.34 | 122.46 | 136.27 | 6.6 | 0.99 | 4000 | 81.8
PMPFE9Q8 | Eaton (formerly Cooper Lighting) | Metalux | HBLED-LD5-18SE-N-CL-[All Voltage]-L840-[Driver Includes CD and 5LTD]2-[All Emergency Options]-[Blank or MP]-[Blank MS & SVPD3]-[All Packaging] | Indoor Luminaires | High-Bay | High-Bay Aisle Luminaires | Standard | FALSE | [9 empty] | 42798 | Dimmable | Continuous Below 10 | Yes |  | 4.1 | 16517.08 | 121.21 | 136.27 | 6.6 | 0.99 | 4000 | 81.8
P72GZDV5 | Eaton (formerly Cooper Lighting) | Metalux | HBLED-LD5-18SE-N-CL-[All Voltage]-L840-[Driver Includes CD and 5LTD]2-[All Emergency Options]-[Blank or MP]-[Blank MS & SVPD3]-[All Packaging] | Indoor Luminaires | High-Bay | High-Bay Luminaires for Commercial and Industrial Buildings | Standard | FALSE | [9 empty] | 42798 | Dimmable | Continuous Below 10 | Yes |  | 4.1 | 16517.08 | 121.21 | 136.27 | 6.6 | 0.99 | 4000 | 81.8
PPWDRPQC | Eaton (formerly Cooper Lighting) | Metalux | HBLED-LD5-18SE-W-FLI-[All Voltage]-L840-[Driver Includes CD and 5LTD]2-[All Emergency Options]-[Blank or MP]-[Blank MS & SVPD3]-[All Packaging] | Indoor Luminaires | High-Bay | High-Bay Luminaires for Commercial and Industrial Buildings | Standard | FALSE | [9 empty] | 42798 | Dimmable | Continuous Below 10 | Yes |  | 4.1 | 16250.67 | 119.25 | 136.27 | 6.6 | 0.99 | 4000 | 81.8
PPTZHWTG | Eaton (formerly Cooper Lighting) | Metalux | HBLED-LD5-18SE-N-CL/WG-[All Voltage]-L840-[Driver Includes CD and 5LTD]2-[All Emergency Options]-[Blank or MP]-[Blank MS & SVPD3]-[All Packaging] | Indoor Luminaires | High-Bay | High-Bay Luminaires for Commercial and Industrial Buildings | Standard | FALSE | [9 empty] | 42798 | Dimmable | Continuous Below 10 | Yes |  | 4.1 | 16231.64 | 119.11 | 136.27 | 6.6 | 0.99 | 4000 | 81.8
P8DPXPAK | Eaton (formerly Cooper Lighting) | Metalux | HBLED-LD5-18SE-N-CL/WG-[All Voltage]-L840-[Driver Includes CD and 5LTD]2-[All Emergency Options]-[Blank or MP]-[Blank MS & SVPD3]-[All Packaging] | Indoor Luminaires | High-Bay | High-Bay Aisle Luminaires | Standard | FALSE | [9 empty] | 42798 | Dimmable | Continuous Below 10 | Yes |  | 4.1 | 16231.64 | 119.11 | 136.27 | 6.6 | 0.99 | 4000 | 81.8
PCB1Z3BM | Eaton (formerly Cooper Lighting) | Metalux | HBLED-LD5-18SE-W-Al-[All Voltage]-L840-[Driver Includes CD and 5LTD]2-[All Emergency Options]-[Blank or MP]-[Blank MS & SVPD3]-[All Packaging] | Indoor Luminaires | High-Bay | High-Bay Luminaires for Commercial and Industrial Buildings | Standard | FALSE | [9 empty] | 42798 | Dimmable | Continuous Below 10 | Yes |  | 4.1 | 16155.53 | 118.55 | 136.27 | 6.6 | 0.99 | 4000 | 81.8
PDNB9D6U | Eaton (formerly Cooper Lighting) | Metalux | HBLED-LD5-18SE-W-A-[All Voltage]-L840-[Driver Includes CD and 5LTD]2-[All Emergency Options]-[Blank or MP]-[Blank MS & SVPD3]-[All Packaging] | Indoor Luminaires | High-Bay | High-Bay Luminaires for Commercial and Industrial Buildings | Standard | FALSE | [9 empty] | 42798 | Dimmable | Continuous Below 10 | Yes |  | 4.1 | 16098.44 | 118.13 | 136.27 | 6.6 | 0.99 | 4000 | 81.8
PUR5X5FJ | Eaton (formerly Cooper Lighting) | Metalux | HBLED-LD5-18SE-W-A/WG-[All Voltage]-L840-[Driver Includes CD and 5LTD]2-[All Emergency Options]-[Blank or MP]-[Blank MS & SVPD3]-[All Packaging] | Indoor Luminaires | High-Bay | High-Bay Luminaires for Commercial and Industrial Buildings | Standard | FALSE | [9 empty] | 42798 | Dimmable | Continuous Below 10 | Yes |  | 4.1 | 15934.79 | 116.93 | 136.27 | 6.6 | 0.99 | 4000 | 81.8
PXQ842P7 | Eaton (formerly Cooper Lighting) | Metalux | HBLED-LD5-54SE-N-[Voltage Includes 120V 277V UNV & UNC]-L840-CD4-[All Emergency Options]-[Blank or MP]-[Blank MS & SVPD3]-[All Packaging] | Indoor Luminaires | High-Bay | High-Bay Luminaires for Commercial and Industrial Buildings | Standard | FALSE | [9 empty] | 42798 | Dimmable | Continuous Below 10 | Yes |  | 4.1 | 46546.61 | 115.32 | 403.64 | 6.4 | 1 | 4000 | 81.8
P7HU3VKZ | Eaton (formerly Cooper Lighting) | Metalux | HBLED-LD5-54SE-N-[Voltage Includes 120V 277V UNV & UNC]-L840-CD4-[All Emergency Options]-[Blank or MP]-[Blank MS & SVPD3]-[All Packaging] | Indoor Luminaires | High-Bay | High-Bay Aisle Luminaires | Standard | FALSE | [9 empty] | 42798 | Dimmable | Continuous Below 10 | Yes |  | 4.1 | 46546.61 | 115.32 | 403.64 | 6.4 | 1 | 4000 | 81.8
PXH7XY3T | Eaton (formerly Cooper Lighting) | Metalux | HBLED-LD5-44SE-N-[Voltage Includes 120V 277V UNV & UNC]-L840-CD3-[All Emergency Options]-[Blank or MP]-[Blank MS & SVPD3]-[All Packaging] | Indoor Luminaires | High-Bay | High-Bay Aisle Luminaires | Standard | FALSE | [9 empty] | 42798 | Dimmable | Continuous Below 10 | Yes |  | 4.1 | 38231.1 | 128.52 | 297.46 | 6.4 | 1 | 4000 | 81.8
P9UZUEQ3 | Eaton (formerly Cooper Lighting) | Metalux | HBLED-LD5-44SE-W-CLI-[Voltage Includes 120V 277V UNV & UNC]-L840-CD3-[All Emergency Options]-[Blank or MP]-[Blank MS & SVPD3]-[All Packaging] | Indoor Luminaires | High-Bay | High-Bay Luminaires for Commercial and Industrial Buildings | Standard | FALSE | [9 empty] | 42798 | Dimmable | Continuous Below 10 | Yes |  | 4.1 | 36881.3 | 123.99 | 297.46 | 6.4 | 1 | 4000 | 81.8
PB1XP5XN | Eaton (formerly Cooper Lighting) | Metalux | HBLED-LD5-44SE-W-CL-[Voltage Includes 120V 277V UNV & UNC]-L840-CD3-[All Emergency Options]-[Blank or MP]-[Blank MS & SVPD3]-[All Packaging] | Indoor Luminaires | High-Bay | High-Bay Luminaires for Commercial and Industrial Buildings | Standard | FALSE | [9 empty] | 42798 | Dimmable | Continuous Below 10 | Yes |  | 4.1 | 36603.4 | 123.05 | 297.46 | 6.4 | 1 | 4000 | 81.8
PUU531WV | Eaton (formerly Cooper Lighting) | Metalux | HBLED-LD5-44SE-N-CLI-[Voltage Includes 120V 277V UNV & UNC]-L840-CD3-[All Emergency Options]-[Blank or MP]-[Blank MS & SVPD3]-[All Packaging] | Indoor Luminaires | High-Bay | High-Bay Aisle Luminaires | Standard | FALSE | [9 empty] | 42798 | Dimmable | Continuous Below 10 | Yes |  | 4.1 | 35372.7 | 118.91 | 297.46 | 6.4 | 1 | 4000 | 81.8
PFPYD93J | Eaton (formerly Cooper Lighting) | Metalux | HBLED-LD5-44SE-N-CLI-[Voltage Includes 120V 277V UNV & UNC]-L840-CD3-[All Emergency Options]-[Blank or MP]-[Blank MS & SVPD3]-[All Packaging] | Indoor Luminaires | High-Bay | High-Bay Luminaires for Commercial and Industrial Buildings | Standard | FALSE | [9 empty] | 42798 | Dimmable | Continuous Below 10 | Yes |  | 4.1 | 35372.7 | 118.91 | 297.46 | 6.4 | 1 | 4000 | 81.8
PJ2XG3DS | Eaton (formerly Cooper Lighting) | Metalux | HBLED-LD5-44SE-W-CL/WG-[Voltage Includes 120V 277V UNV & UNC]-L840-CD3-[All Emergency Options]-[Blank or MP]-[Blank MS & SVPD3]-[All Packaging] | Indoor Luminaires | High-Bay | High-Bay Luminaires for Commercial and Industrial Buildings | Standard | FALSE | [9 empty] | 42798 | Dimmable | Continuous Below 10 | Yes |  | 4.1 | 34816.9 | 117.05 | 297.46 | 6.4 | 1 | 4000 | 81.8
PBFJ8JQZ | Eaton (formerly Cooper Lighting) | Metalux | HBLED-LD5-44SE-N-CL-[Voltage Includes 120V 277V UNV & UNC]-L840-CD3-[All Emergency Options]-[Blank or MP]-[Blank MS & SVPD3]-[All Packaging] | Indoor Luminaires | High-Bay | High-Bay Luminaires for Commercial and Industrial Buildings | Standard | FALSE | [9 empty] | 42798 | Dimmable | Continuous Below 10 | Yes |  | 4.1 | 34459.6 | 115.85 | 297.46 | 6.4 | 1 | 4000 | 81.8
P723ZTAY | Eaton (formerly Cooper Lighting) | Metalux | HBLED-LD5-44SE-N-CL-[Voltage Includes 120V 277V UNV & UNC]-L840-CD3-[All Emergency Options]-[Blank or MP]-[Blank MS & SVPD3]-[All Packaging] | Indoor Luminaires | High-Bay | High-Bay Aisle Luminaires | Standard | FALSE | [9 empty] | 42798 | Dimmable | Continuous Below 10 | Yes |  | 4.1 | 34459.6 | 115.85 | 297.46 | 6.4 | 1 | 4000 | 81.8
PW8ZX6Z7 | Eaton (formerly Cooper Lighting) | Metalux | HBLED-LD5-44SE-W-FLI-[Voltage Includes 120V 277V UNV & UNC]-L840-CD3-[All Emergency Options]-[Blank or MP]-[Blank MS & SVPD3]-[All Packaging] | Indoor Luminaires | High-Bay | High-Bay Luminaires for Commercial and Industrial Buildings | Standard | FALSE | [9 empty] | 42798 | Dimmable | Continuous Below 10 | Yes |  | 4.1 | 33903.8 | 113.98 | 297.46 | 6.4 | 1 | 4000 | 81.8
PWQRPBVH | Eaton (formerly Cooper Lighting) | Metalux | HBLED-LD5-44SE-N-CL/WG-[Voltage Includes 120V 277V UNV & UNC]-L840-CD3-[All Emergency Options]-[Blank or MP]-[Blank MS & SVPD3]-[All Packaging] | Indoor Luminaires | High-Bay | High-Bay Luminaires for Commercial and Industrial Buildings | Standard | FALSE | [9 empty] | 42798 | Dimmable | Continuous Below 10 | Yes |  | 4.1 | 33864.1 | 113.84 | 297.46 | 6.4 | 1 | 4000 | 81.8
PRXWCK1J | Eaton (formerly Cooper Lighting) | Metalux | HBLED-LD5-44SE-N-CL/WG-[Voltage Includes 120V 277V UNV & UNC]-L840-CD3-[All Emergency Options]-[Blank or MP]-[Blank MS & SVPD3]-[All Packaging] | Indoor Luminaires | High-Bay | High-Bay Aisle Luminaires | Standard | FALSE | [9 empty] | 42798 | Dimmable | Continuous Below 10 | Yes |  | 4.1 | 33864.1 | 113.84 | 297.46 | 6.4 | 1 | 4000 | 81.8
P2P8YMH6 | Eaton (formerly Cooper Lighting) | Metalux | HBLED-LD5-44SE-W-Al-[Voltage Includes 120V 277V UNV & UNC]-L840-CD3-[All Emergency Options]-[Blank or MP]-[Blank MS & SVPD3]-[All Packaging] | Indoor Luminaires | High-Bay | High-Bay Luminaires for Commercial and Industrial Buildings | Standard | FALSE | [9 empty] | 42798 | Dimmable | Continuous Below 10 | Yes |  | 4.1 | 33705.3 | 113.31 | 297.46 | 6.4 | 1 | 4000 | 81.8
PD1STGFK | Eaton (formerly Cooper Lighting) | Metalux | HBLED-LD5-44SE-W-A-[Voltage Includes 120V 277V UNV & UNC]-L840-CD3-[All Emergency Options]-[Blank or MP]-[Blank MS & SVPD3]-[All Packaging] | Indoor Luminaires | High-Bay | High-Bay Luminaires for Commercial and Industrial Buildings | Standard | FALSE | [9 empty] | 42798 | Dimmable | Continuous Below 10 | Yes |  | 4.1 | 33586.2 | 112.91 | 297.46 | 6.4 | 1 | 4000 | 81.8
P6R82RTT | Eaton (formerly Cooper Lighting) | Metalux | HBLED-LD5-44SE-W-A/WG-[Voltage Includes 120V 277V UNV & UNC]-L840-CD3-[All Emergency Options]-[Blank or MP]-[Blank MS & SVPD3]-[All Packaging] | Indoor Luminaires | High-Bay | High-Bay Luminaires for Commercial and Industrial Buildings | Standard | FALSE | [9 empty] | 42798 | Dimmable | Continuous Below 10 | Yes |  | 4.1 | 33244.78 | 111.76 | 297.46 | 6.4 | 1 | 4000 | 81.8
P1BS9HCC | Eaton (formerly Cooper Lighting) | Metalux | HBLED-LD5-15SE-N-[Voltage Includes 120V 277 & UNV]-L840-CD1-[All Emergency Options]-[Blank or MP]-[Blank MS & SVPD3]-[All Packaging] | Indoor Luminaires | High-Bay | High-Bay Aisle Luminaires | Premium | FALSE | [9 empty] | 42798 | Dimmable | Continuous Below 10 | Yes |  | 4.1 | 13049.61 | 132.32 | 98.62 | 6.4 | 1 | 4000 | 81.8
PKTPEHPV | Eaton (formerly Cooper Lighting) | Metalux | HBLED-LD5-15SE-N-CLI-[All Voltage]-L840-CD1-[All Emergency Options]-[Blank or MP]-[Blank MS & SVPD3]-[All Packaging] | Indoor Luminaires | High-Bay | High-Bay Aisle Luminaires | Standard | FALSE | [9 empty] | 42798 | Dimmable | Continuous Below 10 | Yes |  | 4.1 | 12073.94 | 122.42 | 98.62 | 6.4 | 1 | 4000 | 81.8
P71UTFN3 | Eaton (formerly Cooper Lighting) | Metalux | HBLED-LD5-15SE-N-CLI-[All Voltage]-L840-CD1-[All Emergency Options]-[Blank or MP]-[Blank MS & SVPD3]-[All Packaging] | Indoor Luminaires | High-Bay | High-Bay Luminaires for Commercial and Industrial Buildings | Standard | FALSE | [9 empty] | 42798 | Dimmable | Continuous Below 10 | Yes |  | 4.1 | 12073.94 | 122.42 | 98.62 | 6.4 | 1 | 4000 | 81.8
PWG8PC3E | Eaton (formerly Cooper Lighting) | Metalux | HBLED-LD5-15SE-W-CL/WG-[All Voltage]-L840-CD1-[All Emergency Options]-[Blank or MP]-[Blank MS & SVPD3]-[All Packaging] | Indoor Luminaires | High-Bay | High-Bay Luminaires for Commercial and Industrial Buildings | Standard | FALSE | [9 empty] | 42798 | Dimmable | Continuous Below 10 | Yes |  | 4.1 | 11884.23 | 120.5 | 98.62 | 6.4 | 1 | 4000 | 81.8
PSXJ2XE6 | Eaton (formerly Cooper Lighting) | Metalux | HBLED-LD5-15SE-N-CL-[All Voltage]-L840-CD1-[All Emergency Options]-[Blank or MP]-[Blank MS & SVPD3]-[All Packaging] | Indoor Luminaires | High-Bay | High-Bay Luminaires for Commercial and Industrial Buildings | Standard | FALSE | [9 empty] | 42798 | Dimmable | Continuous Below 10 | Yes |  | 4.1 | 11762.27 | 119.26 | 98.62 | 6.4 | 1 | 4000 | 81.8
P5DRETSP | Eaton (formerly Cooper Lighting) | Metalux | HBLED-LD5-15SE-N-CL-[All Voltage]-L840-CD1-[All Emergency Options]-[Blank or MP]-[Blank MS & SVPD3]-[All Packaging] | Indoor Luminaires | High-Bay | High-Bay Aisle Luminaires | Standard | FALSE | [9 empty] | 42798 | Dimmable | Continuous Below 10 | Yes |  | 4.1 | 11762.27 | 119.26 | 98.62 | 6.4 | 1 | 4000 | 81.8
PFT1W3JS | Eaton (formerly Cooper Lighting) | Metalux | HBLED-LD5-15SE-W-FLI-[All Voltage]-L840-CD1-[All Emergency Options]-[Blank or MP]-[Blank MS & SVPD3]-[All Packaging] | Indoor Luminaires | High-Bay | High-Bay Luminaires for Commercial and Industrial Buildings | Standard | FALSE | [9 empty] | 42798 | Dimmable | Continuous Below 10 | Yes |  | 4.1 | 11572.55 | 117.34 | 98.62 | 6.4 | 1 | 4000 | 81.8
PZG448T3 | Eaton (formerly Cooper Lighting) | Metalux | HBLED-LD5-15SE-N-CL/WG-[All Voltage]-L840-CD1-[All Emergency Options]-[Blank or MP]-[Blank MS & SVPD3]-[All Packaging] | Indoor Luminaires | High-Bay | High-Bay Aisle Luminaires | Standard | FALSE | [9 empty] | 42798 | Dimmable | Continuous Below 10 | Yes |  | 4.1 | 11559 | 117.2 | 98.62 | 6.4 | 1 | 4000 | 81.8
PWABWE2E | Eaton (formerly Cooper Lighting) | Metalux | HBLED-LD5-15SE-N-CL/WG-[All Voltage]-L840-CD1-[All Emergency Options]-[Blank or MP]-[Blank MS & SVPD3]-[All Packaging] | Indoor Luminaires | High-Bay | High-Bay Luminaires for Commercial and Industrial Buildings | Standard | FALSE | [9 empty] | 42798 | Dimmable | Continuous Below 10 | Yes |  | 4.1 | 11559 | 117.2 | 98.62 | 6.4 | 1 | 4000 | 81.8
PXN672QX | Eaton (formerly Cooper Lighting) | Metalux | HBLED-LD5-15SE-W-Al-[All Voltage]-L840-CD1-[All Emergency Options]-[Blank or MP]-[Blank MS & SVPD3]-[All Packaging] | Indoor Luminaires | High-Bay | High-Bay Luminaires for Commercial and Industrial Buildings | Standard | FALSE | [9 empty] | 42798 | Dimmable | Continuous Below 10 | Yes |  | 4.1 | 11504.8 | 116.65 | 98.62 | 6.4 | 1 | 4000 | 81.8
PNR24Q8M | Eaton (formerly Cooper Lighting) | Metalux | HBLED-LD5-15SE-W-A-[All Voltage]-L840-CD1-[All Emergency Options]-[Blank or MP]-[Blank MS & SVPD3]-[All Packaging] | Indoor Luminaires | High-Bay | High-Bay Luminaires for Commercial and Industrial Buildings | Standard | FALSE | [9 empty] | 42798 | Dimmable | Continuous Below 10 | Yes |  | 4.1 | 11464.15 | 116.24 | 98.62 | 6.4 | 1 | 4000 | 81.8
PNA19KA8 | Eaton (formerly Cooper Lighting) | Metalux | HBLED-LD5-15SE-W-A/WG-[All Voltage]-L840-CD1-[All Emergency Options]-[Blank or MP]-[Blank MS & SVPD3]-[All Packaging] | Indoor Luminaires | High-Bay | High-Bay Luminaires for Commercial and Industrial Buildings | Standard | FALSE | [9 empty] | 42798 | Dimmable | Continuous Below 10 | Yes |  | 4.1 | 11347.61 | 115.06 | 98.62 | 6.4 | 1 | 4000 | 81.8
PHUT2WAT | Eaton (formerly Cooper Lighting) | Metalux | HBLED-LD5-15SE-W-CL-[All Voltage]-L840-CD1-[All Emergency Options]-[Blank or MP]-[Blank MS & SVPD3]-[All Packaging] | Indoor Luminaires | High-Bay | High-Bay Luminaires for Commercial and Industrial Buildings | Standard | FALSE | [9 empty] | 42798 | Dimmable | Continuous Below 10 | Yes |  | 4.1 | 11347.61 | 115.06 | 98.62 | 6.4 | 1 | 4000 | 81.8
PNX4VFMW | Eaton (formerly Cooper Lighting) | Metalux | HBLED-LD5-30SE-N-[Voltage Includes 120V 347V 480V & UNC]-L840-[Driver Includes CD and 5LTD]2-[All Emergency Options]-[Blank or MP]-[Blank MS & SVPD3]-[All Packaging] | Indoor Luminaires | High-Bay | High-Bay Aisle Luminaires | Standard | FALSE | [9 empty] | 42798 | Dimmable | Continuous Below 10 | Yes |  | 4.1 | 25497.35 | 129.15 | 197.42 | 6.33 | 1 | 4000 | 81.8
PYK2R3VT | Eaton (formerly Cooper Lighting) | Metalux | HBLED-LD5-30SE-W-CL-[All Voltage]-L840-[Driver Includes CD and 5LTD]2-[All Emergency Options]-[Blank or MP]-[Blank MS & SVPD3]-[All Packaging] | Indoor Luminaires | High-Bay | High-Bay Luminaires for Commercial and Industrial Buildings | Standard | FALSE | [9 empty] | 42798 | Dimmable | Continuous Below 10 | Yes |  | 4.1 | 24411.79 | 123.65 | 197.42 | 6.33 | 1 | 4000 | 81.8
PXQHDH3S | Eaton (formerly Cooper Lighting) | Metalux | HBLED-LD5-30SE-N-CLI-[All Voltage]-L840-[Driver Includes CD and 5LTD]2-[All Emergency Options]-[Blank or MP]-[Blank MS & SVPD3]-[All Packaging] | Indoor Luminaires | High-Bay | High-Bay Aisle Luminaires | Standard | FALSE | [9 empty] | 42798 | Dimmable | Continuous Below 10 | Yes |  | 4.1 | 23591.01 | 119.49 | 197.42 | 6.33 | 1 | 4000 | 81.8
PFX2XZH6 | Eaton (formerly Cooper Lighting) | Metalux | HBLED-LD5-30SE-N-CLI-[All Voltage]-L840-[Driver Includes CD and 5LTD]2-[All Emergency Options]-[Blank or MP]-[Blank MS & SVPD3]-[All Packaging] | Indoor Luminaires | High-Bay | High-Bay Luminaires for Commercial and Industrial Buildings | Standard | FALSE | [9 empty] | 42798 | Dimmable | Continuous Below 10 | Yes |  | 4.1 | 23591.01 | 119.49 | 197.42 | 6.33 | 1 | 4000 | 81.8
PWUCBZ64 | Eaton (formerly Cooper Lighting) | Metalux | HBLED-LD5-30SE-W-CL/WG-[All Voltage]-L840-[Driver Includes CD and 5LTD]2-[All Emergency Options]-[Blank or MP]-[Blank MS & SVPD3]-[All Packaging] | Indoor Luminaires | High-Bay | High-Bay Luminaires for Commercial and Industrial Buildings | Standard | FALSE | [9 empty] | 42798 | Dimmable | Continuous Below 10 | Yes |  | 4.1 | 23220.33 | 117.62 | 197.42 | 6.33 | 1 | 4000 | 81.8
PYBFNQVS | Eaton (formerly Cooper Lighting) | Metalux | HBLED-LD5-30SE-N-CL-[All Voltage]-L840-[Driver Includes CD and 5LTD]2-[All Emergency Options]-[Blank or MP]-[Blank MS & SVPD3]-[All Packaging] | Indoor Luminaires | High-Bay | High-Bay Luminaires for Commercial and Industrial Buildings | Standard | FALSE | [9 empty] | 42798 | Dimmable | Continuous Below 10 | Yes |  | 4.1 | 22982.04 | 116.41 | 197.42 | 6.33 | 1 | 4000 | 81.8
P2YB4CG1 | Eaton (formerly Cooper Lighting) | Metalux | HBLED-LD5-30SE-N-CL-[All Voltage]-L840-[Driver Includes CD and 5LTD]2-[All Emergency Options]-[Blank or MP]-[Blank MS & SVPD3]-[All Packaging] | Indoor Luminaires | High-Bay | High-Bay Aisle Luminaires | Standard | FALSE | [9 empty] | 42798 | Dimmable | Continuous Below 10 | Yes |  | 4.1 | 22982.04 | 116.41 | 197.42 | 6.33 | 1 | 4000 | 81.8
PFWBXD19 | Eaton (formerly Cooper Lighting) | Metalux | HBLED-LD5-30SE-W-FLI-[All Voltage]-L840-[Driver Includes CD and 5LTD]2-[All Emergency Options]-[Blank or MP]-[Blank MS & SVPD3]-[All Packaging] | Indoor Luminaires | High-Bay | High-Bay Luminaires for Commercial and Industrial Buildings | Standard | FALSE | [9 empty] | 42798 | Dimmable | Continuous Below 10 | Yes |  | 4.1 | 22611.36 | 114.53 | 197.42 | 6.33 | 1 | 4000 | 81.8
PV8CNDBA | Eaton (formerly Cooper Lighting) | Metalux | HBLED-LD5-30SE-N-CL/WG-[All Voltage]-L840-[Driver Includes CD and 5LTD]2-[All Emergency Options]-[Blank or MP]-[Blank MS & SVPD3]-[All Packaging] | Indoor Luminaires | High-Bay | High-Bay Luminaires for Commercial and Industrial Buildings | Standard | FALSE | [9 empty] | 42798 | Dimmable | Continuous Below 10 | Yes |  | 4.1 | 22584.88 | 114.4 | 197.42 | 6.33 | 1 | 4000 | 81.8
PDZPUSE9 | Eaton (formerly Cooper Lighting) | Metalux | HBLED-LD5-30SE-N-CL/WG-[All Voltage]-L840-[Driver Includes CD and 5LTD]2-[All Emergency Options]-[Blank or MP]-[Blank MS & SVPD3]-[All Packaging] | Indoor Luminaires | High-Bay | High-Bay Aisle Luminaires | Standard | FALSE | [9 empty] | 42798 | Dimmable | Continuous Below 10 | Yes |  | 4.1 | 22584.88 | 114.4 | 197.42 | 6.33 | 1 | 4000 | 81.8
P5GB5KHF | Eaton (formerly Cooper Lighting) | Metalux | HBLED-LD5-30SE-W-Al-[All Voltage]-L840-[Driver Includes CD and 5LTD]2-[All Emergency Options]-[Blank or MP]-[Blank MS & SVPD3]-[All Packaging] | Indoor Luminaires | High-Bay | High-Bay Luminaires for Commercial and Industrial Buildings | Standard | FALSE | [9 empty] | 42798 | Dimmable | Continuous Below 10 | Yes |  | 4.1 | 22478.97 | 113.86 | 197.42 | 6.33 | 1 | 4000 | 81.8
PAVHJ9V3 | Eaton (formerly Cooper Lighting) | Metalux | HBLED-LD5-30SE-W-A-[All Voltage]-L840-[Driver Includes CD and 5LTD]2-[All Emergency Options]-[Blank or MP]-[Blank MS & SVPD3]-[All Packaging] | Indoor Luminaires | High-Bay | High-Bay Luminaires for Commercial and Industrial Buildings | Standard | FALSE | [9 empty] | 42798 | Dimmable | Continuous Below 10 | Yes |  | 4.1 | 22399.54 | 113.46 | 197.42 | 6.33 | 1 | 4000 | 81.8
P2J5SVPX | Eaton (formerly Cooper Lighting) | Metalux | HBLED-LD5-30SE-W-A/WG-[All Voltage]-L840-[Driver Includes CD and 5LTD]2-[All Emergency Options]-[Blank or MP]-[Blank MS & SVPD3]-[All Packaging] | Indoor Luminaires | High-Bay | High-Bay Luminaires for Commercial and Industrial Buildings | Standard | FALSE | [9 empty] | 42798 | Dimmable | Continuous Below 10 | Yes |  | 4.1 | 22171.84 | 112.31 | 197.42 | 6.33 | 1 | 4000 | 81.8
P7GPJJ24 | Eaton (formerly Cooper Lighting) | Metalux | HBLED-LD5-18SE-N-347V-L835-ED2-[All Emergency Options]-[Blank or MP]-[Blank MS & SVPD3]-[All Packaging] | Indoor Luminaires | High-Bay | High-Bay Aisle Luminaires | Standard | FALSE | [9 empty] | 42798 | Not Dimmable | Not Dimmable | Yes |  | 4.1 | 18114.98 | 128.48 | 141 | 7.4 | 0.99 | 3500 | 81.8
PPDVX31V | Eaton (formerly Cooper Lighting) | Metalux | HBLED-LD5-18HE-N-CLI-[Voltage Includes 347V 480V & UNC]-L835-ED2-[All Emergency Options]-[Blank or MP]-[Blank MS & SVPD3]-[All Packaging] | Indoor Luminaires | High-Bay | High-Bay Aisle Luminaires | Premium | FALSE | [9 empty] | 42798 | Not Dimmable | Not Dimmable | Yes |  | 4.1 | 17642.82 | 137.19 | 128.6 | 7.4 | 0.99 | 3500 | 81.8
PDSFNMVG | Eaton (formerly Cooper Lighting) | Metalux | HBLED-LD5-18HE-N-CLI-[Voltage Includes 347V 480V & UNC]-L835-ED2-[All Emergency Options]-[Blank or MP]-[Blank MS & SVPD3]-[All Packaging] | Indoor Luminaires | High-Bay | High-Bay Luminaires for Commercial and Industrial Buildings | Premium | FALSE | [9 empty] | 42798 | Not Dimmable | Not Dimmable | Yes |  | 4.1 | 17642.82 | 137.19 | 128.6 | 7.4 | 0.99 | 3500 | 81.8
PR7JTQZH | Eaton (formerly Cooper Lighting) | Metalux | HBLED-LD5-18SE-W-CLI-[Voltage Includes 347V 480V & UNC]-L835-ED2-[All Emergency Options]-[Blank or MP]-[Blank MS & SVPD3]-[All Packaging] | Indoor Luminaires | High-Bay | High-Bay Luminaires for Commercial and Industrial Buildings | Standard | FALSE | [9 empty] | 42798 | Not Dimmable | Not Dimmable | Yes |  | 4.1 | 17475.41 | 123.94 | 141 | 7.4 | 0.99 | 3500 | 81.8
P3R7Z9PG | Eaton (formerly Cooper Lighting) | Metalux | HBLED-LD5-18HE-W-CL/WG-[Voltage Includes 347V 480V & UNC]-L835-ED2-[All Emergency Options]-[Blank or MP]-[Blank MS & SVPD3]-[All Packaging] | Indoor Luminaires | High-Bay | High-Bay Luminaires for Commercial and Industrial Buildings | Premium | FALSE | [9 empty] | 42798 | Not Dimmable | Not Dimmable | Yes |  | 4.1 | 17365.6 | 135.04 | 128.6 | 7.4 | 0.99 | 3500 | 81.8
P17UJ435 | Eaton (formerly Cooper Lighting) | Metalux | HBLED-LD5-18SE-W-CL-[Voltage Includes 347V 480V & UNC]-L835-ED2-[All Emergency Options]-[Blank or MP]-[Blank MS & SVPD3]-[All Packaging] | Indoor Luminaires | High-Bay | High-Bay Luminaires for Commercial and Industrial Buildings | Standard | FALSE | [9 empty] | 42798 | Not Dimmable | Not Dimmable | Yes |  | 4.1 | 17343.73 | 123.01 | 141 | 7.4 | 0.99 | 3500 | 81.8
PH38QCGU | Eaton (formerly Cooper Lighting) | Metalux | HBLED-LD5-18HE-N-CL-[Voltage Includes 347V 480V & UNC]-L835-ED2-[All Emergency Options]-[Blank or MP]-[Blank MS & SVPD3]-[All Packaging] | Indoor Luminaires | High-Bay | High-Bay Luminaires for Commercial and Industrial Buildings | Premium | FALSE | [9 empty] | 42798 | Not Dimmable | Not Dimmable | Yes |  | 4.1 | 17187.39 | 133.65 | 128.6 | 7.4 | 0.99 | 3500 | 81.8
PGS6WV2R | Eaton (formerly Cooper Lighting) | Metalux | HBLED-LD5-18HE-N-CL-[Voltage Includes 347V 480V & UNC]-L835-ED2-[All Emergency Options]-[Blank or MP]-[Blank MS & SVPD3]-[All Packaging] | Indoor Luminaires | High-Bay | High-Bay Aisle Luminaires | Premium | FALSE | [9 empty] | 42798 | Not Dimmable | Not Dimmable | Yes |  | 4.1 | 17187.39 | 133.65 | 128.6 | 7.4 | 0.99 | 3500 | 81.8
P7DC1GHM | Eaton (formerly Cooper Lighting) | Metalux | HBLED-LD5-18HE-N-CL/WG-277V-L835-ED2-[All Emergency Options]-[Blank or MP]-[Blank MS & SVPD3]-[All Packaging] | Indoor Luminaires | High-Bay | High-Bay Aisle Luminaires | Premium | FALSE | [9 empty] | 42798 | Not Dimmable | Not Dimmable | Yes |  | 4.1 | 16890.38 | 149.97 | 112.63 | 6.2 | 0.97 | 3500 | 81.8
PZX2HNMQ | Eaton (formerly Cooper Lighting) | Metalux | HBLED-LD5-30SE-W-A-277V-L835-ED2-[All Emergency Options]-[Blank or MP]-[Blank MS & SVPD3]-[All Packaging] | Indoor Luminaires | High-Bay | High-Bay Luminaires for Commercial and Industrial Buildings | Standard | FALSE | [9 empty] | 42798 | Not Dimmable | Not Dimmable | Yes |  | 4.1 | 22143.04 | 111.95 | 197.8 | 5.9 | 0.98 | 3500 | 81.8
PET5BDVN | Eaton (formerly Cooper Lighting) | Metalux | HBLED-LD5-12SE-N-347V-L835-ED1-[All Emergency Options]-[Blank or MP]-[Blank MS & SVPD3]-[All Packaging] | Indoor Luminaires | High-Bay | High-Bay Aisle Luminaires | Standard | FALSE | [9 empty] | 42798 | Not Dimmable | Not Dimmable | Yes |  | 4.1 | 10374.98 | 130.01 | 79.8 | 5.9 | 0.99 | 3500 | 81.8
P3FMHW5Z | Eaton (formerly Cooper Lighting) | Metalux | HBLED-LD5-12HE-N-CLI-347V-L835-ED1-[All Emergency Options]-[Blank or MP]-[Blank MS & SVPD3]-[All Packaging] | Indoor Luminaires | High-Bay | High-Bay Aisle Luminaires | Standard | FALSE | [9 empty] | 42798 | Not Dimmable | Not Dimmable | Yes |  | 4.1 | 10111.32 | 130.47 | 77.5 | 5.9 | 0.99 | 3500 | 81.8
PM4665NB | Eaton (formerly Cooper Lighting) | Metalux | HBLED-LD5-12HE-W-AI-[Voltage Includes 347V 480V & UNC]-L835-ED1-[All Emergency Options]-[Blank or MP]-[Blank MS & SVPD3]-[All Packaging] | Indoor Luminaires | High-Bay | High-Bay Luminaires for Commercial and Industrial Buildings | Standard | FALSE | [9 empty] | 42798 | Not Dimmable | Not Dimmable | Yes |  | 4.1 | 9634.69 | 124.32 | 77.5 | 5.9 | 0.99 | 3500 | 81.8
PYMH2JRD | Eaton (formerly Cooper Lighting) | Metalux | HBLED-LD5-12HE-W-A-[Voltage Includes 347V 480V & UNC]-L835-ED1-[All Emergency Options]-[Blank or MP]-[Blank MS & SVPD3]-[All Packaging] | Indoor Luminaires | High-Bay | High-Bay Luminaires for Commercial and Industrial Buildings | Standard | FALSE | [9 empty] | 42798 | Not Dimmable | Not Dimmable | Yes |  | 4.1 | 9600.65 | 123.88 | 77.5 | 5.9 | 0.99 | 3500 | 81.8
P542PMMG | Eaton (formerly Cooper Lighting) | Metalux | HBLED-LD5-12HE-W-A/WG-[Voltage Includes 347V 480V & UNC]-L835-ED1-[All Emergency Options]-[Blank or MP]-[Blank MS & SVPD3]-[All Packaging] | Indoor Luminaires | High-Bay | High-Bay Luminaires for Commercial and Industrial Buildings | Standard | FALSE | [9 empty] | 42798 | Not Dimmable | Not Dimmable | Yes |  | 4.1 | 9503.05 | 122.62 | 77.5 | 5.9 | 0.99 | 3500 | 81.8
PDYKGN3X | Eaton (formerly Cooper Lighting) | Metalux | HBLED-LD5-18HE-N-[All Voltage]-L835-ED2-[All Emergency Options]-[Blank or MP]-[Blank MS & SVPD3]-[All Packaging] | Indoor Luminaires | High-Bay | High-Bay Aisle Luminaires | Premium | FALSE | [9 empty] | 42798 | Not Dimmable | Not Dimmable | Yes |  | 4.1 | 19068.5 | 148.28 | 128.6 | 5.6 | 1 | 3500 | 81.8
P1M239PT | Eaton (formerly Cooper Lighting) | Metalux | HBLED-LD5-18SE-N-[Voltage Includes 120V 277 480V & UNV]-L835-ED2-[All Emergency Options]-[Blank or MP]-[Blank MS & SVPD3]-[All Packaging] | Indoor Luminaires | High-Bay | High-Bay Aisle Luminaires | Premium | FALSE | [9 empty] | 42798 | Not Dimmable | Not Dimmable | Yes |  | 4.1 | 18114.98 | 138.28 | 131 | 5.6 | 1 | 3500 | 81.8
PTX189E8 | Eaton (formerly Cooper Lighting) | Metalux | HBLED-LD5-18HE-N-CLI-[Voltage Includes 120V 277 & UNV]-L835-ED2-[All Emergency Options]-[Blank or MP]-[Blank MS & SVPD3]-[All Packaging] | Indoor Luminaires | High-Bay | High-Bay Aisle Luminaires | Premium | FALSE | [9 empty] | 42798 | Not Dimmable | Not Dimmable | Yes |  | 4.1 | 17642.82 | 137.19 | 128.6 | 5.6 | 1 | 3500 | 81.8
P7SRPF1C | Eaton (formerly Cooper Lighting) | Metalux | HBLED-LD5-18HE-N-CL-[Voltage Includes 120V 277 & UNV]-L835-ED2-[All Emergency Options]-[Blank or MP]-[Blank MS & SVPD3]-[All Packaging] | Indoor Luminaires | High-Bay | High-Bay Aisle Luminaires | Premium | FALSE | [9 empty] | 42798 | Not Dimmable | Not Dimmable | Yes |  | 4.1 | 17187.39 | 133.65 | 128.6 | 5.6 | 1 | 3500 | 81.8
PMYMBJKG | Eaton (formerly Cooper Lighting) | Metalux | HBLED-LD5-18HE-N-CL/WG-[Voltage Includes 120V 347V 480V & UNC]-L835-ED2-[All Emergency Options]-[Blank or MP]-[Blank MS & SVPD3]-[All Packaging] | Indoor Luminaires | High-Bay | High-Bay Aisle Luminaires | Premium | FALSE | [9 empty] | 42798 | Not Dimmable | Not Dimmable | Yes |  | 4.1 | 16890.38 | 131.34 | 128.6 | 5.6 | 1 | 3500 | 81.8
P957M1DM | Eaton (formerly Cooper Lighting) | Metalux | HBLED-LD5-18SE-N-CLI-[All Voltage]-L835-ED2-[All Emergency Options]-[Blank or MP]-[Blank MS & SVPD3]-[All Packaging] | Indoor Luminaires | High-Bay | High-Bay Aisle Luminaires | Standard | FALSE | [9 empty] | 42798 | Not Dimmable | Not Dimmable | Yes |  | 4.1 | 16760.59 | 127.94 | 131 | 5.6 | 1 | 3500 | 81.8
PWBK61B5 | Eaton (formerly Cooper Lighting) | Metalux | HBLED-LD5-18SE-N-CL-[All Voltage]-L835-ED2-[All Emergency Options]-[Blank or MP]-[Blank MS & SVPD3]-[All Packaging] | Indoor Luminaires | High-Bay | High-Bay Aisle Luminaires | Standard | FALSE | [9 empty] | 42798 | Not Dimmable | Not Dimmable | Yes |  | 4.1 | 16327.94 | 124.64 | 131 | 5.6 | 1 | 3500 | 81.8
PGKRRNB4 | Eaton (formerly Cooper Lighting) | Metalux | HBLED-LD5-18SE-W-FLI-[All Voltage]-L835-ED2-[All Emergency Options]-[Blank or MP]-[Blank MS & SVPD3]-[All Packaging] | Indoor Luminaires | High-Bay | High-Bay Luminaires for Commercial and Industrial Buildings | Standard | FALSE | [9 empty] | 42798 | Not Dimmable | Not Dimmable | Yes |  | 4.1 | 16064.58 | 122.63 | 131 | 5.6 | 1 | 3500 | 81.8
P22T997N | Eaton (formerly Cooper Lighting) | Metalux | HBLED-LD5-18SE-N-CL/WG-[All Voltage]-L835-ED2-[All Emergency Options]-[Blank or MP]-[Blank MS & SVPD3]-[All Packaging] | Indoor Luminaires | High-Bay | High-Bay Aisle Luminaires | Standard | FALSE | [9 empty] | 42798 | Not Dimmable | Not Dimmable | Yes |  | 4.1 | 16045.77 | 122.49 | 131 | 5.6 | 1 | 3500 | 81.8
P1UHC1A1 | Eaton (formerly Cooper Lighting) | Metalux | HBLED-LD5-18SE-N-CL/WG-[All Voltage]-L835-ED2-[All Emergency Options]-[Blank or MP]-[Blank MS & SVPD3]-[All Packaging] | Indoor Luminaires | High-Bay | High-Bay Luminaires for Commercial and Industrial Buildings | Standard | FALSE | [9 empty] | 42798 | Not Dimmable | Not Dimmable | Yes |  | 4.1 | 16045.77 | 122.49 | 131 | 5.6 | 1 | 3500 | 81.8
PJ69NSEQ | Eaton (formerly Cooper Lighting) | Metalux | HBLED-LD5-18SE-W-AI-[All Voltage]-L835-ED2-[All Emergency Options]-[Blank or MP]-[Blank MS & SVPD3]-[All Packaging] | Indoor Luminaires | High-Bay | High-Bay Luminaires for Commercial and Industrial Buildings | Standard | FALSE | [9 empty] | 42798 | Not Dimmable | Not Dimmable | Yes |  | 4.1 | 15970.53 | 121.91 | 131 | 5.6 | 1 | 3500 | 81.8
PUMZAHHH | Eaton (formerly Cooper Lighting) | Metalux | HBLED-LD5-18SE-W-A-[All Voltage]-L835-ED2-[All Emergency Options]-[Blank or MP]-[Blank MS & SVPD3]-[All Packaging] | Indoor Luminaires | High-Bay | High-Bay Luminaires for Commercial and Industrial Buildings | Standard | FALSE | [9 empty] | 42798 | Not Dimmable | Not Dimmable | Yes |  | 4.1 | 15914.1 | 121.48 | 131 | 5.6 | 1 | 3500 | 81.8
PY4SDJSG | Eaton (formerly Cooper Lighting) | Metalux | HBLED-LD5-18SE-W-A/WG-[All Voltage]-L835-ED2-[All Emergency Options]-[Blank or MP]-[Blank MS & SVPD3]-[All Packaging] | Indoor Luminaires | High-Bay | High-Bay Luminaires for Commercial and Industrial Buildings | Standard | FALSE | [9 empty] | 42798 | Not Dimmable | Not Dimmable | Yes |  | 4.1 | 15752.32 | 120.25 | 131 | 5.6 | 1 | 3500 | 81.8
PUSMEJ48 | Eaton (formerly Cooper Lighting) | Metalux | HBLED-LD5-30SE-N-[All Voltage]-L835-ED2-[All Emergency Options]-[Blank or MP]-[Blank MS & SVPD3]-[All Packaging] | Indoor Luminaires | High-Bay | High-Bay Aisle Luminaires | Standard | FALSE | [9 empty] | 42798 | Not Dimmable | Not Dimmable | Yes |  | 4.1 | 25205.38 | 126.41 | 199.4 | 4.59 | 1 | 3500 | 81.8
P3JMUA6P | Eaton (formerly Cooper Lighting) | Metalux | HBLED-LD5-30SE-W-CLI-[All Voltage]-L835-ED2-[All Emergency Options]-[Blank or MP]-[Blank MS & SVPD3]-[All Packaging] | Indoor Luminaires | High-Bay | High-Bay Luminaires for Commercial and Industrial Buildings | Standard | FALSE | [9 empty] | 42798 | Not Dimmable | Not Dimmable | Yes |  | 4.1 | 24315.47 | 121.94 | 199.4 | 4.59 | 1 | 3500 | 81.8
PGTMDP6V | Eaton (formerly Cooper Lighting) | Metalux | HBLED-LD5-30SE-W-CL-[All Voltage]-L835-ED2-[All Emergency Options]-[Blank or MP]-[Blank MS & SVPD3]-[All Packaging] | Indoor Luminaires | High-Bay | High-Bay Luminaires for Commercial and Industrial Buildings | Standard | FALSE | [9 empty] | 42798 | Not Dimmable | Not Dimmable | Yes |  | 4.1 | 24132.25 | 121.02 | 199.4 | 4.59 | 1 | 3500 | 81.8
PA1UWY2Q | Eaton (formerly Cooper Lighting) | Metalux | HBLED-LD5-30SE-N-CLI-[Voltage Includes 120V 277V & UNV]-L835-ED2-[All Emergency Options]-[Blank or MP]-[Blank MS & SVPD3]-[All Packaging] | Indoor Luminaires | High-Bay | High-Bay Luminaires for Commercial and Industrial Buildings | Standard | FALSE | [9 empty] | 42798 | Not Dimmable | Not Dimmable | Yes |  | 4.1 | 23320.86 | 116.96 | 199.4 | 4.59 | 1 | 3500 | 81.8
P3HCGD62 | Eaton (formerly Cooper Lighting) | Metalux | HBLED-LD5-30SE-N-CLI-[Voltage Includes 120V 277V & UNV]-L835-ED2-[All Emergency Options]-[Blank or MP]-[Blank MS & SVPD3]-[All Packaging] | Indoor Luminaires | High-Bay | High-Bay Aisle Luminaires | Standard | FALSE | [9 empty] | 42798 | Not Dimmable | Not Dimmable | Yes |  | 4.1 | 23320.86 | 116.96 | 199.4 | 4.59 | 1 | 3500 | 81.8
PQM4JNND | Eaton (formerly Cooper Lighting) | Metalux | HBLED-LD5-30SE-W-CL/WG-[Voltage Includes 120V 277V & UNV]-L835-ED2-[All Emergency Options]-[Blank or MP]-[Blank MS & SVPD3]-[All Packaging] | Indoor Luminaires | High-Bay | High-Bay Luminaires for Commercial and Industrial Buildings | Standard | FALSE | [9 empty] | 42798 | Not Dimmable | Not Dimmable | Yes |  | 4.1 | 22954.43 | 115.12 | 199.4 | 4.59 | 1 | 3500 | 81.8
PV8EJ8B4 | Eaton (formerly Cooper Lighting) | Metalux | HBLED-LD5-30SE-N-CL-[Voltage Includes 120V 277V & UNV]-L835-ED2-[All Emergency Options]-[Blank or MP]-[Blank MS & SVPD3]-[All Packaging] | Indoor Luminaires | High-Bay | High-Bay Aisle Luminaires | Standard | FALSE | [9 empty] | 42798 | Not Dimmable | Not Dimmable | Yes |  | 4.1 | 22718.86 | 113.94 | 199.4 | 4.59 | 1 | 3500 | 81.8
PE8UZUXK | Eaton (formerly Cooper Lighting) | Metalux | HBLED-LD5-30SE-N-CL-[Voltage Includes 120V 277V & UNV]-L835-ED2-[All Emergency Options]-[Blank or MP]-[Blank MS & SVPD3]-[All Packaging] | Indoor Luminaires | High-Bay | High-Bay Luminaires for Commercial and Industrial Buildings | Standard | FALSE | [9 empty] | 42798 | Not Dimmable | Not Dimmable | Yes |  | 4.1 | 22718.86 | 113.94 | 199.4 | 4.59 | 1 | 3500 | 81.8
PY875NGD | Eaton (formerly Cooper Lighting) | Metalux | HBLED-LD5-30SE-W-FLI-[Voltage Includes 120V 277V & UNV]-L835-ED2-[All Emergency Options]-[Blank or MP]-[Blank MS & SVPD3]-[All Packaging] | Indoor Luminaires | High-Bay | High-Bay Luminaires for Commercial and Industrial Buildings | Standard | FALSE | [9 empty] | 42798 | Not Dimmable | Not Dimmable | Yes |  | 4.1 | 22352.43 | 112.1 | 199.4 | 4.59 | 1 | 3500 | 81.8
PM8EU7AC | Eaton (formerly Cooper Lighting) | Metalux | HBLED-LD5-30SE-N-CL/WG-[Voltage Includes 120V 277V & UNV]-L835-ED2-[All Emergency Options]-[Blank or MP]-[Blank MS & SVPD3]-[All Packaging] | Indoor Luminaires | High-Bay | High-Bay Luminaires for Commercial and Industrial Buildings | Standard | FALSE | [9 empty] | 42798 | Not Dimmable | Not Dimmable | Yes |  | 4.1 | 22326.26 | 111.97 | 199.4 | 4.59 | 1 | 3500 | 81.8
P2SDSZBN | Eaton (formerly Cooper Lighting) | Metalux | HBLED-LD5-30SE-N-CL/WG-[Voltage Includes 120V 277V & UNV]-L835-ED2-[All Emergency Options]-[Blank or MP]-[Blank MS & SVPD3]-[All Packaging] | Indoor Luminaires | High-Bay | High-Bay Aisle Luminaires | Standard | FALSE | [9 empty] | 42798 | Not Dimmable | Not Dimmable | Yes |  | 4.1 | 22326.26 | 111.97 | 199.4 | 4.59 | 1 | 3500 | 81.8
P3RE3NQB | Eaton (formerly Cooper Lighting) | Metalux | HBLED-LD5-30SE-W-AI-[Voltage Includes 120V 277V & UNV]-L835-ED2-[All Emergency Options]-[Blank or MP]-[Blank MS & SVPD3]-[All Packaging] | Indoor Luminaires | High-Bay | High-Bay Luminaires for Commercial and Industrial Buildings | Standard | FALSE | [9 empty] | 42798 | Not Dimmable | Not Dimmable | Yes |  | 4.1 | 22221.56 | 111.44 | 199.4 | 4.59 | 1 | 3500 | 81.8
PB9Z3CUG | Eaton (formerly Cooper Lighting) | Metalux | HBLED-LD5-12HE-N-[All Voltage]-L835-ED1-[All Emergency Options]-[Blank or MP]-[Blank MS & SVPD3]-[All Packaging] | Indoor Luminaires | High-Bay | High-Bay Aisle Luminaires | Premium | FALSE | [9 empty] | 42798 | Not Dimmable | Not Dimmable | Yes |  | 4.1 | 10928.4 | 153.49 | 71.2 | 4.59 | 1 | 3500 | 81.8
P1V7UVMB | Eaton (formerly Cooper Lighting) | Metalux | HBLED-LD5-12SE-N-[Voltage Includes 120V 277V 480V UNV]-L835-ED1-[All Emergency Options]-[Blank or MP]-[Blank MS & SVPD3]-[All Packaging] | Indoor Luminaires | High-Bay | High-Bay Aisle Luminaires | Premium | FALSE | [9 empty] | 42798 | Not Dimmable | Not Dimmable | Yes |  | 4.1 | 10374.98 | 138.33 | 75 | 4.59 | 1 | 3500 | 81.8
P76G8AE9 | Eaton (formerly Cooper Lighting) | Metalux | HBLED-LD5-12HE-N-CLI-[Voltage Includes 120V 277V 480V & UNV]-L835-ED1-[All Emergency Options]-[Blank or MP]-[Blank MS & SVPD3]-[All Packaging] | Indoor Luminaires | High-Bay | High-Bay Aisle Luminaires | Premium | FALSE | [9 empty] | 42798 | Not Dimmable | Not Dimmable | Yes |  | 4.1 | 10111.32 | 142.01 | 71.2 | 4.59 | 1 | 3500 | 81.8
PACWJ81A | Eaton (formerly Cooper Lighting) | Metalux | HBLED-LD5-12SE-W-FLI-[All Voltage]-L835-ED1-[All Emergency Options]-[Blank or MP]-[Blank MS & SVPD3]-[All Packaging] | Indoor Luminaires | High-Bay | High-Bay Luminaires for Commercial and Industrial Buildings | Standard | FALSE | [9 empty] | 42798 | Not Dimmable | Not Dimmable | Yes |  | 4.1 | 9200.65 | 122.68 | 75 | 4.59 | 1 | 3500 | 81.8
PUAEZX74 | Eaton (formerly Cooper Lighting) | Metalux | HBLED-LD5-12SE-N-CL/WG-[All Voltage]-L835-ED1-[All Emergency Options]-[Blank or MP]-[Blank MS & SVPD3]-[All Packaging] | Indoor Luminaires | High-Bay | High-Bay Luminaires for Commercial and Industrial Buildings | Standard | FALSE | [9 empty] | 42798 | Not Dimmable | Not Dimmable | Yes |  | 4.1 | 9189.88 | 122.53 | 75 | 4.59 | 1 | 3500 | 81.8
PZV1NG1G | Eaton (formerly Cooper Lighting) | Metalux | HBLED-LD5-12SE-W-AI-[All Voltage]-L835-ED1-[All Emergency Options]-[Blank or MP]-[Blank MS & SVPD3]-[All Packaging] | Indoor Luminaires | High-Bay | High-Bay Luminaires for Commercial and Industrial Buildings | Standard | FALSE | [9 empty] | 42798 | Not Dimmable | Not Dimmable | Yes |  | 4.1 | 9146.79 | 121.96 | 75 | 4.59 | 1 | 3500 | 81.8
P57RRAM8 | Eaton (formerly Cooper Lighting) | Metalux | HBLED-LD5-12SE-W-A-[All Voltage]-L835-ED1-[All Emergency Options]-[Blank or MP]-[Blank MS & SVPD3]-[All Packaging] | Indoor Luminaires | High-Bay | High-Bay Luminaires for Commercial and Industrial Buildings | Standard | FALSE | [9 empty] | 42798 | Not Dimmable | Not Dimmable | Yes |  | 4.1 | 9114.47 | 121.53 | 75 | 4.59 | 1 | 3500 | 81.8
P6EF899N | Eaton (formerly Cooper Lighting) | Metalux | HBLED-LD5-18HE-N-CL/WG-277V-L835-5LTD2-[All Emergency Options]-[Blank or MP]-[Blank MS & SVPD3]-[All Packaging] | Indoor Luminaires | High-Bay | High-Bay Aisle Luminaires | Premium | FALSE | [9 empty] | 42798 | Dimmable | Continuous Below 10 | Yes |  | 4.1 | 16890.38 | 132.39 | 127.58 | 14.8 | 0.97 | 3500 | 81.8
PXUA5UAQ | Eaton (formerly Cooper Lighting) | Metalux | HBLED-LD5-18SE-N-CLI-277V-L835-5LTD2-[All Emergency Options]-[Blank or MP]-[Blank MS & SVPD3]-[All Packaging] | Indoor Luminaires | High-Bay | High-Bay Aisle Luminaires | Premium | FALSE | [9 empty] | 42798 | Dimmable | Continuous Below 10 | Yes |  | 4.1 | 16760.59 | 132.12 | 126.86 | 14.8 | 0.97 | 3500 | 81.8
PYZ41CSP | Eaton (formerly Cooper Lighting) | Metalux | HBLED-LD5-36SE-N-277V-L835-CD3-[All Emergency Options]-[Blank or MP]-[Blank MS & SVPD3]-[All Packaging] | Indoor Luminaires | High-Bay | High-Bay Aisle Luminaires | Premium | FALSE | [9 empty] | 42798 | Dimmable | Continuous Below 10 | Yes |  | 4.1 | 30523.09 | 137.28 | 222.34 | 12.5 | 0.99 | 3500 | 81.8
P2CNJFYY | Eaton (formerly Cooper Lighting) | Metalux | HBLED-LD5-24SE-N-277V-L835-CD2-[All Emergency Options]-[Blank or MP]-[Blank MS & SVPD3]-[All Packaging] | Indoor Luminaires | High-Bay | High-Bay Aisle Luminaires | Premium | FALSE | [9 empty] | 42798 | Dimmable | Continuous Below 10 | Yes |  | 4.1 | 20230.37 | 136.69 | 148 | 12.5 | 0.99 | 3500 | 81.8
P5R8X6GR | Eaton (formerly Cooper Lighting) | Metalux | HBLED-LD5-24HE-N-CLI-[Voltage Includes 120V & 480V]-L835-CD2-[All Emergency Options]-[Blank or MP]-[Blank MS & SVPD3]-[All Packaging] | Indoor Luminaires | High-Bay | High-Bay Aisle Luminaires | Premium | FALSE | [9 empty] | 42798 | Dimmable | Continuous Below 10 | Yes |  | 4.1 | 19755.26 | 134.44 | 146.94 | 12.5 | 0.99 | 3500 | 81.8
PCVKMN31 | Eaton (formerly Cooper Lighting) | Metalux | HBLED-LD5-18SE-N-CLI-277V-L835-CD2-[All Emergency Options]-[Blank or MP]-[Blank MS & SVPD3]-[All Packaging] | Indoor Luminaires | High-Bay | High-Bay Aisle Luminaires | Standard | FALSE | [9 empty] | 42798 | Dimmable | Continuous Below 10 | Yes |  | 4.1 | 16760.59 | 130.32 | 128.61 | 12.5 | 0.99 | 3500 | 81.8
P8X54YY6 | Eaton (formerly Cooper Lighting) | Metalux | HBLED-LD5-30SE-N-277V-L835-5LTD2-[All Emergency Options]-[Blank or MP]-[Blank MS & SVPD3]-[All Packaging] | Indoor Luminaires | High-Bay | High-Bay Aisle Luminaires | Premium | FALSE | [9 empty] | 42798 | Dimmable | Continuous Below 10 | Yes |  | 4.1 | 25205.38 | 131.3 | 191.96 | 11.83 | 1 | 3500 | 81.8
PZ62W1ZV | Eaton (formerly Cooper Lighting) | Metalux | HBLED-LD5-18HE-N-CL/WG-277V-L835-CD2-[All Emergency Options]-[Blank or MP]-[Blank MS & SVPD3]-[All Packaging] | Indoor Luminaires | High-Bay | High-Bay Aisle Luminaires | Standard | FALSE | [9 empty] | 42798 | Dimmable | Continuous Below 10 | Yes |  | 4.1 | 16890.38 | 130.59 | 129.34 | 9.5 | 0.99 | 3500 | 81.8
PQ1FDT2M | Eaton (formerly Cooper Lighting) | Metalux | HBLED-LD5-12SE-N-[Voltage Includes 120V 277V 480V UNV]-L835-[Driver Includes CD and 5LTD]1-[All Emergency Options]-[Blank or MP]-[Blank MS & SVPD3]-[All Packaging] | Indoor Luminaires | High-Bay | High-Bay Aisle Luminaires | Premium | FALSE | [9 empty] | 42798 | Dimmable | Continuous Below 10 | Yes |  | 4.1 | 10374.98 | 142.05 | 73.04 | 8.5 | 1 | 3500 | 81.8
PMR5453Z | Eaton (formerly Cooper Lighting) | Metalux | HBLED-LD5-18HE-N-[All Voltage]-L835-[Driver Includes CD and 5LTD]2-[All Emergency Options]-[Blank or MP]-[Blank MS & SVPD3]-[All Packaging] | Indoor Luminaires | High-Bay | High-Bay Aisle Luminaires | Premium | FALSE | [9 empty] | 42798 | Dimmable | Continuous Below 10 | Yes |  | 4.1 | 19068.5 | 164.27 | 116.08 | 8.15 | 0.99 | 3500 | 81.8
P9F42WTK | Eaton (formerly Cooper Lighting) | Metalux | HBLED-LD5-18HE-N-CLI-[All Voltage]-L835-[Driver Includes CD and 5LTD]2-[All Emergency Options]-[Blank or MP]-[Blank MS & SVPD3]-[All Packaging] | Indoor Luminaires | High-Bay | High-Bay Aisle Luminaires | Premium | FALSE | [9 empty] | 42798 | Dimmable | Continuous Below 10 | Yes |  | 4.1 | 17642.82 | 151.99 | 116.08 | 8.15 | 0.99 | 3500 | 81.8
PDBPUBDQ | Eaton (formerly Cooper Lighting) | Metalux | HBLED-LD5-18HE-N-CL-[All Voltage]-L835-[Driver Includes CD and 5LTD]2-[All Emergency Options]-[Blank or MP]-[Blank MS & SVPD3]-[All Packaging] | Indoor Luminaires | High-Bay | High-Bay Aisle Luminaires | Premium | FALSE | [9 empty] | 42798 | Dimmable | Continuous Below 10 | Yes |  | 4.1 | 17187.39 | 148.07 | 116.08 | 8.15 | 0.99 | 3500 | 81.8
P9VS1GM7 | Eaton (formerly Cooper Lighting) | Metalux | HBLED-LD5-18HE-N-CL/WG-120V-L835-[Driver Includes CD and 5LTD]2-[All Emergency Options]-[Blank or MP]-[Blank MS & SVPD3]-[All Packaging] | Indoor Luminaires | High-Bay | High-Bay Aisle Luminaires | Premium | FALSE | [9 empty] | 42798 | Dimmable | Continuous Below 10 | Yes |  | 4.1 | 16890.38 | 145.51 | 116.08 | 8.15 | 0.99 | 3500 | 81.8
PJHT8KT5 | Eaton (formerly Cooper Lighting) | Metalux | HBLED-LD5-18SE-N-377V-L835-[Driver Includes CD and 5LTD]2-[All Emergency Options]-[Blank or MP]-[Blank MS & SVPD3]-[All Packaging] | Indoor Luminaires | High-Bay | High-Bay Aisle Luminaires | Standard | FALSE | [9 empty] | 42798 | Dimmable | Continuous Below 10 | Yes |  | 4.1 | 18114.98 | 127.75 | 141.8 | 8 | 0.99 | 3500 | 81.8
PB5Y6UWP | Eaton (formerly Cooper Lighting) | Metalux | HBLED-LD5-18HE-N-CL/WG-[Voltage Includes 347V 480V & UNC]-L835-[Driver Includes CD and 5LTD]2-[All Emergency Options]-[Blank or MP]-[Blank MS & SVPD3]-[All Packaging] | Indoor Luminaires | High-Bay | High-Bay Aisle Luminaires | Standard | FALSE | [9 empty] | 42798 | Dimmable | Continuous Below 10 | Yes |  | 4.1 | 16890.38 | 130.6 | 129.33 | 8 | 0.99 | 3500 | 81.8
PRKRJ88J | Eaton (formerly Cooper Lighting) | Metalux | HBLED-LD5-12SE-N-347V-L835-5LTD1-[All Emergency Options]-[Blank or MP]-[Blank MS & SVPD3]-[All Packaging] | Indoor Luminaires | High-Bay | High-Bay Aisle Luminaires | Premium | FALSE | [9 empty] | 42798 | Dimmable | Continuous Below 10 | Yes |  | 4.1 | 10374.98 | 133.27 | 77.85 | 8 | 0.99 | 3500 | 81.8
PVGWNXS9 | Eaton (formerly Cooper Lighting) | Metalux | HBLED-LD5-12HE-N-CLI-347V-L835-5LTD1-[All Emergency Options]-[Blank or MP]-[Blank MS & SVPD3]-[All Packaging] | Indoor Luminaires | High-Bay | High-Bay Aisle Luminaires | Premium | FALSE | [9 empty] | 42798 | Dimmable | Continuous Below 10 | Yes |  | 4.1 | 10111.32 | 133.65 | 75.65 | 8 | 0.99 | 3500 | 81.8
PD1X1JB1 | Eaton (formerly Cooper Lighting) | Metalux | HBLED-LD5-12HE-W-A-[Voltage Includes 347V 480V & UNC]-L835-[Driver Includes CD and 5LTD]1-[All Emergency Options]-[Blank or MP]-[Blank MS & SVPD3]-[All Packaging] | Indoor Luminaires | High-Bay | High-Bay Luminaires for Commercial and Industrial Buildings | Standard | FALSE | [9 empty] | 42798 | Dimmable | Continuous Below 10 | Yes |  | 4.1 | 9600.65 | 125.52 | 76.49 | 7.8 | 0.99 | 3500 | 81.8
P71F4VDA | Eaton (formerly Cooper Lighting) | Metalux | HBLED-LD5-12SE-N-CLI-[Voltage Includes 347V 480V & UNC]-L835-[Driver Includes CD and 5LTD]1-[All Emergency Options]-[Blank or MP]-[Blank MS & SVPD3]-[All Packaging] | Indoor Luminaires | High-Bay | High-Bay Luminaires for Commercial and Industrial Buildings | Standard | FALSE | [9 empty] | 42798 | Dimmable | Continuous Below 10 | Yes |  | 4.1 | 9599.28 | 121.96 | 78.71 | 7.8 | 0.99 | 3500 | 81.8
PXTP1FPC | Eaton (formerly Cooper Lighting) | Metalux | HBLED-LD5-12HE-W-A/WG-[Voltage Includes 347V 480V & UNC]-L835-[Driver Includes CD and 5LTD]1-[All Emergency Options]-[Blank or MP]-[Blank MS & SVPD3]-[All Packaging] | Indoor Luminaires | High-Bay | High-Bay Luminaires for Commercial and Industrial Buildings | Standard | FALSE | [9 empty] | 42798 | Dimmable | Continuous Below 10 | Yes |  | 4.1 | 9503.05 | 124.24 | 76.49 | 7.8 | 0.99 | 3500 | 81.8
P5ZEB5C2 | Eaton (formerly Cooper Lighting) | Metalux | HBLED-LD5-30SE-N-277V-L835-CD2-[All Emergency Options]-[Blank or MP]-[Blank MS & SVPD3]-[All Packaging] | Indoor Luminaires | High-Bay | High-Bay Aisle Luminaires | Standard | FALSE | [9 empty] | 42798 | Dimmable | Continuous Below 10 | Yes |  | 4.1 | 25205.38 | 127.54 | 197.62 | 7.7 | 0.97 | 3500 | 81.8
PX1HK14N | Eaton (formerly Cooper Lighting) | Metalux | HBLED-LD5-12SE-N-347V-L835-CD1-[All Emergency Options]-[Blank or MP]-[Blank MS & SVPD3]-[All Packaging] | Indoor Luminaires | High-Bay | High-Bay Aisle Luminaires | Standard | FALSE | [9 empty] | 42798 | Dimmable | Continuous Below 10 | Yes |  | 4.1 | 10374.98 | 130.4 | 79.57 | 7.6 | 0.99 | 3500 | 81.8
PP8D27B6 | Eaton (formerly Cooper Lighting) | Metalux | HBLED-LD5-12HE-N-CLI-347V-L835-CD1-[All Emergency Options]-[Blank or MP]-[Blank MS & SVPD3]-[All Packaging] | Indoor Luminaires | High-Bay | High-Bay Aisle Luminaires | Standard | FALSE | [9 empty] | 42798 | Dimmable | Continuous Below 10 | Yes |  | 4.1 | 10111.32 | 130.77 | 77.32 | 7.6 | 0.99 | 3500 | 81.8
P6AMJXV4 | Eaton (formerly Cooper Lighting) | Metalux | HBLED-LD5-12HE-N-[All Voltage]-L835-[Driver Includes CD and 5LTD]1-[All Emergency Options]-[Blank or MP]-[Blank MS & SVPD3]-[All Packaging] | Indoor Luminaires | High-Bay | High-Bay Aisle Luminaires | Premium | FALSE | [9 empty] | 42798 | Dimmable | Continuous Below 10 | Yes |  | 4.1 | 10928.4 | 155.98 | 70.06 | 7.45 | 1 | 3500 | 81.8
P442PXJW | Eaton (formerly Cooper Lighting) | Metalux | HBLED-LD5-12HE-N-CLI-[Voltage Includes 120V 277V 480V & UNV]-L835-[Driver Includes CD and 5LTD]1-[All Emergency Options]-[Blank or MP]-[Blank MS & SVPD3]-[All Packaging] | Indoor Luminaires | High-Bay | High-Bay Aisle Luminaires | Premium | FALSE | [9 empty] | 42798 | Dimmable | Continuous Below 10 | Yes |  | 4.1 | 10111.32 | 144.32 | 70.06 | 7.45 | 1 | 3500 | 81.8
P39U47U9 | Eaton (formerly Cooper Lighting) | Metalux | HBLED-LD5-12SE-W-Al-[All Voltage]-L835-[Driver Includes CD and 5LTD]1-[All Emergency Options]-[Blank or MP]-[Blank MS & SVPD3]-[All Packaging] | Indoor Luminaires | High-Bay | High-Bay Luminaires for Commercial and Industrial Buildings | Standard | FALSE | [9 empty] | 42798 | Dimmable | Continuous Below 10 | Yes |  | 4.1 | 9146.79 | 123.94 | 73.8 | 7.45 | 1 | 3500 | 81.8
P7TBS6QB | Eaton (formerly Cooper Lighting) | Metalux | HBLED-LD5-12SE-W-A-[All Voltage]-L835-[Driver Includes CD and 5LTD]1-[All Emergency Options]-[Blank or MP]-[Blank MS & SVPD3]-[All Packaging] | Indoor Luminaires | High-Bay | High-Bay Luminaires for Commercial and Industrial Buildings | Standard | FALSE | [9 empty] | 42798 | Dimmable | Continuous Below 10 | Yes |  | 4.1 | 9114.47 | 123.5 | 73.8 | 7.45 | 1 | 3500 | 81.8
P953MSJ1 | Eaton (formerly Cooper Lighting) | Metalux | HBLED-LD5-12SE-W-A/WG-[All Voltage]-L835-[Driver Includes CD and 5LTD]1-[All Emergency Options]-[Blank or MP]-[Blank MS & SVPD3]-[All Packaging] | Indoor Luminaires | High-Bay | High-Bay Luminaires for Commercial and Industrial Buildings | Standard | FALSE | [9 empty] | 42798 | Dimmable | Continuous Below 10 | Yes |  | 4.1 | 9021.81 | 122.25 | 73.8 | 7.45 | 1 | 3500 | 81.8
PSTAXPGZ | Eaton (formerly Cooper Lighting) | Metalux | HBLED-LD5-30SE-W-[Voltage Includes 347V 480V & UNC]-L835-[Driver Includes CD and 5LTD]2-[All Emergency Options]-[Blank or MP]-[Blank MS & SVPD3]-[All Packaging] | Indoor Luminaires | High-Bay | High-Bay Luminaires for Commercial and Industrial Buildings | Standard | FALSE | [9 empty] | 42798 | Dimmable | Continuous Below 10 | Yes |  | 4.1 | 26173.81 | 123.52 | 211.9 | 7.1 | 0.99 | 3500 | 81.8
PTMEPV3J | Eaton (formerly Cooper Lighting) | Metalux | HBLED-LD5-36SE-N-120V-L835-CD3-[All Emergency Options]-[Blank or MP]-[Blank MS & SVPD3]-[All Packaging] | Indoor Luminaires | High-Bay | High-Bay Aisle Luminaires | Standard | FALSE | [9 empty] | 42798 | Dimmable | Continuous Below 10 | Yes |  | 4.1 | 30523.09 | 130.7 | 233.53 | 6.6 | 0.99 | 3500 | 81.8
PXT3DYTD | Eaton (formerly Cooper Lighting) | Metalux | HBLED-LD5-36SE-N-CLI-[Voltage Includes 120V 277V UNV & UNC]-L835-CD3-[All Emergency Options]-[Blank or MP]-[Blank MS & SVPD3]-[All Packaging] | Indoor Luminaires | High-Bay | High-Bay Aisle Luminaires | Standard | FALSE | [9 empty] | 42798 | Dimmable | Continuous Below 10 | Yes |  | 4.1 | 28240.99 | 120.93 | 233.53 | 6.6 | 0.99 | 3500 | 81.8
PWSQ1N55 | Eaton (formerly Cooper Lighting) | Metalux | HBLED-LD5-36SE-N-CLI-[Voltage Includes 120V 277V UNV & UNC]-L835-CD3-[All Emergency Options]-[Blank or MP]-[Blank MS & SVPD3]-[All Packaging] | Indoor Luminaires | High-Bay | High-Bay Luminaires for Commercial and Industrial Buildings | Standard | FALSE | [9 empty] | 42798 | Dimmable | Continuous Below 10 | Yes |  | 4.1 | 28240.99 | 120.93 | 233.53 | 6.6 | 0.99 | 3500 | 81.8
PRAMTPFN | Eaton (formerly Cooper Lighting) | Metalux | HBLED-LD5-36SE-W-CL/WG-[Voltage Includes 120V 277V UNV & UNC]-L835-CD3-[All Emergency Options]-[Blank or MP]-[Blank MS & SVPD3]-[All Packaging] | Indoor Luminaires | High-Bay | High-Bay Luminaires for Commercial and Industrial Buildings | Standard | FALSE | [9 empty] | 42798 | Dimmable | Continuous Below 10 | Yes |  | 4.1 | 27797.25 | 119.03 | 233.53 | 6.6 | 0.99 | 3500 | 81.8
PTMANSXV | Eaton (formerly Cooper Lighting) | Metalux | HBLED-LD5-36SE-N-CL-[Voltage Includes 120V 277V UNV & UNC]-L835-CD3-[All Emergency Options]-[Blank or MP]-[Blank MS & SVPD3]-[All Packaging] | Indoor Luminaires | High-Bay | High-Bay Luminaires for Commercial and Industrial Buildings | Standard | FALSE | [9 empty] | 42798 | Dimmable | Continuous Below 10 | Yes |  | 4.1 | 27511.99 | 117.81 | 233.53 | 6.6 | 0.99 | 3500 | 81.8
PSENPTJP | Eaton (formerly Cooper Lighting) | Metalux | HBLED-LD5-36SE-N-CL-[Voltage Includes 120V 277V UNV & UNC]-L835-CD3-[All Emergency Options]-[Blank or MP]-[Blank MS & SVPD3]-[All Packaging] | Indoor Luminaires | High-Bay | High-Bay Aisle Luminaires | Standard | FALSE | [9 empty] | 42798 | Dimmable | Continuous Below 10 | Yes |  | 4.1 | 27511.99 | 117.81 | 233.53 | 6.6 | 0.99 | 3500 | 81.8
PDZ8RX3C | Eaton (formerly Cooper Lighting) | Metalux | HBLED-LD5-36SE-W-FLI-[Voltage Includes 120V 277V UNV & UNC]-L835-CD3-[All Emergency Options]-[Blank or MP]-[Blank MS & SVPD3]-[All Packaging] | Indoor Luminaires | High-Bay | High-Bay Luminaires for Commercial and Industrial Buildings | Standard | FALSE | [9 empty] | 42798 | Dimmable | Continuous Below 10 | Yes |  | 4.1 | 27068.25 | 115.91 | 233.53 | 6.6 | 0.99 | 3500 | 81.8
PXBQHRGB | Eaton (formerly Cooper Lighting) | Metalux | HBLED-LD5-36SE-N-CL/WG-[Voltage Includes 120V 277V UNV & UNC]-L835-CD3-[All Emergency Options]-[Blank or MP]-[Blank MS & SVPD3]-[All Packaging] | Indoor Luminaires | High-Bay | High-Bay Luminaires for Commercial and Industrial Buildings | Standard | FALSE | [9 empty] | 42798 | Dimmable | Continuous Below 10 | Yes |  | 4.1 | 27036.55 | 115.77 | 233.53 | 6.6 | 0.99 | 3500 | 81.8
PVRVEKJ2 | Eaton (formerly Cooper Lighting) | Metalux | HBLED-LD5-36SE-N-CL/WG-[Voltage Includes 120V 277V UNV & UNC]-L835-CD3-[All Emergency Options]-[Blank or MP]-[Blank MS & SVPD3]-[All Packaging] | Indoor Luminaires | High-Bay | High-Bay Aisle Luminaires | Standard | FALSE | [9 empty] | 42798 | Dimmable | Continuous Below 10 | Yes |  | 4.1 | 27036.55 | 115.77 | 233.53 | 6.6 | 0.99 | 3500 | 81.8
PWU2N6K6 | Eaton (formerly Cooper Lighting) | Metalux | HBLED-LD5-36SE-W-Al-[Voltage Includes 120V 277V UNV & UNC]-L835-CD3-[All Emergency Options]-[Blank or MP]-[Blank MS & SVPD3]-[All Packaging] | Indoor Luminaires | High-Bay | High-Bay Luminaires for Commercial and Industrial Buildings | Standard | FALSE | [9 empty] | 42798 | Dimmable | Continuous Below 10 | Yes |  | 4.1 | 26909.77 | 115.23 | 233.53 | 6.6 | 0.99 | 3500 | 81.8
P9XJ2Y7H | Eaton (formerly Cooper Lighting) | Metalux | HBLED-LD5-36SE-W-A-[Voltage Includes 120V 277V UNV & UNC]-L835-CD3-[All Emergency Options]-[Blank or MP]-[Blank MS & SVPD3]-[All Packaging] | Indoor Luminaires | High-Bay | High-Bay Luminaires for Commercial and Industrial Buildings | Standard | FALSE | [9 empty] | 42798 | Dimmable | Continuous Below 10 | Yes |  | 4.1 | 26814.68 | 114.82 | 233.53 | 6.6 | 0.99 | 3500 | 81.8
PS3A8YNG | Eaton (formerly Cooper Lighting) | Metalux | HBLED-LD5-36SE-W-A/WG-[Voltage Includes 120V 277V UNV & UNC]-L835-CD3-[All Emergency Options]-[Blank or MP]-[Blank MS & SVPD3]-[All Packaging] | Indoor Luminaires | High-Bay | High-Bay Luminaires for Commercial and Industrial Buildings | Standard | FALSE | [9 empty] | 42798 | Dimmable | Continuous Below 10 | Yes |  | 4.1 | 26542.1 | 113.65 | 233.53 | 6.6 | 0.99 | 3500 | 81.8
PTAN7UQ1 | Eaton (formerly Cooper Lighting) | Metalux | HBLED-LD5-24HE-N-[All Voltage]-L835-CD2-[All Emergency Options]-[Blank or MP]-[Blank MS & SVPD3]-[All Packaging] | Indoor Luminaires | High-Bay | High-Bay Aisle Luminaires | Premium | FALSE | [9 empty] | 42798 | Dimmable | Continuous Below 10 | Yes |  | 4.1 | 21351.64 | 140.49 | 151.98 | 6.6 | 0.99 | 3500 | 81.8
PG2D8XN8 | Eaton (formerly Cooper Lighting) | Metalux | HBLED-LD5-24SE-N-[Voltage Includes 120V 347V 480V & UNC]-L835-CD2-[All Emergency Options]-[Blank or MP]-[Blank MS & SVPD3]-[All Packaging] | Indoor Luminaires | High-Bay | High-Bay Aisle Luminaires | Standard | FALSE | [9 empty] | 42798 | Dimmable | Continuous Below 10 | Yes |  | 4.1 | 20230.37 | 130.09 | 155.52 | 6.6 | 0.99 | 3500 | 81.8
P6VJK584 | Eaton (formerly Cooper Lighting) | Metalux | HBLED-LD5-24HE-N-CLI-[Voltage Includes 120V & 347V]-L835-CD2-[All Emergency Options]-[Blank or MP]-[Blank MS & SVPD3]-[All Packaging] | Indoor Luminaires | High-Bay | High-Bay Aisle Luminaires | Standard | FALSE | [9 empty] | 42798 | Dimmable | Continuous Below 10 | Yes |  | 4.1 | 19755.26 | 129.99 | 151.98 | 6.6 | 0.99 | 3500 | 81.8
PJ8XRRPE | Eaton (formerly Cooper Lighting) | Metalux | HBLED-LD5-24HE-N-CL-[All Voltage]-L835-CD2-[All Emergency Options]-[Blank or MP]-[Blank MS & SVPD3]-[All Packaging] | Indoor Luminaires | High-Bay | High-Bay Aisle Luminaires | Standard | FALSE | [9 empty] | 42798 | Dimmable | Continuous Below 10 | Yes |  | 4.1 | 19245.3 | 126.63 | 151.98 | 6.6 | 0.99 | 3500 | 81.8
PN24T4ZC | Eaton (formerly Cooper Lighting) | Metalux | HBLED-LD5-24HE-N-CL/WG-[All Voltage]-L835-CD2-[All Emergency Options]-[Blank or MP]-[Blank MS & SVPD3]-[All Packaging] | Indoor Luminaires | High-Bay | High-Bay Aisle Luminaires | Standard | FALSE | [9 empty] | 42798 | Dimmable | Continuous Below 10 | Yes |  | 4.1 | 18912.72 | 124.44 | 151.98 | 6.6 | 0.99 | 3500 | 81.8
PMQEMX6U | Eaton (formerly Cooper Lighting) | Metalux | HBLED-LD5-24HE-W-Al-[All Voltage]-L835-CD2-[All Emergency Options]-[Blank or MP]-[Blank MS & SVPD3]-[All Packaging] | Indoor Luminaires | High-Bay | High-Bay Luminaires for Commercial and Industrial Buildings | Standard | FALSE | [9 empty] | 42798 | Dimmable | Continuous Below 10 | Yes |  | 4.1 | 18824.03 | 123.86 | 151.98 | 6.6 | 0.99 | 3500 | 81.8
PTCD4XXE | Eaton (formerly Cooper Lighting) | Metalux | HBLED-LD5-24HE-W-A-[All Voltage]-L835-CD2-[All Emergency Options]-[Blank or MP]-[Blank MS & SVPD3]-[All Packaging] | Indoor Luminaires | High-Bay | High-Bay Luminaires for Commercial and Industrial Buildings | Standard | FALSE | [9 empty] | 42798 | Dimmable | Continuous Below 10 | Yes |  | 4.1 | 18757.52 | 123.42 | 151.98 | 6.6 | 0.99 | 3500 | 81.8
PYETFH4R | Eaton (formerly Cooper Lighting) | Metalux | HBLED-LD5-24SE-N-CLI-[All Voltage]-L835-CD2-[All Emergency Options]-[Blank or MP]-[Blank MS & SVPD3]-[All Packaging] | Indoor Luminaires | High-Bay | High-Bay Aisle Luminaires | Standard | FALSE | [9 empty] | 42798 | Dimmable | Continuous Below 10 | Yes |  | 4.1 | 18717.82 | 120.36 | 155.52 | 6.6 | 0.99 | 3500 | 81.8
PRE1NVKE | Eaton (formerly Cooper Lighting) | Metalux | HBLED-LD5-24SE-N-CLI-[All Voltage]-L835-CD2-[All Emergency Options]-[Blank or MP]-[Blank MS & SVPD3]-[All Packaging] | Indoor Luminaires | High-Bay | High-Bay Luminaires for Commercial and Industrial Buildings | Standard | FALSE | [9 empty] | 42798 | Dimmable | Continuous Below 10 | Yes |  | 4.1 | 18717.82 | 120.36 | 155.52 | 6.6 | 0.99 | 3500 | 81.8
P8Y6V71M | Eaton (formerly Cooper Lighting) | Metalux | HBLED-LD5-24HE-W-A/WG-[All Voltage]-L835-CD2-[All Emergency Options]-[Blank or MP]-[Blank MS & SVPD3]-[All Packaging] | Indoor Luminaires | High-Bay | High-Bay Luminaires for Commercial and Industrial Buildings | Standard | FALSE | [9 empty] | 42798 | Dimmable | Continuous Below 10 | Yes |  | 4.1 | 18566.84 | 122.17 | 151.98 | 6.6 | 0.99 | 3500 | 81.8
P1GGE138 | Eaton (formerly Cooper Lighting) | Metalux | HBLED-LD5-24SE-W-CL/WG-[All Voltage]-L835-CD2-[All Emergency Options]-[Blank or MP]-[Blank MS & SVPD3]-[All Packaging] | Indoor Luminaires | High-Bay | High-Bay Luminaires for Commercial and Industrial Buildings | Standard | FALSE | [9 empty] | 42798 | Dimmable | Continuous Below 10 | Yes |  | 4.1 | 18423.71 | 118.47 | 155.52 | 6.6 | 0.99 | 3500 | 81.8
PYHRBC2W | Eaton (formerly Cooper Lighting) | Metalux | HBLED-LD5-24SE-N-CL-[All Voltage]-L835-CD2-[All Emergency Options]-[Blank or MP]-[Blank MS & SVPD3]-[All Packaging] | Indoor Luminaires | High-Bay | High-Bay Luminaires for Commercial and Industrial Buildings | Standard | FALSE | [9 empty] | 42798 | Dimmable | Continuous Below 10 | Yes |  | 4.1 | 18234.64 | 117.25 | 155.52 | 6.6 | 0.99 | 3500 | 81.8
P3TKHCA4 | Eaton (formerly Cooper Lighting) | Metalux | HBLED-LD5-24SE-N-CL-[All Voltage]-L835-CD2-[All Emergency Options]-[Blank or MP]-[Blank MS & SVPD3]-[All Packaging] | Indoor Luminaires | High-Bay | High-Bay Aisle Luminaires | Standard | FALSE | [9 empty] | 42798 | Dimmable | Continuous Below 10 | Yes |  | 4.1 | 18234.64 | 117.25 | 155.52 | 6.6 | 0.99 | 3500 | 81.8
P3HGYRDF | Eaton (formerly Cooper Lighting) | Metalux | HBLED-LD5-18SE-N-[Voltage Includes 120V 277 480V & UNV]-L835-[Driver Includes CD and 5LTD]2-[All Emergency Options]-[Blank or MP]-[Blank MS & SVPD3]-[All Packaging] | Indoor Luminaires | High-Bay | High-Bay Aisle Luminaires | Premium | FALSE | [9 empty] | 42798 | Dimmable | Continuous Below 10 | Yes |  | 4.1 | 18114.98 | 132.93 | 136.27 | 6.6 | 0.99 | 3500 | 81.8
PWF69Q6T | Eaton (formerly Cooper Lighting) | Metalux | HBLED-LD5-24SE-W-FLI-[All Voltage]-L835-CD2-[All Emergency Options]-[Blank or MP]-[Blank MS & SVPD3]-[All Packaging] | Indoor Luminaires | High-Bay | High-Bay Luminaires for Commercial and Industrial Buildings | Standard | FALSE | [9 empty] | 42798 | Dimmable | Continuous Below 10 | Yes |  | 4.1 | 17940.53 | 115.36 | 155.52 | 6.6 | 0.99 | 3500 | 81.8
PU7N5WVW | Eaton (formerly Cooper Lighting) | Metalux | HBLED-LD5-24SE-N-CL/WG-[All Voltage]-L835-CD2-[All Emergency Options]-[Blank or MP]-[Blank MS & SVPD3]-[All Packaging] | Indoor Luminaires | High-Bay | High-Bay Luminaires for Commercial and Industrial Buildings | Standard | FALSE | [9 empty] | 42798 | Dimmable | Continuous Below 10 | Yes |  | 4.1 | 17919.53 | 115.23 | 155.52 | 6.6 | 0.99 | 3500 | 81.8
PQJ4GTPX | Eaton (formerly Cooper Lighting) | Metalux | HBLED-LD5-24SE-N-CL/WG-[All Voltage]-L835-CD2-[All Emergency Options]-[Blank or MP]-[Blank MS & SVPD3]-[All Packaging] | Indoor Luminaires | High-Bay | High-Bay Aisle Luminaires | Standard | FALSE | [9 empty] | 42798 | Dimmable | Continuous Below 10 | Yes |  | 4.1 | 17919.53 | 115.23 | 155.52 | 6.6 | 0.99 | 3500 | 81.8
PFY1TDYA | Eaton (formerly Cooper Lighting) | Metalux | HBLED-LD5-24SE-W-Al-[All Voltage]-L835-CD2-[All Emergency Options]-[Blank or MP]-[Blank MS & SVPD3]-[All Packaging] | Indoor Luminaires | High-Bay | High-Bay Luminaires for Commercial and Industrial Buildings | Standard | FALSE | [9 empty] | 42798 | Dimmable | Continuous Below 10 | Yes |  | 4.1 | 17835.49 | 114.69 | 155.52 | 6.6 | 0.99 | 3500 | 81.8
PE368AUW | Eaton (formerly Cooper Lighting) | Metalux | HBLED-LD5-24SE-W-A-[All Voltage]-L835-CD2-[All Emergency Options]-[Blank or MP]-[Blank MS & SVPD3]-[All Packaging] | Indoor Luminaires | High-Bay | High-Bay Luminaires for Commercial and Industrial Buildings | Standard | FALSE | [9 empty] | 42798 | Dimmable | Continuous Below 10 | Yes |  | 4.1 | 17772.47 | 114.28 | 155.52 | 6.6 | 0.99 | 3500 | 81.8
PNAPDZJR | Eaton (formerly Cooper Lighting) | Metalux | HBLED-LD5-24SE-W-A/WG-[All Voltage]-L835-CD2-[All Emergency Options]-[Blank or MP]-[Blank MS & SVPD3]-[All Packaging] | Indoor Luminaires | High-Bay | High-Bay Luminaires for Commercial and Industrial Buildings | Standard | FALSE | [9 empty] | 42798 | Dimmable | Continuous Below 10 | Yes |  | 4.1 | 17591.81 | 113.12 | 155.52 | 6.6 | 0.99 | 3500 | 81.8
PXTRUWNS | Eaton (formerly Cooper Lighting) | Metalux | HBLED-LD5-18SE-N-CLI-[Voltage Includes 120V 347V 480V & UNC]-L835-[Driver Includes CD and 5LTD]2-[All Emergency Options]-[Blank or MP]-[Blank MS & SVPD3]-[All Packaging] | Indoor Luminaires | High-Bay | High-Bay Luminaires for Commercial and Industrial Buildings | Standard | FALSE | [9 empty] | 42798 | Dimmable | Continuous Below 10 | Yes |  | 4.1 | 16760.59 | 122.99 | 136.27 | 6.6 | 0.99 | 3500 | 81.8
PC6RTA3X | Eaton (formerly Cooper Lighting) | Metalux | HBLED-LD5-18SE-N-CLI-[Voltage Includes 120V 347V 480V & UNC]-L835-[Driver Includes CD and 5LTD]2-[All Emergency Options]-[Blank or MP]-[Blank MS & SVPD3]-[All Packaging] | Indoor Luminaires | High-Bay | High-Bay Aisle Luminaires | Standard | FALSE | [9 empty] | 42798 | Dimmable | Continuous Below 10 | Yes |  | 4.1 | 16760.59 | 122.99 | 136.27 | 6.6 | 0.99 | 3500 | 81.8
PAJY2S1F | Eaton (formerly Cooper Lighting) | Metalux | HBLED-LD5-18SE-W-CL/WG-[All Voltage]-L835-[Driver Includes CD and 5LTD]2-[All Emergency Options]-[Blank or MP]-[Blank MS & SVPD3]-[All Packaging] | Indoor Luminaires | High-Bay | High-Bay Luminaires for Commercial and Industrial Buildings | Standard | FALSE | [9 empty] | 42798 | Dimmable | Continuous Below 10 | Yes |  | 4.1 | 16497.24 | 121.06 | 136.27 | 6.6 | 0.99 | 3500 | 81.8
PT9BW6JW | Eaton (formerly Cooper Lighting) | Metalux | HBLED-LD5-18SE-N-CL-[All Voltage]-L835-[Driver Includes CD and 5LTD]2-[All Emergency Options]-[Blank or MP]-[Blank MS & SVPD3]-[All Packaging] | Indoor Luminaires | High-Bay | High-Bay Aisle Luminaires | Standard | FALSE | [9 empty] | 42798 | Dimmable | Continuous Below 10 | Yes |  | 4.1 | 16327.94 | 119.82 | 136.27 | 6.6 | 0.99 | 3500 | 81.8
P8M4YFFH | Eaton (formerly Cooper Lighting) | Metalux | HBLED-LD5-18SE-N-CL-[All Voltage]-L835-[Driver Includes CD and 5LTD]2-[All Emergency Options]-[Blank or MP]-[Blank MS & SVPD3]-[All Packaging] | Indoor Luminaires | High-Bay | High-Bay Luminaires for Commercial and Industrial Buildings | Standard | FALSE | [9 empty] | 42798 | Dimmable | Continuous Below 10 | Yes |  | 4.1 | 16327.94 | 119.82 | 136.27 | 6.6 | 0.99 | 3500 | 81.8
P3DF13X7 | Eaton (formerly Cooper Lighting) | Metalux | HBLED-LD5-18SE-W-FLI-[All Voltage]-L835-[Driver Includes CD and 5LTD]2-[All Emergency Options]-[Blank or MP]-[Blank MS & SVPD3]-[All Packaging] | Indoor Luminaires | High-Bay | High-Bay Luminaires for Commercial and Industrial Buildings | Standard | FALSE | [9 empty] | 42798 | Dimmable | Continuous Below 10 | Yes |  | 4.1 | 16064.58 | 117.89 | 136.27 | 6.6 | 0.99 | 3500 | 81.8
PRA23QNR | Eaton (formerly Cooper Lighting) | Metalux | HBLED-LD5-18SE-N-CL/WG-[All Voltage]-L835-[Driver Includes CD and 5LTD]2-[All Emergency Options]-[Blank or MP]-[Blank MS & SVPD3]-[All Packaging] | Indoor Luminaires | High-Bay | High-Bay Luminaires for Commercial and Industrial Buildings | Standard | FALSE | [9 empty] | 42798 | Dimmable | Continuous Below 10 | Yes |  | 4.1 | 16045.77 | 117.75 | 136.27 | 6.6 | 0.99 | 3500 | 81.8
PMJ3YRQ6 | Eaton (formerly Cooper Lighting) | Metalux | HBLED-LD5-18SE-N-CL/WG-[All Voltage]-L835-[Driver Includes CD and 5LTD]2-[All Emergency Options]-[Blank or MP]-[Blank MS & SVPD3]-[All Packaging] | Indoor Luminaires | High-Bay | High-Bay Aisle Luminaires | Standard | FALSE | [9 empty] | 42798 | Dimmable | Continuous Below 10 | Yes |  | 4.1 | 16045.77 | 117.75 | 136.27 | 6.6 | 0.99 | 3500 | 81.8
PTZR45F8 | Eaton (formerly Cooper Lighting) | Metalux | HBLED-LD5-18SE-W-Al-[All Voltage]-L835-[Driver Includes CD and 5LTD]2-[All Emergency Options]-[Blank or MP]-[Blank MS & SVPD3]-[All Packaging] | Indoor Luminaires | High-Bay | High-Bay Luminaires for Commercial and Industrial Buildings | Standard | FALSE | [9 empty] | 42798 | Dimmable | Continuous Below 10 | Yes |  | 4.1 | 15970.53 | 117.2 | 136.27 | 6.6 | 0.99 | 3500 | 81.8
PUH85V7G | Eaton (formerly Cooper Lighting) | Metalux | HBLED-LD5-18SE-W-A-[All Voltage]-L835-[Driver Includes CD and 5LTD]2-[All Emergency Options]-[Blank or MP]-[Blank MS & SVPD3]-[All Packaging] | Indoor Luminaires | High-Bay | High-Bay Luminaires for Commercial and Industrial Buildings | Standard | FALSE | [9 empty] | 42798 | Dimmable | Continuous Below 10 | Yes |  | 4.1 | 15914.1 | 116.78 | 136.27 | 6.6 | 0.99 | 3500 | 81.8
P7W5TAE2 | Eaton (formerly Cooper Lighting) | Metalux | HBLED-LD5-18SE-W-A/WG-[All Voltage]-L835-[Driver Includes CD and 5LTD]2-[All Emergency Options]-[Blank or MP]-[Blank MS & SVPD3]-[All Packaging] | Indoor Luminaires | High-Bay | High-Bay Luminaires for Commercial and Industrial Buildings | Standard | FALSE | [9 empty] | 42798 | Dimmable | Continuous Below 10 | Yes |  | 4.1 | 15752.32 | 115.59 | 136.27 | 6.6 | 0.99 | 3500 | 81.8
PQJ1FKDD | Eaton (formerly Cooper Lighting) | Metalux | HBLED-LD5-54SE-N-[Voltage Includes 120V 277V UNV & UNC]-L835-CD4-[All Emergency Options]-[Blank or MP]-[Blank MS & SVPD3]-[All Packaging] | Indoor Luminaires | High-Bay | High-Bay Aisle Luminaires | Standard | FALSE | [9 empty] | 42798 | Dimmable | Continuous Below 10 | Yes |  | 4.1 | 46013.59 | 114 | 403.64 | 6.4 | 1 | 3500 | 81.8
PMBR3YEQ | Eaton (formerly Cooper Lighting) | Metalux | HBLED-LD5-54SE-N-[Voltage Includes 120V 277V UNV & UNC]-L835-CD4-[All Emergency Options]-[Blank or MP]-[Blank MS & SVPD3]-[All Packaging] | Indoor Luminaires | High-Bay | High-Bay Luminaires for Commercial and Industrial Buildings | Standard | FALSE | [9 empty] | 42798 | Dimmable | Continuous Below 10 | Yes |  | 4.1 | 46013.59 | 114 | 403.64 | 6.4 | 1 | 3500 | 81.8
P2WMBX67 | Eaton (formerly Cooper Lighting) | Metalux | HBLED-LD5-44SE-N-[Voltage Includes 120V 277V UNV & UNC]-L835-CD3-[All Emergency Options]-[Blank or MP]-[Blank MS & SVPD3]-[All Packaging] | Indoor Luminaires | High-Bay | High-Bay Aisle Luminaires | Standard | FALSE | [9 empty] | 42798 | Dimmable | Continuous Below 10 | Yes |  | 4.1 | 37793.31 | 127.05 | 297.46 | 6.4 | 1 | 3500 | 81.8
P1Z8C1QW | Eaton (formerly Cooper Lighting) | Metalux | HBLED-LD5-44SE-W-CLI-[Voltage Includes 120V 277V UNV & UNC]-L835-CD3-[All Emergency Options]-[Blank or MP]-[Blank MS & SVPD3]-[All Packaging] | Indoor Luminaires | High-Bay | High-Bay Luminaires for Commercial and Industrial Buildings | Standard | FALSE | [9 empty] | 42798 | Dimmable | Continuous Below 10 | Yes |  | 4.1 | 36458.96 | 122.57 | 297.46 | 6.4 | 1 | 3500 | 81.8
P7B4B61D | Eaton (formerly Cooper Lighting) | Metalux | HBLED-LD5-44SE-W-CL-[Voltage Includes 120V 277V UNV & UNC]-L835-CD3-[All Emergency Options]-[Blank or MP]-[Blank MS & SVPD3]-[All Packaging] | Indoor Luminaires | High-Bay | High-Bay Luminaires for Commercial and Industrial Buildings | Standard | FALSE | [9 empty] | 42798 | Dimmable | Continuous Below 10 | Yes |  | 4.1 | 36184.25 | 121.64 | 297.46 | 6.4 | 1 | 3500 | 81.8
PMJ1GX3X | Eaton (formerly Cooper Lighting) | Metalux | HBLED-LD5-44SE-N-CLI-[Voltage Includes 120V 277V UNV & UNC]-L835-CD3-[All Emergency Options]-[Blank or MP]-[Blank MS & SVPD3]-[All Packaging] | Indoor Luminaires | High-Bay | High-Bay Aisle Luminaires | Standard | FALSE | [9 empty] | 42798 | Dimmable | Continuous Below 10 | Yes |  | 4.1 | 34967.64 | 117.55 | 297.46 | 6.4 | 1 | 3500 | 81.8
P2VVXMNN | Eaton (formerly Cooper Lighting) | Metalux | HBLED-LD5-44SE-N-CLI-[Voltage Includes 120V 277V UNV & UNC]-L835-CD3-[All Emergency Options]-[Blank or MP]-[Blank MS & SVPD3]-[All Packaging] | Indoor Luminaires | High-Bay | High-Bay Luminaires for Commercial and Industrial Buildings | Standard | FALSE | [9 empty] | 42798 | Dimmable | Continuous Below 10 | Yes |  | 4.1 | 34967.64 | 117.55 | 297.46 | 6.4 | 1 | 3500 | 81.8
PTQB5GZ6 | Eaton (formerly Cooper Lighting) | Metalux | HBLED-LD5-44SE-W-CL/WG-[Voltage Includes 120V 277V UNV & UNC]-L835-CD3-[All Emergency Options]-[Blank or MP]-[Blank MS & SVPD3]-[All Packaging] | Indoor Luminaires | High-Bay | High-Bay Luminaires for Commercial and Industrial Buildings | Standard | FALSE | [9 empty] | 42798 | Dimmable | Continuous Below 10 | Yes |  | 4.1 | 34418.2 | 115.71 | 297.46 | 6.4 | 1 | 3500 | 81.8
PS12E5MU | Eaton (formerly Cooper Lighting) | Metalux | HBLED-LD5-44SE-N-CL-[Voltage Includes 120V 277V UNV & UNC]-L835-CD3-[All Emergency Options]-[Blank or MP]-[Blank MS & SVPD3]-[All Packaging] | Indoor Luminaires | High-Bay | High-Bay Luminaires for Commercial and Industrial Buildings | Standard | FALSE | [9 empty] | 42798 | Dimmable | Continuous Below 10 | Yes |  | 4.1 | 34065 | 114.52 | 297.46 | 6.4 | 1 | 3500 | 81.8
P5PYZ41U | Eaton (formerly Cooper Lighting) | Metalux | HBLED-LD5-44SE-N-CL-[Voltage Includes 120V 277V UNV & UNC]-L835-CD3-[All Emergency Options]-[Blank or MP]-[Blank MS & SVPD3]-[All Packaging] | Indoor Luminaires | High-Bay | High-Bay Aisle Luminaires | Standard | FALSE | [9 empty] | 42798 | Dimmable | Continuous Below 10 | Yes |  | 4.1 | 34065 | 114.52 | 297.46 | 6.4 | 1 | 3500 | 81.8
PK8W2DEE | Eaton (formerly Cooper Lighting) | Metalux | HBLED-LD5-44SE-W-FLI-[Voltage Includes 120V 277V UNV & UNC]-L835-CD3-[All Emergency Options]-[Blank or MP]-[Blank MS & SVPD3]-[All Packaging] | Indoor Luminaires | High-Bay | High-Bay Luminaires for Commercial and Industrial Buildings | Standard | FALSE | [9 empty] | 42798 | Dimmable | Continuous Below 10 | Yes |  | 4.1 | 33515.56 | 112.67 | 297.46 | 6.4 | 1 | 3500 | 81.8
PAHZU49F | Eaton (formerly Cooper Lighting) | Metalux | HBLED-LD5-44SE-N-CL/WG-[Voltage Includes 120V 277V UNV & UNC]-L835-CD3-[All Emergency Options]-[Blank or MP]-[Blank MS & SVPD3]-[All Packaging] | Indoor Luminaires | High-Bay | High-Bay Luminaires for Commercial and Industrial Buildings | Standard | FALSE | [9 empty] | 42798 | Dimmable | Continuous Below 10 | Yes |  | 4.1 | 33476.31 | 112.54 | 297.46 | 6.4 | 1 | 3500 | 81.8
P9M8CYK5 | Eaton (formerly Cooper Lighting) | Metalux | HBLED-LD5-44SE-N-CL/WG-[Voltage Includes 120V 277V UNV & UNC]-L835-CD3-[All Emergency Options]-[Blank or MP]-[Blank MS & SVPD3]-[All Packaging] | Indoor Luminaires | High-Bay | High-Bay Aisle Luminaires | Standard | FALSE | [9 empty] | 42798 | Dimmable | Continuous Below 10 | Yes |  | 4.1 | 33476.31 | 112.54 | 297.46 | 6.4 | 1 | 3500 | 81.8
P97C5USK | Eaton (formerly Cooper Lighting) | Metalux | HBLED-LD5-44SE-W-Al-[Voltage Includes 120V 277V UNV & UNC]-L835-CD3-[All Emergency Options]-[Blank or MP]-[Blank MS & SVPD3]-[All Packaging] | Indoor Luminaires | High-Bay | High-Bay Luminaires for Commercial and Industrial Buildings | Standard | FALSE | [9 empty] | 42798 | Dimmable | Continuous Below 10 | Yes |  | 4.1 | 33319.33 | 112.01 | 297.46 | 6.4 | 1 | 3500 | 81.8
PEK2EZD1 | Eaton (formerly Cooper Lighting) | Metalux | HBLED-LD5-44SE-W-A-[Voltage Includes 120V 277V UNV & UNC]-L835-CD3-[All Emergency Options]-[Blank or MP]-[Blank MS & SVPD3]-[All Packaging] | Indoor Luminaires | High-Bay | High-Bay Luminaires for Commercial and Industrial Buildings | Standard | FALSE | [9 empty] | 42798 | Dimmable | Continuous Below 10 | Yes |  | 4.1 | 33201.6 | 111.62 | 297.46 | 6.4 | 1 | 3500 | 81.8
PPG7PED2 | Eaton (formerly Cooper Lighting) | Metalux | HBLED-LD5-15SE-N-[All Voltage]-L835-CD1-[All Emergency Options]-[Blank or MP]-[Blank MS & SVPD3]-[All Packaging] | Indoor Luminaires | High-Bay | High-Bay Aisle Luminaires | Standard | FALSE | [9 empty] | 42798 | Dimmable | Continuous Below 10 | Yes |  | 4.1 | 12900.18 | 130.8 | 98.62 | 6.4 | 1 | 3500 | 81.8
PRGTMT5S | Eaton (formerly Cooper Lighting) | Metalux | HBLED-LD5-15SE-N-CLI-[All Voltage]-L835-CD1-[All Emergency Options]-[Blank or MP]-[Blank MS & SVPD3]-[All Packaging] | Indoor Luminaires | High-Bay | High-Bay Aisle Luminaires | Standard | FALSE | [9 empty] | 42798 | Dimmable | Continuous Below 10 | Yes |  | 4.1 | 11935.68 | 121.02 | 98.62 | 6.4 | 1 | 3500 | 81.8
PGXTK74U | Eaton (formerly Cooper Lighting) | Metalux | HBLED-LD5-15SE-N-CLI-[All Voltage]-L835-CD1-[All Emergency Options]-[Blank or MP]-[Blank MS & SVPD3]-[All Packaging] | Indoor Luminaires | High-Bay | High-Bay Luminaires for Commercial and Industrial Buildings | Standard | FALSE | [9 empty] | 42798 | Dimmable | Continuous Below 10 | Yes |  | 4.1 | 11935.68 | 121.02 | 98.62 | 6.4 | 1 | 3500 | 81.8
P8H7P384 | Eaton (formerly Cooper Lighting) | Metalux | HBLED-LD5-15SE-W-CL/WG-[All Voltage]-L835-CD1-[All Emergency Options]-[Blank or MP]-[Blank MS & SVPD3]-[All Packaging] | Indoor Luminaires | High-Bay | High-Bay Luminaires for Commercial and Industrial Buildings | Standard | FALSE | [9 empty] | 42798 | Dimmable | Continuous Below 10 | Yes |  | 4.1 | 11748.14 | 119.12 | 98.62 | 6.4 | 1 | 3500 | 81.8
PX6Q1QJV | Eaton (formerly Cooper Lighting) | Metalux | HBLED-LD5-15SE-N-CL-[All Voltage]-L835-CD1-[All Emergency Options]-[Blank or MP]-[Blank MS & SVPD3]-[All Packaging] | Indoor Luminaires | High-Bay | High-Bay Luminaires for Commercial and Industrial Buildings | Standard | FALSE | [9 empty] | 42798 | Dimmable | Continuous Below 10 | Yes |  | 4.1 | 11627.58 | 117.9 | 98.62 | 6.4 | 1 | 3500 | 81.8
PH1FN5BA | Eaton (formerly Cooper Lighting) | Metalux | HBLED-LD5-15SE-N-CL-[All Voltage]-L835-CD1-[All Emergency Options]-[Blank or MP]-[Blank MS & SVPD3]-[All Packaging] | Indoor Luminaires | High-Bay | High-Bay Aisle Luminaires | Standard | FALSE | [9 empty] | 42798 | Dimmable | Continuous Below 10 | Yes |  | 4.1 | 11627.58 | 117.9 | 98.62 | 6.4 | 1 | 3500 | 81.8
P14DHGWJ | Eaton (formerly Cooper Lighting) | Metalux | HBLED-LD5-15SE-W-FLI-[All Voltage]-L835-CD1-[All Emergency Options]-[Blank or MP]-[Blank MS & SVPD3]-[All Packaging] | Indoor Luminaires | High-Bay | High-Bay Luminaires for Commercial and Industrial Buildings | Standard | FALSE | [9 empty] | 42798 | Dimmable | Continuous Below 10 | Yes |  | 4.1 | 11440.03 | 116 | 98.62 | 6.4 | 1 | 3500 | 81.8
PRUM92MG | Eaton (formerly Cooper Lighting) | Metalux | HBLED-LD5-15SE-N-CL/WG-[All Voltage]-L835-CD1-[All Emergency Options]-[Blank or MP]-[Blank MS & SVPD3]-[All Packaging] | Indoor Luminaires | High-Bay | High-Bay Aisle Luminaires | Standard | FALSE | [9 empty] | 42798 | Dimmable | Continuous Below 10 | Yes |  | 4.1 | 11426.64 | 115.86 | 98.62 | 6.4 | 1 | 3500 | 81.8
P4DM1JEW | Eaton (formerly Cooper Lighting) | Metalux | HBLED-LD5-15SE-N-CL/WG-[All Voltage]-L835-CD1-[All Emergency Options]-[Blank or MP]-[Blank MS & SVPD3]-[All Packaging] | Indoor Luminaires | High-Bay | High-Bay Luminaires for Commercial and Industrial Buildings | Standard | FALSE | [9 empty] | 42798 | Dimmable | Continuous Below 10 | Yes |  | 4.1 | 11426.64 | 115.86 | 98.62 | 6.4 | 1 | 3500 | 81.8
PZ618Y4Z | Eaton (formerly Cooper Lighting) | Metalux | HBLED-LD5-15SE-W-Al-[All Voltage]-L835-CD1-[All Emergency Options]-[Blank or MP]-[Blank MS & SVPD3]-[All Packaging] | Indoor Luminaires | High-Bay | High-Bay Luminaires for Commercial and Industrial Buildings | Standard | FALSE | [9 empty] | 42798 | Dimmable | Continuous Below 10 | Yes |  | 4.1 | 11373.05 | 115.32 | 98.62 | 6.4 | 1 | 3500 | 81.8
PEF134PX | Eaton (formerly Cooper Lighting) | Metalux | HBLED-LD5-15SE-W-A-[All Voltage]-L835-CD1-[All Emergency Options]-[Blank or MP]-[Blank MS & SVPD3]-[All Packaging] | Indoor Luminaires | High-Bay | High-Bay Luminaires for Commercial and Industrial Buildings | Standard | FALSE | [9 empty] | 42798 | Dimmable | Continuous Below 10 | Yes |  | 4.1 | 11332.87 | 114.91 | 98.62 | 6.4 | 1 | 3500 | 81.8
PEBR9WTV | Eaton (formerly Cooper Lighting) | Metalux | HBLED-LD5-15SE-W-A/WG-[All Voltage]-L835-CD1-[All Emergency Options]-[Blank or MP]-[Blank MS & SVPD3]-[All Packaging] | Indoor Luminaires | High-Bay | High-Bay Luminaires for Commercial and Industrial Buildings | Standard | FALSE | [9 empty] | 42798 | Dimmable | Continuous Below 10 | Yes |  | 4.1 | 11217.66 | 113.74 | 98.62 | 6.4 | 1 | 3500 | 81.8
P31WJSUB | Eaton (formerly Cooper Lighting) | Metalux | HBLED-LD5-30SE-N-[Voltage Includes 120V 347V 480V & UNC]-L835-[Driver Includes CD and 5LTD]2-[All Emergency Options]-[Blank or MP]-[Blank MS & SVPD3]-[All Packaging] | Indoor Luminaires | High-Bay | High-Bay Aisle Luminaires | Standard | FALSE | [9 empty] | 42798 | Dimmable | Continuous Below 10 | Yes |  | 4.1 | 25205.38 | 127.67 | 197.42 | 6.33 | 1 | 3500 | 81.8
PRX3U54P | Eaton (formerly Cooper Lighting) | Metalux | HBLED-LD5-30SE-W-CLI-[All Voltage]-L835-[Driver Includes CD and 5LTD]2-[All Emergency Options]-[Blank or MP]-[Blank MS & SVPD3]-[All Packaging] | Indoor Luminaires | High-Bay | High-Bay Luminaires for Commercial and Industrial Buildings | Standard | FALSE | [9 empty] | 42798 | Dimmable | Continuous Below 10 | Yes |  | 4.1 | 24315.47 | 123.16 | 197.42 | 6.33 | 1 | 3500 | 81.8
PGSAWSZC | Eaton (formerly Cooper Lighting) | Metalux | HBLED-LD5-30SE-W-CL-[All Voltage]-L835-[Driver Includes CD and 5LTD]2-[All Emergency Options]-[Blank or MP]-[Blank MS & SVPD3]-[All Packaging] | Indoor Luminaires | High-Bay | High-Bay Luminaires for Commercial and Industrial Buildings | Standard | FALSE | [9 empty] | 42798 | Dimmable | Continuous Below 10 | Yes |  | 4.1 | 24132.25 | 122.24 | 197.42 | 6.33 | 1 | 3500 | 81.8
PQ6M6H73 | Eaton (formerly Cooper Lighting) | Metalux | HBLED-LD5-30SE-N-CLI-[All Voltage]-L835-[Driver Includes CD and 5LTD]2-[All Emergency Options]-[Blank or MP]-[Blank MS & SVPD3]-[All Packaging] | Indoor Luminaires | High-Bay | High-Bay Luminaires for Commercial and Industrial Buildings | Standard | FALSE | [9 empty] | 42798 | Dimmable | Continuous Below 10 | Yes |  | 4.1 | 23320.86 | 118.13 | 197.42 | 6.33 | 1 | 3500 | 81.8
P138A68U | Eaton (formerly Cooper Lighting) | Metalux | HBLED-LD5-30SE-N-CLI-[All Voltage]-L835-[Driver Includes CD and 5LTD]2-[All Emergency Options]-[Blank or MP]-[Blank MS & SVPD3]-[All Packaging] | Indoor Luminaires | High-Bay | High-Bay Aisle Luminaires | Standard | FALSE | [9 empty] | 42798 | Dimmable | Continuous Below 10 | Yes |  | 4.1 | 23320.86 | 118.13 | 197.42 | 6.33 | 1 | 3500 | 81.8
PMEZC4QJ | Eaton (formerly Cooper Lighting) | Metalux | HBLED-LD5-30SE-W-CL/WG-[All Voltage]-L835-[Driver Includes CD and 5LTD]2-[All Emergency Options]-[Blank or MP]-[Blank MS & SVPD3]-[All Packaging] | Indoor Luminaires | High-Bay | High-Bay Luminaires for Commercial and Industrial Buildings | Standard | FALSE | [9 empty] | 42798 | Dimmable | Continuous Below 10 | Yes |  | 4.1 | 22954.43 | 116.27 | 197.42 | 6.33 | 1 | 3500 | 81.8
PYM9NVWC | Eaton (formerly Cooper Lighting) | Metalux | HBLED-LD5-30SE-N-CL-[All Voltage]-L835-[Driver Includes CD and 5LTD]2-[All Emergency Options]-[Blank or MP]-[Blank MS & SVPD3]-[All Packaging] | Indoor Luminaires | High-Bay | High-Bay Aisle Luminaires | Standard | FALSE | [9 empty] | 42798 | Dimmable | Continuous Below 10 | Yes |  | 4.1 | 22718.86 | 115.08 | 197.42 | 6.33 | 1 | 3500 | 81.8
PDSPGQMA | Eaton (formerly Cooper Lighting) | Metalux | HBLED-LD5-30SE-N-CL-[All Voltage]-L835-[Driver Includes CD and 5LTD]2-[All Emergency Options]-[Blank or MP]-[Blank MS & SVPD3]-[All Packaging] | Indoor Luminaires | High-Bay | High-Bay Luminaires for Commercial and Industrial Buildings | Standard | FALSE | [9 empty] | 42798 | Dimmable | Continuous Below 10 | Yes |  | 4.1 | 22718.86 | 115.08 | 197.42 | 6.33 | 1 | 3500 | 81.8
PMHZSJS8 | Eaton (formerly Cooper Lighting) | Metalux | HBLED-LD5-30SE-W-FLI-[All Voltage]-L835-[Driver Includes CD and 5LTD]2-[All Emergency Options]-[Blank or MP]-[Blank MS & SVPD3]-[All Packaging] | Indoor Luminaires | High-Bay | High-Bay Luminaires for Commercial and Industrial Buildings | Standard | FALSE | [9 empty] | 42798 | Dimmable | Continuous Below 10 | Yes |  | 4.1 | 22352.43 | 113.22 | 197.42 | 6.33 | 1 | 3500 | 81.8
PYPPDFUG | Eaton (formerly Cooper Lighting) | Metalux | HBLED-LD5-30SE-N-CL/WG-[All Voltage]-L835-[Driver Includes CD and 5LTD]2-[All Emergency Options]-[Blank or MP]-[Blank MS & SVPD3]-[All Packaging] | Indoor Luminaires | High-Bay | High-Bay Aisle Luminaires | Standard | FALSE | [9 empty] | 42798 | Dimmable | Continuous Below 10 | Yes |  | 4.1 | 22326.26 | 113.09 | 197.42 | 6.33 | 1 | 3500 | 81.8
PP5HKY18 | Eaton (formerly Cooper Lighting) | Metalux | HBLED-LD5-30SE-N-CL/WG-[All Voltage]-L835-[Driver Includes CD and 5LTD]2-[All Emergency Options]-[Blank or MP]-[Blank MS & SVPD3]-[All Packaging] | Indoor Luminaires | High-Bay | High-Bay Luminaires for Commercial and Industrial Buildings | Standard | FALSE | [9 empty] | 42798 | Dimmable | Continuous Below 10 | Yes |  | 4.1 | 22326.26 | 113.09 | 197.42 | 6.33 | 1 | 3500 | 81.8
PUT6S6SU | Eaton (formerly Cooper Lighting) | Metalux | HBLED-LD5-30SE-W-Al-[All Voltage]-L835-[Driver Includes CD and 5LTD]2-[All Emergency Options]-[Blank or MP]-[Blank MS & SVPD3]-[All Packaging] | Indoor Luminaires | High-Bay | High-Bay Luminaires for Commercial and Industrial Buildings | Standard | FALSE | [9 empty] | 42798 | Dimmable | Continuous Below 10 | Yes |  | 4.1 | 22221.56 | 112.56 | 197.42 | 6.33 | 1 | 3500 | 81.8
PMWV2DX6 | Eaton (formerly Cooper Lighting) | Metalux | HBLED-LD5-30SE-W-A-[All Voltage]-L835-[Driver Includes CD and 5LTD]2-[All Emergency Options]-[Blank or MP]-[Blank MS & SVPD3]-[All Packaging] | Indoor Luminaires | High-Bay | High-Bay Luminaires for Commercial and Industrial Buildings | Standard | FALSE | [9 empty] | 42798 | Dimmable | Continuous Below 10 | Yes |  | 4.1 | 22143.04 | 112.16 | 197.42 | 6.33 | 1 | 3500 | 81.8
P2BJCUTM | Eaton (formerly Cooper Lighting) | Metalux | HBLED-LD5-44SE-W-UNV-L835-ED3-[All Emergency Options]-[Blank or MP]-[Blank MS & SVPD3]-[All Packaging] | Indoor Luminaires | High-Bay | High-Bay Luminaires for Commercial and Industrial Buildings | Standard | TRUE | 39383.2 | 131.1 | 300.3 | 4.76 | 0.999 | 3499 | 82.4 | 5 | 60000 | 42798 | Not Dimmable | Not Dimmable | Yes |  | 4.1 | 39383.2 | 131.1 | 300.3 | 4.76 | 1 | 3500 | 81.8
PUUKD2Q4 | Eaton (formerly Cooper Lighting) | Metalux | HBLED-LD5-54SE-N-UNV-L840-ED4-[All Emergency Options]-[Blank or MP]-[Blank MS & SVPD3]-[All Packaging] | Indoor Luminaires | High-Bay | High-Bay Aisle Luminaires | Standard | TRUE | 45197.5 | 111.3 | 406 | 4.65 | 0.999 | 4093 | 82.58 | 5 | 60000 | 42798 | Not Dimmable | Not Dimmable | Yes |  | 4.1 | 45197.5 | 111.3 | 406 | 4.65 | 1 | 4000 | 81.8
PJ6PKVKT | Eaton (formerly Cooper Lighting) | Metalux | HBLED-LD5-54SE-N-UNV-L840-ED4-[All Emergency Options]-[Blank or MP]-[Blank MS & SVPD3]-[All Packaging] | Indoor Luminaires | High-Bay | High-Bay Luminaires for Commercial and Industrial Buildings | Standard | TRUE | 45197.5 | 111.3 | 406 | 4.65 | 0.999 | 4093 | 82.58 | 5 | 60000 | 42798 | Not Dimmable | Not Dimmable | Yes |  | 4.1 | 45197.5 | 111.3 | 406 | 4.65 | 1 | 4000 | 81.8
P6PQVCHW | Eaton (formerly Cooper Lighting) | Metalux | HBLED-LD5-12SE-W-A/WG-[All Voltage]-L835-ED1-[All Emergency Options]-[Blank or MP]-[Blank MS & SVPD3]-[All Packaging] | Indoor Luminaires | High-Bay | High-Bay Luminaires for Commercial and Industrial Buildings | Standard | TRUE | 9021.4 | 120 | 75.2 | 14.8 | 0.972 | 3499 | 82.4 | 5 | 60000 | 42798 | Not Dimmable | Not Dimmable | Yes |  | 4.1 | 9021.4 | 120 | 75.2 | 5.94 | 1 | 3500 | 81.8
PBCK5TPV | AGC Lighting Co. Ltd | AGC lighting | HB06-120/T | Indoor Luminaires | High-Bay | High-Bay Luminaires for Commercial and Industrial Buildings | Premium | TRUE | 15790 | 133.36 | 118.4013 | 13.58 | 0.9383 | 5166 | 85.2 | 5 | 50000 | 42797 |  |  | No |  | 4.1 | 16095 | 134.24 | 119.9 | 13.58 | 0.94 | 5000 | 85.2
PAGZV4D4 | AGC Lighting Co. Ltd | AGC lighting | HB06-200/T | Indoor Luminaires | High-Bay | High-Bay Luminaires for Commercial and Industrial Buildings | Premium | TRUE | 25761 | 127.21 | 202.5077 | 17.03 | 0.917 | 5155 | 85 | 5 | 50000 | 42797 |  |  | No |  | 4.1 | 25761 | 127.21 | 202.5 | 17.03 | 0.92 | 5000 | 85
PP8C9R28 | AGC Lighting Co. Ltd | AGC lighting | HB06-150/T | Indoor Luminaires | High-Bay | High-Bay Luminaires for Commercial and Industrial Buildings | Premium | FALSE | [9 empty] | 42797 |  |  | No |  | 4.1 | 19822 | 129.39 | 153.2 | 16.47 | 0.93 | 5000 | 84.8
PY129V8U | Sunpark Electronics Corp. | SUNPARK | HB5D-92W-VHO-5000K | Indoor Luminaires | High-Bay | High-Bay Luminaires for Commercial and Industrial Buildings | Premium | TRUE | 12163.8 | 131.26 | 92.67 | 12.21 | 0.96 | 5296 | 83.6 | 5 | 50000 | 42797 |  |  | No |  | 4.1 | 11918 | 130.1 | 91.6 | 10.5 | 0.99 | 5000 | 83
PTNTZQ1K | Sunpark Electronics Corp. | SUNPARK | HB5D-92W-VHO-4000K | Indoor Luminaires | High-Bay | High-Bay Luminaires for Commercial and Industrial Buildings | Premium | TRUE | 11920.53 | 130.11 | 91.62 | 12.21 | 0.96 | 4132 | 83.6 | 5 | 50000 | 42797 |  |  | No |  | 4.1 | 11918 | 130.1 | 91.6 | 10.5 | 0.99 | 4000 | 83
P25RHC3C | Sunpark Electronics Corp. | SUNPARK | HB8D-185W-VHO-5000K | Indoor Luminaires | High-Bay | High-Bay Luminaires for Commercial and Industrial Buildings | Premium | FALSE | [9 empty] | 42797 |  |  | No |  | 4.1 | 23835 | 130.1 | 183.2 | 10.5 | 0.99 | 5000 | 83
PMD6DHMM | Sunpark Electronics Corp. | SUNPARK | HB7D-140W-VHO-5000K | Indoor Luminaires | High-Bay | High-Bay Luminaires for Commercial and Industrial Buildings | Premium | FALSE | [9 empty] | 42797 |  |  | No |  | 4.1 | 17875 | 130.1 | 137.4 | 10.5 | 0.99 | 5000 | 83
PGN5XK8J | Sunpark Electronics Corp. | SUNPARK | HB6D-140W-VHO-5000K | Indoor Luminaires | High-Bay | High-Bay Luminaires for Commercial and Industrial Buildings | Premium | FALSE | [9 empty] | 42797 |  |  | No |  | 4.1 | 17875 | 130.1 | 137.4 | 10.5 | 0.99 | 5000 | 83
P2JDKSSP | Sunpark Electronics Corp. | SUNPARK | HB8D-185W-VHO-4000K | Indoor Luminaires | High-Bay | High-Bay Luminaires for Commercial and Industrial Buildings | Premium | FALSE | [9 empty] | 42797 |  |  | No |  | 4.1 | 23835 | 130.1 | 183.2 | 10.5 | 0.99 | 4000 | 83
PPT4EK5P | Sunpark Electronics Corp. | SUNPARK | HB7D-140W-VHO-4000K | Indoor Luminaires | High-Bay | High-Bay Luminaires for Commercial and Industrial Buildings | Premium | FALSE | [9 empty] | 42797 |  |  | No |  | 4.1 | 17875 | 130.1 | 137.4 | 10.5 | 0.99 | 4000 | 83
P3UJ9UZ1 | Sunpark Electronics Corp. | SUNPARK | HB6D-140W-VHO-4000K | Indoor Luminaires | High-Bay | High-Bay Luminaires for Commercial and Industrial Buildings | Premium | FALSE | [9 empty] | 42797 |  |  | No |  | 4.1 | 17875 | 130.1 | 137.4 | 10.5 | 0.99 | 4000 | 83
PGQ9S8HB | Eaton (formerly Cooper Lighting) | Metalux | 4LBLED-LD4-10-ASYMW-[Voltage Includes UNV & 347]-L840-CD2-[All Wiring]-U | Indoor Luminaires | High-Bay | High-Bay Luminaires for Commercial and Industrial Buildings | Standard | TRUE | 9973.9 | 115.7 | 86.2 | 17.42 | 0.9605 | 4001 | 84.1 | 5 | 50000 | 42797 |  |  | No |  | 4.1 | 9961 | 120.92 | 82.38 | 10.57 | 0.98 | 4000 | 83.5
PCS1HBTA | Eaton (formerly Cooper Lighting) | Metalux | 4LBLED-LD4-8-SYMW-347-L840-CD2-[All Wiring]-U | Indoor Luminaires | High-Bay | Low-Bay Luminaires for Commercial and Industrial Buildings | Premium | TRUE | 7958.9 | 128.6 | 61.9 | 15.17 | 0.9568 | 4001 | 84.1 | 5 | 50000 | 42797 |  |  | No |  | 4.1 | 7977 | 137.18 | 58.15 | 12.93 | 0.95 | 4000 | 83.5
PYKRDVKA | Eaton (formerly Cooper Lighting) | Metalux | 4LBLED-LD4-6-SYMW-[Voltage Includes UNV & 347]-L840-CD1-[All Wiring]-U | Indoor Luminaires | High-Bay | Low-Bay Luminaires for Commercial and Industrial Buildings | Premium | TRUE | 6096.2 | 142.4 | 42.8 | 17.74 | 0.93 | 4001 | 84.1 | 5 | 50000 | 42797 |  |  | No |  | 4.1 | 6096 | 140.14 | 43.5 | 10.79 | 0.98 | 4000 | 83.5
P6SJYAVY | Eaton (formerly Cooper Lighting) | Metalux | 8LBLED-LD4-10-SYMF-347-L850-CD2-[All Wiring]-U | Indoor Luminaires | High-Bay | High-Bay Luminaires for Commercial and Industrial Buildings | Premium | FALSE | [9 empty] | 42797 |  |  | No |  | 4.1 | 11290.08 | 157.66 | 71.61 | 13.93 | 0.96 | 5000 | 83.5
PF6Y5YUV | Eaton (formerly Cooper Lighting) | Metalux | 8LBLED-LD4-10-SYMW-347-L850-CD2-[All Wiring]-U | Indoor Luminaires | High-Bay | High-Bay Luminaires for Commercial and Industrial Buildings | Premium | FALSE | [9 empty] | 42797 |  |  | No |  | 4.1 | 10672.76 | 149.04 | 71.61 | 13.93 | 0.96 | 5000 | 83.5
P5NWFZQR | Eaton (formerly Cooper Lighting) | Metalux | 8LBLED-LD4-14-ASYMF-347-L850-CD3-[All Wiring]-U | Indoor Luminaires | High-Bay | High-Bay Luminaires for Commercial and Industrial Buildings | Premium | FALSE | [9 empty] | 42797 |  |  | No |  | 4.1 | 16085.06 | 141.43 | 113.73 | 13.87 | 0.96 | 5000 | 83.5
PWP95PQ1 | Eaton (formerly Cooper Lighting) | Metalux | 8LBLED-LD4-14-ASYMW-347-L850-CD3-[All Wiring]-U | Indoor Luminaires | High-Bay | High-Bay Luminaires for Commercial and Industrial Buildings | Premium | FALSE | [9 empty] | 42797 |  |  | No |  | 4.1 | 15205.56 | 133.7 | 113.73 | 13.87 | 0.96 | 5000 | 83.5
P688YV2D | Eaton (formerly Cooper Lighting) | Metalux | 8LBLED-LD4-12-SYMF-347-L850-CD2-[All Wiring]-U | Indoor Luminaires | High-Bay | High-Bay Luminaires for Commercial and Industrial Buildings | Premium | FALSE | [9 empty] | 42797 |  |  | No |  | 4.1 | 13452.77 | 156.41 | 86.01 | 13.83 | 0.97 | 5000 | 83.5
PDCGN98B | Eaton (formerly Cooper Lighting) | Metalux | 8LBLED-LD4-12-SYMW-347-L850-CD2-[All Wiring]-U | Indoor Luminaires | High-Bay | High-Bay Luminaires for Commercial and Industrial Buildings | Premium | FALSE | [9 empty] | 42797 |  |  | No |  | 4.1 | 12717.19 | 147.86 | 86.01 | 13.83 | 0.97 | 5000 | 83.5
PP34GMGG | Eaton (formerly Cooper Lighting) | Metalux | 4LBLED-LD4-10-SYMF-347-L850-CD2-[All Wiring]-U | Indoor Luminaires | High-Bay | High-Bay Luminaires for Commercial and Industrial Buildings | Premium | FALSE | [9 empty] | 42797 |  |  | No |  | 4.1 | 11167.94 | 141.55 | 78.9 | 13.82 | 0.96 | 5000 | 83.5
PQ9PV6W9 | Eaton (formerly Cooper Lighting) | Metalux | 4LBLED-LD4-10-SYMW-347-L850-CD2-[All Wiring]-U | Indoor Luminaires | High-Bay | High-Bay Luminaires for Commercial and Industrial Buildings | Premium | FALSE | [9 empty] | 42797 |  |  | No |  | 4.1 | 10557.29 | 133.81 | 78.9 | 13.82 | 0.96 | 5000 | 83.5
P6JYGSG4 | Eaton (formerly Cooper Lighting) | Metalux | 8LBLED-LD4-9-SYMF-347-L850-CD2-[All Wiring]-U | Indoor Luminaires | High-Bay | High-Bay Luminaires for Commercial and Industrial Buildings | Premium | FALSE | [9 empty] | 42797 |  |  | No |  | 4.1 | 10206.54 | 158.09 | 64.56 | 13.82 | 0.95 | 5000 | 83.5
P6MV8HY9 | Eaton (formerly Cooper Lighting) | Metalux | 8LBLED-LD4-9-SYMW-347-L850-CD2-[All Wiring]-U | Indoor Luminaires | High-Bay | Low-Bay Luminaires for Commercial and Industrial Buildings | Premium | FALSE | [9 empty] | 42797 |  |  | No |  | 4.1 | 9648.46 | 149.45 | 64.56 | 13.82 | 0.95 | 5000 | 83.5
PE4KMXGS | Eaton (formerly Cooper Lighting) | Metalux | 4LBLED-LD4-9-SYMF-347-L850-CD2-[All Wiring]-U | Indoor Luminaires | High-Bay | High-Bay Luminaires for Commercial and Industrial Buildings | Premium | FALSE | [9 empty] | 42797 |  |  | No |  | 4.1 | 10044.34 | 148.17 | 67.79 | 13.77 | 0.96 | 5000 | 83.5
PVWD5X7U | Eaton (formerly Cooper Lighting) | Metalux | 4LBLED-LD4-9-SYMW-347-L850-CD2-[All Wiring]-U | Indoor Luminaires | High-Bay | Low-Bay Luminaires for Commercial and Industrial Buildings | Premium | FALSE | [9 empty] | 42797 |  |  | No |  | 4.1 | 9495.13 | 140.07 | 67.79 | 13.77 | 0.96 | 5000 | 83.5
P5G3FNM5 | Eaton (formerly Cooper Lighting) | Metalux | 8LBLED-LD4-16-ASYMF-347-L850-CD3-[All Wiring]-U | Indoor Luminaires | High-Bay | High-Bay Luminaires for Commercial and Industrial Buildings | Premium | FALSE | [9 empty] | 42797 |  |  | No |  | 4.1 | 18040.74 | 140.12 | 128.75 | 13.74 | 0.97 | 5000 | 83.5
P226287K | Eaton (formerly Cooper Lighting) | Metalux | 8LBLED-LD4-16-ASYMW-347-L850-CD3-[All Wiring]-U | Indoor Luminaires | High-Bay | High-Bay Luminaires for Commercial and Industrial Buildings | Premium | FALSE | [9 empty] | 42797 |  |  | No |  | 4.1 | 17054.31 | 132.46 | 128.75 | 13.74 | 0.97 | 5000 | 83.5
PRRXY1U8 | Eaton (formerly Cooper Lighting) | Metalux | 8LBLED-LD4-16-SYMF-347-L850-CD4-[All Wiring]-U | Indoor Luminaires | High-Bay | High-Bay Luminaires for Commercial and Industrial Buildings | Premium | FALSE | [9 empty] | 42797 |  |  | No |  | 4.1 | 17603.79 | 150.13 | 117.26 | 13.67 | 0.95 | 5000 | 83.5
PWHHHA21 | Eaton (formerly Cooper Lighting) | Metalux | 8LBLED-LD4-16-SYMW-347-L850-CD4-[All Wiring]-U | Indoor Luminaires | High-Bay | High-Bay Luminaires for Commercial and Industrial Buildings | Premium | FALSE | [9 empty] | 42797 |  |  | No |  | 4.1 | 16641.25 | 141.92 | 117.26 | 13.67 | 0.95 | 5000 | 83.5
PSJ7KUEN | Eaton (formerly Cooper Lighting) | Metalux | 4LBLED-LD4-11-SYMF-347-L850-CD2-[All Wiring]-U | Indoor Luminaires | High-Bay | High-Bay Luminaires for Commercial and Industrial Buildings | Premium | FALSE | [9 empty] | 42797 |  |  | No |  | 4.1 | 12285.36 | 139.1 | 88.32 | 13.63 | 0.97 | 5000 | 83.5
PXNJ24KZ | Eaton (formerly Cooper Lighting) | Metalux | 4LBLED-LD4-11-SYMW-347-L850-CD2-[All Wiring]-U | Indoor Luminaires | High-Bay | High-Bay Luminaires for Commercial and Industrial Buildings | Premium | FALSE | [9 empty] | 42797 |  |  | No |  | 4.1 | 11613.62 | 131.49 | 88.32 | 13.63 | 0.97 | 5000 | 83.5
PXB5YKDS | Eaton (formerly Cooper Lighting) | Metalux | 8LBLED-LD4-22-SYMF-347-L850-CD4-[All Wiring]-U | Indoor Luminaires | High-Bay | High-Bay Luminaires for Commercial and Industrial Buildings | Premium | FALSE | [9 empty] | 42797 |  |  | No |  | 4.1 | 24570.72 | 139.5 | 176.13 | 13.52 | 0.97 | 5000 | 83.5
P2ZA7TVB | Eaton (formerly Cooper Lighting) | Metalux | 8LBLED-LD4-22-SYMW-347-L850-CD4-[All Wiring]-U | Indoor Luminaires | High-Bay | High-Bay Luminaires for Commercial and Industrial Buildings | Premium | FALSE | [9 empty] | 42797 |  |  | No |  | 4.1 | 23227.24 | 131.88 | 176.13 | 13.52 | 0.97 | 5000 | 83.5
PACCKD64 | Eaton (formerly Cooper Lighting) | Metalux | 8LBLED-LD4-12-ASYMF-347-L850-CD3-[All Wiring]-U | Indoor Luminaires | High-Bay | High-Bay Luminaires for Commercial and Industrial Buildings | Premium | FALSE | [9 empty] | 42797 |  |  | No |  | 4.1 | 13574.14 | 145.46 | 93.32 | 13.46 | 0.95 | 5000 | 83.5
PUY3KJ49 | Eaton (formerly Cooper Lighting) | Metalux | 8LBLED-LD4-12-ASYMW-347-L850-CD3-[All Wiring]-U | Indoor Luminaires | High-Bay | High-Bay Luminaires for Commercial and Industrial Buildings | Premium | FALSE | [9 empty] | 42797 |  |  | No |  | 4.1 | 12831.93 | 137.5 | 93.32 | 13.46 | 0.95 | 5000 | 83.5
PFEQA9TZ | Eaton (formerly Cooper Lighting) | Metalux | 8LBLED-LD4-14-SYMF-347-L850-CD2-[All Wiring]-U | Indoor Luminaires | High-Bay | High-Bay Luminaires for Commercial and Industrial Buildings | Premium | FALSE | [9 empty] | 42797 |  |  | No |  | 4.1 | 15529.38 | 154.2 | 100.71 | 13.42 | 0.98 | 5000 | 83.5
PASZHA96 | Eaton (formerly Cooper Lighting) | Metalux | 8LBLED-LD4-14-SYMW-347-L850-CD2-[All Wiring]-U | Indoor Luminaires | High-Bay | High-Bay Luminaires for Commercial and Industrial Buildings | Premium | FALSE | [9 empty] | 42797 |  |  | No |  | 4.1 | 14680.26 | 145.77 | 100.71 | 13.42 | 0.98 | 5000 | 83.5
P9JY5W44 | Eaton (formerly Cooper Lighting) | Metalux | 4LBLED-LD4-8-SYMF-347-L850-CD2-[All Wiring]-U | Indoor Luminaires | High-Bay | Low-Bay Luminaires for Commercial and Industrial Buildings | Premium | FALSE | [9 empty] | 42797 |  |  | No |  | 4.1 | 8801.9 | 151.37 | 58.15 | 12.93 | 0.95 | 5000 | 83.5
PTYMN3Y3 | Eaton (formerly Cooper Lighting) | Metalux | 4LBLED-LD4-8-SYMW-347-L850-CD2-[All Wiring]-U | Indoor Luminaires | High-Bay | Low-Bay Luminaires for Commercial and Industrial Buildings | Premium | FALSE | [9 empty] | 42797 |  |  | No |  | 4.1 | 8320.62 | 143.09 | 58.15 | 12.93 | 0.95 | 5000 | 83.5
PQZ5YGP9 | Eaton (formerly Cooper Lighting) | Metalux | 4LBLED-LD4-6-ASYMF-[Voltage Includes UNV & 347]-L850-CD2-[All Wiring]-U | Indoor Luminaires | High-Bay | Low-Bay Luminaires for Commercial and Industrial Buildings | Premium | FALSE | [9 empty] | 42797 |  |  | No |  | 4.1 | 6787.07 | 144.53 | 46.96 | 11.11 | 0.96 | 5000 | 83.5
P3JBUC5J | Eaton (formerly Cooper Lighting) | Metalux | 4LBLED-LD4-6-ASYMW-[Voltage Includes UNV & 347]-L850-CD2-[All Wiring]-U | Indoor Luminaires | High-Bay | Low-Bay Luminaires for Commercial and Industrial Buildings | Premium | FALSE | [9 empty] | 42797 |  |  | No |  | 4.1 | 6415.97 | 136.63 | 46.96 | 11.11 | 0.96 | 5000 | 83.5
PS9V21Q9 | Eaton (formerly Cooper Lighting) | Metalux | 4LBLED-LD4-7-ASYMF-[Voltage Includes UNV & 347]-L850-CD2-[All Wiring]-U | Indoor Luminaires | High-Bay | Low-Bay Luminaires for Commercial and Industrial Buildings | Premium | FALSE | [9 empty] | 42797 |  |  | No |  | 4.1 | 8042.53 | 141.08 | 57.01 | 10.91 | 0.97 | 5000 | 83.5
P7F2TAHW | Eaton (formerly Cooper Lighting) | Metalux | 4LBLED-LD4-7-ASYMW-[Voltage Includes UNV & 347]-L850-CD2-[All Wiring]-U | Indoor Luminaires | High-Bay | Low-Bay Luminaires for Commercial and Industrial Buildings | Premium | FALSE | [9 empty] | 42797 |  |  | No |  | 4.1 | 7602.78 | 133.37 | 57.01 | 10.91 | 0.97 | 5000 | 83.5
P98Y6JST | Eaton (formerly Cooper Lighting) | Metalux | 4LBLED-LD4-6-SYMF-[Voltage Includes UNV & 347]-L850-CD1-[All Wiring]-U | Indoor Luminaires | High-Bay | Low-Bay Luminaires for Commercial and Industrial Buildings | Premium | FALSE | [9 empty] | 42797 |  |  | No |  | 4.1 | 6726.38 | 154.63 | 43.5 | 10.79 | 0.98 | 5000 | 83.5
PRDMP6NY | Eaton (formerly Cooper Lighting) | Metalux | 4LBLED-LD4-6-SYMW-[Voltage Includes UNV & 347]-L850-CD1-[All Wiring]-U | Indoor Luminaires | High-Bay | Low-Bay Luminaires for Commercial and Industrial Buildings | Premium | FALSE | [9 empty] | 42797 |  |  | No |  | 4.1 | 6358.6 | 146.17 | 43.5 | 10.79 | 0.98 | 5000 | 83.5
PUH1YEXX | Eaton (formerly Cooper Lighting) | Metalux | 4LBLED-LD4-8-ASYMF-[Voltage Includes UNV & 347]-L850-CD2-[All Wiring]-U | Indoor Luminaires | High-Bay | Low-Bay Luminaires for Commercial and Industrial Buildings | Premium | FALSE | [9 empty] | 42797 |  |  | No |  | 4.1 | 9020.37 | 139.62 | 64.61 | 10.76 | 0.98 | 5000 | 83.5
PCCMQNJW | Eaton (formerly Cooper Lighting) | Metalux | 4LBLED-LD4-8-ASYMW-[Voltage Includes UNV & 347]-L850-CD2-[All Wiring]-U | Indoor Luminaires | High-Bay | Low-Bay Luminaires for Commercial and Industrial Buildings | Premium | FALSE | [9 empty] | 42797 |  |  | No |  | 4.1 | 8527.15 | 131.99 | 64.61 | 10.76 | 0.98 | 5000 | 83.5
P5UN2G7X | Eaton (formerly Cooper Lighting) | Metalux | 4LBLED-LD4-9-ASYMF-[Voltage Includes UNV & 347]-L850-CD2-[All Wiring]-U | Indoor Luminaires | High-Bay | High-Bay Luminaires for Commercial and Industrial Buildings | Premium | FALSE | [9 empty] | 42797 |  |  | No |  | 4.1 | 10035.51 | 137.18 | 73.16 | 10.6 | 0.98 | 5000 | 83.5
PC5WR6NS | Eaton (formerly Cooper Lighting) | Metalux | 4LBLED-LD4-9-ASYMW-[Voltage Includes UNV & 347]-L850-CD2-[All Wiring]-U | Indoor Luminaires | High-Bay | Low-Bay Luminaires for Commercial and Industrial Buildings | Premium | FALSE | [9 empty] | 42797 |  |  | No |  | 4.1 | 9486.78 | 129.68 | 73.16 | 10.6 | 0.98 | 5000 | 83.5
P7EPP7HB | Eaton (formerly Cooper Lighting) | Metalux | 4LBLED-LD4-7-SYMF-[Voltage Includes UNV & 347]-L850-CD1-[All Wiring]-U | Indoor Luminaires | High-Bay | Low-Bay Luminaires for Commercial and Industrial Buildings | Premium | FALSE | [9 empty] | 42797 |  |  | No |  | 4.1 | 7764.69 | 151.4 | 51.29 | 10.59 | 0.99 | 5000 | 83.5
PZE8AVKN | Eaton (formerly Cooper Lighting) | Metalux | 4LBLED-LD4-7-SYMW-[Voltage Includes UNV & 347]-L850-CD1-[All Wiring]-U | Indoor Luminaires | High-Bay | Low-Bay Luminaires for Commercial and Industrial Buildings | Premium | FALSE | [9 empty] | 42797 |  |  | No |  | 4.1 | 7340.13 | 143.12 | 51.29 | 10.59 | 0.99 | 5000 | 83.5
PYM7PNAY | Eaton (formerly Cooper Lighting) | Metalux | 4LBLED-LD4-10-ASYMF-[Voltage Includes UNV & 347]-L850-CD2-[All Wiring]-U | Indoor Luminaires | High-Bay | High-Bay Luminaires for Commercial and Industrial Buildings | Premium | FALSE | [9 empty] | 42797 |  |  | No |  | 4.1 | 10991.06 | 133.42 | 82.38 | 10.57 | 0.98 | 5000 | 83.5
PBE66XUE | Eaton (formerly Cooper Lighting) | Metalux | 4LBLED-LD4-10-ASYMW-[Voltage Includes UNV & 347]-L850-CD2-[All Wiring]-U | Indoor Luminaires | High-Bay | High-Bay Luminaires for Commercial and Industrial Buildings | Standard | FALSE | [9 empty] | 42797 |  |  | No |  | 4.1 | 10390.09 | 126.12 | 82.38 | 10.57 | 0.98 | 5000 | 83.5
PM98BT39 | Eaton (formerly Cooper Lighting) | Metalux | 4LBLED-LD4-8-SYMF-UNV-L850-CD1-[All Wiring]-U | Indoor Luminaires | High-Bay | Low-Bay Luminaires for Commercial and Industrial Buildings | Premium | FALSE | [9 empty] | 42797 |  |  | No |  | 4.1 | 8801.9 | 155.92 | 56.45 | 10.48 | 0.99 | 5000 | 83.5
P2MUXD7R | Eaton (formerly Cooper Lighting) | Metalux | 4LBLED-LD4-8-SYMW-UNV-L850-CD1-[All Wiring]-U | Indoor Luminaires | High-Bay | Low-Bay Luminaires for Commercial and Industrial Buildings | Premium | FALSE | [9 empty] | 42797 |  |  | No |  | 4.1 | 8320.62 | 147.4 | 56.45 | 10.48 | 0.99 | 5000 | 83.5
PWX9NYKF | Eaton (formerly Cooper Lighting) | Metalux | 8LBLED-LD4-16-SYMF-UNV-L850-CD2-[All Wiring]-U | Indoor Luminaires | High-Bay | High-Bay Luminaires for Commercial and Industrial Buildings | Premium | FALSE | [9 empty] | 42797 |  |  | No |  | 4.1 | 17603.79 | 154.47 | 113.96 | 10.35 | 0.99 | 5000 | 83.5
PR1XPCGW | Eaton (formerly Cooper Lighting) | Metalux | 8LBLED-LD4-16-SYMW-UNV-L850-CD2-[All Wiring]-U | Indoor Luminaires | High-Bay | High-Bay Luminaires for Commercial and Industrial Buildings | Premium | FALSE | [9 empty] | 42797 |  |  | No |  | 4.1 | 16641.25 | 146.03 | 113.96 | 10.35 | 0.99 | 5000 | 83.5
PW7E6ZG7 | Eaton (formerly Cooper Lighting) | Metalux | 8LBLED-LD4-9-ASYMF-[Voltage Includes UNV & 347]-L850-CD2-[All Wiring]-U | Indoor Luminaires | High-Bay | High-Bay Luminaires for Commercial and Industrial Buildings | Premium | FALSE | [9 empty] | 42797 |  |  | No |  | 4.1 | 10041.03 | 152 | 66.06 | 10.02 | 0.98 | 5000 | 83.5
P92AUSZJ | Eaton (formerly Cooper Lighting) | Metalux | 8LBLED-LD4-9-ASYMW-[Voltage Includes UNV & 347]-L850-CD2-[All Wiring]-U | Indoor Luminaires | High-Bay | Low-Bay Luminaires for Commercial and Industrial Buildings | Premium | FALSE | [9 empty] | 42797 |  |  | No |  | 4.1 | 9492 | 143.69 | 66.06 | 10.02 | 0.98 | 5000 | 83.5
PNCF32U5 | Eaton (formerly Cooper Lighting) | Metalux | 8LBLED-LD4-10-ASYMF-[Voltage Includes UNV & 347]-L850-CD2-[All Wiring]-U | Indoor Luminaires | High-Bay | High-Bay Luminaires for Commercial and Industrial Buildings | Premium | FALSE | [9 empty] | 42797 |  |  | No |  | 4.1 | 11316.57 | 149.95 | 75.47 | 9.99 | 0.98 | 5000 | 83.5
PW3WTGJ9 | Eaton (formerly Cooper Lighting) | Metalux | 8LBLED-LD4-10-ASYMW-[Voltage Includes UNV & 347]-L850-CD2-[All Wiring]-U | Indoor Luminaires | High-Bay | High-Bay Luminaires for Commercial and Industrial Buildings | Premium | FALSE | [9 empty] | 42797 |  |  | No |  | 4.1 | 10697.8 | 141.75 | 75.47 | 9.99 | 0.98 | 5000 | 83.5
PCG3WAKR | Eaton (formerly Cooper Lighting) | Metalux | 8LBLED-LD4-9-SYMF-UNV-L850-CD1-[All Wiring]-U | Indoor Luminaires | High-Bay | High-Bay Luminaires for Commercial and Industrial Buildings | Premium | FALSE | [9 empty] | 42797 |  |  | No |  | 4.1 | 10206.54 | 164.37 | 62.1 | 9.58 | 0.99 | 5000 | 83.5
P8PHH3J8 | Eaton (formerly Cooper Lighting) | Metalux | 8LBLED-LD4-9-SYMW-UNV-L850-CD1-[All Wiring]-U | Indoor Luminaires | High-Bay | Low-Bay Luminaires for Commercial and Industrial Buildings | Premium | FALSE | [9 empty] | 42797 |  |  | No |  | 4.1 | 9648.46 | 155.38 | 62.1 | 9.58 | 0.99 | 5000 | 83.5
PQBG7AWE | Eaton (formerly Cooper Lighting) | Metalux | 4LBLED-LD4-9-SYMF-UNV-L850-CD1-[All Wiring]-U | Indoor Luminaires | High-Bay | High-Bay Luminaires for Commercial and Industrial Buildings | Premium | FALSE | [9 empty] | 42797 |  |  | No |  | 4.1 | 10044.34 | 153.63 | 65.38 | 9.38 | 0.99 | 5000 | 83.5
P8CXTF7U | Eaton (formerly Cooper Lighting) | Metalux | 4LBLED-LD4-9-SYMW-UNV-L850-CD1-[All Wiring]-U | Indoor Luminaires | High-Bay | Low-Bay Luminaires for Commercial and Industrial Buildings | Premium | FALSE | [9 empty] | 42797 |  |  | No |  | 4.1 | 9495.13 | 145.23 | 65.38 | 9.38 | 0.99 | 5000 | 83.5
PZAYCTBF | Eaton (formerly Cooper Lighting) | Metalux | 8LBLED-LD4-10-SYMF-UNV-L850-CD1-[All Wiring]-U | Indoor Luminaires | High-Bay | High-Bay Luminaires for Commercial and Industrial Buildings | Premium | FALSE | [9 empty] | 42797 |  |  | No |  | 4.1 | 11290.08 | 163.43 | 69.08 | 8.97 | 0.99 | 5000 | 83.5
P1E7J3E8 | Eaton (formerly Cooper Lighting) | Metalux | 8LBLED-LD4-10-SYMW-UNV-L850-CD1-[All Wiring]-U | Indoor Luminaires | High-Bay | High-Bay Luminaires for Commercial and Industrial Buildings | Premium | FALSE | [9 empty] | 42797 |  |  | No |  | 4.1 | 10672.76 | 154.5 | 69.08 | 8.97 | 0.99 | 5000 | 83.5
P9AGXAQY | Eaton (formerly Cooper Lighting) | Metalux | 4LBLED-LD4-10-SYMF-UNV-L850-CD1-[All Wiring]-U | Indoor Luminaires | High-Bay | High-Bay Luminaires for Commercial and Industrial Buildings | Premium | FALSE | [9 empty] | 42797 |  |  | No |  | 4.1 | 11167.94 | 146.26 | 76.36 | 8.62 | 1 | 5000 | 83.5
PMWVDBY8 | Eaton (formerly Cooper Lighting) | Metalux | 4LBLED-LD4-10-SYMW-UNV-L850-CD1-[All Wiring]-U | Indoor Luminaires | High-Bay | High-Bay Luminaires for Commercial and Industrial Buildings | Premium | FALSE | [9 empty] | 42797 |  |  | No |  | 4.1 | 10557.29 | 138.27 | 76.36 | 8.62 | 1 | 5000 | 83.5
PVYW17T1 | Eaton (formerly Cooper Lighting) | Metalux | 8LBLED-LD4-12-SYMF-UNV-L850-CD1-[All Wiring]-U | Indoor Luminaires | High-Bay | High-Bay Luminaires for Commercial and Industrial Buildings | Premium | FALSE | [9 empty] | 42797 |  |  | No |  | 4.1 | 13452.77 | 161.34 | 83.38 | 8.13 | 1 | 5000 | 83.5
PKZT1S14 | Eaton (formerly Cooper Lighting) | Metalux | 8LBLED-LD4-12-SYMW-UNV-L850-CD1-[All Wiring]-U | Indoor Luminaires | High-Bay | High-Bay Luminaires for Commercial and Industrial Buildings | Premium | FALSE | [9 empty] | 42797 |  |  | No |  | 4.1 | 12717.19 | 152.52 | 83.38 | 8.13 | 1 | 5000 | 83.5
P3TXYZ2B | Eaton (formerly Cooper Lighting) | Metalux | 4LBLED-LD4-11-SYMF-UNV-L850-CD1-[All Wiring]-U | Indoor Luminaires | High-Bay | High-Bay Luminaires for Commercial and Industrial Buildings | Premium | FALSE | [9 empty] | 42797 |  |  | No |  | 4.1 | 12285.36 | 143.19 | 85.8 | 8.05 | 1 | 5000 | 83.5
P7UJQQ2F | Eaton (formerly Cooper Lighting) | Metalux | 4LBLED-LD4-11-SYMW-UNV-L850-CD1-[All Wiring]-U | Indoor Luminaires | High-Bay | High-Bay Luminaires for Commercial and Industrial Buildings | Premium | FALSE | [9 empty] | 42797 |  |  | No |  | 4.1 | 11613.62 | 135.36 | 85.8 | 8.05 | 1 | 5000 | 83.5
PDBVZ1EN | Eaton (formerly Cooper Lighting) | Metalux | 8LBLED-LD4-22-SYMF-UNV-L850-CD2-[All Wiring]-U | Indoor Luminaires | High-Bay | High-Bay Luminaires for Commercial and Industrial Buildings | Premium | FALSE | [9 empty] | 42797 |  |  | No |  | 4.1 | 24570.72 | 141.17 | 174.05 | 7.9 | 1 | 5000 | 83.5
PSV8PEQ5 | Eaton (formerly Cooper Lighting) | Metalux | 8LBLED-LD4-22-SYMW-UNV-L850-CD2-[All Wiring]-U | Indoor Luminaires | High-Bay | High-Bay Luminaires for Commercial and Industrial Buildings | Premium | FALSE | [9 empty] | 42797 |  |  | No |  | 4.1 | 23227.24 | 133.45 | 174.05 | 7.9 | 1 | 5000 | 83.5
PKURWMK1 | Eaton (formerly Cooper Lighting) | Metalux | 8LBLED-LD4-14-SYMF-UNV-L850-CD2-[All Wiring]-U | Indoor Luminaires | High-Bay | High-Bay Luminaires for Commercial and Industrial Buildings | Premium | FALSE | [9 empty] | 42797 |  |  | No |  | 4.1 | 15529.38 | 153.57 | 101.12 | 7.43 | 1 | 5000 | 83.5
PDGS1ANP | Eaton (formerly Cooper Lighting) | Metalux | 8LBLED-LD4-14-SYMW-UNV-L850-CD2-[All Wiring]-U | Indoor Luminaires | High-Bay | High-Bay Luminaires for Commercial and Industrial Buildings | Premium | FALSE | [9 empty] | 42797 |  |  | No |  | 4.1 | 14680.26 | 145.18 | 101.12 | 7.43 | 1 | 5000 | 83.5
PM4F3QJY | Eaton (formerly Cooper Lighting) | Metalux | 8LBLED-LD4-12-ASYMF-UNV-L850-CD2-[All Wiring]-U | Indoor Luminaires | High-Bay | High-Bay Luminaires for Commercial and Industrial Buildings | Premium | FALSE | [9 empty] | 42797 |  |  | No |  | 4.1 | 13574.14 | 147.66 | 91.93 | 5.9 | 1 | 5000 | 83.5
PUVW9UXC | Eaton (formerly Cooper Lighting) | Metalux | 8LBLED-LD4-12-ASYMW-UNV-L850-CD2-[All Wiring]-U | Indoor Luminaires | High-Bay | High-Bay Luminaires for Commercial and Industrial Buildings | Premium | FALSE | [9 empty] | 42797 |  |  | No |  | 4.1 | 12831.93 | 139.58 | 91.93 | 5.9 | 1 | 5000 | 83.5
P9FS8XN3 | Eaton (formerly Cooper Lighting) | Metalux | 8LBLED-LD4-14-ASYMF-UNV-L850-CD2-[All Wiring]-U | Indoor Luminaires | High-Bay | High-Bay Luminaires for Commercial and Industrial Buildings | Premium | FALSE | [9 empty] | 42797 |  |  | No |  | 4.1 | 16085.06 | 143.7 | 111.94 | 5.78 | 1 | 5000 | 83.5
P3BWYSS3 | Eaton (formerly Cooper Lighting) | Metalux | 8LBLED-LD4-14-ASYMW-UNV-L850-CD2-[All Wiring]-U | Indoor Luminaires | High-Bay | High-Bay Luminaires for Commercial and Industrial Buildings | Premium | FALSE | [9 empty] | 42797 |  |  | No |  | 4.1 | 15205.56 | 135.84 | 111.94 | 5.78 | 1 | 5000 | 83.5
PQSPA35Y | Eaton (formerly Cooper Lighting) | Metalux | 8LBLED-LD4-16-ASYMF-UNV-L850-CD2-[All Wiring]-U | Indoor Luminaires | High-Bay | High-Bay Luminaires for Commercial and Industrial Buildings | Premium | FALSE | [9 empty] | 42797 |  |  | No |  | 4.1 | 18040.74 | 141.47 | 127.52 | 5.76 | 1 | 5000 | 83.5
PM51CP3U | Eaton (formerly Cooper Lighting) | Metalux | 8LBLED-LD4-16-ASYMW-UNV-L850-CD2-[All Wiring]-U | Indoor Luminaires | High-Bay | High-Bay Luminaires for Commercial and Industrial Buildings | Premium | FALSE | [9 empty] | 42797 |  |  | No |  | 4.1 | 17054.31 | 133.74 | 127.52 | 5.76 | 1 | 5000 | 83.5
PH6AN1UM | Eaton (formerly Cooper Lighting) | Metalux | 8LBLED-LD4-10-SYMF-347-L840-CD2-[All Wiring]-U | Indoor Luminaires | High-Bay | High-Bay Luminaires for Commercial and Industrial Buildings | Premium | FALSE | [9 empty] | 42797 |  |  | No |  | 4.1 | 10823.83 | 151.15 | 71.61 | 13.93 | 0.96 | 4000 | 83.5
PH2TQ7EC | Eaton (formerly Cooper Lighting) | Metalux | 8LBLED-LD4-10-SYMW-347-L840-CD2-[All Wiring]-U | Indoor Luminaires | High-Bay | High-Bay Luminaires for Commercial and Industrial Buildings | Premium | FALSE | [9 empty] | 42797 |  |  | No |  | 4.1 | 10232 | 142.89 | 71.61 | 13.93 | 0.96 | 4000 | 83.5
PPWJS31W | Eaton (formerly Cooper Lighting) | Metalux | 8LBLED-LD4-14-ASYMF-347-L840-CD3-[All Wiring]-U | Indoor Luminaires | High-Bay | High-Bay Luminaires for Commercial and Industrial Buildings | Premium | FALSE | [9 empty] | 42797 |  |  | No |  | 4.1 | 15420.78 | 135.59 | 113.73 | 13.87 | 0.96 | 4000 | 83.5
PKDWMY68 | Eaton (formerly Cooper Lighting) | Metalux | 8LBLED-LD4-14-ASYMW-347-L840-CD3-[All Wiring]-U | Indoor Luminaires | High-Bay | High-Bay Luminaires for Commercial and Industrial Buildings | Standard | FALSE | [9 empty] | 42797 |  |  | No |  | 4.1 | 14577.6 | 128.18 | 113.73 | 13.87 | 0.96 | 4000 | 83.5
PMU25B6G | Eaton (formerly Cooper Lighting) | Metalux | 8LBLED-LD4-12-SYMF-347-L840-CD2-[All Wiring]-U | Indoor Luminaires | High-Bay | High-Bay Luminaires for Commercial and Industrial Buildings | Premium | FALSE | [9 empty] | 42797 |  |  | No |  | 4.1 | 12897.2 | 149.95 | 86.01 | 13.83 | 0.97 | 4000 | 83.5
P4G9Y6P3 | Eaton (formerly Cooper Lighting) | Metalux | 8LBLED-LD4-12-SYMW-347-L840-CD2-[All Wiring]-U | Indoor Luminaires | High-Bay | High-Bay Luminaires for Commercial and Industrial Buildings | Premium | FALSE | [9 empty] | 42797 |  |  | No |  | 4.1 | 12192 | 141.75 | 86.01 | 13.83 | 0.97 | 4000 | 83.5
PK1EJZ29 | Eaton (formerly Cooper Lighting) | Metalux | 4LBLED-LD4-10-SYMF-347-L840-CD2-[All Wiring]-U | Indoor Luminaires | High-Bay | High-Bay Luminaires for Commercial and Industrial Buildings | Premium | FALSE | [9 empty] | 42797 |  |  | No |  | 4.1 | 10706.72 | 135.7 | 78.9 | 13.82 | 0.96 | 4000 | 83.5
P4VAENYV | Eaton (formerly Cooper Lighting) | Metalux | 4LBLED-LD4-10-SYMW-347-L840-CD2-[All Wiring]-U | Indoor Luminaires | High-Bay | High-Bay Luminaires for Commercial and Industrial Buildings | Standard | FALSE | [9 empty] | 42797 |  |  | No |  | 4.1 | 10121.3 | 128.28 | 78.9 | 13.82 | 0.96 | 4000 | 83.5
PP16ZKH5 | Eaton (formerly Cooper Lighting) | Metalux | 8LBLED-LD4-9-SYMF-347-L840-CD2-[All Wiring]-U | Indoor Luminaires | High-Bay | Low-Bay Luminaires for Commercial and Industrial Buildings | Premium | FALSE | [9 empty] | 42797 |  |  | No |  | 4.1 | 9785.03 | 151.56 | 64.56 | 13.82 | 0.95 | 4000 | 83.5
P9HNNSUH | Eaton (formerly Cooper Lighting) | Metalux | 8LBLED-LD4-9-SYMW-347-L840-CD2-[All Wiring]-U | Indoor Luminaires | High-Bay | Low-Bay Luminaires for Commercial and Industrial Buildings | Premium | FALSE | [9 empty] | 42797 |  |  | No |  | 4.1 | 9250 | 143.28 | 64.56 | 13.82 | 0.95 | 4000 | 83.5
PKGQ991E | Eaton (formerly Cooper Lighting) | Metalux | 4LBLED-LD4-9-SYMF-347-L840-CD2-[All Wiring]-U | Indoor Luminaires | High-Bay | Low-Bay Luminaires for Commercial and Industrial Buildings | Premium | FALSE | [9 empty] | 42797 |  |  | No |  | 4.1 | 9629.53 | 142.05 | 67.79 | 13.77 | 0.96 | 4000 | 83.5
PJHNVHF1 | Eaton (formerly Cooper Lighting) | Metalux | 4LBLED-LD4-9-SYMW-347-L840-CD2-[All Wiring]-U | Indoor Luminaires | High-Bay | Low-Bay Luminaires for Commercial and Industrial Buildings | Premium | FALSE | [9 empty] | 42797 |  |  | No |  | 4.1 | 9103 | 134.28 | 67.79 | 13.77 | 0.96 | 4000 | 83.5
PNNYARMM | Eaton (formerly Cooper Lighting) | Metalux | 8LBLED-LD4-16-ASYMF-347-L840-CD3-[All Wiring]-U | Indoor Luminaires | High-Bay | High-Bay Luminaires for Commercial and Industrial Buildings | Premium | FALSE | [9 empty] | 42797 |  |  | No |  | 4.1 | 17295.7 | 134.34 | 128.75 | 13.74 | 0.97 | 4000 | 83.5
P218VRZJ | Eaton (formerly Cooper Lighting) | Metalux | 8LBLED-LD4-16-ASYMW-347-L840-CD3-[All Wiring]-U | Indoor Luminaires | High-Bay | High-Bay Luminaires for Commercial and Industrial Buildings | Standard | FALSE | [9 empty] | 42797 |  |  | No |  | 4.1 | 16350 | 126.99 | 128.75 | 13.74 | 0.97 | 4000 | 83.5
PW4UQ4PF | Eaton (formerly Cooper Lighting) | Metalux | 8LBLED-LD4-16-SYMF-347-L840-CD4-[All Wiring]-U | Indoor Luminaires | High-Bay | High-Bay Luminaires for Commercial and Industrial Buildings | Premium | FALSE | [9 empty] | 42797 |  |  | No |  | 4.1 | 16876.79 | 143.93 | 117.26 | 13.67 | 0.95 | 4000 | 83.5
P2PTYVZK | Eaton (formerly Cooper Lighting) | Metalux | 8LBLED-LD4-16-SYMW-347-L840-CD4-[All Wiring]-U | Indoor Luminaires | High-Bay | High-Bay Luminaires for Commercial and Industrial Buildings | Premium | FALSE | [9 empty] | 42797 |  |  | No |  | 4.1 | 15954 | 136.06 | 117.26 | 13.67 | 0.95 | 4000 | 83.5
PG1NTP5B | Eaton (formerly Cooper Lighting) | Metalux | 4LBLED-LD4-11-SYMF-347-L840-CD2-[All Wiring]-U | Indoor Luminaires | High-Bay | High-Bay Luminaires for Commercial and Industrial Buildings | Premium | FALSE | [9 empty] | 42797 |  |  | No |  | 4.1 | 11778 | 133.36 | 88.32 | 13.63 | 0.97 | 4000 | 83.5
PPVUWVB7 | Eaton (formerly Cooper Lighting) | Metalux | 4LBLED-LD4-11-SYMW-347-L840-CD2-[All Wiring]-U | Indoor Luminaires | High-Bay | High-Bay Luminaires for Commercial and Industrial Buildings | Standard | FALSE | [9 empty] | 42797 |  |  | No |  | 4.1 | 11134 | 126.06 | 88.32 | 13.63 | 0.97 | 4000 | 83.5
P9XQEZAD | Eaton (formerly Cooper Lighting) | Metalux | 8LBLED-LD4-22-SYMF-347-L840-CD4-[All Wiring]-U | Indoor Luminaires | High-Bay | High-Bay Luminaires for Commercial and Industrial Buildings | Premium | FALSE | [9 empty] | 42797 |  |  | No |  | 4.1 | 23556 | 133.74 | 176.13 | 13.52 | 0.97 | 4000 | 83.5
P5282FC6 | Eaton (formerly Cooper Lighting) | Metalux | 8LBLED-LD4-22-SYMW-347-L840-CD4-[All Wiring]-U | Indoor Luminaires | High-Bay | High-Bay Luminaires for Commercial and Industrial Buildings | Standard | FALSE | [9 empty] | 42797 |  |  | No |  | 4.1 | 22268 | 126.43 | 176.13 | 13.52 | 0.97 | 4000 | 83.5
P11PM6MX | Eaton (formerly Cooper Lighting) | Metalux | 8LBLED-LD4-12-ASYMF-347-L840-CD3-[All Wiring]-U | Indoor Luminaires | High-Bay | High-Bay Luminaires for Commercial and Industrial Buildings | Premium | FALSE | [9 empty] | 42797 |  |  | No |  | 4.1 | 13013.56 | 139.45 | 93.32 | 13.46 | 0.95 | 4000 | 83.5
PGXTTTV9 | Eaton (formerly Cooper Lighting) | Metalux | 8LBLED-LD4-12-ASYMW-347-L840-CD3-[All Wiring]-U | Indoor Luminaires | High-Bay | High-Bay Luminaires for Commercial and Industrial Buildings | Premium | FALSE | [9 empty] | 42797 |  |  | No |  | 4.1 | 12302 | 131.83 | 93.32 | 13.46 | 0.95 | 4000 | 83.5
PS4M8E2D | Eaton (formerly Cooper Lighting) | Metalux | 8LBLED-LD4-14-SYMF-347-L840-CD2-[All Wiring]-U | Indoor Luminaires | High-Bay | High-Bay Luminaires for Commercial and Industrial Buildings | Premium | FALSE | [9 empty] | 42797 |  |  | No |  | 4.1 | 14888.05 | 147.83 | 100.71 | 13.42 | 0.98 | 4000 | 83.5
PP5AZZXG | Eaton (formerly Cooper Lighting) | Metalux | 8LBLED-LD4-14-SYMW-347-L840-CD2-[All Wiring]-U | Indoor Luminaires | High-Bay | High-Bay Luminaires for Commercial and Industrial Buildings | Premium | FALSE | [9 empty] | 42797 |  |  | No |  | 4.1 | 14074 | 139.75 | 100.71 | 13.42 | 0.98 | 4000 | 83.5
PMJP82GW | Eaton (formerly Cooper Lighting) | Metalux | 4LBLED-LD4-8-SYMF-347-L840-CD2-[All Wiring]-U | Indoor Luminaires | High-Bay | Low-Bay Luminaires for Commercial and Industrial Buildings | Premium | FALSE | [9 empty] | 42797 |  |  | No |  | 4.1 | 8438.4 | 145.11 | 58.15 | 12.93 | 0.95 | 4000 | 83.5
PNKJ3XT4 | Eaton (formerly Cooper Lighting) | Metalux | 4LBLED-LD4-6-ASYMF-[Voltage Includes UNV & 347]-L840-CD2-[All Wiring]-U | Indoor Luminaires | High-Bay | Low-Bay Luminaires for Commercial and Industrial Buildings | Premium | FALSE | [9 empty] | 42797 |  |  | No |  | 4.1 | 6506.78 | 138.56 | 46.96 | 11.11 | 0.96 | 4000 | 83.5
PG5S6AZA | Eaton (formerly Cooper Lighting) | Metalux | 4LBLED-LD4-6-ASYMW-[Voltage Includes UNV & 347]-L840-CD2-[All Wiring]-U | Indoor Luminaires | High-Bay | Low-Bay Luminaires for Commercial and Industrial Buildings | Premium | FALSE | [9 empty] | 42797 |  |  | No |  | 4.1 | 6151 | 130.98 | 46.96 | 11.11 | 0.96 | 4000 | 83.5
PNWU2MD9 | Eaton (formerly Cooper Lighting) | Metalux | 4LBLED-LD4-7-ASYMF-[Voltage Includes UNV & 347]-L840-CD2-[All Wiring]-U | Indoor Luminaires | High-Bay | Low-Bay Luminaires for Commercial and Industrial Buildings | Premium | FALSE | [9 empty] | 42797 |  |  | No |  | 4.1 | 7710.39 | 135.26 | 57.01 | 10.91 | 0.97 | 4000 | 83.5
PRVVSTT3 | Eaton (formerly Cooper Lighting) | Metalux | 4LBLED-LD4-7-ASYMW-[Voltage Includes UNV & 347]-L840-CD2-[All Wiring]-U | Indoor Luminaires | High-Bay | Low-Bay Luminaires for Commercial and Industrial Buildings | Standard | FALSE | [9 empty] | 42797 |  |  | No |  | 4.1 | 7288.8 | 127.86 | 57.01 | 10.91 | 0.97 | 4000 | 83.5
PWGFASRQ | Eaton (formerly Cooper Lighting) | Metalux | 4LBLED-LD4-6-SYMF-[Voltage Includes UNV & 347]-L840-CD1-[All Wiring]-U | Indoor Luminaires | High-Bay | Low-Bay Luminaires for Commercial and Industrial Buildings | Premium | FALSE | [9 empty] | 42797 |  |  | No |  | 4.1 | 6448.6 | 148.24 | 43.5 | 10.79 | 0.98 | 4000 | 83.5
PQ5YY7TG | Eaton (formerly Cooper Lighting) | Metalux | 4LBLED-LD4-8-ASYMF-[Voltage Includes UNV & 347]-L840-CD2-[All Wiring]-U | Indoor Luminaires | High-Bay | Low-Bay Luminaires for Commercial and Industrial Buildings | Premium | FALSE | [9 empty] | 42797 |  |  | No |  | 4.1 | 8647.85 | 133.86 | 64.61 | 10.76 | 0.98 | 4000 | 83.5
PS6C8RKA | Eaton (formerly Cooper Lighting) | Metalux | 4LBLED-LD4-8-ASYMW-[Voltage Includes UNV & 347]-L840-CD2-[All Wiring]-U | Indoor Luminaires | High-Bay | Low-Bay Luminaires for Commercial and Industrial Buildings | Standard | FALSE | [9 empty] | 42797 |  |  | No |  | 4.1 | 8175 | 126.54 | 64.61 | 10.76 | 0.98 | 4000 | 83.5
P1H881FZ | Eaton (formerly Cooper Lighting) | Metalux | 4LBLED-LD4-9-ASYMF-[Voltage Includes UNV & 347]-L840-CD2-[All Wiring]-U | Indoor Luminaires | High-Bay | Low-Bay Luminaires for Commercial and Industrial Buildings | Premium | FALSE | [9 empty] | 42797 |  |  | No |  | 4.1 | 9621.06 | 131.52 | 73.16 | 10.6 | 0.98 | 4000 | 83.5
PPD1JW8G | Eaton (formerly Cooper Lighting) | Metalux | 4LBLED-LD4-9-ASYMW-[Voltage Includes UNV & 347]-L840-CD2-[All Wiring]-U | Indoor Luminaires | High-Bay | Low-Bay Luminaires for Commercial and Industrial Buildings | Standard | FALSE | [9 empty] | 42797 |  |  | No |  | 4.1 | 9095 | 124.33 | 73.16 | 10.6 | 0.98 | 4000 | 83.5
PDAY95VM | Eaton (formerly Cooper Lighting) | Metalux | 4LBLED-LD4-7-SYMF-[Voltage Includes UNV & 347]-L840-CD1-[All Wiring]-U | Indoor Luminaires | High-Bay | Low-Bay Luminaires for Commercial and Industrial Buildings | Premium | FALSE | [9 empty] | 42797 |  |  | No |  | 4.1 | 7444.03 | 145.15 | 51.29 | 10.59 | 0.99 | 4000 | 83.5
PZ1P9SQK | Eaton (formerly Cooper Lighting) | Metalux | 4LBLED-LD4-7-SYMW-[Voltage Includes UNV & 347]-L840-CD1-[All Wiring]-U | Indoor Luminaires | High-Bay | Low-Bay Luminaires for Commercial and Industrial Buildings | Premium | FALSE | [9 empty] | 42797 |  |  | No |  | 4.1 | 7037 | 137.21 | 51.29 | 10.59 | 0.99 | 4000 | 83.5
PR6VBGYG | Eaton (formerly Cooper Lighting) | Metalux | 4LBLED-LD4-10-ASYMF-[Voltage Includes UNV & 347]-L840-CD2-[All Wiring]-U | Indoor Luminaires | High-Bay | High-Bay Luminaires for Commercial and Industrial Buildings | Standard | FALSE | [9 empty] | 42797 |  |  | No |  | 4.1 | 10537.15 | 127.91 | 82.38 | 10.57 | 0.98 | 4000 | 83.5
PDH33JYE | Eaton (formerly Cooper Lighting) | Metalux | 4LBLED-LD4-8-SYMF-UNV-L840-CD1-[All Wiring]-U | Indoor Luminaires | High-Bay | Low-Bay Luminaires for Commercial and Industrial Buildings | Premium | FALSE | [9 empty] | 42797 |  |  | No |  | 4.1 | 8438.4 | 149.48 | 56.45 | 10.48 | 0.99 | 4000 | 83.5
PKJ9YVE8 | Eaton (formerly Cooper Lighting) | Metalux | 4LBLED-LD4-8-SYMW-UNV-L840-CD1-[All Wiring]-U | Indoor Luminaires | High-Bay | Low-Bay Luminaires for Commercial and Industrial Buildings | Premium | FALSE | [9 empty] | 42797 |  |  | No |  | 4.1 | 7977 | 141.31 | 56.45 | 10.48 | 0.99 | 4000 | 83.5
PSSWAUH2 | Eaton (formerly Cooper Lighting) | Metalux | 8LBLED-LD4-16-SYMF-UNV-L840-CD2-[All Wiring]-U | Indoor Luminaires | High-Bay | High-Bay Luminaires for Commercial and Industrial Buildings | Premium | FALSE | [9 empty] | 42797 |  |  | No |  | 4.1 | 16876.79 | 148.09 | 113.96 | 10.35 | 0.99 | 4000 | 83.5
PGXNKJMW | Eaton (formerly Cooper Lighting) | Metalux | 8LBLED-LD4-16-SYMW-UNV-L840-CD2-[All Wiring]-U | Indoor Luminaires | High-Bay | High-Bay Luminaires for Commercial and Industrial Buildings | Premium | FALSE | [9 empty] | 42797 |  |  | No |  | 4.1 | 15954 | 140 | 113.96 | 10.35 | 0.99 | 4000 | 83.5
P6M4K8UJ | Eaton (formerly Cooper Lighting) | Metalux | 8LBLED-LD4-9-ASYMF-[Voltage Includes UNV & 347]-L840-CD2-[All Wiring]-U | Indoor Luminaires | High-Bay | Low-Bay Luminaires for Commercial and Industrial Buildings | Premium | FALSE | [9 empty] | 42797 |  |  | No |  | 4.1 | 9626.35 | 145.72 | 66.06 | 10.02 | 0.98 | 4000 | 83.5
PZ3TVWYU | Eaton (formerly Cooper Lighting) | Metalux | 8LBLED-LD4-10-ASYMF-[Voltage Includes UNV & 347]-L840-CD2-[All Wiring]-U | Indoor Luminaires | High-Bay | High-Bay Luminaires for Commercial and Industrial Buildings | Premium | FALSE | [9 empty] | 42797 |  |  | No |  | 4.1 | 10849.22 | 143.76 | 75.47 | 9.99 | 0.98 | 4000 | 83.5
PFE5NUQ9 | Eaton (formerly Cooper Lighting) | Metalux | 8LBLED-LD4-10-ASYMW-[Voltage Includes UNV & 347]-L840-CD2-[All Wiring]-U | Indoor Luminaires | High-Bay | High-Bay Luminaires for Commercial and Industrial Buildings | Premium | FALSE | [9 empty] | 42797 |  |  | No |  | 4.1 | 10256 | 135.9 | 75.47 | 9.99 | 0.98 | 4000 | 83.5
PGGUMQ71 | Eaton (formerly Cooper Lighting) | Metalux | 8LBLED-LD4-9-SYMF-UNV-L840-CD1-[All Wiring]-U | Indoor Luminaires | High-Bay | Low-Bay Luminaires for Commercial and Industrial Buildings | Premium | FALSE | [9 empty] | 42797 |  |  | No |  | 4.1 | 9785.03 | 157.58 | 62.1 | 9.58 | 0.99 | 4000 | 83.5
P8VX3XMX | Eaton (formerly Cooper Lighting) | Metalux | 8LBLED-LD4-9-SYMW-UNV-L840-CD1-[All Wiring]-U | Indoor Luminaires | High-Bay | Low-Bay Luminaires for Commercial and Industrial Buildings | Premium | FALSE | [9 empty] | 42797 |  |  | No |  | 4.1 | 9250 | 148.97 | 62.1 | 9.58 | 0.99 | 4000 | 83.5
P98PZNX5 | Eaton (formerly Cooper Lighting) | Metalux | 4LBLED-LD4-9-SYMF-UNV-L840-CD1-[All Wiring]-U | Indoor Luminaires | High-Bay | Low-Bay Luminaires for Commercial and Industrial Buildings | Premium | FALSE | [9 empty] | 42797 |  |  | No |  | 4.1 | 9629.53 | 147.29 | 65.38 | 9.38 | 0.99 | 4000 | 83.5
P584DD6U | Eaton (formerly Cooper Lighting) | Metalux | 4LBLED-LD4-9-SYMW-UNV-L840-CD1-[All Wiring]-U | Indoor Luminaires | High-Bay | Low-Bay Luminaires for Commercial and Industrial Buildings | Premium | FALSE | [9 empty] | 42797 |  |  | No |  | 4.1 | 9103 | 139.23 | 65.38 | 9.38 | 0.99 | 4000 | 83.5
PVC1SGDY | Eaton (formerly Cooper Lighting) | Metalux | 8LBLED-LD4-10-SYMF-UNV-L840-CD1-[All Wiring]-U | Indoor Luminaires | High-Bay | High-Bay Luminaires for Commercial and Industrial Buildings | Premium | FALSE | [9 empty] | 42797 |  |  | No |  | 4.1 | 10823.83 | 156.69 | 69.08 | 8.97 | 0.99 | 4000 | 83.5
PJN6KSAV | Eaton (formerly Cooper Lighting) | Metalux | 8LBLED-LD4-10-SYMW-UNV-L840-CD1-[All Wiring]-U | Indoor Luminaires | High-Bay | High-Bay Luminaires for Commercial and Industrial Buildings | Premium | FALSE | [9 empty] | 42797 |  |  | No |  | 4.1 | 10232 | 148.12 | 69.08 | 8.97 | 0.99 | 4000 | 83.5
PGCXJA6R | Eaton (formerly Cooper Lighting) | Metalux | 4LBLED-LD4-10-SYMF-UNV-L840-CD1-[All Wiring]-U | Indoor Luminaires | High-Bay | High-Bay Luminaires for Commercial and Industrial Buildings | Premium | FALSE | [9 empty] | 42797 |  |  | No |  | 4.1 | 10706.72 | 140.22 | 76.36 | 8.62 | 1 | 4000 | 83.5
PSKY3QFG | Eaton (formerly Cooper Lighting) | Metalux | 4LBLED-LD4-10-SYMW-UNV-L840-CD1-[All Wiring]-U | Indoor Luminaires | High-Bay | High-Bay Luminaires for Commercial and Industrial Buildings | Premium | FALSE | [9 empty] | 42797 |  |  | No |  | 4.1 | 10121.3 | 132.56 | 76.36 | 8.62 | 1 | 4000 | 83.5
PNV2PJWG | Eaton (formerly Cooper Lighting) | Metalux | 8LBLED-LD4-12-SYMF-UNV-L840-CD1-[All Wiring]-U | Indoor Luminaires | High-Bay | High-Bay Luminaires for Commercial and Industrial Buildings | Premium | FALSE | [9 empty] | 42797 |  |  | No |  | 4.1 | 12897.2 | 154.68 | 83.38 | 8.13 | 1 | 4000 | 83.5
P79AD176 | Eaton (formerly Cooper Lighting) | Metalux | 8LBLED-LD4-12-SYMW-UNV-L840-CD1-[All Wiring]-U | Indoor Luminaires | High-Bay | High-Bay Luminaires for Commercial and Industrial Buildings | Premium | FALSE | [9 empty] | 42797 |  |  | No |  | 4.1 | 12192 | 146.22 | 83.38 | 8.13 | 1 | 4000 | 83.5
P3EFZAGV | Eaton (formerly Cooper Lighting) | Metalux | 4LBLED-LD4-11-SYMF-UNV-L840-CD1-[All Wiring]-U | Indoor Luminaires | High-Bay | High-Bay Luminaires for Commercial and Industrial Buildings | Premium | FALSE | [9 empty] | 42797 |  |  | No |  | 4.1 | 11778 | 137.27 | 85.8 | 8.05 | 1 | 4000 | 83.5
PHM4Q67A | Eaton (formerly Cooper Lighting) | Metalux | 4LBLED-LD4-11-SYMW-UNV-L840-CD1-[All Wiring]-U | Indoor Luminaires | High-Bay | High-Bay Luminaires for Commercial and Industrial Buildings | Premium | FALSE | [9 empty] | 42797 |  |  | No |  | 4.1 | 11134 | 129.77 | 85.8 | 8.05 | 1 | 4000 | 83.5
PRFM9HET | Eaton (formerly Cooper Lighting) | Metalux | 8LBLED-LD4-22-SYMF-UNV-L840-CD2-[All Wiring]-U | Indoor Luminaires | High-Bay | High-Bay Luminaires for Commercial and Industrial Buildings | Premium | FALSE | [9 empty] | 42797 |  |  | No |  | 4.1 | 23556 | 135.34 | 174.05 | 7.9 | 1 | 4000 | 83.5
P4M1EJGF | Eaton (formerly Cooper Lighting) | Metalux | 8LBLED-LD4-22-SYMW-UNV-L840-CD2-[All Wiring]-U | Indoor Luminaires | High-Bay | High-Bay Luminaires for Commercial and Industrial Buildings | Standard | FALSE | [9 empty] | 42797 |  |  | No |  | 4.1 | 22268 | 127.94 | 174.05 | 7.9 | 1 | 4000 | 83.5
PZRJT3ZW | Eaton (formerly Cooper Lighting) | Metalux | 8LBLED-LD4-14-SYMF-UNV-L840-CD2-[All Wiring]-U | Indoor Luminaires | High-Bay | High-Bay Luminaires for Commercial and Industrial Buildings | Premium | FALSE | [9 empty] | 42797 |  |  | No |  | 4.1 | 14888.05 | 147.23 | 101.12 | 7.43 | 1 | 4000 | 83.5
P9ZXUHPG | Eaton (formerly Cooper Lighting) | Metalux | 8LBLED-LD4-14-SYMW-UNV-L840-CD2-[All Wiring]-U | Indoor Luminaires | High-Bay | High-Bay Luminaires for Commercial and Industrial Buildings | Premium | FALSE | [9 empty] | 42797 |  |  | No |  | 4.1 | 14074 | 139.18 | 101.12 | 7.43 | 1 | 4000 | 83.5
P2NRZ12C | Eaton (formerly Cooper Lighting) | Metalux | 8LBLED-LD4-12-ASYMF-UNV-L840-CD2-[All Wiring]-U | Indoor Luminaires | High-Bay | High-Bay Luminaires for Commercial and Industrial Buildings | Premium | FALSE | [9 empty] | 42797 |  |  | No |  | 4.1 | 13013.56 | 141.56 | 91.93 | 5.9 | 1 | 4000 | 83.5
P1ZPK2MW | Eaton (formerly Cooper Lighting) | Metalux | 8LBLED-LD4-12-ASYMW-UNV-L840-CD2-[All Wiring]-U | Indoor Luminaires | High-Bay | High-Bay Luminaires for Commercial and Industrial Buildings | Premium | FALSE | [9 empty] | 42797 |  |  | No |  | 4.1 | 12302 | 133.82 | 91.93 | 5.9 | 1 | 4000 | 83.5
PG6K7TXT | Eaton (formerly Cooper Lighting) | Metalux | 8LBLED-LD4-14-ASYMF-UNV-L840-CD2-[All Wiring]-U | Indoor Luminaires | High-Bay | High-Bay Luminaires for Commercial and Industrial Buildings | Premium | FALSE | [9 empty] | 42797 |  |  | No |  | 4.1 | 15420.78 | 137.77 | 111.94 | 5.78 | 1 | 4000 | 83.5
PQGW661R | Eaton (formerly Cooper Lighting) | Metalux | 8LBLED-LD4-14-ASYMW-UNV-L840-CD2-[All Wiring]-U | Indoor Luminaires | High-Bay | High-Bay Luminaires for Commercial and Industrial Buildings | Premium | FALSE | [9 empty] | 42797 |  |  | No |  | 4.1 | 14577.6 | 130.23 | 111.94 | 5.78 | 1 | 4000 | 83.5
P1Z7UZFX | Eaton (formerly Cooper Lighting) | Metalux | 8LBLED-LD4-16-ASYMW-UNV-L840-CD2-[All Wiring]-U | Indoor Luminaires | High-Bay | High-Bay Luminaires for Commercial and Industrial Buildings | Standard | FALSE | [9 empty] | 42797 |  |  | No |  | 4.1 | 16350 | 128.22 | 127.52 | 5.76 | 1 | 4000 | 83.5
PEM2XR8W | Eaton (formerly Cooper Lighting) | Metalux | 8LBLED-LD4-16-ASYMF-UNV-L840-CD2-[All Wiring]-U | Indoor Luminaires | High-Bay | High-Bay Luminaires for Commercial and Industrial Buildings | Premium | FALSE | [9 empty] | 42797 |  |  | No |  | 4.1 | 17295.7 | 135.63 | 127.52 | 2.14 | 1 | 4000 | 83.5
P5M9MF5R | Shenzhen FYT LED Co. Ltd | FYT LED | T31B-100W-4000K-D | Indoor Luminaires | High-Bay | High-Bay Luminaires for Commercial and Industrial Buildings | Premium | TRUE | 13350.262 | 129.879 | 102.79 | 17.2 | 0.915 | 3930 | 74.5 | 5 | 50000 | 42797 |  |  | No |  | 4.1 | 13350.2 | 129.8 | 102.7 | 17.2 | 0.92 | 3930 | 74.5
PT7GYASZ | Shenzhen FYT LED Co. Ltd | FYT LED | T31B-100W-5000K-V | Indoor Luminaires | High-Bay | High-Bay Luminaires for Commercial and Industrial Buildings | Premium | FALSE | [9 empty] | 42797 |  |  | No |  | 4.1 | 13654.8 | 132.8 | 102.7 | 17.9 | 0.92 | 4810 | 72.8
PZBMXVBQ | Shenzhen FYT LED Co. Ltd | FYT LED | T31B-100W-5000K-D | Indoor Luminaires | High-Bay | High-Bay Luminaires for Commercial and Industrial Buildings | Premium | FALSE | [9 empty] | 42797 |  |  | No |  | 4.1 | 13654.8 | 132.8 | 102.7 | 17.9 | 0.92 | 4810 | 72.8
P4VCFXAF | Shenzhen FYT LED Co. Ltd | FYT LED | T31B-100W-4500K-V | Indoor Luminaires | High-Bay | High-Bay Luminaires for Commercial and Industrial Buildings | Premium | FALSE | [9 empty] | 42797 |  |  | No |  | 4.1 | 13350.2 | 129.8 | 102.7 | 17.2 | 0.92 | 4500 | 74.5
PAQK9QB1 | Shenzhen FYT LED Co. Ltd | FYT LED | T31B-100W-4500K-D | Indoor Luminaires | High-Bay | High-Bay Luminaires for Commercial and Industrial Buildings | Premium | FALSE | [9 empty] | 42797 |  |  | No |  | 4.1 | 13350.2 | 129.8 | 102.7 | 17.2 | 0.92 | 4500 | 74.5
PPBXRFN6 | Shenzhen FYT LED Co. Ltd | FYT LED | T31B-100W-4000K-V | Indoor Luminaires | High-Bay | High-Bay Luminaires for Commercial and Industrial Buildings | Premium | FALSE | [9 empty] | 42797 |  |  | No |  | 4.1 | 13350.2 | 129.8 | 102.7 | 17.2 | 0.92 | 3930 | 74.5
PSW8MR3G | Torshare Ltd | TORSHARE | TS-HB3-160W(4000K) | Indoor Luminaires | High-Bay | High-Bay Luminaires for Commercial and Industrial Buildings | Premium | TRUE | 19448 | 126.95 | 153.2 | 11.47 | 0.9492 | 4152 | 81.4 | 5 | 50000 | 42796 |  |  | No |  | 4.1 | 19448 | 126.95 | 153.2 | 9.41 | 0.96 | 4000 | 81.4
PZMYDEW5 | Torshare Ltd | TORSHARE | TS-HB3-160W(5000K) | Indoor Luminaires | High-Bay | High-Bay Luminaires for Commercial and Industrial Buildings | Premium | FALSE | [9 empty] | 42796 |  |  | No |  | 4.1 | 20342 | 131.49 | 154.7 | 11.47 | 0.95 | 5000 | 81.7
PZ5HKR88 | Shenzhen Sun-Light Technology Co.Ltd | SEIA | HC-150-30 [120V Only] | Indoor Luminaires | High-Bay | High-Bay Luminaires for Commercial and Industrial Buildings | Standard | TRUE | 18586 | 124.91 | 148.8 | 8.21 | 0.9946 | 3080 | 84.5 | 5 | 50000 | 42796 |  |  | No |  | 4.1 | 19500 | 130 | 150 | 8.21 | 0.93 | 3000 | 80
PD7M56MN | Shenzhen Sun-Light Technology Co.Ltd | SEIA | HC-150-50 [120V Only] | Indoor Luminaires | High-Bay | High-Bay Luminaires for Commercial and Industrial Buildings | Standard | FALSE | [9 empty] | 42796 |  |  | No |  | 4.1 | 19500 | 130 | 150 | 8.21 | 0.93 | 5000 | 80
P1N7ZBWX | Shenzhen Sun-Light Technology Co.Ltd | SEIA | HC-150-45 [120V Only] | Indoor Luminaires | High-Bay | High-Bay Luminaires for Commercial and Industrial Buildings | Standard | FALSE | [9 empty] | 42796 |  |  | No |  | 4.1 | 19500 | 130 | 150 | 8.21 | 0.93 | 4500 | 80
P6DZV712 | Shenzhen Sun-Light Technology Co.Ltd | SEIA | HC-150-40 [120V Only] | Indoor Luminaires | High-Bay | High-Bay Luminaires for Commercial and Industrial Buildings | Standard | FALSE | [9 empty] | 42796 |  |  | No |  | 4.1 | 19500 | 130 | 150 | 8.21 | 0.93 | 4000 | 80
PBA7Q6SX | Shenzhen Sun-Light Technology Co.Ltd | SEIA | HC-150-35 [120V Only] | Indoor Luminaires | High-Bay | High-Bay Luminaires for Commercial and Industrial Buildings | Standard | FALSE | [9 empty] | 42796 |  |  | No |  | 4.1 | 19500 | 130 | 150 | 8.21 | 0.93 | 3500 | 80
PDVCZ5AW | Stanpro Lighting Systems Inc. | Stanpro | HXX-LS3-H/35K/[ACCCU347PM-075DIM1L6L10] | Indoor Luminaires | High-Bay | Low-Bay Luminaires for Commercial and Industrial Buildings | Standard | TRUE | 7445 | 122.9 | 60.59 | 10.13 | 0.976 | 3473 | 84 | 5 | 50000 | 42796 |  |  | No |  | 4.1 | 7445 | 122.88 | 60.59 | 10.3 | 0.98 | 3473 | 84
P9YAGCNB | Verlite Company Ltd. | Verlite | VL-HB100W-40K-120 | Indoor Luminaires | High-Bay | High-Bay Luminaires for Commercial and Industrial Buildings | Premium | TRUE | 12980 | 136.87 | 94.84 | 10.43 | 0.9471 | 4041 | 74.7 | 5 | 50000 | 42796 |  |  | No |  | 4.1 | 12980 | 136.87 | 94.84 | 10.43 | 0.9471 | 4000 | 74.7
PZ7PRRBT | Verlite Company Ltd. | Verlite | VL-HB150W-40K-120 | Indoor Luminaires | High-Bay | High-Bay Luminaires for Commercial and Industrial Buildings | Premium | TRUE | 18765 | 129.86 | 144.5 | 14.12 | 0.9324 | 3885 | 71.5 | 5 | 50000 | 42796 |  |  | No |  | 4.1 | 18765 | 129.86 | 144.5 | 14.12 | 0.9324 | 4000 | 71.5
PEUKJS3W | Verlite Company Ltd. | Verlite | VL-HB240W-40K-120 | Indoor Luminaires | High-Bay | High-Bay Luminaires for Commercial and Industrial Buildings | Standard | TRUE | 27477 | 120.72 | 227.6 | 14.21 | 0.9189 | 3893 | 71.4 | 5 | 50000 | 42796 |  |  | No |  | 4.1 | 27477 | 120.72 | 227.6 | 14.21 | 0.9189 | 4000 | 71.4
PRFV1H21 | Verlite Company Ltd. | Verlite | VL-HB100W-50K-120 | Indoor Luminaires | High-Bay | High-Bay Luminaires for Commercial and Industrial Buildings | Premium | FALSE | [9 empty] | 42796 |  |  | No |  | 4.1 | 13450 | 139.31 | 96.55 | 10.63 | 0.9404 | 5000 | 75.3
PQ76A31H | Verlite Company Ltd. | Verlite | VL-HB150W-50K-120 | Indoor Luminaires | High-Bay | High-Bay Luminaires for Commercial and Industrial Buildings | Premium | FALSE | [9 empty] | 42796 |  |  | No |  | 4.1 | 19055.85 | 131.87 | 144.5 | 14.12 | 0.9324 | 5000 | 71.5
PJPK89W3 | Verlite Company Ltd. | Verlite | VL-HB240W-50K-120 | Indoor Luminaires | High-Bay | High-Bay Luminaires for Commercial and Industrial Buildings | Standard | FALSE | [9 empty] | 42796 |  |  | No |  | 4.1 | 27908.5 | 122.62 | 227.6 | 14.21 | 0.9189 | 5000 | 71.4
PKE8MTN7 | Verlite Company Ltd. | Verlite | VL-HB200W-50K-120 | Indoor Luminaires | High-Bay | High-Bay Luminaires for Commercial and Industrial Buildings | Premium | FALSE | [9 empty] | 42796 |  |  | No |  | 4.1 | 24247.09 | 127.54 | 190.1 | 13.61 | 0.9153 | 5000 | 71.4
PQ6CDS13 | Eaton (formerly Cooper Lighting) | Metalux | Arena Downlight 750-NEMA 2-L840-BLK-[All Controls] | Indoor Luminaires | High-Bay | High-Bay Luminaires for Commercial and Industrial Buildings | Standard | TRUE | 84993.1 | 125.7 | 676.3 | 19.1 | 0.9892 | 3815 | 73.3 | 5 | 50000 | 42796 |  |  | No |  | 4.1 | 84993.1 | 125.67 | 676.3 | 17.8 | 0.97 | 4000 | 80
PGFKS73X | Eaton (formerly Cooper Lighting) | Metalux | Arena Downlight 550-NEMA 5-L840-BLK-[All Controls] | Indoor Luminaires | High-Bay | High-Bay Luminaires for Commercial and Industrial Buildings | Premium | TRUE | 59899.6 | 127.1 | 471.3 | 22.2 | 0.9865 | 3815 | 73.3 | 5 | 50000 | 42796 |  |  | No |  | 4.1 | 59899.6 | 127.09 | 471.3 | 20.53 | 0.97 | 4000 | 80
PTKW5WMC | Eaton (formerly Cooper Lighting) | Metalux | Arena Downlight 550-NEMA 3-L850-BLK-[All Controls] | Indoor Luminaires | High-Bay | High-Bay Luminaires for Commercial and Industrial Buildings | Premium | FALSE | [9 empty] | 42796 |  |  | No |  | 4.1 | 62438 | 132.48 | 471.3 | 20.53 | 0.97 | 5000 | 80
P23S9FDY | Eaton (formerly Cooper Lighting) | Metalux | Arena Downlight 550-NEMA 4-L850-BLK-[All Controls] | Indoor Luminaires | High-Bay | High-Bay Luminaires for Commercial and Industrial Buildings | Premium | FALSE | [9 empty] | 42796 |  |  | No |  | 4.1 | 62165 | 131.9 | 471.3 | 20.53 | 0.97 | 5000 | 80
PXH7SQ7N | Eaton (formerly Cooper Lighting) | Metalux | Arena Downlight 550-NEMA 2-L850-BLK-[All Controls] | Indoor Luminaires | High-Bay | High-Bay Luminaires for Commercial and Industrial Buildings | Premium | FALSE | [9 empty] | 42796 |  |  | No |  | 4.1 | 60961 | 129.35 | 471.3 | 20.53 | 0.97 | 5000 | 80
P3HKGM2V | Eaton (formerly Cooper Lighting) | Metalux | Arena Downlight 550-NEMA 5-L850-BLK-[All Controls] | Indoor Luminaires | High-Bay | High-Bay Luminaires for Commercial and Industrial Buildings | Premium | FALSE | [9 empty] | 42796 |  |  | No |  | 4.1 | 60742 | 128.88 | 471.3 | 20.53 | 0.97 | 5000 | 80
PBRW1R8T | Eaton (formerly Cooper Lighting) | Metalux | Arena Downlight 750-NEMA 3-L850-BLK-[All Controls] | Indoor Luminaires | High-Bay | High-Bay Luminaires for Commercial and Industrial Buildings | Premium | FALSE | [9 empty] | 42796 |  |  | No |  | 4.1 | 88516 | 130.84 | 676.5 | 17.8 | 0.97 | 5000 | 80
PEAGKUQ3 | Eaton (formerly Cooper Lighting) | Metalux | Arena Downlight 750-NEMA 4-L850-BLK-[All Controls] | Indoor Luminaires | High-Bay | High-Bay Luminaires for Commercial and Industrial Buildings | Premium | FALSE | [9 empty] | 42796 |  |  | No |  | 4.1 | 88395 | 130.67 | 676.5 | 17.8 | 0.97 | 5000 | 80
PA7EBFFC | Eaton (formerly Cooper Lighting) | Metalux | Arena Downlight 750-NEMA 5-L850-BLK-[All Controls] | Indoor Luminaires | High-Bay | High-Bay Luminaires for Commercial and Industrial Buildings | Premium | FALSE | [9 empty] | 42796 |  |  | No |  | 4.1 | 86358 | 127.65 | 676.5 | 17.8 | 0.97 | 5000 | 80
PUKG7N5H | Eaton (formerly Cooper Lighting) | Metalux | Arena Downlight 750-NEMA 2-L850-BLK-[All Controls] | Indoor Luminaires | High-Bay | High-Bay Luminaires for Commercial and Industrial Buildings | Premium | FALSE | [9 empty] | 42796 |  |  | No |  | 4.1 | 86187 | 127.4 | 676.5 | 17.8 | 0.97 | 5000 | 80
P1HV8G47 | Eaton (formerly Cooper Lighting) | Metalux | Arena Downlight 550-NEMA 3-L840-BLK-[All Controls] | Indoor Luminaires | High-Bay | High-Bay Luminaires for Commercial and Industrial Buildings | Premium | FALSE | [9 empty] | 42796 |  |  | No |  | 4.1 | 61573 | 130.65 | 471.3 | 20.53 | 0.97 | 4000 | 80
PHHEH55D | Eaton (formerly Cooper Lighting) | Metalux | Arena Downlight 550-NEMA 4-L840-BLK-[All Controls] | Indoor Luminaires | High-Bay | High-Bay Luminaires for Commercial and Industrial Buildings | Premium | FALSE | [9 empty] | 42796 |  |  | No |  | 4.1 | 61304 | 130.07 | 471.3 | 20.53 | 0.97 | 4000 | 80
PJGNCKWP | Eaton (formerly Cooper Lighting) | Metalux | Arena Downlight 550-NEMA 2-L840-BLK-[All Controls] | Indoor Luminaires | High-Bay | High-Bay Luminaires for Commercial and Industrial Buildings | Premium | FALSE | [9 empty] | 42796 |  |  | No |  | 4.1 | 60116 | 127.55 | 471.3 | 20.53 | 0.97 | 4000 | 80
P9XR36UJ | Eaton (formerly Cooper Lighting) | Metalux | Arena Downlight 750-NEMA 3-L840-BLK-[All Controls] | Indoor Luminaires | High-Bay | High-Bay Luminaires for Commercial and Industrial Buildings | Premium | FALSE | [9 empty] | 42796 |  |  | No |  | 4.1 | 87289 | 129.03 | 676.5 | 17.8 | 0.97 | 4000 | 80
PMAGZYB2 | Eaton (formerly Cooper Lighting) | Metalux | Arena Downlight 750-NEMA 4-L840-BLK-[All Controls] | Indoor Luminaires | High-Bay | High-Bay Luminaires for Commercial and Industrial Buildings | Premium | FALSE | [9 empty] | 42796 |  |  | No |  | 4.1 | 87170 | 128.85 | 676.5 | 17.8 | 0.97 | 4000 | 80
P5YXKSVT | Eaton (formerly Cooper Lighting) | Metalux | Arena Downlight 750-NEMA 5-L840-BLK-[All Controls] | Indoor Luminaires | High-Bay | High-Bay Luminaires for Commercial and Industrial Buildings | Standard | FALSE | [9 empty] | 42796 |  |  | No |  | 4.1 | 85161 | 125.88 | 676.5 | 17.8 | 0.97 | 4000 | 80
PP3VPDF9 | Eaton (formerly Cooper Lighting) | Corelite | RZL-NN-3L35-1[All Wiring]-UNV-[All Suspension][All Power Feed][All Suspension Length]-[All Ceiling Type]-4-STD-[Blank or SV]-[All Finish] | Indoor Luminaires | High-Bay | Low-Bay Luminaires for Commercial and Industrial Buildings | Standard | TRUE | 5493 | 106 | 51.8 | 15.7 | 0.963 | 3893 | 82.4 | 5 | 50000 | 42796 |  |  | Yes |  | 4.1 | 5493 | 106 | 51.8 | 0.08 | 1 | 3500 | 82.1
PQSYGXK8 | Standard Products Inc. | STANDARD | LPHBB/S3/150W/40K/3/DD1/FP/STD | Indoor Luminaires | High-Bay | High-Bay Luminaires for Commercial and Industrial Buildings | Premium | TRUE | 19298 | 130.04 | 148.4 | 11.86 | 0.9443 | 3911 | 82.4 | 5 | 50000 | 42796 |  |  | No | Product Updated on 12/19/2016 | 4.1 | 19298 | 130.04 | 148.4 | 11.86 | 0.94 | 4000 | 82.4
PX63HCPB | Standard Products Inc. | STANDARD | LPHBB/S3/150W/40K/2/DD1/FP/STD | Indoor Luminaires | High-Bay | High-Bay Luminaires for Commercial and Industrial Buildings | Premium | TRUE | 19395 | 130.87 | 148.2 | 14.16 | 0.9334 | 3956 | 82.5 | 5 | 501000 | 42796 |  |  | No | Updated 12/21/2016 | 4.1 | 19395 | 130.87 | 148.2 | 14.16 | 0.93 | 4000 | 82.5
P7VDQY7P | Hyperikon Inc. | Hyperikon | HyperBayF165W-40 | Indoor Luminaires | High-Bay | High-Bay Luminaires for Commercial and Industrial Buildings | Premium | TRUE | 21786 | 132.68 | 164.2 | 8.1 | 0.9645 | 3984 | 83.3 | 5 | 50000 | 42796 |  |  | No |  | 4.1 | 21786 | 132.68 | 164.2 | 8.1 | 0.96 | 4000 | 83.3
PFEZ2CVB | Hyperikon Inc. | Hyperikon | HyperBayF105W-40 | Indoor Luminaires | High-Bay | High-Bay Luminaires for Commercial and Industrial Buildings | Premium | TRUE | 13976 | 130.37 | 107.2 | 7.92 | 0.9605 | 4014 | 83.3 | 5 | 50000 | 42796 |  |  | No |  | 4.1 | 13976 | 130.37 | 107.2 | 7.92 | 0.96 | 4000 | 83.3
PB222RV4 | Hyperikon Inc. | Hyperikon | HyperBayF220W-40 | Indoor Luminaires | High-Bay | High-Bay Luminaires for Commercial and Industrial Buildings | Premium | TRUE | 28092 | 130.48 | 215.3 | 8.03 | 0.9583 | 3994 | 83.6 | 5 | 50000 | 42796 |  |  | No |  | 4.1 | 28092 | 127.69 | 220 | 8.03 | 0.96 | 4000 | 83.6
PUWMPYXC | Hyperikon Inc. | Hyperikon | HyperBayF220W-57 | Indoor Luminaires | High-Bay | High-Bay Luminaires for Commercial and Industrial Buildings | Premium | FALSE | [9 empty] | 42796 |  |  | No |  | 4.1 | 30380 | 136.17 | 223.1 | 8.19 | 0.95 | 5700 | 85.2
PZZ9BQY3 | Hyperikon Inc. | Hyperikon | HyperBayF105W-57 | Indoor Luminaires | High-Bay | High-Bay Luminaires for Commercial and Industrial Buildings | Premium | FALSE | [9 empty] | 42796 |  |  | No |  | 4.1 | 14324 | 132.38 | 108.2 | 7.41 | 0.96 | 5700 | 85
PWH67SN9 | Hyperikon Inc. | Hyperikon | HyperBayF165W-57 | Indoor Luminaires | High-Bay | High-Bay Luminaires for Commercial and Industrial Buildings | Premium | FALSE | [9 empty] | 42796 |  |  | No |  | 4.1 | 21911 | 134.59 | 162.8 | 8.13 | 0.96 | 5700 | 83.3
PTJE1XFH | Hyperikon Inc. | Hyperikon | HyperBayF220W-50 | Indoor Luminaires | High-Bay | High-Bay Luminaires for Commercial and Industrial Buildings | Premium | FALSE | [9 empty] | 42796 |  |  | No |  | 4.1 | 29378 | 133.54 | 220 | 8.1 | 0.96 | 5000 | 82.2
PCVCPYPV | Hyperikon Inc. | Hyperikon | HyperBayF165W-50 | Indoor Luminaires | High-Bay | High-Bay Luminaires for Commercial and Industrial Buildings | Premium | FALSE | [9 empty] | 42796 |  |  | No |  | 4.1 | 22027 | 133.58 | 164.9 | 8.23 | 0.96 | 5000 | 82.1
PFSC6FSZ | Hyperikon Inc. | Hyperikon | HyperBayF105W-50 | Indoor Luminaires | High-Bay | High-Bay Luminaires for Commercial and Industrial Buildings | Premium | FALSE | [9 empty] | 42796 |  |  | No |  | 4.1 | 14131 | 131.21 | 107.7 | 7.97 | 0.96 | 5000 | 82
PE6W5P7G | Shenzhen Hipower Optoelectronic Co. Ltd | LED VISION | SPS100-HL10-CW-D-120 | Indoor Luminaires | High-Bay | High-Bay Luminaires for Commercial and Industrial Buildings | Standard | FALSE | [9 empty] | 42795 |  |  | No | Product updated on 3/2/2017. | 4.1 | 10942.52 | 112.6 | 97.2 | 12.83 | 0.99 | 6016 | 74.5
PRSABBCS | Shenzhen Hipower Optoelectronic Co. Ltd | LED VISION | SPS100-HL10-WW-D-90 | Indoor Luminaires | High-Bay | High-Bay Luminaires for Commercial and Industrial Buildings | Standard | TRUE | 10428.56 | 109.5 | 95.2 | 12.72 | 0.9702 | 2980 | 82.8 | 5 | 50000 | 42795 |  |  | No | Product updated on 3/2/2017. | 4.1 | 10409.2 | 109.56 | 95.01 | 12.72 | 1 | 2980 | 82.8
PNYW8ENC | Shenzhen Hipower Optoelectronic Co. Ltd | LED VISION | SPS100-HL10-WW-D-120 | Indoor Luminaires | High-Bay | High-Bay Luminaires for Commercial and Industrial Buildings | Standard | TRUE | 10577.9 | 111.44 | 94.92 | 12.83 | 0.9705 | 2981 | 82.9 | 5 | 50000 | 42795 |  |  | No | Product updated on 3/2/2017. | 4.1 | 10577.9 | 111.44 | 94.92 | 12.83 | 1 | 2981 | 82.9
PN3GUP3U | Shenzhen Hipower Optoelectronic Co. Ltd | LED VISION | SPS100-HL10-WW-D-60 | Indoor Luminaires | High-Bay | High-Bay Luminaires for Commercial and Industrial Buildings | Standard | TRUE | 9836.33 | 103.45 | 95.08 | 12.75 | 0.9704 | 2978 | 82.9 | 5 | 50000 | 42795 |  |  | No | Product updated on 3/2/2017 | 4.1 | 9836.33 | 103.45 | 95.08 | 12.75 | 1 | 2978 | 82.9
PHD6QPCQ | Shenzhen Hipower Optoelectronic Co. Ltd | LED VISION | SPS150-HL10-WW-D-60 | Indoor Luminaires | High-Bay | High-Bay Luminaires for Commercial and Industrial Buildings | Standard | TRUE | 15227.56 | 102.5 | 148.5 | 12.95 | 0.9385 | 2999 | 82.9 | 5 | 50000 | 42795 |  |  | No | Product updated on 3/2/2017. | 4.1 | 15195.4 | 102.63 | 148.1 | 12.95 | 1 | 2999 | 82.9
P9FXE8GZ | Shenzhen Hipower Optoelectronic Co. Ltd | LED VISION | SPS150-HL10-CW-60 | Indoor Luminaires | High-Bay | High-Bay Luminaires for Commercial and Industrial Buildings | Standard | FALSE | [9 empty] | 42795 |  |  | No | Product updated on 3/2/2017. | 4.1 | 16213.36 | 102.4 | 158.3 | 12.95 | 1 | 6014 | 74.4
PZPWAVCP | Shenzhen Hipower Optoelectronic Co. Ltd | LED VISION | SPS100-HL10-CW-120 | Indoor Luminaires | High-Bay | High-Bay Luminaires for Commercial and Industrial Buildings | Standard | FALSE | [9 empty] | 42795 |  |  | No | Product updated on 3/2/2017. | 4.1 | 10942.52 | 112.6 | 97.2 | 12.83 | 0.99 | 6016 | 74.5
P3SAPTZ2 | Shenzhen Hipower Optoelectronic Co. Ltd | LED VISION | SPS100-HL10-CW-90 | Indoor Luminaires | High-Bay | High-Bay Luminaires for Commercial and Industrial Buildings | Standard | FALSE | [9 empty] | 42795 |  |  | No | Product updated on 3/2/2017. | 4.1 | 10697.5 | 110.06 | 97.2 | 12.72 | 0.99 | 6014 | 74.5
PAP9VE8E | Shenzhen Hipower Optoelectronic Co. Ltd | LED VISION | SPS100-HL10-CW-60 | Indoor Luminaires | High-Bay | High-Bay Luminaires for Commercial and Industrial Buildings | Standard | FALSE | [9 empty] | 42795 |  |  | No | Product updated on 3/2/2017 | 4.1 | 10259.54 | 105.88 | 96.9 | 12.75 | 0.99 | 5990 | 74.4
PZA1FWTA | Shenzhen Hipower Optoelectronic Co. Ltd | LED VISION | SPS150-HL10-CW-D-60 | Indoor Luminaires | High-Bay | High-Bay Luminaires for Commercial and Industrial Buildings | Standard | FALSE | [9 empty] | 42795 |  |  | No | Product updated on 3/2/2017. | 4.1 | 16213.36 | 102.4 | 158.3 | 12.95 | 1 | 6014 | 74.4
P7N1W9DC | Shenzhen Hipower Optoelectronic Co. Ltd | LED VISION | SPS100-HL10-CW-D-90 | Indoor Luminaires | High-Bay | High-Bay Luminaires for Commercial and Industrial Buildings | Standard | FALSE | [9 empty] | 42795 |  |  | No | Product updated on 3/2/2017. | 4.1 | 10697.5 | 110.06 | 97.2 | 12.72 | 0.99 | 6014 | 74.5
PC3G9E63 | Shenzhen Hipower Optoelectronic Co. Ltd | LED VISION | SPS100-HL10-CW-D-60 | Indoor Luminaires | High-Bay | High-Bay Luminaires for Commercial and Industrial Buildings | Standard | FALSE | [9 empty] | 42795 |  |  | No | Product updated on 3/2/2017 | 4.1 | 10259.54 | 105.88 | 96.9 | 12.75 | 0.99 | 5990 | 74.4
PTJ2PBXR | Shenzhen Hipower Optoelectronic Co. Ltd | LED VISION | SPS150-HL10-DW-60 | Indoor Luminaires | High-Bay | High-Bay Luminaires for Commercial and Industrial Buildings | Standard | FALSE | [9 empty] | 42795 |  |  | No | Product updated on 3/2/2017. | 4.1 | 15884.4 | 102.48 | 155 | 12.95 | 1 | 5000 | 77
PXM7K2PZ | Shenzhen Hipower Optoelectronic Co. Ltd | LED VISION | SPS100-HL10-DW-120 | Indoor Luminaires | High-Bay | High-Bay Luminaires for Commercial and Industrial Buildings | Standard | FALSE | [9 empty] | 42795 |  |  | No | Product updated on 3/2/2017. | 4.1 | 10793.64 | 112.2 | 96.2 | 12.83 | 0.99 | 5000 | 77
P6ZP9MH7 | Shenzhen Hipower Optoelectronic Co. Ltd | LED VISION | SPS100-HL10-DW-90 | Indoor Luminaires | High-Bay | High-Bay Luminaires for Commercial and Industrial Buildings | Standard | FALSE | [9 empty] | 42795 |  |  | No | Product updated on 3/2/2017. | 4.1 | 10595.7 | 109.8 | 96.5 | 12.72 | 0.99 | 5000 | 77
P4QU7QXF | Shenzhen Hipower Optoelectronic Co. Ltd | LED VISION | SPS100-HL10-DW-60 | Indoor Luminaires | High-Bay | High-Bay Luminaires for Commercial and Industrial Buildings | Standard | FALSE | [9 empty] | 42795 |  |  | No | Product updated on 3/2/2017 | 4.1 | 10132.5 | 105 | 96.5 | 12.75 | 0.99 | 4977 | 77
PNVSKG3G | Shenzhen Hipower Optoelectronic Co. Ltd | LED VISION | SPS150-HL10-DW-D-60 | Indoor Luminaires | High-Bay | High-Bay Luminaires for Commercial and Industrial Buildings | Standard | FALSE | [9 empty] | 42795 |  |  | No | Product updated on 3/2/2017. | 4.1 | 15884.4 | 102.48 | 155 | 12.95 | 1 | 5000 | 77
PG9U8U2X | Shenzhen Hipower Optoelectronic Co. Ltd | LED VISION | SPS100-HL10-DW-D-120 | Indoor Luminaires | High-Bay | High-Bay Luminaires for Commercial and Industrial Buildings | Standard | FALSE | [9 empty] | 42795 |  |  | No | Product updated on 3/2/2017. | 4.1 | 10793.64 | 112.2 | 96.2 | 12.83 | 0.99 | 5000 | 77
P6FEKH7T | Shenzhen Hipower Optoelectronic Co. Ltd | LED VISION | SPS100-HL10-DW-D-90 | Indoor Luminaires | High-Bay | High-Bay Luminaires for Commercial and Industrial Buildings | Standard | FALSE | [9 empty] | 42795 |  |  | No | Product updated on 3/2/2017. | 4.1 | 10595.7 | 109.8 | 96.5 | 12.72 | 0.99 | 5000 | 77
P3QXB2AM | Shenzhen Hipower Optoelectronic Co. Ltd | LED VISION | SPS100-HL10-DW-D-60 | Indoor Luminaires | High-Bay | High-Bay Luminaires for Commercial and Industrial Buildings | Standard | FALSE | [9 empty] | 42795 |  |  | No | Product updated on 3/2/2017 | 4.1 | 10132.5 | 105 | 96.5 | 12.75 | 0.99 | 4977 | 77
PN8DBVF1 | Shenzhen Hipower Optoelectronic Co. Ltd | LED VISION | SPS150-HL10-NW-60 | Indoor Luminaires | High-Bay | High-Bay Luminaires for Commercial and Industrial Buildings | Standard | FALSE | [9 empty] | 42795 |  |  | No | Product updated on 3/2/2017. | 4.1 | 15587.6 | 102.55 | 152 | 12.95 | 1 | 4000 | 80
PYXMNJS5 | Shenzhen Hipower Optoelectronic Co. Ltd | LED VISION | SPS100-HL10-NW-120 | Indoor Luminaires | High-Bay | High-Bay Luminaires for Commercial and Industrial Buildings | Standard | FALSE | [9 empty] | 42795 |  |  | No | Product updated on 3/2/2017. | 4.1 | 10643.36 | 111.8 | 95.2 | 12.83 | 1 | 4000 | 80
PRWATZT8 | Shenzhen Hipower Optoelectronic Co. Ltd | LED VISION | SPS100-HL10-NW-90 | Indoor Luminaires | High-Bay | High-Bay Luminaires for Commercial and Industrial Buildings | Standard | FALSE | [9 empty] | 42795 |  |  | No | Product updated on 3/2/2017. | 4.1 | 10521.6 | 109.6 | 96 | 12.72 | 1 | 4000 | 80
P5CJNEK3 | Shenzhen Hipower Optoelectronic Co. Ltd | LED VISION | SPS100-HL10-NW-60 | Indoor Luminaires | High-Bay | High-Bay Luminaires for Commercial and Industrial Buildings | Standard | FALSE | [9 empty] | 42795 |  |  | No | Product updated on 3/2/2017 | 4.1 | 9984 | 104 | 96 | 12.75 | 1 | 4030 | 80
PDCDJ7QH | Shenzhen Hipower Optoelectronic Co. Ltd | LED VISION | SPS150-HL10-NW-D-60 | Indoor Luminaires | High-Bay | High-Bay Luminaires for Commercial and Industrial Buildings | Standard | FALSE | [9 empty] | 42795 |  |  | No | Product updated on 3/2/2017. | 4.1 | 15587.6 | 102.55 | 152 | 12.95 | 1 | 4000 | 80
P7QQUD22 | Shenzhen Hipower Optoelectronic Co. Ltd | LED VISION | SPS100-HL10-NW-D-120 | Indoor Luminaires | High-Bay | High-Bay Luminaires for Commercial and Industrial Buildings | Standard | FALSE | [9 empty] | 42795 |  |  | No | Product updated on 3/2/2017. | 4.1 | 10643.36 | 111.8 | 95.2 | 12.83 | 1 | 4000 | 80
PS1UHSJU | Shenzhen Hipower Optoelectronic Co. Ltd | LED VISION | SPS100-HL10-NW-D-90 | Indoor Luminaires | High-Bay | High-Bay Luminaires for Commercial and Industrial Buildings | Standard | FALSE | [9 empty] | 42795 |  |  | No | Product updated on 3/2/2017. | 4.1 | 10521.6 | 109.6 | 96 | 12.72 | 1 | 4000 | 80
P6KQAZB6 | Shenzhen Hipower Optoelectronic Co. Ltd | LED VISION | SPS100-HL10-NW-D-60 | Indoor Luminaires | High-Bay | High-Bay Luminaires for Commercial and Industrial Buildings | Standard | FALSE | [9 empty] | 42795 |  |  | No | Product updated on 3/2/2017 | 4.1 | 9984 | 104 | 96 | 12.75 | 1 | 4030 | 80
PDGXZSCH | Shenzhen Hipower Optoelectronic Co. Ltd | LED VISION | SPS150-HL10-WW-60 | Indoor Luminaires | High-Bay | High-Bay Luminaires for Commercial and Industrial Buildings | Standard | FALSE | [9 empty] | 42795 |  |  | No | Product updated on 3/2/2017. | 4.1 | 15195.4 | 102.63 | 148.1 | 12.95 | 1 | 2999 | 82.9
PDHXS4SU | Shenzhen Hipower Optoelectronic Co. Ltd | LED VISION | SPS100-HL10-WW-120 | Indoor Luminaires | High-Bay | High-Bay Luminaires for Commercial and Industrial Buildings | Standard | FALSE | [9 empty] | 42795 |  |  | No | Product updated on 3/2/2017. | 4.1 | 10577.9 | 111.44 | 94.92 | 12.83 | 1 | 2981 | 82.9
PUBF9ZGU | Shenzhen Hipower Optoelectronic Co. Ltd | LED VISION | SPS100-HL10-WW-90 | Indoor Luminaires | High-Bay | High-Bay Luminaires for Commercial and Industrial Buildings | Standard | FALSE | [9 empty] | 42795 |  |  | No | Product updated on 3/2/2017. | 4.1 | 10409.2 | 109.56 | 95.01 | 12.72 | 1 | 2980 | 82.8
PYPXXF6P | Shenzhen Hipower Optoelectronic Co. Ltd | LED VISION | SPS100-HL10-WW-60 | Indoor Luminaires | High-Bay | High-Bay Luminaires for Commercial and Industrial Buildings | Standard | FALSE | [9 empty] | 42795 |  |  | No | Product updated on 3/2/2017 | 4.1 | 9836.33 | 103.45 | 95.08 | 12.75 | 1 | 2978 | 82.9
P8J62413 | Shenzhen Abest Lighting co.Ltd. | Abest | A2102-600-80W-ND-40 | Indoor Luminaires | High-Bay | High-Bay Luminaires for Commercial and Industrial Buildings | Premium | TRUE | 11296 | 140.15 | 80.6 | 10.68 | 0.9602 | 4060 | 84.3 | 5 | 50000 | 42795 | Dimmable | Continuous Above 10 | No |  | 4.1 | 11200 | 140 | 80 | 12 | 0.95 | 4000 | 80
PMH2QWBY | Shenzhen Abest Lighting co.Ltd. | Abest | A2102-900-120W-ND-40 | Indoor Luminaires | High-Bay | High-Bay Luminaires for Commercial and Industrial Buildings | Premium | TRUE | 17111 | 144.76 | 118.2 | 10.99 | 0.9378 | 4062 | 84.2 | 5 | 50000 | 42795 | Dimmable | Continuous Above 10 | No |  | 4.1 | 16800 | 140 | 120 | 12 | 0.93 | 4000 | 80
PSNQ6KZX | Shenzhen Abest Lighting co.Ltd. | Abest | A2102-1200-150W-ND-40 | Indoor Luminaires | High-Bay | High-Bay Luminaires for Commercial and Industrial Buildings | Premium | TRUE | 21991 | 144.59 | 152.09 | 14.03 | 0.921 | 4071 | 84.3 | 5 | 50000 | 42795 | Dimmable | Continuous Above 10 | No |  | 4.1 | 21000 | 140 | 150 | 15 | 0.92 | 4000 | 80
PK4J5V9Q | Shenzhen Abest Lighting co.Ltd. | Abest | A2102-1500-200W-ND-40 | Indoor Luminaires | High-Bay | High-Bay Luminaires for Commercial and Industrial Buildings | Premium | TRUE | 28649 | 140.22 | 204.32 | 11.57 | 0.921 | 4065 | 84.3 | 5 | 50000 | 42795 | Dimmable | Continuous Above 10 | No |  | 4.1 | 28000 | 140 | 200 | 12 | 0.92 | 4000 | 80
P8TU681X | Shenzhen Abest Lighting co.Ltd. | Abest | A2102-1200-150W-ND-57 | Indoor Luminaires | High-Bay | High-Bay Luminaires for Commercial and Industrial Buildings | Premium | FALSE | [9 empty] | 42795 | Dimmable | Continuous Above 10 | No |  | 4.1 | 21000 | 140 | 150 | 15 | 0.92 | 5700 | 80
PM5A93FY | Shenzhen Abest Lighting co.Ltd. | Abest | A2102-1500-200W-ND-57 | Indoor Luminaires | High-Bay | High-Bay Luminaires for Commercial and Industrial Buildings | Premium | FALSE | [9 empty] | 42795 | Dimmable | Continuous Above 10 | No |  | 4.1 | 28000 | 140 | 200 | 12 | 0.92 | 5700 | 80
PH2P9118 | Shenzhen Abest Lighting co.Ltd. | Abest | A2102-900-120W-ND-57 | Indoor Luminaires | High-Bay | High-Bay Luminaires for Commercial and Industrial Buildings | Premium | FALSE | [9 empty] | 42795 | Dimmable | Continuous Above 10 | No |  | 4.1 | 16800 | 140 | 120 | 12 | 0.93 | 5700 | 80
PM8CR6VC | Shenzhen Abest Lighting co.Ltd. | Abest | A2102-600-80W-ND-57 | Indoor Luminaires | High-Bay | High-Bay Luminaires for Commercial and Industrial Buildings | Premium | FALSE | [9 empty] | 42795 | Dimmable | Continuous Above 10 | No |  | 4.1 | 11200 | 140 | 80 | 12 | 0.95 | 5700 | 80
PD8G1ACQ | Shenzhen Abest Lighting co.Ltd. | Abest | A2102-1200-150W-ND-50 | Indoor Luminaires | High-Bay | High-Bay Luminaires for Commercial and Industrial Buildings | Premium | FALSE | [9 empty] | 42795 | Dimmable | Continuous Above 10 | No |  | 4.1 | 21000 | 140 | 150 | 15 | 0.92 | 5000 | 80
PWDDMYRU | Shenzhen Abest Lighting co.Ltd. | Abest | A2102-1500-200W-ND-50 | Indoor Luminaires | High-Bay | High-Bay Luminaires for Commercial and Industrial Buildings | Premium | FALSE | [9 empty] | 42795 | Dimmable | Continuous Above 10 | No |  | 4.1 | 28000 | 140 | 200 | 12 | 0.92 | 5000 | 80
PETC7NKC | Shenzhen Abest Lighting co.Ltd. | Abest | A2102-900-120W-ND-50 | Indoor Luminaires | High-Bay | High-Bay Luminaires for Commercial and Industrial Buildings | Premium | FALSE | [9 empty] | 42795 | Dimmable | Continuous Above 10 | No |  | 4.1 | 16800 | 140 | 120 | 12 | 0.93 | 5000 | 80
P446R43G | Shenzhen Abest Lighting co.Ltd. | Abest | A2102-600-80W-ND-50 | Indoor Luminaires | High-Bay | High-Bay Luminaires for Commercial and Industrial Buildings | Premium | FALSE | [9 empty] | 42795 | Dimmable | Continuous Above 10 | No |  | 4.1 | 11200 | 140 | 80 | 12 | 0.95 | 5000 | 80
PAQYP587 | Shenzhen Abest Lighting co.Ltd. | Abest | A2102-1200-150W-ND-45 | Indoor Luminaires | High-Bay | High-Bay Luminaires for Commercial and Industrial Buildings | Premium | FALSE | [9 empty] | 42795 | Dimmable | Continuous Above 10 | No |  | 4.1 | 21000 | 140 | 150 | 15 | 0.92 | 4500 | 80
PDRFTNY7 | Shenzhen Abest Lighting co.Ltd. | Abest | A2102-1500-200W-ND-45 | Indoor Luminaires | High-Bay | High-Bay Luminaires for Commercial and Industrial Buildings | Premium | FALSE | [9 empty] | 42795 | Dimmable | Continuous Above 10 | No |  | 4.1 | 28000 | 140 | 200 | 12 | 0.92 | 4500 | 80
PWKKRHW2 | Shenzhen Abest Lighting co.Ltd. | Abest | A2102-900-120W-ND-45 | Indoor Luminaires | High-Bay | High-Bay Luminaires for Commercial and Industrial Buildings | Premium | FALSE | [9 empty] | 42795 | Dimmable | Continuous Above 10 | No |  | 4.1 | 16800 | 140 | 120 | 12 | 0.93 | 4500 | 80
PHQD1XJ9 | Shenzhen Abest Lighting co.Ltd. | Abest | A2102-600-80W-ND-45 | Indoor Luminaires | High-Bay | High-Bay Luminaires for Commercial and Industrial Buildings | Premium | FALSE | [9 empty] | 42795 | Dimmable | Continuous Above 10 | No |  | 4.1 | 11200 | 140 | 80 | 12 | 0.95 | 4500 | 80
PJSH7F51 | EiKO Global LLC | EIKO | BAY-4C-40K-V | Indoor Luminaires | High-Bay | High-Bay Luminaires for Commercial and Industrial Buildings | Standard | TRUE | 18786 | 126.42 | 148.6 | 9.48 | 0.9674 | 3966 | 85 | 5 | 50000 | 42795 | Dimmable | Continuous Above 10 | No | 0 | 4.1 | 18786 | 126.42 | 148.6 | 9.48 | 0.97 | 4000 | 85
PGQPD9AU | EiKO Global LLC | EIKO | BAY-3C-40K-U | Indoor Luminaires | High-Bay | High-Bay Luminaires for Commercial and Industrial Buildings | Standard | TRUE | 12593 | 126.03 | 99.92 | 12.06 | 0.967 | 3944 | 81.8 | 5 | 50000 | 42795 | Dimmable | Continuous Above 10 | No | 0 | 4.1 | 12593 | 126.03 | 99.92 | 12.06 | 0.97 | 4000 | 81.8
P5KPHNC4 | EiKO Global LLC | EIKO | BAY-5C-40K-V | Indoor Luminaires | High-Bay | High-Bay Luminaires for Commercial and Industrial Buildings | Standard | TRUE | 25053 | 126.15 | 198.6 | 14.04 | 0.9423 | 3969 | 85 | 5 | 50000 | 42795 | Dimmable | Continuous Above 10 | No | 0 | 4.1 | 25053 | 126.15 | 198.6 | 14.04 | 0.94 | 4000 | 85
PKU7A9UV | EiKO Global LLC | EIKO | BAY-4C-40K-U | Indoor Luminaires | High-Bay | High-Bay Luminaires for Commercial and Industrial Buildings | Standard | TRUE | 18753 | 126.62 | 148.1 | 14.13 | 0.9365 | 3954 | 81.8 | 5 | 50000 | 42795 | Dimmable | Continuous Above 10 | No | 0 | 4.1 | 18753 | 126.62 | 148.1 | 14.13 | 0.94 | 4000 | 81.8
P2T5XS1A | EiKO Global LLC | EIKO | BAY-3C-40K-V | Indoor Luminaires | High-Bay | High-Bay Luminaires for Commercial and Industrial Buildings | Standard | TRUE | 13014 | 126.47 | 102.9 | 10.26 | 0.9325 | 3975 | 84.9 | 5 | 50000 | 42795 | Dimmable | Continuous Above 10 | No | 0 | 4.1 | 13061 | 127.3 | 102.6 | 10.26 | 0.93 | 4000 | 84.9
PBMPUEN8 | EiKO Global LLC | EIKO | BAY-5C-40K-U | Indoor Luminaires | High-Bay | High-Bay Luminaires for Commercial and Industrial Buildings | Standard | TRUE | 25047 | 126.18 | 198.5 | 18.48 | 0.911 | 3954 | 81.9 | 5 | 50000 | 42795 | Dimmable | Continuous Above 10 | No | 0 | 4.1 | 25047 | 126.18 | 198.5 | 18.48 | 0.91 | 4000 | 81.9
PRMTZR7D | EiKO Global LLC | EIKO | BAY-3C-57K-V | Indoor Luminaires | High-Bay | High-Bay Luminaires for Commercial and Industrial Buildings | Standard | FALSE | [9 empty] | 42795 | Dimmable | Continuous Above 10 | No | 0 | 4.1 | 13234 | 130.51 | 101.4 | 10.01 | 0.93 | 5700 | 84.6
PAC7MHGC | EiKO Global LLC | EIKO | BAY-5C-57K-V | Indoor Luminaires | High-Bay | High-Bay Luminaires for Commercial and Industrial Buildings | Standard | FALSE | [9 empty] | 42795 | Dimmable | Continuous Above 10 | No | 0 | 4.1 | 25699 | 129.14 | 199 | 14.42 | 0.94 | 5700 | 84.5
PQ3PFNB4 | EiKO Global LLC | EIKO | BAY-4C-57K-V | Indoor Luminaires | High-Bay | High-Bay Luminaires for Commercial and Industrial Buildings | Standard | FALSE | [9 empty] | 42795 | Dimmable | Continuous Above 10 | No | 0 | 4.1 | 19220 | 128.91 | 149.1 | 9.85 | 0.97 | 5700 | 84.5
PK1Z29GB | EiKO Global LLC | EIKO | BAY-4C-57K-U | Indoor Luminaires | High-Bay | High-Bay Luminaires for Commercial and Industrial Buildings | Standard | FALSE | [9 empty] | 42795 | Dimmable | Continuous Above 10 | No | 0 | 4.1 | 19331 | 129.48 | 149.3 | 14.52 | 0.94 | 5700 | 82.4
PGPBG1DR | EiKO Global LLC | EIKO | BAY-5C-57K-U | Indoor Luminaires | High-Bay | High-Bay Luminaires for Commercial and Industrial Buildings | Standard | FALSE | [9 empty] | 42795 | Dimmable | Continuous Above 10 | No | 0 | 4.1 | 25873 | 129.56 | 199.7 | 18.17 | 0.91 | 5700 | 82.2
PWT3Q6ND | EiKO Global LLC | EIKO | BAY-3C-57K-U | Indoor Luminaires | High-Bay | High-Bay Luminaires for Commercial and Industrial Buildings | Standard | FALSE | [9 empty] | 42795 | Dimmable | Continuous Above 10 | No | 0 | 4.1 | 13098 | 129.94 | 100.8 | 12.39 | 0.96 | 5700 | 82.2
P1SHKGVB | EiKO Global LLC | EIKO | BAY-3C-50K-V | Indoor Luminaires | High-Bay | High-Bay Luminaires for Commercial and Industrial Buildings | Standard | FALSE | [9 empty] | 42795 | Dimmable | Continuous Above 10 | No | 0 | 4.1 | 13121 | 129.02 | 101.7 | 10.16 | 0.93 | 5000 | 83.5
PC5QUCQ5 | EiKO Global LLC | EIKO | BAY-5C-50K-V | Indoor Luminaires | High-Bay | High-Bay Luminaires for Commercial and Industrial Buildings | Standard | FALSE | [9 empty] | 42795 | Dimmable | Continuous Above 10 | No | 0 | 4.1 | 25355 | 127.86 | 198.3 | 14.09 | 0.94 | 5000 | 83.3
PW4JRQR1 | EiKO Global LLC | EIKO | BAY-4C-50K-V | Indoor Luminaires | High-Bay | High-Bay Luminaires for Commercial and Industrial Buildings | Standard | FALSE | [9 empty] | 42795 | Dimmable | Continuous Above 10 | No | 0 | 4.1 | 19060 | 127.58 | 149.4 | 9.91 | 0.97 | 5000 | 83.2
PNKPHK2E | EiKO Global LLC | EIKO | BAY-4C-50K-U | Indoor Luminaires | High-Bay | High-Bay Luminaires for Commercial and Industrial Buildings | Standard | FALSE | [9 empty] | 42795 | Dimmable | Continuous Above 10 | No | 0 | 4.1 | 18995 | 127.74 | 148.7 | 14.82 | 0.94 | 5000 | 81.1
PD8H4V2P | EiKO Global LLC | EIKO | BAY-5C-50K-U | Indoor Luminaires | High-Bay | High-Bay Luminaires for Commercial and Industrial Buildings | Standard | FALSE | [9 empty] | 42795 | Dimmable | Continuous Above 10 | No | 0 | 4.1 | 25524 | 128.39 | 198.8 | 18.2 | 0.91 | 5000 | 81
PARRAMH1 | EiKO Global LLC | EIKO | BAY-3C-50K-U | Indoor Luminaires | High-Bay | High-Bay Luminaires for Commercial and Industrial Buildings | Standard | FALSE | [9 empty] | 42795 | Dimmable | Continuous Above 10 | No | 0 | 4.1 | 12868 | 128.42 | 100.2 | 12.94 | 0.96 | 5000 | 81
PN66BPGM | CIXI YUANHUI LIGHTING ELECTRIC CO.LTD | YUANHUI | NWP4F60V2D | Indoor Luminaires | High-Bay | Low-Bay Luminaires for Commercial and Industrial Buildings | Standard | TRUE | 7754.5 | 127.46 | 60.84 | 17.08 | 0.9471 | 2743 | 82.9 | 5 | 50000 | 42795 | Dimmable | Continuous Above 10 | No |  | 4.1 | 7748.7 | 128.12 | 60.48 | 17.08 | 0.95 | 2700 | 82.9
PU9USBJN | CIXI YUANHUI LIGHTING ELECTRIC CO.LTD | YUANHUI | NWP4F40V2D | Indoor Luminaires | High-Bay | Low-Bay Luminaires for Commercial and Industrial Buildings | Standard | TRUE | 5631 | 128.01 | 43.99 | 16.34 | 0.9172 | 2735 | 82.7 | 5 | 50000 | 42795 | Dimmable | Continuous Above 10 | No |  | 4.1 | 5614.1 | 129 | 43.52 | 16.34 | 0.92 | 2700 | 82.7
PN8VWQA7 | CIXI YUANHUI LIGHTING ELECTRIC CO.LTD | YUANHUI | NWP8F120V2D | Indoor Luminaires | High-Bay | High-Bay Luminaires for Commercial and Industrial Buildings | Standard | TRUE | 16059 | 126.75 | 126.7 | 16.07 | 0.9161 | 2722 | 82.6 | 5 | 50000 | 42795 | Dimmable | Continuous Above 10 | No |  | 4.1 | 16372 | 131.08 | 124.9 | 16.07 | 0.92 | 2700 | 82.6
PB4NMRHR | CIXI YUANHUI LIGHTING ELECTRIC CO.LTD | YUANHUI | NWP8F80V2D | Indoor Luminaires | High-Bay | High-Bay Luminaires for Commercial and Industrial Buildings | Standard | TRUE | 10444 | 127.4 | 81.98 | 15.46 | 0.9157 | 2765 | 83.1 | 5 | 50000 | 42795 | Dimmable | Continuous Above 10 | No |  | 4.1 | 10488 | 130.27 | 80.51 | 15.46 | 0.92 | 2700 | 83.1
PDFBJ6CF | CIXI YUANHUI LIGHTING ELECTRIC CO.LTD | YUANHUI | NWP8F150V2D | Indoor Luminaires | High-Bay | High-Bay Luminaires for Commercial and Industrial Buildings | Standard | TRUE | 20974 | 127.97 | 163.9 | 16.48 | 0.9082 | 2735 | 82.1 | 5 | 50000 | 42795 | Dimmable | Continuous Above 10 | No |  | 4.1 | 20987 | 130.84 | 160.4 | 16.48 | 0.91 | 2700 | 82.1
P2UH1MHA | CIXI YUANHUI LIGHTING ELECTRIC CO.LTD | YUANHUI | NWP4F60V2C-S | Indoor Luminaires | High-Bay | Low-Bay Luminaires for Commercial and Industrial Buildings | Standard | FALSE | [9 empty] | 42795 | Dimmable | Continuous Above 10 | Yes |  | 4.1 | 8142 | 132.59 | 61.41 | 17.94 | 0.91 | 5700 | 83.8
P4FJG77W | CIXI YUANHUI LIGHTING ELECTRIC CO.LTD | YUANHUI | NWP4F60V2C | Indoor Luminaires | High-Bay | Low-Bay Luminaires for Commercial and Industrial Buildings | Standard | FALSE | [9 empty] | 42795 | Dimmable | Continuous Above 10 | No |  | 4.1 | 8142 | 132.59 | 61.41 | 17.94 | 0.91 | 5700 | 83.8
P1A6K823 | CIXI YUANHUI LIGHTING ELECTRIC CO.LTD | YUANHUI | NWP8F80V2C-S | Indoor Luminaires | High-Bay | High-Bay Luminaires for Commercial and Industrial Buildings | Standard | FALSE | [9 empty] | 42795 | Dimmable | Continuous Above 10 | Yes |  | 4.1 | 10906 | 134.72 | 80.95 | 16.07 | 0.91 | 5700 | 83.2
P2U77VF9 | CIXI YUANHUI LIGHTING ELECTRIC CO.LTD | YUANHUI | NWP8F80V2C | Indoor Luminaires | High-Bay | High-Bay Luminaires for Commercial and Industrial Buildings | Standard | FALSE | [9 empty] | 42795 | Dimmable | Continuous Above 10 | No |  | 4.1 | 10906 | 134.72 | 80.95 | 16.07 | 0.91 | 5700 | 83.2
P8SFV2K6 | CIXI YUANHUI LIGHTING ELECTRIC CO.LTD | YUANHUI | NWP8F120V2C-S | Indoor Luminaires | High-Bay | High-Bay Luminaires for Commercial and Industrial Buildings | Standard | FALSE | [9 empty] | 42795 | Dimmable | Continuous Above 10 | Yes |  | 4.1 | 16952 | 135.29 | 125.3 | 16.61 | 0.91 | 5700 | 83.1
PTVN8WPV | CIXI YUANHUI LIGHTING ELECTRIC CO.LTD | YUANHUI | NWP8F120V2C | Indoor Luminaires | High-Bay | High-Bay Luminaires for Commercial and Industrial Buildings | Standard | FALSE | [9 empty] | 42795 | Dimmable | Continuous Above 10 | No |  | 4.1 | 16952 | 135.29 | 125.3 | 16.61 | 0.91 | 5700 | 83.1
PWTPKFN1 | CIXI YUANHUI LIGHTING ELECTRIC CO.LTD | YUANHUI | NWP4F40V2C-S | Indoor Luminaires | High-Bay | Low-Bay Luminaires for Commercial and Industrial Buildings | Standard | FALSE | [9 empty] | 42795 | Dimmable | Continuous Above 10 | Yes |  | 4.1 | 5852 | 133.28 | 43.91 | 17.28 | 0.91 | 5700 | 82.7
P3Z23NX3 | CIXI YUANHUI LIGHTING ELECTRIC CO.LTD | YUANHUI | NWP4F40V2C | Indoor Luminaires | High-Bay | Low-Bay Luminaires for Commercial and Industrial Buildings | Standard | FALSE | [9 empty] | 42795 | Dimmable | Continuous Above 10 | No |  | 4.1 | 5852 | 133.28 | 43.91 | 17.28 | 0.91 | 5700 | 82.7
PNN9T4BS | CIXI YUANHUI LIGHTING ELECTRIC CO.LTD | YUANHUI | NWP8F150V2C-S | Indoor Luminaires | High-Bay | High-Bay Luminaires for Commercial and Industrial Buildings | Standard | FALSE | [9 empty] | 42795 | Dimmable | Continuous Above 10 | Yes |  | 4.1 | 21723 | 134.76 | 161.2 | 16.84 | 0.9 | 5700 | 82.6
PRH8HNCY | CIXI YUANHUI LIGHTING ELECTRIC CO.LTD | YUANHUI | NWP8F150V2C | Indoor Luminaires | High-Bay | High-Bay Luminaires for Commercial and Industrial Buildings | Standard | FALSE | [9 empty] | 42795 | Dimmable | Continuous Above 10 | No |  | 4.1 | 21723 | 134.76 | 161.2 | 16.84 | 0.9 | 5700 | 82.6
PMM3SZET | CIXI YUANHUI LIGHTING ELECTRIC CO.LTD | YUANHUI | NWP8F80V2P-S | Indoor Luminaires | High-Bay | High-Bay Luminaires for Commercial and Industrial Buildings | Standard | FALSE | [9 empty] | 42795 | Dimmable | Continuous Above 10 | Yes |  | 4.1 | 10801.5 | 133.8 | 80.73 | 15.46 | 0.92 | 5000 | 83.1
PTTAT9UM | CIXI YUANHUI LIGHTING ELECTRIC CO.LTD | YUANHUI | NWP8F80V2P | Indoor Luminaires | High-Bay | High-Bay Luminaires for Commercial and Industrial Buildings | Standard | FALSE | [9 empty] | 42795 | Dimmable | Continuous Above 10 | No |  | 4.1 | 10801.5 | 133.8 | 80.73 | 15.46 | 0.92 | 5000 | 83.1
PM5RKTAE | CIXI YUANHUI LIGHTING ELECTRIC CO.LTD | YUANHUI | NWP4F60V2P-S | Indoor Luminaires | High-Bay | Low-Bay Luminaires for Commercial and Industrial Buildings | Standard | FALSE | [9 empty] | 42795 | Dimmable | Continuous Above 10 | Yes |  | 4.1 | 8043.68 | 131.98 | 60.95 | 17.08 | 0.95 | 5000 | 82.9
PUVBVCYK | CIXI YUANHUI LIGHTING ELECTRIC CO.LTD | YUANHUI | NWP4F60V2P | Indoor Luminaires | High-Bay | Low-Bay Luminaires for Commercial and Industrial Buildings | Standard | FALSE | [9 empty] | 42795 | Dimmable | Continuous Above 10 | No |  | 4.1 | 8043.68 | 131.98 | 60.95 | 17.08 | 0.95 | 5000 | 82.9
PYADGMSY | CIXI YUANHUI LIGHTING ELECTRIC CO.LTD | YUANHUI | NWP4F40V2P-S | Indoor Luminaires | High-Bay | Low-Bay Luminaires for Commercial and Industrial Buildings | Standard | FALSE | [9 empty] | 42795 | Dimmable | Continuous Above 10 | Yes |  | 4.1 | 5793 | 132.5 | 43.72 | 16.34 | 0.92 | 5000 | 82.7
PHKTP485 | CIXI YUANHUI LIGHTING ELECTRIC CO.LTD | YUANHUI | NWP4F40V2P | Indoor Luminaires | High-Bay | Low-Bay Luminaires for Commercial and Industrial Buildings | Standard | FALSE | [9 empty] | 42795 | Dimmable | Continuous Above 10 | No |  | 4.1 | 5793 | 132.5 | 43.72 | 16.34 | 0.92 | 5000 | 82.7
PJW3GSBR | CIXI YUANHUI LIGHTING ELECTRIC CO.LTD | YUANHUI | NWP8F120V2P-S | Indoor Luminaires | High-Bay | High-Bay Luminaires for Commercial and Industrial Buildings | Standard | FALSE | [9 empty] | 42795 | Dimmable | Continuous Above 10 | Yes |  | 4.1 | 16807 | 134.35 | 125.1 | 16.07 | 0.92 | 5000 | 82.6
P8Y84HU6 | CIXI YUANHUI LIGHTING ELECTRIC CO.LTD | YUANHUI | NWP8F120V2P | Indoor Luminaires | High-Bay | High-Bay Luminaires for Commercial and Industrial Buildings | Standard | FALSE | [9 empty] | 42795 | Dimmable | Continuous Above 10 | No |  | 4.1 | 16807 | 134.35 | 125.1 | 16.07 | 0.92 | 5000 | 82.6
PPG4MGNJ | CIXI YUANHUI LIGHTING ELECTRIC CO.LTD | YUANHUI | NWP8F150V2P-S | Indoor Luminaires | High-Bay | High-Bay Luminaires for Commercial and Industrial Buildings | Standard | FALSE | [9 empty] | 42795 | Dimmable | Continuous Above 10 | Yes |  | 4.1 | 21539 | 133.95 | 160.8 | 16.48 | 0.91 | 5000 | 82.1
PS35RU64 | CIXI YUANHUI LIGHTING ELECTRIC CO.LTD | YUANHUI | NWP8F150V2P | Indoor Luminaires | High-Bay | High-Bay Luminaires for Commercial and Industrial Buildings | Standard | FALSE | [9 empty] | 42795 | Dimmable | Continuous Above 10 | No |  | 4.1 | 21539 | 133.95 | 160.8 | 16.48 | 0.91 | 5000 | 82.1
P73ZFR8T | CIXI YUANHUI LIGHTING ELECTRIC CO.LTD | YUANHUI | NWP8F80V2N-S | Indoor Luminaires | High-Bay | High-Bay Luminaires for Commercial and Industrial Buildings | Standard | FALSE | [9 empty] | 42795 | Dimmable | Continuous Above 10 | Yes |  | 4.1 | 10697 | 132.5 | 80.73 | 15.46 | 0.92 | 4000 | 83.1
PVXQAE2C | CIXI YUANHUI LIGHTING ELECTRIC CO.LTD | YUANHUI | NWP8F80V2N | Indoor Luminaires | High-Bay | High-Bay Luminaires for Commercial and Industrial Buildings | Standard | FALSE | [9 empty] | 42795 | Dimmable | Continuous Above 10 | No |  | 4.1 | 10697 | 132.5 | 80.73 | 15.46 | 0.92 | 4000 | 83.1
PBWX3624 | CIXI YUANHUI LIGHTING ELECTRIC CO.LTD | YUANHUI | NWP4F60V2N-S | Indoor Luminaires | High-Bay | Low-Bay Luminaires for Commercial and Industrial Buildings | Standard | FALSE | [9 empty] | 42795 | Dimmable | Continuous Above 10 | Yes |  | 4.1 | 7945.35 | 130.35 | 60.95 | 17.08 | 0.95 | 4000 | 82.9
PQR3YNR8 | CIXI YUANHUI LIGHTING ELECTRIC CO.LTD | YUANHUI | NWP4F60V2N | Indoor Luminaires | High-Bay | Low-Bay Luminaires for Commercial and Industrial Buildings | Standard | FALSE | [9 empty] | 42795 | Dimmable | Continuous Above 10 | No |  | 4.1 | 7945.35 | 130.35 | 60.95 | 17.08 | 0.95 | 4000 | 82.9
P8KKAZJM | CIXI YUANHUI LIGHTING ELECTRIC CO.LTD | YUANHUI | NWP4F40V2N-S | Indoor Luminaires | High-Bay | Low-Bay Luminaires for Commercial and Industrial Buildings | Standard | FALSE | [9 empty] | 42795 | Dimmable | Continuous Above 10 | Yes |  | 4.1 | 5733 | 131.13 | 43.72 | 16.34 | 0.92 | 4000 | 82.7
PM7UE87U | CIXI YUANHUI LIGHTING ELECTRIC CO.LTD | YUANHUI | NWP4F40V2N | Indoor Luminaires | High-Bay | Low-Bay Luminaires for Commercial and Industrial Buildings | Standard | FALSE | [9 empty] | 42795 | Dimmable | Continuous Above 10 | No |  | 4.1 | 5733 | 131.13 | 43.72 | 16.34 | 0.92 | 4000 | 82.7
P2EG1KPP | CIXI YUANHUI LIGHTING ELECTRIC CO.LTD | YUANHUI | NWP8F120V2N-S | Indoor Luminaires | High-Bay | High-Bay Luminaires for Commercial and Industrial Buildings | Standard | FALSE | [9 empty] | 42795 | Dimmable | Continuous Above 10 | Yes |  | 4.1 | 16662 | 133.19 | 125.1 | 16.07 | 0.92 | 4000 | 82.6
P1H1DGSQ | CIXI YUANHUI LIGHTING ELECTRIC CO.LTD | YUANHUI | NWP8F120V2N | Indoor Luminaires | High-Bay | High-Bay Luminaires for Commercial and Industrial Buildings | Standard | FALSE | [9 empty] | 42795 | Dimmable | Continuous Above 10 | No |  | 4.1 | 16662 | 133.19 | 125.1 | 16.07 | 0.92 | 4000 | 82.6
PM8K2DMW | CIXI YUANHUI LIGHTING ELECTRIC CO.LTD | YUANHUI | NWP8F150V2N-S | Indoor Luminaires | High-Bay | High-Bay Luminaires for Commercial and Industrial Buildings | Standard | FALSE | [9 empty] | 42795 | Dimmable | Continuous Above 10 | Yes |  | 4.1 | 21355 | 132.8 | 160.8 | 16.48 | 0.91 | 4000 | 82.1
PRFGK9FV | CIXI YUANHUI LIGHTING ELECTRIC CO.LTD | YUANHUI | NWP8F150V2N | Indoor Luminaires | High-Bay | High-Bay Luminaires for Commercial and Industrial Buildings | Standard | FALSE | [9 empty] | 42795 | Dimmable | Continuous Above 10 | No |  | 4.1 | 21355 | 132.8 | 160.8 | 16.48 | 0.91 | 4000 | 82.1
PWTSY6NF | CIXI YUANHUI LIGHTING ELECTRIC CO.LTD | YUANHUI | NWP8F80V2W-S | Indoor Luminaires | High-Bay | High-Bay Luminaires for Commercial and Industrial Buildings | Standard | FALSE | [9 empty] | 42795 | Dimmable | Continuous Above 10 | Yes |  | 4.1 | 10592.5 | 131.22 | 80.73 | 15.46 | 0.92 | 3000 | 83.1
PJJ745D2 | CIXI YUANHUI LIGHTING ELECTRIC CO.LTD | YUANHUI | NWP8F80V2W | Indoor Luminaires | High-Bay | High-Bay Luminaires for Commercial and Industrial Buildings | Standard | FALSE | [9 empty] | 42795 | Dimmable | Continuous Above 10 | No |  | 4.1 | 10592.5 | 131.22 | 80.73 | 15.46 | 0.92 | 3000 | 83.1
PCK2YJ4G | CIXI YUANHUI LIGHTING ELECTRIC CO.LTD | YUANHUI | NWP4F60V2W-S | Indoor Luminaires | High-Bay | Low-Bay Luminaires for Commercial and Industrial Buildings | Standard | FALSE | [9 empty] | 42795 | Dimmable | Continuous Above 10 | Yes |  | 4.1 | 7847.03 | 128.74 | 60.95 | 17.08 | 0.95 | 3000 | 82.9
P983RXH5 | CIXI YUANHUI LIGHTING ELECTRIC CO.LTD | YUANHUI | NWP4F60V2W | Indoor Luminaires | High-Bay | Low-Bay Luminaires for Commercial and Industrial Buildings | Standard | FALSE | [9 empty] | 42795 | Dimmable | Continuous Above 10 | No |  | 4.1 | 7847.03 | 128.74 | 60.95 | 17.08 | 0.95 | 3000 | 82.9
P7MVVPKX | CIXI YUANHUI LIGHTING ELECTRIC CO.LTD | YUANHUI | NWP4F40V2W-S | Indoor Luminaires | High-Bay | Low-Bay Luminaires for Commercial and Industrial Buildings | Standard | FALSE | [9 empty] | 42795 | Dimmable | Continuous Above 10 | Yes |  | 4.1 | 5674 | 129.78 | 43.72 | 16.34 | 0.92 | 3000 | 82.7
PRMJGY3E | CIXI YUANHUI LIGHTING ELECTRIC CO.LTD | YUANHUI | NWP4F40V2W | Indoor Luminaires | High-Bay | Low-Bay Luminaires for Commercial and Industrial Buildings | Standard | FALSE | [9 empty] | 42795 | Dimmable | Continuous Above 10 | No |  | 4.1 | 5674 | 129.78 | 43.72 | 16.34 | 0.92 | 3000 | 82.7
P28PT9Y9 | CIXI YUANHUI LIGHTING ELECTRIC CO.LTD | YUANHUI | NWP8F120V2W-S | Indoor Luminaires | High-Bay | High-Bay Luminaires for Commercial and Industrial Buildings | Standard | FALSE | [9 empty] | 42795 | Dimmable | Continuous Above 10 | Yes |  | 4.1 | 16517 | 132.03 | 125.1 | 16.07 | 0.92 | 3000 | 82.6
P9U5DFE5 | CIXI YUANHUI LIGHTING ELECTRIC CO.LTD | YUANHUI | NWP8F120V2W | Indoor Luminaires | High-Bay | High-Bay Luminaires for Commercial and Industrial Buildings | Standard | FALSE | [9 empty] | 42795 | Dimmable | Continuous Above 10 | No |  | 4.1 | 16517 | 132.03 | 125.1 | 16.07 | 0.92 | 3000 | 82.6
PBS9VE1T | CIXI YUANHUI LIGHTING ELECTRIC CO.LTD | YUANHUI | NWP8F150V2W-S | Indoor Luminaires | High-Bay | High-Bay Luminaires for Commercial and Industrial Buildings | Standard | FALSE | [9 empty] | 42795 | Dimmable | Continuous Above 10 | Yes |  | 4.1 | 21171 | 131.66 | 160.8 | 16.48 | 0.91 | 3000 | 82.1
P1VKH661 | CIXI YUANHUI LIGHTING ELECTRIC CO.LTD | YUANHUI | NWP8F150V2W | Indoor Luminaires | High-Bay | High-Bay Luminaires for Commercial and Industrial Buildings | Standard | FALSE | [9 empty] | 42795 | Dimmable | Continuous Above 10 | No |  | 4.1 | 21171 | 131.66 | 160.8 | 16.48 | 0.91 | 3000 | 82.1
P2KSRTNB | CIXI YUANHUI LIGHTING ELECTRIC CO.LTD | YUANHUI | NWP8F80V2D-S | Indoor Luminaires | High-Bay | High-Bay Luminaires for Commercial and Industrial Buildings | Standard | FALSE | [9 empty] | 42795 | Dimmable | Continuous Above 10 | Yes |  | 4.1 | 10488 | 130.27 | 80.51 | 15.46 | 0.92 | 2700 | 83.1
PPP8MB9Z | CIXI YUANHUI LIGHTING ELECTRIC CO.LTD | YUANHUI | NWP4F60V2D-S | Indoor Luminaires | High-Bay | Low-Bay Luminaires for Commercial and Industrial Buildings | Standard | FALSE | [9 empty] | 42795 | Dimmable | Continuous Above 10 | Yes |  | 4.1 | 7748.7 | 128.12 | 60.48 | 17.08 | 0.95 | 2700 | 82.9
PWVYH7UN | CIXI YUANHUI LIGHTING ELECTRIC CO.LTD | YUANHUI | NWP4F40V2D-S | Indoor Luminaires | High-Bay | Low-Bay Luminaires for Commercial and Industrial Buildings | Standard | FALSE | [9 empty] | 42795 | Dimmable | Continuous Above 10 | Yes |  | 4.1 | 5614.1 | 129 | 43.52 | 16.34 | 0.92 | 2700 | 82.7
P5DVB7WN | CIXI YUANHUI LIGHTING ELECTRIC CO.LTD | YUANHUI | NWP8F120V2D-S | Indoor Luminaires | High-Bay | High-Bay Luminaires for Commercial and Industrial Buildings | Standard | FALSE | [9 empty] | 42795 | Dimmable | Continuous Above 10 | Yes |  | 4.1 | 16372 | 131.08 | 124.9 | 16.07 | 0.92 | 2700 | 82.6
P8ERQKGU | CIXI YUANHUI LIGHTING ELECTRIC CO.LTD | YUANHUI | NWP8F150V2D-S | Indoor Luminaires | High-Bay | High-Bay Luminaires for Commercial and Industrial Buildings | Standard | FALSE | [9 empty] | 42795 | Dimmable | Continuous Above 10 | Yes |  | 4.1 | 20987 | 130.84 | 160.4 | 16.48 | 0.91 | 2700 | 82.1
PFFA3S71 | FSC Lighting | FSC Lighting | LEHB-22-LL-40K | Indoor Luminaires | High-Bay | High-Bay Luminaires for Commercial and Industrial Buildings | Premium | TRUE | 11232.2 | 128.32 | 87.53 | 9.6 | 0.9629 | 4019 | 84.24 | 5 | 50000 | 42794 | Dimmable | Continuous Below 10 | Yes |  | 4.1 | 11700 | 130 | 90 | 10 | 0.9 | 4000 | 80
P1RP29WS | FSC Lighting | FSC Lighting | LEHB-22-LL-57K | Indoor Luminaires | High-Bay | High-Bay Luminaires for Commercial and Industrial Buildings | Premium | FALSE | [9 empty] | 42794 | Dimmable | Continuous Below 10 | Yes |  | 4.1 | 11880 | 132 | 90 | 10 | 0.9 | 5700 | 80
PCU971A1 | FSC Lighting | FSC Lighting | LEHB-22-LL-50K | Indoor Luminaires | High-Bay | High-Bay Luminaires for Commercial and Industrial Buildings | Premium | FALSE | [9 empty] | 42794 | Dimmable | Continuous Below 10 | Yes |  | 4.1 | 11790 | 131 | 90 | 10 | 0.9 | 5000 | 80
PSSAH5F7 | On Time Lighting | VG2 | VG2-90-5K | Indoor Luminaires | High-Bay | High-Bay Luminaires for Commercial and Industrial Buildings | Premium | TRUE | 14930 | 167.3 | 89.24 | 14.5 | 0.949 | 5187 | 83 | 5 | 50000 | 42794 | Dimmable | Continuous Below 10 | No |  | 4.1 | 14220 | 159 | 89.4 | 14.5 | 0.95 | 5187 | 83
PA2R3BXE | On Time Lighting | VG2 | VG2-130-5K | Indoor Luminaires | High-Bay | High-Bay Luminaires for Commercial and Industrial Buildings | Premium | FALSE | [9 empty] | 42794 | Dimmable | Continuous Below 10 | No |  | 4.1 | 20790 | 156.3 | 132.9 | 16.5 | 0.93 | 5202 | 82.9
PP78WKRY | On Time Lighting | VG2 | VG2-150-5K | Indoor Luminaires | High-Bay | High-Bay Luminaires for Commercial and Industrial Buildings | Premium | FALSE | [9 empty] | 42794 | Dimmable | Continuous Below 10 | No |  | 4.1 | 23670 | 158.1 | 149.6 | 15.7 | 0.93 | 5110 | 82.5
PEWM3853 | Arani systems corp | Arani | MC-40K-V1 | Indoor Luminaires | High-Bay | Low-Bay Luminaires for Commercial and Industrial Buildings | Premium | TRUE | 5166.164 | 131.622 | 39.25 | 18.7 | 0.923 | 4842 | 82.8 | 5 | 50000 | 42793 | Not Dimmable | Not Dimmable | No |  | 4.1 | 5166.1 | 131.6 | 39.2 | 18.7 | 0.92 | 4842 | 82.8
PD2R54H2 | Pioneer Lighting | Pioneer Lighting | S HB-1246-10L-3K-UNV | Indoor Luminaires | High-Bay | High-Bay Luminaires for Commercial and Industrial Buildings | Standard | TRUE | 10417 | 119.1 | 87.49 | 10.8 | 0.9796 | 3121 | 82.62 | 5 | 0:00 | 42793 | Dimmable | Continuous Below 10 | No |  | 4.1 | 10417 | 119.1 | 87.49 | 4.89 | 0.998 | 3121 | 82.62
PW81RJV2 | Pioneer Lighting | Pioneer Lighting | S HB-1246-20L-3K-UNV | Indoor Luminaires | High-Bay | High-Bay Luminaires for Commercial and Industrial Buildings | Standard | TRUE | 20224 | 113.9 | 177.63 | 10.8 | 0.908 | 3142 | 82.28 | 5 | 50000 | 42793 | Dimmable | Continuous Below 10 | No |  | 4.1 | 20224 | 113.9 | 177.63 | 5.24 | 0.998 | 3142 | 82.28
P6ESDN9G | Pioneer Lighting | Pioneer Lighting | S HB-1246-10L-5K-UNV | Indoor Luminaires | High-Bay | High-Bay Luminaires for Commercial and Industrial Buildings | Standard | FALSE | [9 empty] | 42793 | Dimmable | Continuous Below 10 | No |  | 4.1 | 11244 | 125.6 | 89.5 | 5.53 | 0.998 | 5168 | 82.96
PZWAZ8PH | Pioneer Lighting | Pioneer Lighting | S HB-1246-16L-5K-UNV | Indoor Luminaires | High-Bay | High-Bay Luminaires for Commercial and Industrial Buildings | Standard | FALSE | [9 empty] | 42793 | Dimmable | Continuous Below 10 | No |  | 4.1 | 16924 | 122.31 | 138.37 | 10.8 | 0.998 | 5168 | 82.28
P8KT69TS | Pioneer Lighting | Pioneer Lighting | S HB-1246-20L-5K-UNV | Indoor Luminaires | High-Bay | High-Bay Luminaires for Commercial and Industrial Buildings | Standard | FALSE | [9 empty] | 42793 | Dimmable | Continuous Below 10 | No |  | 4.1 | 21386.65 | 120.4 | 177.63 | 5.24 | 0.998 | 5168 | 82.28
PDQBABRP | Pioneer Lighting | Pioneer Lighting | S HB-1246-10L-4K-UNV | Indoor Luminaires | High-Bay | High-Bay Luminaires for Commercial and Industrial Buildings | Standard | FALSE | [9 empty] | 42793 | Dimmable | Continuous Below 10 | No |  | 4.1 | 10950.33 | 122.35 | 89.5 | 5.53 | 0.998 | 4134.4 | 82.96
PCGFWS9Z | Pioneer Lighting | Pioneer Lighting | S HB-1246-16L-4K-UNV | Indoor Luminaires | High-Bay | High-Bay Luminaires for Commercial and Industrial Buildings | Standard | FALSE | [9 empty] | 42793 | Dimmable | Continuous Below 10 | No |  | 4.1 | 16486.07 | 119.14 | 138.37 | 10.8 | 0.998 | 4134.4 | 82.28
PKGYQB13 | Pioneer Lighting | Pioneer Lighting | S HB-1246-20L-4K-UNV | Indoor Luminaires | High-Bay | High-Bay Luminaires for Commercial and Industrial Buildings | Standard | FALSE | [9 empty] | 42793 | Dimmable | Continuous Below 10 | No |  | 4.1 | 20809.35 | 117.15 | 177.63 | 5.24 | 0.998 | 4134.4 | 82.28
P8WD287P | Pioneer Lighting | Pioneer Lighting | S HB-1246-10L-35K-UNV | Indoor Luminaires | High-Bay | High-Bay Luminaires for Commercial and Industrial Buildings | Standard | FALSE | [9 empty] | 42793 | Dimmable | Continuous Below 10 | No |  | 4.1 | 10562.23 | 120.73 | 87.49 | 4.89 | 0.998 | 3641.17 | 82.62
P6E4MXQX | Pioneer Lighting | Pioneer Lighting | S HB-1246-16L-35K-UNV | Indoor Luminaires | High-Bay | High-Bay Luminaires for Commercial and Industrial Buildings | Standard | FALSE | [9 empty] | 42793 | Dimmable | Continuous Below 10 | No |  | 4.1 | 16267.11 | 117.56 | 138.37 | 10.8 | 0.998 | 3641.17 | 82.28
PVZTJ7FH | Pioneer Lighting | Pioneer Lighting | S HB-1246-20L-35K-UNV | Indoor Luminaires | High-Bay | High-Bay Luminaires for Commercial and Industrial Buildings | Standard | FALSE | [9 empty] | 42793 | Dimmable | Continuous Below 10 | No |  | 4.1 | 20520.71 | 115.53 | 177.63 | 5.24 | 0.998 | 3641.17 | 82.28
PGAQJZ9H | Pioneer Lighting | Pioneer Lighting | S HB-1246-16L-3K-UNV | Indoor Luminaires | High-Bay | High-Bay Luminaires for Commercial and Industrial Buildings | Standard | FALSE | [9 empty] | 42793 | Dimmable | Continuous Below 10 | No |  | 4.1 | 16048.15 | 115.98 | 138.37 | 10.8 | 0.998 | 3121 | 82.62
PR7K17AG | shenzhen ccclighting limited | ccclighting | HB01-5001 | Indoor Luminaires | High-Bay | High-Bay Luminaires for Commercial and Industrial Buildings | Premium | TRUE | 13848 | 139.32 | 99.4 | 10.53 | 0.9587 | 4969 | 82.2 | 5 | 50000 | 42793 | Dimmable | Continuous Below 10 | No |  | 4.1 | 13848 | 139.32 | 99.4 | 10.53 | 0.96 | 5000 | 82.2
PW3C9JUF | shenzhen ccclighting limited | ccclighting | HB02-5001 | Indoor Luminaires | High-Bay | High-Bay Luminaires for Commercial and Industrial Buildings | Premium | TRUE | 20780 | 137.52 | 151.1 | 12.73 | 0.9386 | 4927 | 82.1 | 5 | 50000 | 42793 | Not Dimmable | Not Dimmable | No |  | 4.1 | 20780 | 137.52 | 151.1 | 12.73 | 0.94 | 5000 | 82.1
PC3A1JPS | shenzhen ccclighting limited | ccclighting | HB03-5001 | Indoor Luminaires | High-Bay | High-Bay Luminaires for Commercial and Industrial Buildings | Premium | TRUE | 26314 | 128.86 | 204.2 | 11.26 | 0.9124 | 4996 | 83.2 | 5 | 50000 | 42793 | Dimmable | Continuous Below 10 | No |  | 4.1 | 26314 | 128.86 | 204.2 | 11.26 | 0.91 | 5000 | 83.2
P5DY85GD | Vastino LED Lighting(Shenzhen)Co.Ltd | Vastino | YRUFO-100530-002 | Indoor Luminaires | High-Bay | High-Bay Luminaires for Commercial and Industrial Buildings | Standard | TRUE | 10953 | 110.26 | 99.3379 | 16.53 | 0.9677 | 3028 | 82.3 | 5 | 50000 | 42793 | Not Dimmable | Not Dimmable | No |  | 4.1 | 11204 | 109.95 | 101.9 | 16.53 | 0.97 | 3000 | 82.3
P7ZTVFDW | Vastino LED Lighting(Shenzhen)Co.Ltd | Vastino | YRUFO-150530-002 | Indoor Luminaires | High-Bay | High-Bay Luminaires for Commercial and Industrial Buildings | Standard | TRUE | 16579 | 110.97 | 150.7 | 15.02 | 0.939 | 3034 | 82.4 | 5 | 50000 | 42793 | Not Dimmable | Not Dimmable | No |  | 4.1 | 16970 | 112.61 | 150.7 | 15.02 | 0.94 | 3000 | 82.4
PCZBQRNQ | Vastino LED Lighting(Shenzhen)Co.Ltd | Vastino | YRUFO-200530-002 | Indoor Luminaires | High-Bay | High-Bay Luminaires for Commercial and Industrial Buildings | Standard | TRUE | 22508 | 111.37 | 202.1 | 14.23 | 0.9254 | 3018 | 82.6 | 5 | 50000 | 42793 | Not Dimmable | Not Dimmable | No |  | 4.1 | 22508 | 111.37 | 202.1 | 14.23 | 0.93 | 3000 | 82.6
P6W6SUKH | Vastino LED Lighting(Shenzhen)Co.Ltd | Vastino | YRUFO-150550-002 | Indoor Luminaires | High-Bay | High-Bay Luminaires for Commercial and Industrial Buildings | Standard | FALSE | [9 empty] | 42793 | Not Dimmable | Not Dimmable | No |  | 4.1 | 18037 | 119.13 | 151.4 | 14.98 | 0.94 | 5000 | 84.5
PCQZPZU9 | Vastino LED Lighting(Shenzhen)Co.Ltd | Vastino | YRUFO-200550-002 | Indoor Luminaires | High-Bay | High-Bay Luminaires for Commercial and Industrial Buildings | Standard | FALSE | [9 empty] | 42793 | Not Dimmable | Not Dimmable | No |  | 4.1 | 23915 | 117.29 | 203.9 | 14.16 | 0.93 | 5000 | 84.5
PKK3CWGE | Vastino LED Lighting(Shenzhen)Co.Ltd | Vastino | YRUFO-100550-002 | Indoor Luminaires | High-Bay | High-Bay Luminaires for Commercial and Industrial Buildings | Standard | FALSE | [9 empty] | 42793 | Not Dimmable | Not Dimmable | No |  | 4.1 | 12045 | 117.28 | 102.7 | 16.46 | 0.97 | 5000 | 84.4
PKJCG9VM | Vastino LED Lighting(Shenzhen)Co.Ltd | Vastino | YRUFO-200545-002 | Indoor Luminaires | High-Bay | High-Bay Luminaires for Commercial and Industrial Buildings | Standard | FALSE | [9 empty] | 42793 | Not Dimmable | Not Dimmable | No |  | 4.1 | 23563.25 | 156 | 151.05 | 14.23 | 0.93 | 4500 | 82.6
PKPHT9EB | Vastino LED Lighting(Shenzhen)Co.Ltd | Vastino | YRUFO-150545-002 | Indoor Luminaires | High-Bay | High-Bay Luminaires for Commercial and Industrial Buildings | Standard | FALSE | [9 empty] | 42793 | Not Dimmable | Not Dimmable | No |  | 4.1 | 17770.25 | 117.64 | 151.05 | 15.02 | 0.94 | 4500 | 82.4
PX4JZMG9 | Vastino LED Lighting(Shenzhen)Co.Ltd | Vastino | YRUFO-100545-002 | Indoor Luminaires | High-Bay | High-Bay Luminaires for Commercial and Industrial Buildings | Standard | FALSE | [9 empty] | 42793 | Not Dimmable | Not Dimmable | No |  | 4.1 | 11834.75 | 115.69 | 102.3 | 16.53 | 0.97 | 4500 | 82.3
PS1TSD8X | Vastino LED Lighting(Shenzhen)Co.Ltd | Vastino | YRUFO-200540-002 | Indoor Luminaires | High-Bay | High-Bay Luminaires for Commercial and Industrial Buildings | Standard | FALSE | [9 empty] | 42793 | Not Dimmable | Not Dimmable | No |  | 4.1 | 23211.5 | 153.67 | 151.05 | 14.23 | 0.93 | 4000 | 82.6
PC3CVEDG | Vastino LED Lighting(Shenzhen)Co.Ltd | Vastino | YRUFO-150540-002 | Indoor Luminaires | High-Bay | High-Bay Luminaires for Commercial and Industrial Buildings | Standard | FALSE | [9 empty] | 42793 | Not Dimmable | Not Dimmable | No |  | 4.1 | 17503.5 | 115.88 | 151.05 | 15.02 | 0.94 | 4000 | 82.4
PE2GXWU9 | Vastino LED Lighting(Shenzhen)Co.Ltd | Vastino | YRUFO-100540-002 | Indoor Luminaires | High-Bay | High-Bay Luminaires for Commercial and Industrial Buildings | Standard | FALSE | [9 empty] | 42793 | Not Dimmable | Not Dimmable | No |  | 4.1 | 11624.5 | 113.63 | 102.3 | 16.53 | 0.97 | 4000 | 82.3
PE7TQGGH | Vastino LED Lighting(Shenzhen)Co.Ltd | Vastino | YRUFO-200535-002 | Indoor Luminaires | High-Bay | High-Bay Luminaires for Commercial and Industrial Buildings | Standard | FALSE | [9 empty] | 42793 | Not Dimmable | Not Dimmable | No |  | 4.1 | 22859.75 | 112.61 | 203 | 14.23 | 0.93 | 3500 | 82.6
PHZMF7A2 | Vastino LED Lighting(Shenzhen)Co.Ltd | Vastino | YRUFO-150535-002 | Indoor Luminaires | High-Bay | High-Bay Luminaires for Commercial and Industrial Buildings | Standard | FALSE | [9 empty] | 42793 | Not Dimmable | Not Dimmable | No |  | 4.1 | 17236.75 | 114.11 | 151.05 | 15.02 | 0.94 | 3500 | 82.4
PNFQ9D1R | Vastino LED Lighting(Shenzhen)Co.Ltd | Vastino | YRUFO-100535-002 | Indoor Luminaires | High-Bay | High-Bay Luminaires for Commercial and Industrial Buildings | Standard | FALSE | [9 empty] | 42793 | Not Dimmable | Not Dimmable | No |  | 4.1 | 11414.25 | 111.58 | 102.3 | 16.53 | 0.97 | 3500 | 82.3
PZGTGG13 | Acuity Brands Lighting | Lithonia Lighting | CDS L96 347V DM 35K 80CRI XXXXXXX XX XXXX | Indoor Luminaires | High-Bay | Low-Bay Luminaires for Commercial and Industrial Buildings | Standard | TRUE | 8578 | 107.94 | 79.47 | 11.55 | 0.989 | 3582 | 86.58 | 5 | 50000 | 42790 | Dimmable | Continuous Below 10 | No |  | 4.1 | 8578 | 107.94 | 79.47 | 11.55 | 0.99 | 3500 | 80
PEP6YEVY | Acuity Brands Lighting | Lithonia Lighting | CDS L96 MVOLT DM 50K 80CRI XXXXXXX XX XXXX | Indoor Luminaires | High-Bay | Low-Bay Luminaires for Commercial and Industrial Buildings | Standard | FALSE | [9 empty] | 42790 | Dimmable | Continuous Below 10 | No |  | 4.1 | 9341.86 | 121.59 | 76.83 | 11.55 | 0.99 | 5000 | 80
PA7NZCMX | Acuity Brands Lighting | Lithonia Lighting | CDS L96 347V DM 50K 80CRI XXXXXXX XX XXXX | Indoor Luminaires | High-Bay | Low-Bay Luminaires for Commercial and Industrial Buildings | Standard | FALSE | [9 empty] | 42790 | Dimmable | Continuous Below 10 | No |  | 4.1 | 9032.29 | 113.66 | 79.47 | 11.55 | 0.99 | 5000 | 80
PY886KKF | Acuity Brands Lighting | Lithonia Lighting | CDS L96 MVOLT DM 40K 80CRI XXXXXXX XX XXXX | Indoor Luminaires | High-Bay | Low-Bay Luminaires for Commercial and Industrial Buildings | Standard | FALSE | [9 empty] | 42790 | Dimmable | Continuous Below 10 | No |  | 4.1 | 9010.19 | 117.27 | 76.83 | 11.55 | 0.99 | 4000 | 80
PABUSPQW | Acuity Brands Lighting | Lithonia Lighting | CDS L96 347V DM 40K 80CRI XXXXXXX XX XXXX | Indoor Luminaires | High-Bay | Low-Bay Luminaires for Commercial and Industrial Buildings | Standard | FALSE | [9 empty] | 42790 | Dimmable | Continuous Below 10 | No |  | 4.1 | 8711.61 | 109.62 | 79.47 | 11.55 | 0.99 | 4000 | 80
P4SYUJ1C | Acuity Brands Lighting | Lithonia Lighting | CDS L96 MVOLT DM 35K 80CRI XXXXXXX XX XXXX | Indoor Luminaires | High-Bay | Low-Bay Luminaires for Commercial and Industrial Buildings | Standard | FALSE | [9 empty] | 42790 | Dimmable | Continuous Below 10 | No |  | 4.1 | 8872 | 115.48 | 76.83 | 11.55 | 0.99 | 3500 | 80
PKWSYKZG | LEDVANCE LLC | SYLVANIA | LNHIBA1A/225UNVD840/A/WH[/D] | Indoor Luminaires | High-Bay | High-Bay Aisle Luminaires | Standard | TRUE | 25365.46 | 111.59 | 227.31 | 8.59 | 0.936 | 4068 | 82.5 | 5 | 50000 | 42790 | Dimmable | Continuous Below 10 | Yes | Updated on: 3/2/2017 | 4.1 | 25365.46 | 111.59 | 227.31 | 3.21 | 1 | 4068 | 82.5
PSGEG12H | LEDVANCE LLC | SYLVANIA | LNHIBA1A/225UNVD840/W/WH[/D] | Indoor Luminaires | High-Bay | High-Bay Luminaires for Commercial and Industrial Buildings | Standard | TRUE | 26688.35 | 117.75 | 226.65 | 8.49 | 0.936 | 4038 | 82.8 | 5 | 50000 | 42790 | Dimmable | Continuous Below 10 | Yes | Updated on: 3/2/2017 | 4.1 | 26688.35 | 117.75 | 226.65 | 3.23 | 1 | 4038 | 82.8
PHTWSWKU | LEDVANCE LLC | SYLVANIA | LNHIBA1A/100UNVD840/W/WH[/D] | Indoor Luminaires | High-Bay | High-Bay Luminaires for Commercial and Industrial Buildings | Standard | TRUE | 12931 | 126.75 | 102 | 15.95 | 0.9342 | 3883 | 82.3 | 5 | 50000 | 42790 | Dimmable | Continuous Below 10 | Yes | 0 | 4.1 | 12931 | 126.75 | 102 | 10.4 | 0.99 | 3883 | 82.3
PRSJS6EJ | LEDVANCE LLC | SYLVANIA | LNHIBA1A/100UNVD840/A/WH[/D] | Indoor Luminaires | High-Bay | High-Bay Aisle Luminaires | Standard | TRUE | 13010 | 126.91 | 102.5 | 16.31 | 0.9341 | 3872 | 82.2 | 5 | 50000 | 42790 | Dimmable | Continuous Below 10 | Yes | 0 | 4.1 | 13010 | 126.91 | 102.5 | 10.16 | 0.99 | 3872 | 82.2
PKCQC2S1 | LEDVANCE LLC | SYLVANIA | LNHIBA1A/150UNVD840/A/WH[/D] | Indoor Luminaires | High-Bay | High-Bay Aisle Luminaires | Premium | TRUE | 19199.23 | 129.61 | 148.13 | 13.87 | 0.933 | 3937 | 83.8 | 5 | 50000 | 42790 | Dimmable | Continuous Below 10 | Yes | Updated on: 3/2/2017 | 4.1 | 19199.23 | 129.61 | 148.13 | 7.36 | 0.99 | 3937 | 83.8
PZ4Q8MEA | LEDVANCE LLC | SYLVANIA | LNHIBA1A/165UNVD840/A/WH[/D] | Indoor Luminaires | High-Bay | High-Bay Aisle Luminaires | Standard | TRUE | 18936 | 117.31 | 161.4 | 12.66 | 0.9326 | 3896 | 82 | 5 | 50000 | 42790 | Dimmable | Continuous Below 10 | Yes | 0 | 4.1 | 18936 | 117.31 | 161.4 | 7.3 | 0.99 | 3896 | 82
PZM1ZH9T | LEDVANCE LLC | SYLVANIA | LNHIBA1A/165UNVD840/W/WH[/D] | Indoor Luminaires | High-Bay | High-Bay Luminaires for Commercial and Industrial Buildings | Standard | TRUE | 18157 | 112.24 | 161.8 | 12.68 | 0.9246 | 3901 | 82.1 | 5 | 50000 | 42790 | Dimmable | Continuous Below 10 | Yes | 0 | 4.1 | 18157 | 112.24 | 161.8 | 7.3 | 0.99 | 3901 | 82.1
P5PSQK2C | LEDVANCE LLC | SYLVANIA | LNHIBA1A/225UNVD850/W/WH[/D] | Indoor Luminaires | High-Bay | High-Bay Luminaires for Commercial and Industrial Buildings | Standard | FALSE | [9 empty] | 42790 | Dimmable | Continuous Below 10 | Yes | Updated on: 3/2/2017 | 4.1 | 26688.35 | 117.75 | 226.65 | 3.14 | 1 | 5064 | 83.2
PXT84WJB | LEDVANCE LLC | SYLVANIA | LNHIBA1A/225UNVD850/A/WH[/D] | Indoor Luminaires | High-Bay | High-Bay Aisle Luminaires | Standard | FALSE | [9 empty] | 42790 | Dimmable | Continuous Below 10 | Yes | Updated on: 3/2/2017 | 4.1 | 25365.46 | 111.59 | 227.31 | 3.1 | 1 | 5057 | 82.6
PX4TUAJ1 | LEDVANCE LLC | SYLVANIA | LNHIBA1A/150UNVD850/A/WH[/D] | Indoor Luminaires | High-Bay | High-Bay Aisle Luminaires | Premium | FALSE | [9 empty] | 42790 | Dimmable | Continuous Below 10 | Yes | Updated on: 3/2/2017 | 4.1 | 19199.23 | 129.61 | 148.13 | 7.21 | 1 | 4989 | 86.7
PHYT5DMY | LEDVANCE LLC | SYLVANIA | LNHIBA1A/150UNVD850/W/WH[/D] | Indoor Luminaires | High-Bay | High-Bay Luminaires for Commercial and Industrial Buildings | Premium | FALSE | [9 empty] | 42790 | Dimmable | Continuous Below 10 | Yes | Updated on: 3/2/2017 | 4.1 | 19731.62 | 133.48 | 147.83 | 7.17 | 1 | 4954 | 86.8
PBU4SX4K | LEDVANCE LLC | SYLVANIA | LNHIBA1A/165UNVD850/W/WH[/D] | Indoor Luminaires | High-Bay | High-Bay Luminaires for Commercial and Industrial Buildings | Standard | FALSE | [9 empty] | 42790 | Dimmable | Continuous Below 10 | Yes | 0 | 4.1 | 18305 | 115.01 | 159.2 | 7.3 | 0.99 | 4863 | 81.9
PSZ8AVCA | LEDVANCE LLC | SYLVANIA | LNHIBA1A/165UNVD850/A/WH[/D] | Indoor Luminaires | High-Bay | High-Bay Aisle Luminaires | Standard | FALSE | [9 empty] | 42790 | Dimmable | Continuous Below 10 | Yes | 0 | 4.1 | 19075 | 119.62 | 159.5 | 7.3 | 0.99 | 4833 | 81.7
PGUPGDC4 | LEDVANCE LLC | SYLVANIA | LNHIBA1A/100UNVD850/W/WH[/D] | Indoor Luminaires | High-Bay | High-Bay Luminaires for Commercial and Industrial Buildings | Standard | FALSE | [9 empty] | 42790 | Dimmable | Continuous Below 10 | Yes | 0 | 4.1 | 13111 | 129.46 | 101.3 | 10.4 | 0.99 | 4796 | 82.1
PT4RXF5K | LEDVANCE LLC | SYLVANIA | LNHIBA1A/100UNVD850/A/WH[/D] | Indoor Luminaires | High-Bay | High-Bay Aisle Luminaires | Standard | FALSE | [9 empty] | 42790 | Dimmable | Continuous Below 10 | Yes | 0 | 4.1 | 13155 | 129.84 | 101.3 | 10.16 | 0.99 | 4784 | 81.9
P3YRAGUT | LEDVANCE LLC | SYLVANIA | LNHIBA1A/150UNVD840/W/WH[/D] | Indoor Luminaires | High-Bay | High-Bay Luminaires for Commercial and Industrial Buildings | Premium | FALSE | [9 empty] | 42790 | Dimmable | Continuous Below 10 | Yes | Updated on: 3/2/2017 | 4.1 | 19731.62 | 133.48 | 147.83 | 7.24 | 0.99 | 3904 | 83.9
P3STDKKR | Lumen Focus LLC | WVL | WVL 2F HI UV CFP 850 XX XXX XXX [120-277 V Only] | Indoor Luminaires | High-Bay | High-Bay Luminaires for Commercial and Industrial Buildings | Standard | TRUE | 16709 | 131.9 | 126.7 | 11.6 | 0.977 | 5317 | 83 | 5 | 60000 | 42789 | Dimmable | Continuous Below 10 | Yes |  | 4.1 | 16709 | 131.9 | 126.7 | 11.6 | 0.98 | 5000 | 82
P1NZWWK2 | Lumen Focus LLC | WVL | WVL 2F LW UV CFP 835 XX XXX XXX [120-277 V Only] | Indoor Luminaires | High-Bay | Low-Bay Luminaires for Commercial and Industrial Buildings | Standard | TRUE | 8241.3 | 130.3 | 63.25 | 11.6 | 0.977 | 3541 | 85 | 5 | 60000 | 42789 | Dimmable | Continuous Below 10 | Yes |  | 4.1 | 8241 | 130.2 | 63.3 | 11.6 | 0.98 | 3500 | 82
P7VHCT9S | Lumen Focus LLC | WVL | WVL 2F MD UV CFP 835 XX XXX XXX [120-277 V Only] | Indoor Luminaires | High-Bay | High-Bay Luminaires for Commercial and Industrial Buildings | Standard | TRUE | 11995.6 | 117.1 | 102.4 | 11.6 | 0.956 | 3583 | 84 | 5 | 60000 | 42789 | Dimmable | Continuous Below 10 | Yes |  | 4.1 | 11996 | 117.1 | 102.4 | 11.6 | 0.96 | 3500 | 82
PJ7A3WF3 | Lumen Focus LLC | WVL | WVL 2F MD UV CFP 850 XX XXX XXX [120-277 V Only] | Indoor Luminaires | High-Bay | High-Bay Luminaires for Commercial and Industrial Buildings | Standard | FALSE | [9 empty] | 42789 | Dimmable | Continuous Below 10 | Yes |  | 4.1 | 12738 | 124.4 | 102.4 | 11.6 | 0.96 | 5000 | 82
PR7Z1ADW | Lumen Focus LLC | WVL | WVL 2F LW UV CFP 850 XX XXX XXX [120-277 V Only] | Indoor Luminaires | High-Bay | Low-Bay Luminaires for Commercial and Industrial Buildings | Standard | FALSE | [9 empty] | 42789 | Dimmable | Continuous Below 10 | Yes |  | 4.1 | 8751 | 138.2 | 63.3 | 11.6 | 0.98 | 5000 | 82
PVZNB6R3 | Lumen Focus LLC | WVL | WVL 2F HI UV CFP 840 XX XXX XXX [120-277 V Only] | Indoor Luminaires | High-Bay | High-Bay Luminaires for Commercial and Industrial Buildings | Standard | FALSE | [9 empty] | 42789 | Dimmable | Continuous Below 10 | Yes |  | 4.1 | 16222 | 128 | 126.7 | 11.6 | 0.98 | 4000 | 82
P3ZPKKZS | Lumen Focus LLC | WVL | WVL 2F MD UV CFP 840 XX XXX XXX [120-277 V Only] | Indoor Luminaires | High-Bay | High-Bay Luminaires for Commercial and Industrial Buildings | Standard | FALSE | [9 empty] | 42789 | Dimmable | Continuous Below 10 | Yes |  | 4.1 | 12367 | 120.8 | 102.4 | 11.6 | 0.96 | 4000 | 82
PJ23TAAC | Lumen Focus LLC | WVL | WVL 2F LW UV CFP 840 XX XXX XXX [120-277 V Only] | Indoor Luminaires | High-Bay | Low-Bay Luminaires for Commercial and Industrial Buildings | Standard | FALSE | [9 empty] | 42789 | Dimmable | Continuous Below 10 | Yes |  | 4.1 | 8496 | 134.2 | 63.3 | 11.6 | 0.98 | 4000 | 82
PC17XHP5 | Lumen Focus LLC | WVL | WVL 2F HI UV CFP 835 XX XXX XXX [120-277 V Only] | Indoor Luminaires | High-Bay | High-Bay Luminaires for Commercial and Industrial Buildings | Standard | FALSE | [9 empty] | 42789 | Dimmable | Continuous Below 10 | Yes |  | 4.1 | 15735 | 124.2 | 126.7 | 11.6 | 0.98 | 3500 | 82
PG7CK32Y | Shenzhen City Huaguan Optoelectronic Technology Co.Ltd | HG | HG-HL-150W-RP(4000K) [Pointing Straight Down Only] [No reflector] | Indoor Luminaires | High-Bay | High-Bay Luminaires for Commercial and Industrial Buildings | Premium | TRUE | 18489.11 | 126.12 | 146.6 | 11.7 | 0.933 | 4152 | 82.6 | 5 | 50000 | 42789 | Not Dimmable | Not Dimmable | No |  | 4.1 | 19500 | 130 | 150 | 15 | 0.95 | 4000 | 80
PD7Q7TMU | AGC Lighting Co. Ltd | AGC lighting | LHB01-90/T-4000-40130-80 | Indoor Luminaires | High-Bay | High-Bay Luminaires for Commercial and Industrial Buildings | Standard | TRUE | 9834.2 | 108 | 91.05 | 15.29 | 0.9232 | 4028 | 86 | 5 | 50000 | 42789 | Dimmable | Continuous Above 10 | No |  | 4.1 | 9900 | 110 | 90 | 15.29 | 0.92 | 4000 | 86
PK74GXYS | AGC Lighting Co. Ltd | AGC lighting | LHB01-90/T-5000-40130-80 | Indoor Luminaires | High-Bay | High-Bay Luminaires for Commercial and Industrial Buildings | Standard | TRUE | 10094 | 110.06 | 91.71 | 15.96 | 0.9226 | 5173 | 84.4 | 5 | 50000 | 42789 | Dimmable | Continuous Above 10 | No |  | 4.1 | 10350 | 115 | 90 | 15.96 | 0.92 | 5000 | 84.4
PZ3JFVWW | AGC Lighting Co. Ltd | AGC lighting | LHB01-120/T-5000-120-80 | Indoor Luminaires | High-Bay | High-Bay Luminaires for Commercial and Industrial Buildings | Standard | FALSE | [9 empty] | 42789 | Dimmable | Continuous Above 10 | No |  | 4.1 | 13800 | 115 | 120 | 16.09 | 0.93 | 5000 | 84.4
PQZWYZJ4 | AGC Lighting Co. Ltd | AGC lighting | LHB01-120/T-5000-6090-80 | Indoor Luminaires | High-Bay | High-Bay Luminaires for Commercial and Industrial Buildings | Standard | FALSE | [9 empty] | 42789 | Dimmable | Continuous Above 10 | No |  | 4.1 | 13800 | 115 | 120 | 16.09 | 0.93 | 5000 | 84.4
PJ6W5U5P | AGC Lighting Co. Ltd | AGC lighting | LHB01-120/T-5000-40130-80 | Indoor Luminaires | High-Bay | High-Bay Luminaires for Commercial and Industrial Buildings | Standard | FALSE | [9 empty] | 42789 | Dimmable | Continuous Above 10 | No |  | 4.1 | 13800 | 115 | 120 | 16.09 | 0.93 | 5000 | 84.4
PNMDUFA3 | AGC Lighting Co. Ltd | AGC lighting | LHB01-90/T-5000-120-80 | Indoor Luminaires | High-Bay | High-Bay Luminaires for Commercial and Industrial Buildings | Standard | FALSE | [9 empty] | 42789 | Dimmable | Continuous Above 10 | No |  | 4.1 | 10350 | 115 | 90 | 15.48 | 0.92 | 5000 | 84.4
PXMVE257 | AGC Lighting Co. Ltd | AGC lighting | LHB01-180/T-5000-120-80 | Indoor Luminaires | High-Bay | High-Bay Luminaires for Commercial and Industrial Buildings | Standard | FALSE | [9 empty] | 42789 | Dimmable | Continuous Above 10 | No |  | 4.1 | 20700 | 115 | 180 | 14.41 | 0.93 | 5000 | 84.4
PMP56MNN | AGC Lighting Co. Ltd | AGC lighting | LHB01-180/T-5000-6090-80 | Indoor Luminaires | High-Bay | High-Bay Luminaires for Commercial and Industrial Buildings | Standard | FALSE | [9 empty] | 42789 | Dimmable | Continuous Above 10 | No |  | 4.1 | 20700 | 115 | 180 | 14.41 | 0.93 | 5000 | 84.4
P7QAHPP4 | AGC Lighting Co. Ltd | AGC lighting | LHB01-180/T-5000-40130-80 | Indoor Luminaires | High-Bay | High-Bay Luminaires for Commercial and Industrial Buildings | Standard | FALSE | [9 empty] | 42789 | Dimmable | Continuous Above 10 | No |  | 4.1 | 20700 | 115 | 180 | 14.41 | 0.93 | 5000 | 84.4
PA51V4F3 | AGC Lighting Co. Ltd | AGC lighting | LHB01-90/T-5000-6090-80 | Indoor Luminaires | High-Bay | High-Bay Luminaires for Commercial and Industrial Buildings | Standard | FALSE | [9 empty] | 42789 | Dimmable | Continuous Above 10 | No |  | 4.1 | 10350 | 115 | 90 | 14.33 | 0.92 | 5000 | 84.4
PUJPSNGX | AGC Lighting Co. Ltd | AGC lighting | LHB01-150/T-5000-120-80 | Indoor Luminaires | High-Bay | High-Bay Luminaires for Commercial and Industrial Buildings | Standard | FALSE | [9 empty] | 42789 | Dimmable | Continuous Above 10 | No |  | 4.1 | 17250 | 115 | 150 | 13.97 | 0.93 | 5000 | 84.4
PU419MUV | AGC Lighting Co. Ltd | AGC lighting | LHB01-150/T-5000-40130-80 | Indoor Luminaires | High-Bay | High-Bay Luminaires for Commercial and Industrial Buildings | Standard | FALSE | [9 empty] | 42789 | Dimmable | Continuous Above 10 | No |  | 4.1 | 17250 | 115 | 150 | 13.97 | 0.93 | 5000 | 84.4
PF7UE4Y1 | AGC Lighting Co. Ltd | AGC lighting | LHB01-150/T-5000-6090-80 | Indoor Luminaires | High-Bay | High-Bay Luminaires for Commercial and Industrial Buildings | Standard | FALSE | [9 empty] | 42789 | Dimmable | Continuous Above 10 | No |  | 4.1 | 17250 | 115 | 150 | 13.97 | 0.93 | 5000 | 84.4
PEWNWR38 | AGC Lighting Co. Ltd | AGC lighting | LHB01-120/T-4000-40130-80 | Indoor Luminaires | High-Bay | High-Bay Luminaires for Commercial and Industrial Buildings | Standard | FALSE | [9 empty] | 42789 | Dimmable | Continuous Above 10 | No |  | 4.1 | 13200 | 110 | 120 | 16.09 | 0.93 | 4000 | 86
PCV488X7 | AGC Lighting Co. Ltd | AGC lighting | LHB01-120/T-4000-120-80 | Indoor Luminaires | High-Bay | High-Bay Luminaires for Commercial and Industrial Buildings | Standard | FALSE | [9 empty] | 42789 | Dimmable | Continuous Above 10 | No |  | 4.1 | 13200 | 110 | 120 | 16.09 | 0.93 | 4000 | 86
PANU4FMJ | AGC Lighting Co. Ltd | AGC lighting | LHB01-120/T-4000-6090-80 | Indoor Luminaires | High-Bay | High-Bay Luminaires for Commercial and Industrial Buildings | Standard | FALSE | [9 empty] | 42789 | Dimmable | Continuous Above 10 | No |  | 4.1 | 13200 | 110 | 120 | 16.09 | 0.93 | 4000 | 86
PX5CDXMD | AGC Lighting Co. Ltd | AGC lighting | LHB01-90/T-4000-120-80 | Indoor Luminaires | High-Bay | High-Bay Luminaires for Commercial and Industrial Buildings | Standard | FALSE | [9 empty] | 42789 | Dimmable | Continuous Above 10 | No |  | 4.1 | 9900 | 110 | 90 | 15.48 | 0.92 | 4000 | 86
PPVJBU84 | AGC Lighting Co. Ltd | AGC lighting | LHB01-180/T-4000-40130-80 | Indoor Luminaires | High-Bay | High-Bay Luminaires for Commercial and Industrial Buildings | Standard | FALSE | [9 empty] | 42789 | Dimmable | Continuous Above 10 | No |  | 4.1 | 19800 | 110 | 180 | 14.41 | 0.93 | 4000 | 86
PN9EDVKN | AGC Lighting Co. Ltd | AGC lighting | LHB01-180/T-4000-120-80 | Indoor Luminaires | High-Bay | High-Bay Luminaires for Commercial and Industrial Buildings | Standard | FALSE | [9 empty] | 42789 | Dimmable | Continuous Above 10 | No |  | 4.1 | 19800 | 110 | 180 | 14.41 | 0.93 | 4000 | 86
PHG36HUC | AGC Lighting Co. Ltd | AGC lighting | LHB01-180/T-4000-6090-80 | Indoor Luminaires | High-Bay | High-Bay Luminaires for Commercial and Industrial Buildings | Standard | FALSE | [9 empty] | 42789 | Dimmable | Continuous Above 10 | No |  | 4.1 | 19800 | 110 | 180 | 14.41 | 0.93 | 4000 | 86
PDBQVJEJ | AGC Lighting Co. Ltd | AGC lighting | LHB01-90/T-4000-6090-80 | Indoor Luminaires | High-Bay | High-Bay Luminaires for Commercial and Industrial Buildings | Standard | FALSE | [9 empty] | 42789 | Dimmable | Continuous Above 10 | No |  | 4.1 | 9900 | 110 | 90 | 14.33 | 0.92 | 4000 | 86
PS89XR5K | AGC Lighting Co. Ltd | AGC lighting | LHB01-150/T-4000-40130-80 | Indoor Luminaires | High-Bay | High-Bay Luminaires for Commercial and Industrial Buildings | Standard | FALSE | [9 empty] | 42789 | Dimmable | Continuous Above 10 | No |  | 4.1 | 16500 | 110 | 150 | 13.97 | 0.93 | 4000 | 86
PDE27Z7K | AGC Lighting Co. Ltd | AGC lighting | LHB01-150/T-4000-120-80 | Indoor Luminaires | High-Bay | High-Bay Luminaires for Commercial and Industrial Buildings | Standard | FALSE | [9 empty] | 42789 | Dimmable | Continuous Above 10 | No |  | 4.1 | 16500 | 110 | 150 | 13.97 | 0.93 | 4000 | 86
P6HKJPCU | AGC Lighting Co. Ltd | AGC lighting | LHB01-150/T-4000-6090-80 | Indoor Luminaires | High-Bay | High-Bay Luminaires for Commercial and Industrial Buildings | Standard | FALSE | [9 empty] | 42789 | Dimmable | Continuous Above 10 | No |  | 4.1 | 16500 | 110 | 150 | 13.97 | 0.93 | 4000 | 86
PUR3ND49 | Shenzhen City Huaguan Optoelectronic Technology Co.Ltd | HG | HG-HL-150W-RP(5700K) [Pointing Straight Down Only] [No reflector] | Indoor Luminaires | High-Bay | High-Bay Luminaires for Commercial and Industrial Buildings | Premium | FALSE | [9 empty] | 42789 | Not Dimmable | Not Dimmable | No |  | 4.1 | 19500 | 130 | 150 | 15 | 0.95 | 5700 | 80
PM9C2XE9 | Shenzhen City Huaguan Optoelectronic Technology Co.Ltd | HG | HG-HL-150W-RP(5000K) [Pointing Straight Down Only] [No reflector] | Indoor Luminaires | High-Bay | High-Bay Luminaires for Commercial and Industrial Buildings | Premium | FALSE | [9 empty] | 42789 | Not Dimmable | Not Dimmable | No |  | 4.1 | 19500 | 130 | 150 | 15 | 0.95 | 5000 | 80
P4FJY9NG | Shenzhen City Huaguan Optoelectronic Technology Co.Ltd | HG | HG-HL-150W-RP(4500K) [Pointing Straight Down Only] [No reflector] | Indoor Luminaires | High-Bay | High-Bay Luminaires for Commercial and Industrial Buildings | Premium | FALSE | [9 empty] | 42789 | Not Dimmable | Not Dimmable | No |  | 4.1 | 19500 | 130 | 150 | 15 | 0.95 | 4500 | 80
PQ4V6WD8 | Leader Electronics Inc. | Leader Electronics | iDL-300-5K-SA-U | Indoor Luminaires | High-Bay | High-Bay Luminaires for Commercial and Industrial Buildings | Standard | TRUE | 35396 | 107.4 | 329.7 | 14.05 | 0.9395 | 5061 | 76.8 | 5 | 50000 | 42788 |  |  | Yes |  | 4.1 | 35396 | 107.4 | 329.7 | 20 | 0.9 | 5000 | 70
P3ZGU5R4 | Leader Electronics Inc. | Leader Electronics | iDL-300-4K-TM-U | Indoor Luminaires | High-Bay | High-Bay Luminaires for Commercial and Industrial Buildings | Standard | TRUE | 33519 | 103.5 | 323.9 | 14.18 | 0.9366 | 4073 | 76.4 | 5 | 50000 | 42788 |  |  | Yes |  | 4.1 | 33519 | 103.5 | 323.9 | 20 | 0.9 | 4000 | 70
P8UU434X | Leader Electronics Inc. | Leader Electronics | iDL-300-5K-SS-V | Indoor Luminaires | High-Bay | High-Bay Luminaires for Commercial and Industrial Buildings | Standard | FALSE | [9 empty] | 42788 |  |  | Yes |  | 4.1 | 36367.8 | 114.5 | 317.6 | 20 | 0.9 | 5000 | 70
PX962VME | Leader Electronics Inc. | Leader Electronics | iDL-300-5K-SA-V | Indoor Luminaires | High-Bay | High-Bay Luminaires for Commercial and Industrial Buildings | Standard | FALSE | [9 empty] | 42788 |  |  | Yes |  | 4.1 | 36010 | 115.1 | 312.86 | 20 | 0.9 | 5000 | 70
PHJ3MJPY | Leader Electronics Inc. | Leader Electronics | iDL-300-5K-SS-U | Indoor Luminaires | High-Bay | High-Bay Luminaires for Commercial and Industrial Buildings | Standard | FALSE | [9 empty] | 42788 |  |  | Yes |  | 4.1 | 35747.7 | 106.8 | 334.7 | 20 | 0.9 | 5000 | 70
PEN7J38R | Leader Electronics Inc. | Leader Electronics | iDL-300-5K-TN-V | Indoor Luminaires | High-Bay | High-Bay Luminaires for Commercial and Industrial Buildings | Standard | FALSE | [9 empty] | 42788 |  |  | Yes |  | 4.1 | 35571.4 | 113 | 314.8 | 20 | 0.9 | 5000 | 70
P3GV94TW | Leader Electronics Inc. | Leader Electronics | iDL-300-5K-TM-V | Indoor Luminaires | High-Bay | High-Bay Luminaires for Commercial and Industrial Buildings | Standard | FALSE | [9 empty] | 42788 |  |  | Yes |  | 4.1 | 35169.6 | 112.7 | 312.2 | 20 | 0.9 | 5000 | 70
P51V95TH | Leader Electronics Inc. | Leader Electronics | iDL-300-5K-TN-U | Indoor Luminaires | High-Bay | High-Bay Luminaires for Commercial and Industrial Buildings | Standard | FALSE | [9 empty] | 42788 |  |  | Yes |  | 4.1 | 34964.9 | 105.4 | 331.7 | 20 | 0.9 | 5000 | 70
PTWK3Y3X | Leader Electronics Inc. | Leader Electronics | iDL-300-5K-TM-U | Indoor Luminaires | High-Bay | High-Bay Luminaires for Commercial and Industrial Buildings | Standard | FALSE | [9 empty] | 42788 |  |  | Yes |  | 4.1 | 34569.9 | 105.1 | 329 | 20 | 0.9 | 5000 | 70
P69DJPKP | Leader Electronics Inc. | Leader Electronics | iDL-300-4K-SS-V | Indoor Luminaires | High-Bay | High-Bay Luminaires for Commercial and Industrial Buildings | Standard | FALSE | [9 empty] | 42788 |  |  | Yes |  | 4.1 | 35839.6 | 113.6 | 315.5 | 20 | 0.9 | 4000 | 70
P136Q3XM | Leader Electronics Inc. | Leader Electronics | iDL-300-4K-SA-V | Indoor Luminaires | High-Bay | High-Bay Luminaires for Commercial and Industrial Buildings | Standard | FALSE | [9 empty] | 42788 |  |  | Yes |  | 4.1 | 35487 | 114.2 | 310.76 | 20 | 0.9 | 4000 | 70
P7MH2RV5 | Leader Electronics Inc. | Leader Electronics | iDL-300-4K-TN-V | Indoor Luminaires | High-Bay | High-Bay Luminaires for Commercial and Industrial Buildings | Standard | FALSE | [9 empty] | 42788 |  |  | Yes |  | 4.1 | 35054.8 | 112.1 | 312.7 | 20 | 0.9 | 4000 | 70
P5QEJUFX | Leader Electronics Inc. | Leader Electronics | iDL-300-4K-SS-U | Indoor Luminaires | High-Bay | High-Bay Luminaires for Commercial and Industrial Buildings | Standard | FALSE | [9 empty] | 42788 |  |  | Yes |  | 4.1 | 34661 | 105.2 | 329.5 | 20 | 0.9 | 4000 | 70
PKCKMJFS | Leader Electronics Inc. | Leader Electronics | iDL-300-4K-TM-V | Indoor Luminaires | High-Bay | High-Bay Luminaires for Commercial and Industrial Buildings | Standard | FALSE | [9 empty] | 42788 |  |  | Yes |  | 4.1 | 34658.8 | 111.8 | 310.1 | 20 | 0.9 | 4000 | 70
PY4CGY9E | Leader Electronics Inc. | Leader Electronics | iDL-300-4K-SA-U | Indoor Luminaires | High-Bay | High-Bay Luminaires for Commercial and Industrial Buildings | Standard | FALSE | [9 empty] | 42788 |  |  | Yes |  | 4.1 | 34320 | 105.7 | 324.6 | 20 | 0.9 | 4000 | 70
PNX6HX94 | Leader Electronics Inc. | Leader Electronics | iDL-300-4K-TN-U | Indoor Luminaires | High-Bay | High-Bay Luminaires for Commercial and Industrial Buildings | Standard | FALSE | [9 empty] | 42788 |  |  | Yes |  | 4.1 | 33902 | 103.8 | 326.6 | 20 | 0.9 | 4000 | 70
PDN7TUVS | Shenzhen sunpzone lighting electronic co. ltd | Sunpzone | SPZ2T5F860P(4000K) | Indoor Luminaires | High-Bay | Low-Bay Luminaires for Commercial and Industrial Buildings | Premium | TRUE | 8933.06 | 148.93 | 59.98 | 10.24 | 0.952 | 4035 | 83.5 | 5 | 50000 | 42788 | Not Dimmable | Not Dimmable | No |  | 4.1 | 8600 | 143.33 | 60 | 15 | 0.95 | 4000 | 80
P18NQA1E | Shenzhen sunpzone lighting electronic co. ltd | Sunpzone | SPZ2T5F860P(5700K) | Indoor Luminaires | High-Bay | Low-Bay Luminaires for Commercial and Industrial Buildings | Premium | FALSE | [9 empty] | 42788 | Not Dimmable | Not Dimmable | No |  | 4.1 | 8600 | 143.33 | 60 | 15 | 0.95 | 5700 | 80
PEKWV7EH | Shenzhen sunpzone lighting electronic co. ltd | Sunpzone | SPZ2T5F860P(5000K) | Indoor Luminaires | High-Bay | Low-Bay Luminaires for Commercial and Industrial Buildings | Premium | FALSE | [9 empty] | 42788 | Not Dimmable | Not Dimmable | No |  | 4.1 | 8600 | 143.33 | 60 | 15 | 0.95 | 5000 | 80
PVZTW2ZU | Shenzhen sunpzone lighting electronic co. ltd | Sunpzone | SPZ2T5F860P(4500K) | Indoor Luminaires | High-Bay | Low-Bay Luminaires for Commercial and Industrial Buildings | Premium | FALSE | [9 empty] | 42788 | Not Dimmable | Not Dimmable | No |  | 4.1 | 8600 | 143.33 | 60 | 15 | 0.95 | 4500 | 80
PGWXZRGS | Shenzhen FYT LED Co. Ltd | FYT LED | T31B-150W-4000K-D | Indoor Luminaires | High-Bay | High-Bay Luminaires for Commercial and Industrial Buildings | Premium | TRUE | 19778.09 | 129.02 | 153.29 | 17.7 | 0.911 | 3937 | 74.5 | 5 | 50000 | 42788 | Dimmable | Continuous Below 10 | No |  | 3 | 19778 | 129 | 153.2 | 17.7 | 0.91 | 3937 | 74.5
P8HKDFD5 | Shenzhen FYT LED Co. Ltd | FYT LED | T31B-150W-5000K-V | Indoor Luminaires | High-Bay | High-Bay Luminaires for Commercial and Industrial Buildings | Premium | FALSE | [9 empty] | 42788 | Not Dimmable | Not Dimmable | No |  | 3 | 20104.5 | 133.2 | 150.9 | 18.1 | 0.92 | 4849 | 73
P598WYRW | Shenzhen FYT LED Co. Ltd | FYT LED | T31B-150W-5000K-D | Indoor Luminaires | High-Bay | High-Bay Luminaires for Commercial and Industrial Buildings | Premium | FALSE | [9 empty] | 42788 | Dimmable | Continuous Below 10 | No |  | 3 | 20104.5 | 133.2 | 150.9 | 18.1 | 0.92 | 4849 | 73
PJHUUP8J | Shenzhen FYT LED Co. Ltd | FYT LED | T31B-150W-4500K-V | Indoor Luminaires | High-Bay | High-Bay Luminaires for Commercial and Industrial Buildings | Premium | FALSE | [9 empty] | 42788 | Not Dimmable | Not Dimmable | No |  | 3 | 19778 | 129 | 153.2 | 17.7 | 0.91 | 4500 | 74.5
PN3WA2RG | Shenzhen FYT LED Co. Ltd | FYT LED | T31B-150W-4500K-D | Indoor Luminaires | High-Bay | High-Bay Luminaires for Commercial and Industrial Buildings | Premium | FALSE | [9 empty] | 42788 | Dimmable | Continuous Below 10 | No |  | 3 | 19778 | 129 | 153.2 | 17.7 | 0.91 | 4500 | 74.5
P5KTZVA6 | Shenzhen FYT LED Co. Ltd | FYT LED | T31B-150W-4000K-V | Indoor Luminaires | High-Bay | High-Bay Luminaires for Commercial and Industrial Buildings | Premium | FALSE | [9 empty] | 42788 | Not Dimmable | Not Dimmable | No |  | 3 | 19778 | 129 | 153.2 | 17.7 | 0.91 | 3937 | 74.5
PNZCQRQS | Shenzhen FYT LED Co. Ltd | FYT LED | T31B-180W-4000K-D | Indoor Luminaires | High-Bay | High-Bay Luminaires for Commercial and Industrial Buildings | Premium | TRUE | 23517.197 | 128.932 | 182.4 | 16.9 | 0.909 | 3937 | 74.2 | 5 | 50000 | 42788 | Dimmable | Continuous Below 10 | No |  | 3 | 23517.1 | 128.9 | 182.4 | 16.9 | 0.91 | 3937 | 74.2
PRV69VNV | Shenzhen FYT LED Co. Ltd | FYT LED | T31B-180W-5000K-V | Indoor Luminaires | High-Bay | High-Bay Luminaires for Commercial and Industrial Buildings | Premium | FALSE | [9 empty] | 42788 | Not Dimmable | Not Dimmable | No |  | 3 | 24296.1 | 133.3 | 182.1 | 17.4 | 0.92 | 4828 | 72.5
PXQ57FBA | Shenzhen FYT LED Co. Ltd | FYT LED | T31B-180W-5000K-D | Indoor Luminaires | High-Bay | High-Bay Luminaires for Commercial and Industrial Buildings | Premium | FALSE | [9 empty] | 42788 | Dimmable | Continuous Below 10 | No |  | 3 | 24296.1 | 133.3 | 182.1 | 17.4 | 0.92 | 4828 | 72.5
P6DMB37S | Shenzhen FYT LED Co. Ltd | FYT LED | T31B-180W-4500K-V | Indoor Luminaires | High-Bay | High-Bay Luminaires for Commercial and Industrial Buildings | Premium | FALSE | [9 empty] | 42788 | Not Dimmable | Not Dimmable | No |  | 3 | 23517.1 | 128.9 | 182.4 | 16.9 | 0.91 | 4500 | 74.2
PNSEX4Z8 | Shenzhen FYT LED Co. Ltd | FYT LED | T31B-180W-4500K-D | Indoor Luminaires | High-Bay | High-Bay Luminaires for Commercial and Industrial Buildings | Premium | FALSE | [9 empty] | 42788 | Dimmable | Continuous Below 10 | No |  | 3 | 23517.1 | 128.9 | 182.4 | 16.9 | 0.91 | 4500 | 74.2
P4TS328J | Shenzhen FYT LED Co. Ltd | FYT LED | T31B-180W-4000K-V | Indoor Luminaires | High-Bay | High-Bay Luminaires for Commercial and Industrial Buildings | Premium | FALSE | [9 empty] | 42788 | Not Dimmable | Not Dimmable | No |  | 3 | 23517.1 | 128.9 | 182.4 | 16.9 | 0.91 | 3937 | 74.2
P85G2EP4 | Shenzhen FYT LED Co. Ltd | FYT LED | T31B-240W-4000K-D | Indoor Luminaires | High-Bay | High-Bay Luminaires for Commercial and Industrial Buildings | Premium | TRUE | 31012.7 | 128.73 | 240.91 | 17.3 | 0.912 | 3975 | 74.5 | 5 | 50000 | 42788 | Dimmable | Continuous Below 10 | No |  | 3 | 31012.7 | 128.7 | 240.9 | 17.3 | 0.91 | 3975 | 74.5
P972PJX6 | Shenzhen FYT LED Co. Ltd | FYT LED | T31B-240W-5000K-V | Indoor Luminaires | High-Bay | High-Bay Luminaires for Commercial and Industrial Buildings | Premium | FALSE | [9 empty] | 42788 | Not Dimmable | Not Dimmable | No |  | 3 | 32636.1 | 132.3 | 246.5 | 17.7 | 0.92 | 4870 | 72.6
P7AA2FKA | Shenzhen FYT LED Co. Ltd | FYT LED | T31B-240W-5000K-D | Indoor Luminaires | High-Bay | High-Bay Luminaires for Commercial and Industrial Buildings | Premium | FALSE | [9 empty] | 42788 | Dimmable | Continuous Below 10 | No |  | 3 | 32636.1 | 132.3 | 246.5 | 17.7 | 0.92 | 4870 | 72.6
PTRB8ENR | Shenzhen FYT LED Co. Ltd | FYT LED | T31B-240W-4500K-V | Indoor Luminaires | High-Bay | High-Bay Luminaires for Commercial and Industrial Buildings | Premium | FALSE | [9 empty] | 42788 | Not Dimmable | Not Dimmable | No |  | 3 | 31012.7 | 128.7 | 240.9 | 17.3 | 0.91 | 4500 | 74.5
PK5XZY3C | Shenzhen FYT LED Co. Ltd | FYT LED | T31B-240W-4500K-D | Indoor Luminaires | High-Bay | High-Bay Luminaires for Commercial and Industrial Buildings | Premium | FALSE | [9 empty] | 42788 | Dimmable | Continuous Below 10 | No |  | 3 | 31012.7 | 128.7 | 240.9 | 17.3 | 0.91 | 4500 | 74.5
PTFW5MWF | Shenzhen FYT LED Co. Ltd | FYT LED | T31B-240W-4000K-V | Indoor Luminaires | High-Bay | High-Bay Luminaires for Commercial and Industrial Buildings | Premium | FALSE | [9 empty] | 42788 | Not Dimmable | Not Dimmable | No |  | 3 | 31012.7 | 128.7 | 240.9 | 17.3 | 0.91 | 3975 | 74.5
PEVP87NZ | Flex Lighting Solutions | Lusio | ES3PU-ADDC-ABB | Indoor Luminaires | High-Bay | High-Bay Luminaires for Commercial and Industrial Buildings | Standard | TRUE | 9025.7 | 116.7 | 77.33 | 9.11 | 0.962 | 4149 | 82.9 | 5 | 50000 | 42788 | Dimmable | Continuous Below 10 | No | ES3PU-A-2MS-40-AISLE-CL-HV | 3 | 9713.91 | 125.62 | 77.33 | 9.11 | 0.96 | 5000 | 82.9
PBU8ZNCK | Flex Lighting Solutions | Lusio | ES3PU-ADDC-AAB | Indoor Luminaires | High-Bay | High-Bay Luminaires for Commercial and Industrial Buildings | Premium | FALSE | [9 empty] | 42788 | Dimmable | Continuous Below 10 | No | ES3PU-A-2MS-50-WIDE-FR-LV | 3 | 10327.54 | 133.55 | 77.33 | 9.11 | 0.96 | 5000 | 82.9
PADZCC86 | Flex Lighting Solutions | Lusio | ES3PU-ADDC-AAH | Indoor Luminaires | High-Bay | High-Bay Luminaires for Commercial and Industrial Buildings | Premium | FALSE | [9 empty] | 42788 | Dimmable | Continuous Below 10 | No | ES3PU-A-2MS-50-WIDE-FR-HV | 3 | 10327.54 | 133.55 | 77.33 | 9.11 | 0.96 | 5000 | 82.9
PPZ1E8K6 | Flex Lighting Solutions | Lusio | ES3PU-ADDC-ABH | Indoor Luminaires | High-Bay | High-Bay Luminaires for Commercial and Industrial Buildings | Standard | FALSE | [9 empty] | 42788 | Dimmable | Continuous Below 10 | No | ES3PU-A-2MS-40-AISLE-CL-HV | 3 | 9713.91 | 125.62 | 77.33 | 9.11 | 0.96 | 5000 | 82.9
PJ84C4TY | Flex Lighting Solutions | Lusio | ES3PU-ADDC-CAH | Indoor Luminaires | High-Bay | High-Bay Luminaires for Commercial and Industrial Buildings | Standard | FALSE | [9 empty] | 42788 | Dimmable | Continuous Below 10 | No | ES3PU-A-2MS-50-AISLE-CL-HV | 3 | 9476.99 | 122.55 | 77.33 | 9.11 | 0.96 | 5000 | 82.9
P4R3EJVB | Flex Lighting Solutions | Lusio | ES3PU-ADDC-CAB | Indoor Luminaires | High-Bay | High-Bay Luminaires for Commercial and Industrial Buildings | Standard | FALSE | [9 empty] | 42788 | Dimmable | Continuous Below 10 | No | ES3PU-A-2MS-50-AISLE-CL-LV | 3 | 9476.99 | 122.55 | 77.33 | 9.11 | 0.96 | 5000 | 82.9
PX3CBUC1 | Flex Lighting Solutions | Lusio | ES3PU-ADCC-AAH | Indoor Luminaires | High-Bay | High-Bay Luminaires for Commercial and Industrial Buildings | Standard | FALSE | [9 empty] | 42788 | Dimmable | Continuous Below 10 | No | ES3PU-A-2MS-40-WIDE-CL-HV | 3 | 9835.76 | 127.19 | 77.33 | 9.11 | 0.96 | 4149 | 82.9
PBTQJ2ZY | Flex Lighting Solutions | Lusio | ES3PU-ADCC-AAB | Indoor Luminaires | High-Bay | High-Bay Luminaires for Commercial and Industrial Buildings | Standard | FALSE | [9 empty] | 42788 | Dimmable | Continuous Below 10 | No | ES3PU-A-2MS-40-WIDE-CL-LV | 3 | 9835.76 | 127.19 | 77.33 | 9.11 | 0.96 | 4149 | 82.9
PS7E6HGR | Flex Lighting Solutions | Lusio | ES3PU-ADCC-ABB | Indoor Luminaires | High-Bay | High-Bay Luminaires for Commercial and Industrial Buildings | Standard | FALSE | [9 empty] | 42788 | Dimmable | Continuous Below 10 | No | ES3PU-A-2MS-40-WIDE-FR-LV | 3 | 9251.34 | 119.63 | 77.33 | 9.11 | 0.96 | 4149 | 82.9
PF5N3AGG | Flex Lighting Solutions | Lusio | ES3PU-ADCC-ABH | Indoor Luminaires | High-Bay | High-Bay Luminaires for Commercial and Industrial Buildings | Standard | FALSE | [9 empty] | 42788 | Dimmable | Continuous Below 10 | No | ES3PU-A-2MS-40-WIDE-FR-HV | 3 | 9251.34 | 119.63 | 77.33 | 9.11 | 0.96 | 4149 | 82.9
PYCS1TSV | Flex Lighting Solutions | Lusio | ES3PU-ADCC-CAB | Indoor Luminaires | High-Bay | High-Bay Luminaires for Commercial and Industrial Buildings | Standard | FALSE | [9 empty] | 42788 | Dimmable | Continuous Below 10 | No | ES3PU-A-2MS-50-WIDE-CL-LV | 3 | 9025.7 | 116.72 | 77.33 | 9.11 | 0.96 | 4149 | 82.9
PJDNG9RS | Flex Lighting Solutions | Lusio | ES3PU-ADCC-CAH | Indoor Luminaires | High-Bay | High-Bay Luminaires for Commercial and Industrial Buildings | Standard | FALSE | [9 empty] | 42788 | Dimmable | Continuous Below 10 | No | ES3PU-A-2MS-50-WIDE-CL-HV | 3 | 9025.7 | 116.72 | 77.33 | 9.11 | 0.96 | 4149 | 82.9
PY7VCEKK | Industrial Lighting Products | Industrial Lighting Products | DHB-200WLED-UNIV-50-AD16-XXXXX | Indoor Luminaires | High-Bay | High-Bay Luminaires for Commercial and Industrial Buildings | Premium | TRUE | 25010 | 129.6 | 193 | 6.661 | 0.994 | 5082 | 83.1 | 5 | 50000 | 42787 |  |  | Yes |  | 4.1 | 25010 | 129.59 | 193 | 17.4 | 0.92 | 5000 | 80
P3CVKUSZ | Industrial Lighting Products | Industrial Lighting Products | DHB-200WLED-UNIV-40-AD16-XXXXX | Indoor Luminaires | High-Bay | High-Bay Luminaires for Commercial and Industrial Buildings | Premium | TRUE | 24850 | 127.5 | 194.9 | 6.21 | 0.993 | 4004 | 82.9 | 5 | 50000 | 42787 |  |  | Yes |  | 4.1 | 24850 | 127.5 | 194.9 | 17.4 | 0.92 | 4000 | 80
PVWX4432 | Industrial Lighting Products | Industrial Lighting Products | DHB-150WLED-UNIV-40-REFL90-XXXXX | Indoor Luminaires | High-Bay | High-Bay Luminaires for Commercial and Industrial Buildings | Standard | TRUE | 19260 | 123.7 | 155.7 | 14.3 | 0.942 | 4022 | 82.6 | 5 | 50000 | 42787 |  |  | Yes |  | 4.1 | 19260 | 123.7 | 155.7 | 17.4 | 0.92 | 4000 | 80
PE8HN3MY | Industrial Lighting Products | Industrial Lighting Products | DHB-200WLED-UNIV-40-REFL90-XXXXX | Indoor Luminaires | High-Bay | High-Bay Luminaires for Commercial and Industrial Buildings | Standard | TRUE | 23840 | 122.1 | 195.3 | 17.4 | 0.917 | 4020 | 82.8 | 5 | 50000 | 42787 |  |  | Yes |  | 4.1 | 23840 | 122.07 | 195.3 | 17.4 | 0.92 | 4000 | 80
P4M627W3 | Industrial Lighting Products | Industrial Lighting Products | DHB-200WLED-UNIV-50-AD22-XXXXX | Indoor Luminaires | High-Bay | High-Bay Luminaires for Commercial and Industrial Buildings | Premium | FALSE | [9 empty] | 42787 |  |  | Yes |  | 4.1 | 25119 | 130.08 | 193.1 | 17.4 | 0.92 | 5000 | 80
PNRCBRKB | Industrial Lighting Products | Industrial Lighting Products | DHB-200WLED-UNIV-50-REFL90-XXXXX | Indoor Luminaires | High-Bay | High-Bay Luminaires for Commercial and Industrial Buildings | Standard | FALSE | [9 empty] | 42787 |  |  | Yes |  | 4.1 | 24230 | 124.06 | 195.3 | 17.4 | 0.92 | 5000 | 80
PCQT3VM6 | Industrial Lighting Products | Industrial Lighting Products | DHB-150WLED-UNIV-50-AD22-XXXXX | Indoor Luminaires | High-Bay | High-Bay Luminaires for Commercial and Industrial Buildings | Premium | FALSE | [9 empty] | 42787 |  |  | Yes |  | 4.1 | 20729 | 134.43 | 154.2 | 17.4 | 0.92 | 5000 | 80
PT3VJUHK | Industrial Lighting Products | Industrial Lighting Products | DHB-150WLED-UNIV-50-AD16-XXXXX | Indoor Luminaires | High-Bay | High-Bay Luminaires for Commercial and Industrial Buildings | Premium | FALSE | [9 empty] | 42787 |  |  | Yes |  | 4.1 | 20656 | 134.05 | 154.1 | 17.4 | 0.92 | 5000 | 80
P5DWHZ7V | Industrial Lighting Products | Industrial Lighting Products | DHB-150WLED-UNIV-50-REFL90-XXXXX | Indoor Luminaires | High-Bay | High-Bay Luminaires for Commercial and Industrial Buildings | Standard | FALSE | [9 empty] | 42787 |  |  | Yes |  | 4.1 | 19543 | 125.52 | 155.7 | 17.4 | 0.92 | 5000 | 80
P2213UTN | Industrial Lighting Products | Industrial Lighting Products | DHB-200WLED-UNIV-40-AD22-XXXXX | Indoor Luminaires | High-Bay | High-Bay Luminaires for Commercial and Industrial Buildings | Premium | FALSE | [9 empty] | 42787 |  |  | Yes |  | 4.1 | 24715 | 127.99 | 193.1 | 17.4 | 0.92 | 4000 | 80
PFRYYX2J | Industrial Lighting Products | Industrial Lighting Products | DHB-150WLED-UNIV-40-AD22-XXXXX | Indoor Luminaires | High-Bay | High-Bay Luminaires for Commercial and Industrial Buildings | Premium | FALSE | [9 empty] | 42787 |  |  | Yes |  | 4.1 | 20396 | 132.27 | 154.2 | 17.4 | 0.92 | 4000 | 80
PPFKTP5P | Industrial Lighting Products | Industrial Lighting Products | DHB-150WLED-UNIV-40-AD16-XXXXX | Indoor Luminaires | High-Bay | High-Bay Luminaires for Commercial and Industrial Buildings | Premium | FALSE | [9 empty] | 42787 |  |  | Yes |  | 4.1 | 20324 | 131.9 | 154.1 | 17.4 | 0.92 | 4000 | 80
PUDESC4T | OBERON INITIATIVES INC | Oberon | OB-8F-LHB-120W-P(4000K) | Indoor Luminaires | High-Bay | High-Bay Luminaires for Commercial and Industrial Buildings | Premium | TRUE | 15089.78 | 133.54 | 113 | 10.59 | 0.934 | 4044 | 83 | 5 | 50000 | 42787 |  |  | No |  | 4.1 | 16000 | 133 | 120 | 20 | 0.9 | 4000 | 80
PESNTEE9 | OBERON INITIATIVES INC | Oberon | OB-8F-LHB-120W-P(5700K) | Indoor Luminaires | High-Bay | High-Bay Luminaires for Commercial and Industrial Buildings | Premium | FALSE | [9 empty] | 42787 |  |  | No |  | 4.1 | 16000 | 133 | 120 | 20 | 0.9 | 5700 | 80
P9W7ED6R | OBERON INITIATIVES INC | Oberon | OB-8F-LHB-120W-P(5000K) | Indoor Luminaires | High-Bay | High-Bay Luminaires for Commercial and Industrial Buildings | Premium | FALSE | [9 empty] | 42787 |  |  | No |  | 4.1 | 16000 | 133 | 120 | 20 | 0.9 | 5000 | 80
PXBQEP22 | OBERON INITIATIVES INC | Oberon | OB-8F-LHB-120W-P(4500K) | Indoor Luminaires | High-Bay | High-Bay Luminaires for Commercial and Industrial Buildings | Premium | FALSE | [9 empty] | 42787 |  |  | No |  | 4.1 | 16000 | 133 | 120 | 20 | 0.9 | 4500 | 80
PZZUE3JD | SimplyLEDs | ANELLO | CLG-300W | Indoor Luminaires | High-Bay | High-Bay Luminaires for Commercial and Industrial Buildings | Standard | TRUE | 36507.4 | 126 | 290.28 | 8 | 0.99 | 4977 | 71.5 | 5 | 50000 | 42787 |  |  | No |  | 4.1 | 36507.4 | 126 | 290.28 | 8 | 0.99 | 4977 | 72
PB1WD4XB | Emium Lighting LLC | Emium | EL-HD-HB100-2700K [Qualified Pointing Straight Down] | Indoor Luminaires | High-Bay | High-Bay Luminaires for Commercial and Industrial Buildings | Standard | TRUE | 13151 | 130.35 | 100.9 | 10.72 | 0.9758 | 2675 | 81.6 | 5 | 50000 | 42787 |  |  | No |  | 4 | 13000 | 130 | 100 | 10.72 | 0.9 | 2700 | 81
PY4EJD4M | Emium Lighting LLC | Emium | EL-HD-HB150-2700K [Qualified Pointing Straight Down] | Indoor Luminaires | High-Bay | High-Bay Luminaires for Commercial and Industrial Buildings | Standard | TRUE | 19595 | 132.02 | 148.4 | 11.98 | 0.9484 | 2727 | 82.4 | 5 | 50000 | 42787 |  |  | No |  | 4 | 19500 | 130 | 150 | 11.98 | 0.9 | 2700 | 82
PCMS7XNR | Emium Lighting LLC | Emium | EL-HD-HB200-HV-2700K [Qualified Pointing Straight Down] | Indoor Luminaires | High-Bay | High-Bay Luminaires for Commercial and Industrial Buildings | Standard | TRUE | 26080 | 134.26 | 194.2 | 12.16 | 0.9464 | 2719 | 82.5 | 5 | 50000 | 42787 |  |  | No |  | 4 | 26000 | 130 | 200 | 12.16 | 0.9 | 2700 | 82
PQWS9W4Q | Emium Lighting LLC | Emium | EL-HD-HB200-2700K [Qualified Pointing Straight Down] | Indoor Luminaires | High-Bay | High-Bay Luminaires for Commercial and Industrial Buildings | Standard | TRUE | 25285 | 131.02 | 193 | 11.04 | 0.9284 | 2724 | 82.4 | 5 | 50000 | 42787 |  |  | No |  | 4 | 26000 | 130 | 200 | 11.04 | 0.9 | 2700 | 82
PVW5G58B | Emium Lighting LLC | Emium | EL-HD-HB150-HV-2700K [Qualified Pointing Straight Down] | Indoor Luminaires | High-Bay | High-Bay Luminaires for Commercial and Industrial Buildings | Standard | TRUE | 18752 | 132.02 | 142 | 9.12 | 0.9265 | 2713 | 82.5 | 5 | 50000 | 42787 |  |  | No |  | 4 | 19500 | 130 | 150 | 9.12 | 0.9 | 2700 | 82
PRPQTU26 | Emium Lighting LLC | Emium | EL-HD-HB200-HV-5700K [Qualified Pointing Straight Down] | Indoor Luminaires | High-Bay | High-Bay Luminaires for Commercial and Industrial Buildings | Standard | FALSE | [9 empty] | 42787 |  |  | No |  | 4 | 26000 | 130 | 200 | 12.16 | 0.9 | 5700 | 82
PPKGYB6Y | Emium Lighting LLC | Emium | EL-HD-HB150-5700K [Qualified Pointing Straight Down] | Indoor Luminaires | High-Bay | High-Bay Luminaires for Commercial and Industrial Buildings | Standard | FALSE | [9 empty] | 42787 |  |  | No |  | 4 | 19500 | 130 | 150 | 11.98 | 0.9 | 5700 | 82
PPZYMH2F | Emium Lighting LLC | Emium | EL-HD-HB200-5700K [Qualified Pointing Straight Down] | Indoor Luminaires | High-Bay | High-Bay Luminaires for Commercial and Industrial Buildings | Standard | FALSE | [9 empty] | 42787 |  |  | No |  | 4 | 26000 | 130 | 200 | 11.04 | 0.9 | 5700 | 82
PRCT8NN2 | Emium Lighting LLC | Emium | EL-HD-HB150-HV-5700K [Qualified Pointing Straight Down] | Indoor Luminaires | High-Bay | High-Bay Luminaires for Commercial and Industrial Buildings | Standard | FALSE | [9 empty] | 42787 |  |  | No |  | 4 | 19500 | 130 | 150 | 9.12 | 0.9 | 5700 | 82
PP8NEJMY | Emium Lighting LLC | Emium | EL-HD-HB100-5700K [Qualified Pointing Straight Down] | Indoor Luminaires | High-Bay | High-Bay Luminaires for Commercial and Industrial Buildings | Standard | FALSE | [9 empty] | 42787 |  |  | No |  | 4 | 13000 | 130 | 100 | 10.72 | 0.9 | 5700 | 81
PJJM8KRT | Emium Lighting LLC | Emium | EL-HD-HB200-HV-5000K [Qualified Pointing Straight Down] | Indoor Luminaires | High-Bay | High-Bay Luminaires for Commercial and Industrial Buildings | Standard | FALSE | [9 empty] | 42787 |  |  | No |  | 4 | 26000 | 130 | 200 | 12.16 | 0.9 | 5000 | 82
P9EMPHHS | Emium Lighting LLC | Emium | EL-HD-HB150-5000K [Qualified Pointing Straight Down] | Indoor Luminaires | High-Bay | High-Bay Luminaires for Commercial and Industrial Buildings | Standard | FALSE | [9 empty] | 42787 |  |  | No |  | 4 | 19500 | 130 | 150 | 11.98 | 0.9 | 5000 | 82
PQX9XQ78 | Emium Lighting LLC | Emium | EL-HD-HB200-5000K [Qualified Pointing Straight Down] | Indoor Luminaires | High-Bay | High-Bay Luminaires for Commercial and Industrial Buildings | Standard | FALSE | [9 empty] | 42787 |  |  | No |  | 4 | 26000 | 130 | 200 | 11.04 | 0.9 | 5000 | 82
PUEEFZVH | Emium Lighting LLC | Emium | EL-HD-HB150-HV-5000K [Qualified Pointing Straight Down] | Indoor Luminaires | High-Bay | High-Bay Luminaires for Commercial and Industrial Buildings | Standard | FALSE | [9 empty] | 42787 |  |  | No |  | 4 | 19500 | 130 | 150 | 9.12 | 0.9 | 5000 | 82
PJXF31FJ | Emium Lighting LLC | Emium | EL-HD-HB100-5000K [Qualified Pointing Straight Down] | Indoor Luminaires | High-Bay | High-Bay Luminaires for Commercial and Industrial Buildings | Standard | FALSE | [9 empty] | 42787 |  |  | No |  | 4 | 13000 | 130 | 100 | 10.72 | 0.9 | 5000 | 81
PUXS2QHY | Emium Lighting LLC | Emium | EL-HD-HB200-HV-4500K [Qualified Pointing Straight Down] | Indoor Luminaires | High-Bay | High-Bay Luminaires for Commercial and Industrial Buildings | Standard | FALSE | [9 empty] | 42787 |  |  | No |  | 4 | 26000 | 130 | 200 | 12.16 | 0.9 | 4500 | 82
PBAD9HJM | Emium Lighting LLC | Emium | EL-HD-HB150-4500K [Qualified Pointing Straight Down] | Indoor Luminaires | High-Bay | High-Bay Luminaires for Commercial and Industrial Buildings | Standard | FALSE | [9 empty] | 42787 |  |  | No |  | 4 | 19500 | 130 | 150 | 11.98 | 0.9 | 4500 | 82
PSE9NBXW | Emium Lighting LLC | Emium | EL-HD-HB200-4500K [Qualified Pointing Straight Down] | Indoor Luminaires | High-Bay | High-Bay Luminaires for Commercial and Industrial Buildings | Standard | FALSE | [9 empty] | 42787 |  |  | No |  | 4 | 26000 | 130 | 200 | 11.04 | 0.9 | 4500 | 82
P1W1HVY6 | Emium Lighting LLC | Emium | EL-HD-HB150-HV-4500K [Qualified Pointing Straight Down] | Indoor Luminaires | High-Bay | High-Bay Luminaires for Commercial and Industrial Buildings | Standard | FALSE | [9 empty] | 42787 |  |  | No |  | 4 | 19500 | 130 | 150 | 9.12 | 0.9 | 4500 | 82
PA3JWSCU | Emium Lighting LLC | Emium | EL-HD-HB100-4500K [Qualified Pointing Straight Down] | Indoor Luminaires | High-Bay | High-Bay Luminaires for Commercial and Industrial Buildings | Standard | FALSE | [9 empty] | 42787 |  |  | No |  | 4 | 13000 | 130 | 100 | 10.72 | 0.9 | 4500 | 81
PTGZXTVY | Emium Lighting LLC | Emium | EL-HD-HB200-HV-4000K [Qualified Pointing Straight Down] | Indoor Luminaires | High-Bay | High-Bay Luminaires for Commercial and Industrial Buildings | Standard | FALSE | [9 empty] | 42787 |  |  | No |  | 4 | 26000 | 130 | 200 | 12.16 | 0.9 | 4000 | 82
PJ3NXP7M | Emium Lighting LLC | Emium | EL-HD-HB150-4000K [Qualified Pointing Straight Down] | Indoor Luminaires | High-Bay | High-Bay Luminaires for Commercial and Industrial Buildings | Standard | FALSE | [9 empty] | 42787 |  |  | No |  | 4 | 19500 | 130 | 150 | 11.98 | 0.9 | 4000 | 82
PPQKBSN5 | Emium Lighting LLC | Emium | EL-HD-HB200-4000K [Qualified Pointing Straight Down] | Indoor Luminaires | High-Bay | High-Bay Luminaires for Commercial and Industrial Buildings | Standard | FALSE | [9 empty] | 42787 |  |  | No |  | 4 | 26000 | 130 | 200 | 11.04 | 0.9 | 4000 | 82
PDWFRD3A | Emium Lighting LLC | Emium | EL-HD-HB150-HV-4000K [Qualified Pointing Straight Down] | Indoor Luminaires | High-Bay | High-Bay Luminaires for Commercial and Industrial Buildings | Standard | FALSE | [9 empty] | 42787 |  |  | No |  | 4 | 19500 | 130 | 150 | 9.12 | 0.9 | 4000 | 82
P19NJJV7 | Emium Lighting LLC | Emium | EL-HD-HB100-4000K [Qualified Pointing Straight Down] | Indoor Luminaires | High-Bay | High-Bay Luminaires for Commercial and Industrial Buildings | Standard | FALSE | [9 empty] | 42787 |  |  | No |  | 4 | 13000 | 130 | 100 | 10.72 | 0.9 | 4000 | 81
PVG566YC | Emium Lighting LLC | Emium | EL-HD-HB200-HV-3500K [Qualified Pointing Straight Down] | Indoor Luminaires | High-Bay | High-Bay Luminaires for Commercial and Industrial Buildings | Standard | FALSE | [9 empty] | 42787 |  |  | No |  | 4 | 26000 | 130 | 200 | 12.16 | 0.9 | 3500 | 82
PZT2YK15 | Emium Lighting LLC | Emium | EL-HD-HB150-3500K [Qualified Pointing Straight Down] | Indoor Luminaires | High-Bay | High-Bay Luminaires for Commercial and Industrial Buildings | Standard | FALSE | [9 empty] | 42787 |  |  | No |  | 4 | 19500 | 130 | 150 | 11.98 | 0.9 | 3500 | 82
PH1W45A1 | Emium Lighting LLC | Emium | EL-HD-HB200-3500K [Qualified Pointing Straight Down] | Indoor Luminaires | High-Bay | High-Bay Luminaires for Commercial and Industrial Buildings | Standard | FALSE | [9 empty] | 42787 |  |  | No |  | 4 | 26000 | 130 | 200 | 11.04 | 0.9 | 3500 | 82
PWXN5MD3 | Emium Lighting LLC | Emium | EL-HD-HB150-HV-3500K [Qualified Pointing Straight Down] | Indoor Luminaires | High-Bay | High-Bay Luminaires for Commercial and Industrial Buildings | Standard | FALSE | [9 empty] | 42787 |  |  | No |  | 4 | 19500 | 130 | 150 | 9.12 | 0.9 | 3500 | 82
PD68FNVG | Emium Lighting LLC | Emium | EL-HD-HB100-3500K [Qualified Pointing Straight Down] | Indoor Luminaires | High-Bay | High-Bay Luminaires for Commercial and Industrial Buildings | Standard | FALSE | [9 empty] | 42787 |  |  | No |  | 4 | 13000 | 130 | 100 | 10.72 | 0.9 | 3500 | 81
PAY22FAR | Emium Lighting LLC | Emium | EL-HD-HB200-HV-3000K [Qualified Pointing Straight Down] | Indoor Luminaires | High-Bay | High-Bay Luminaires for Commercial and Industrial Buildings | Standard | FALSE | [9 empty] | 42787 |  |  | No |  | 4 | 26000 | 130 | 200 | 12.16 | 0.9 | 3000 | 82
P2H5VBDN | Emium Lighting LLC | Emium | EL-HD-HB150-3000K [Qualified Pointing Straight Down] | Indoor Luminaires | High-Bay | High-Bay Luminaires for Commercial and Industrial Buildings | Standard | FALSE | [9 empty] | 42787 |  |  | No |  | 4 | 19500 | 130 | 150 | 11.98 | 0.9 | 3000 | 82
PB2WZ691 | Emium Lighting LLC | Emium | EL-HD-HB200-3000K [Qualified Pointing Straight Down] | Indoor Luminaires | High-Bay | High-Bay Luminaires for Commercial and Industrial Buildings | Standard | FALSE | [9 empty] | 42787 |  |  | No |  | 4 | 26000 | 130 | 200 | 11.04 | 0.9 | 3000 | 82
PFF7DSVV | Emium Lighting LLC | Emium | EL-HD-HB150-HV-3000K [Qualified Pointing Straight Down] | Indoor Luminaires | High-Bay | High-Bay Luminaires for Commercial and Industrial Buildings | Standard | FALSE | [9 empty] | 42787 |  |  | No |  | 4 | 19500 | 130 | 150 | 9.12 | 0.9 | 3000 | 82
PPT3NENK | Emium Lighting LLC | Emium | EL-HD-HB100-3000K [Qualified Pointing Straight Down] | Indoor Luminaires | High-Bay | High-Bay Luminaires for Commercial and Industrial Buildings | Standard | FALSE | [9 empty] | 42787 |  |  | No |  | 4 | 13000 | 130 | 100 | 10.72 | 0.9 | 3000 | 81
PT8E82UX | WISDOM OPTOELECTRONICS TECHNOLOGY CO.LIMITED | WISDOM | WSD-UHB10W27-40K-X-SS | Indoor Luminaires | High-Bay | High-Bay Luminaires for Commercial and Industrial Buildings | Standard | TRUE | 13127 | 131.28 | 99.99 | 6.38 | 0.97 | 4082 | 74.5 | 5 | 50000 | 42787 |  |  | Yes |  | 4.1 | 13220 | 132 | 100 | 6 | 0.95 | 4000 | 70
P6JZZDKG | WISDOM OPTOELECTRONICS TECHNOLOGY CO.LIMITED | WISDOM | WSD-UHB15W27-40K-X-SS | Indoor Luminaires | High-Bay | High-Bay Luminaires for Commercial and Industrial Buildings | Standard | TRUE | 18607 | 122.87 | 151.4 | 7.69 | 0.949 | 4089 | 74.6 | 5 | 50000 | 42787 |  |  | Yes |  | 4.1 | 18760 | 125 | 150 | 8 | 0.95 | 4000 | 70
P5UDC4MF | WISDOM OPTOELECTRONICS TECHNOLOGY CO.LIMITED | WISDOM | WSD-4FLHB30W27-40K | Indoor Luminaires | High-Bay | High-Bay Luminaires for Commercial and Industrial Buildings | Standard | TRUE | 39353 | 127.51 | 308.6 | 12.25 | 0.9482 | 4075 | 74.4 | 5 |  | 42787 |  |  | Yes |  | 4.1 | 39970 | 133 | 300 | 12 | 0.98 | 4000 | 70
PYP24QR1 | WISDOM OPTOELECTRONICS TECHNOLOGY CO.LIMITED | WISDOM | WSD-4FLHB20W27-40K | Indoor Luminaires | High-Bay | High-Bay Luminaires for Commercial and Industrial Buildings | Standard | TRUE | 26702 | 133.71 | 199.7 | 7.25 | 0.944 | 4087 | 74.6 | 5 |  | 42787 |  |  | Yes |  | 4.1 | 27650 | 138 | 200 | 7 | 0.98 | 4000 | 70
PMA1K1Q8 | WISDOM OPTOELECTRONICS TECHNOLOGY CO.LIMITED | WISDOM | WSD-UHB20W27-40K-X-SS | Indoor Luminaires | High-Bay | High-Bay Luminaires for Commercial and Industrial Buildings | Standard | TRUE | 22535 | 109.95 | 205 | 6.02 | 0.9428 | 4092 | 74.6 | 5 | 50000 | 42787 |  |  | Yes |  | 4.1 | 22880 | 114 | 200 | 6 | 0.95 | 4000 | 70
P3C2DEZK | WISDOM OPTOELECTRONICS TECHNOLOGY CO.LIMITED | WISDOM | WSD-4FLHB30W27-50K | Indoor Luminaires | High-Bay | High-Bay Luminaires for Commercial and Industrial Buildings | Standard | FALSE | [9 empty] | 42787 |  |  | Yes |  | 4.1 | 39970 | 133 | 300 | 12 | 0.98 | 5000 | 70
PGRRV666 | WISDOM OPTOELECTRONICS TECHNOLOGY CO.LIMITED | WISDOM | WSD-UHB15W27-50K-X-SS | Indoor Luminaires | High-Bay | High-Bay Luminaires for Commercial and Industrial Buildings | Standard | FALSE | [9 empty] | 42787 |  |  | Yes |  | 4.1 | 18760 | 125 | 150 | 8 | 0.95 | 5000 | 70
PS3Q27VP | WISDOM OPTOELECTRONICS TECHNOLOGY CO.LIMITED | WISDOM | WSD-4FLHB20W27-50K | Indoor Luminaires | High-Bay | High-Bay Luminaires for Commercial and Industrial Buildings | Standard | FALSE | [9 empty] | 42787 |  |  | Yes |  | 4.1 | 27650 | 138 | 200 | 7 | 0.98 | 5000 | 70
P4J3FA1S | WISDOM OPTOELECTRONICS TECHNOLOGY CO.LIMITED | WISDOM | WSD-UHB20W27-50K-X-SS | Indoor Luminaires | High-Bay | High-Bay Luminaires for Commercial and Industrial Buildings | Standard | FALSE | [9 empty] | 42787 |  |  | Yes |  | 4.1 | 22880 | 114 | 200 | 6 | 0.95 | 5000 | 70
PNJMTUV5 | WISDOM OPTOELECTRONICS TECHNOLOGY CO.LIMITED | WISDOM | WSD-UHB10W27-50K-X-SS | Indoor Luminaires | High-Bay | High-Bay Luminaires for Commercial and Industrial Buildings | Standard | FALSE | [9 empty] | 42787 |  |  | Yes |  | 4.1 | 13220 | 132 | 100 | 6 | 0.95 | 5000 | 70
PDR34H7K | LSI Industries | INTERIOR | AUL S LED VHO CW8 347V ACSF16 | Indoor Luminaires | High-Bay | High-Bay Luminaires for Commercial and Industrial Buildings | Premium | FALSE | [9 empty] | 42783 |  |  | Yes |  | 4.1 | 29535 | 157 | 188 | 8.7 | 1 | 4999 | 81
PN5CY2ED | LSI Industries | INTERIOR | AUL S LED VHO NW 347V ACSF16 | Indoor Luminaires | High-Bay | High-Bay Luminaires for Commercial and Industrial Buildings | Premium | FALSE | [9 empty] | 42783 |  |  | Yes |  | 4.1 | 26990 | 144 | 188 | 8.7 | 1 | 4251 | 84
PJSVVUCD | ZhongShan Halcon Lighting & Electrical Co. Ltd | Halcon | HG-L225A/DM-XXX(5700K) | Indoor Luminaires | High-Bay | High-Bay Luminaires for Commercial and Industrial Buildings | Premium | FALSE | [9 empty] | 42783 |  |  | No | Product Updated on 2-17-17 | 3.1 | 27300 | 130 | 210 | 10 | 0.9 | 5700 | 80
P4FDSF24 | ZhongShan Halcon Lighting & Electrical Co. Ltd | Halcon | HG-L225A/DM-XXX(5000K) | Indoor Luminaires | High-Bay | High-Bay Luminaires for Commercial and Industrial Buildings | Premium | FALSE | [9 empty] | 42783 |  |  | No | Product Updated on 2-17-17 | 3.1 | 27300 | 130 | 210 | 10 | 0.9 | 5000 | 80
P148R2CY | ZhongShan Halcon Lighting & Electrical Co. Ltd | Halcon | HG-L225A/DM-XXX(4500K) | Indoor Luminaires | High-Bay | High-Bay Luminaires for Commercial and Industrial Buildings | Premium | FALSE | [9 empty] | 42783 |  |  | No | Product Updated on 2-17-17 | 3.1 | 27300 | 130 | 210 | 10 | 0.9 | 4500 | 80
PZAQXQ8C | ZhongShan Halcon Lighting & Electrical Co. Ltd | Halcon | HG-L225A/DM-XXX(4000K) | Indoor Luminaires | High-Bay | High-Bay Luminaires for Commercial and Industrial Buildings | Premium | FALSE | [9 empty] | 42783 |  |  | No | Product Updated on 2-17-17 | 3.1 | 27300 | 130 | 210 | 10 | 0.9 | 4000 | 80
PUV8DYJ7 | ZhongShan Halcon Lighting & Electrical Co. Ltd | Halcon | HG-L225A/DM-XXX(3500K) | Indoor Luminaires | High-Bay | High-Bay Luminaires for Commercial and Industrial Buildings | Premium | FALSE | [9 empty] | 42783 |  |  | No | Product Updated on 2-17-17 | 3.1 | 27300 | 130 | 210 | 10 | 0.9 | 3500 | 80
PYN8HMPE | ZhongShan Halcon Lighting & Electrical Co. Ltd | Halcon | HG-L225A/DM-XXX(3000K) | Indoor Luminaires | High-Bay | High-Bay Luminaires for Commercial and Industrial Buildings | Premium | TRUE | 27406 | 128.5 | 213.3 | 6.92 | 0.97 | 3199 | 85.2 | 5 | 50000 | 42783 |  |  | No | Product Updated on 2-17-17 | 4.1 | 27300 | 130 | 210 | 10 | 0.9 | 3000 | 80
PNTWCXRG | EverLast Lighting Inc. | Everlast | EL-LED-HB-LG-150-L-50-U-D | Indoor Luminaires | High-Bay | High-Bay Luminaires for Commercial and Industrial Buildings | Standard | TRUE | 16205 | 108.57 | 149.3 | 13.9 | 0.948 | 5136 | 83.9 | 10 | 60000 | 42783 | Dimmable | Continuous Below 10 | NotYetVerified |  | 4.1 | 16205 | 108.57 | 150 | 13.9 | 0.94 | 5000 | 80
PKGE41E5 | Elumen Lighting Networks Inc. | Elumen | HBX250CXXXNXXU | Indoor Luminaires | High-Bay | High-Bay Luminaires for Commercial and Industrial Buildings | Premium | TRUE | 33948 | 145.1 | 234.04 | 10.04 | 0.947 | 5124 | 82 | 5 | 50000 | 42783 | Not Dimmable | Not Dimmable | No |  | 4.1 | 33948 | 145.05 | 234.04 | 4.76 | 1 | 5124 | 82
PTBG69QN | Elumen Lighting Networks Inc. | Elumen | HBX125CXXXNXXU | Indoor Luminaires | High-Bay | High-Bay Luminaires for Commercial and Industrial Buildings | Premium | TRUE | 18767 | 156.3 | 120.08 | 10.04 | 0.947 | 5124 | 82 | 5 | 50000 | 42783 | Not Dimmable | Not Dimmable | No |  | 4.1 | 18767 | 156.29 | 120.08 | 2.3 | 1 | 5043 | 82
PF24FDF5 | Elumen Lighting Networks Inc. | Elumen | HBX250CXXX[SRT]XXU | Indoor Luminaires | High-Bay | High-Bay Luminaires for Commercial and Industrial Buildings | Premium | FALSE | [9 empty] | 42783 | Dimmable | Stepped | Yes |  | 4.1 | 33948 | 145.05 | 234.04 | 4.76 | 1 | 5124 | 82
PJ4AW649 | Elumen Lighting Networks Inc. | Elumen | HBX250CXXX[LD]XXU | Indoor Luminaires | High-Bay | High-Bay Luminaires for Commercial and Industrial Buildings | Premium | FALSE | [9 empty] | 42783 | Dimmable | Continuous Above 10 | Yes |  | 4.1 | 33948 | 145.05 | 234.04 | 4.76 | 1 | 5124 | 82
PR7FTTWS | Elumen Lighting Networks Inc. | Elumen | HBX210CXXX[SRT]XXU | Indoor Luminaires | High-Bay | High-Bay Luminaires for Commercial and Industrial Buildings | Premium | FALSE | [9 empty] | 42783 | Dimmable | Stepped | Yes |  | 4.1 | 30501 | 149.33 | 204.25 | 4.22 | 1 | 5109 | 82
PEPW1PKZ | Elumen Lighting Networks Inc. | Elumen | HBX210CXXXNXXU | Indoor Luminaires | High-Bay | High-Bay Luminaires for Commercial and Industrial Buildings | Premium | FALSE | [9 empty] | 42783 | Not Dimmable | Not Dimmable | No |  | 4.1 | 30501 | 149.33 | 204.25 | 4.22 | 1 | 5109 | 82
PP2F8J4H | Elumen Lighting Networks Inc. | Elumen | HBX210CXXX[LD]XXU | Indoor Luminaires | High-Bay | High-Bay Luminaires for Commercial and Industrial Buildings | Premium | FALSE | [9 empty] | 42783 | Dimmable | Continuous Above 10 | Yes |  | 4.1 | 30501 | 149.33 | 204.25 | 4.22 | 1 | 5109 | 82
PQP3KDUJ | Elumen Lighting Networks Inc. | Elumen | HBX170CXXX[SRT]XXU | Indoor Luminaires | High-Bay | High-Bay Luminaires for Commercial and Industrial Buildings | Premium | FALSE | [9 empty] | 42783 | Dimmable | Stepped | Yes |  | 4.1 | 25013 | 152.28 | 164.26 | 3.37 | 1 | 5074 | 82
PAYQ1AFT | Elumen Lighting Networks Inc. | Elumen | HBX170CXXXNXXU | Indoor Luminaires | High-Bay | High-Bay Luminaires for Commercial and Industrial Buildings | Premium | FALSE | [9 empty] | 42783 | Not Dimmable | Not Dimmable | No |  | 4.1 | 25013 | 152.28 | 164.26 | 3.37 | 1 | 5074 | 82
PFZNWRFP | Elumen Lighting Networks Inc. | Elumen | HBX170CXXX[LD]XXU | Indoor Luminaires | High-Bay | High-Bay Luminaires for Commercial and Industrial Buildings | Premium | FALSE | [9 empty] | 42783 | Dimmable | Continuous Above 10 | Yes |  | 4.1 | 25013 | 152.28 | 164.26 | 3.37 | 1 | 5074 | 82
PYY9Q7KQ | Elumen Lighting Networks Inc. | Elumen | HBX125CXXX[SRT]XXU | Indoor Luminaires | High-Bay | High-Bay Luminaires for Commercial and Industrial Buildings | Premium | FALSE | [9 empty] | 42783 | Dimmable | Stepped | Yes |  | 4.1 | 18767 | 156.29 | 120.08 | 2.3 | 1 | 5043 | 82
PB6EQWJV | Elumen Lighting Networks Inc. | Elumen | HBX125CXXX[LD]XXU | Indoor Luminaires | High-Bay | High-Bay Luminaires for Commercial and Industrial Buildings | Premium | FALSE | [9 empty] | 42783 | Dimmable | Continuous Above 10 | Yes |  | 4.1 | 18767 | 156.29 | 120.08 | 2.3 | 1 | 5043 | 82
P2Z6QTAC | WISDOM OPTOELECTRONICS TECHNOLOGY CO.LIMITED | WISDOM | WSD-2FLHB10W27-40K | Indoor Luminaires | High-Bay | High-Bay Luminaires for Commercial and Industrial Buildings | Standard | TRUE | 13488 | 134.75 | 100.1 | 13.45 | 0.9752 | 4062 | 74.3 | 5 | 50000 | 42782 |  |  | Yes |  | 4.1 | 13000 | 130 | 100 | 13 | 0.98 | 4000 | 70
P1P6RSM7 | WISDOM OPTOELECTRONICS TECHNOLOGY CO.LIMITED | WISDOM | WSD-2FLHB15W27-40K | Indoor Luminaires | High-Bay | High-Bay Luminaires for Commercial and Industrial Buildings | Standard | TRUE | 20101 | 132.43 | 151.8 | 12.15 | 0.938 | 4073 | 74.4 | 5 | 50000 | 42782 |  |  | Yes |  | 4.1 | 20430 | 136 | 150 | 12 | 0.98 | 4000 | 70
PVCCNV9X | WISDOM OPTOELECTRONICS TECHNOLOGY CO.LIMITED | WISDOM | WSD-4FLHB15W27-40K | Indoor Luminaires | High-Bay | High-Bay Luminaires for Commercial and Industrial Buildings | Standard | TRUE | 20480 | 134.73 | 152 | 12.77 | 0.9369 | 4082 | 74.5 | 5 | 50000 | 42782 |  |  | Yes |  | 4.1 | 20690 | 138 | 150 | 13 | 0.98 | 4000 | 70
P2JZXWRW | Shenzhen Yaorong Technology Co.Ltd | YAORONG | YR-HB300-W400-X (3000K) | Indoor Luminaires | High-Bay | High-Bay Luminaires for Commercial and Industrial Buildings | Standard | TRUE | 43096 | 102.49 | 420.5 | 10.78 | 0.9241 | 3086 | 72.6 | 5 | 50000 | 42782 |  |  | No |  | 4.1 | 43096 | 102.49 | 420.5 | 10.78 | 0.92 | 3000 | 83.9
P6NEF36F | Shenzhen Yaorong Technology Co.Ltd | YAORONG | YR-HB220-W200-X (3000K) | Indoor Luminaires | High-Bay | High-Bay Luminaires for Commercial and Industrial Buildings | Standard | TRUE | 21941 | 106.05 | 206.9 | 10.73 | 0.9212 | 3047 | 73.3 | 5 | 50000 | 42782 |  |  | No |  | 4.1 | 21941 | 106.05 | 206.9 | 10.73 | 0.92 | 3000 | 73.3
P793MR17 | WISDOM OPTOELECTRONICS TECHNOLOGY CO.LIMITED | WISDOM | WSD-4FLHB15W27-50K | Indoor Luminaires | High-Bay | High-Bay Luminaires for Commercial and Industrial Buildings | Standard | FALSE | [9 empty] | 42782 |  |  | Yes |  | 4.1 | 20690 | 138 | 150 | 13 | 0.98 | 5000 | 70
P7R3KPGK | WISDOM OPTOELECTRONICS TECHNOLOGY CO.LIMITED | WISDOM | WSD-2FLHB10W27-50K | Indoor Luminaires | High-Bay | High-Bay Luminaires for Commercial and Industrial Buildings | Standard | FALSE | [9 empty] | 42782 |  |  | Yes |  | 4.1 | 13000 | 130 | 100 | 13 | 0.98 | 5000 | 70
P9CVZUMD | WISDOM OPTOELECTRONICS TECHNOLOGY CO.LIMITED | WISDOM | WSD-2FLHB15W27-50K | Indoor Luminaires | High-Bay | High-Bay Luminaires for Commercial and Industrial Buildings | Standard | FALSE | [9 empty] | 42782 |  |  | Yes |  | 4.1 | 20430 | 136 | 150 | 12 | 0.98 | 5000 | 70
PZPJEK8E | Shenzhen Yaorong Technology Co.Ltd | YAORONG | YR-HB220-W200-X (5000K) | Indoor Luminaires | High-Bay | High-Bay Luminaires for Commercial and Industrial Buildings | Standard | FALSE | [9 empty] | 42782 |  |  | No |  | 4.1 | 22821 | 109.82 | 207.8 | 11.62 | 0.92 | 5000 | 84.6
P6ANYCAC | Shenzhen Yaorong Technology Co.Ltd | YAORONG | YR-HB300-W400-X (5000K) | Indoor Luminaires | High-Bay | High-Bay Luminaires for Commercial and Industrial Buildings | Standard | FALSE | [9 empty] | 42782 |  |  | No |  | 4.1 | 44662 | 105.86 | 421.9 | 11.84 | 0.92 | 5000 | 83.9
P4JXC77J | Shenzhen Yaorong Technology Co.Ltd | YAORONG | YR-HB300-W400-X (4500K) | Indoor Luminaires | High-Bay | High-Bay Luminaires for Commercial and Industrial Buildings | Standard | FALSE | [9 empty] | 42782 |  |  | No |  | 4.1 | 43096 | 102.49 | 420.5 | 10.78 | 0.92 | 4500 | 83.9
PCU6UZ9J | Shenzhen Yaorong Technology Co.Ltd | YAORONG | YR-HB220-W200-X (4500K) | Indoor Luminaires | High-Bay | High-Bay Luminaires for Commercial and Industrial Buildings | Standard | FALSE | [9 empty] | 42782 |  |  | No |  | 4.1 | 21941 | 106.05 | 206.9 | 10.73 | 0.92 | 4500 | 73.3
PPX6H4S4 | Shenzhen Yaorong Technology Co.Ltd | YAORONG | YR-HB300-W400-X (4000K) | Indoor Luminaires | High-Bay | High-Bay Luminaires for Commercial and Industrial Buildings | Standard | FALSE | [9 empty] | 42782 |  |  | No |  | 4.1 | 43096 | 102.49 | 420.5 | 10.78 | 0.92 | 4000 | 83.9
P4AQUB9W | Shenzhen Yaorong Technology Co.Ltd | YAORONG | YR-HB220-W200-X (4000K) | Indoor Luminaires | High-Bay | High-Bay Luminaires for Commercial and Industrial Buildings | Standard | FALSE | [9 empty] | 42782 |  |  | No |  | 4.1 | 21941 | 106.05 | 206.9 | 10.73 | 0.92 | 4000 | 73.3
P9WQ2QVB | Shenzhen Yaorong Technology Co.Ltd | YAORONG | YR-HB300-W400-X (3500K) | Indoor Luminaires | High-Bay | High-Bay Luminaires for Commercial and Industrial Buildings | Standard | FALSE | [9 empty] | 42782 |  |  | No |  | 4.1 | 43096 | 102.49 | 420.5 | 10.78 | 0.92 | 3500 | 83.9
P9JKS9BE | Shenzhen Yaorong Technology Co.Ltd | YAORONG | YR-HB220-W200-X (3500K) | Indoor Luminaires | High-Bay | High-Bay Luminaires for Commercial and Industrial Buildings | Standard | FALSE | [9 empty] | 42782 |  |  | No |  | 4.1 | 21941 | 106.05 | 206.9 | 10.73 | 0.92 | 3500 | 73.3
PUSSBFBP | Litetronics International | LITETRONICS | LHB320UP240DL | Indoor Luminaires | High-Bay | High-Bay Luminaires for Commercial and Industrial Buildings | Premium | TRUE | 47694 | 147.34 | 323.7 | 13.97 | 0.9416 | 4068 | 82.8 | 5 | 50000 | 42782 | Dimmable | Continuous Below 10 | No |  | 4.1 | 47694 | 147.34 | 323.7 | 13.97 | 0.94 | 4000 | 82.8
PVCCVSQR | Litetronics International | LITETRONICS | LHB320UP250DL | Indoor Luminaires | High-Bay | High-Bay Luminaires for Commercial and Industrial Buildings | Premium | FALSE | [9 empty] | 42782 | Dimmable | Continuous Below 10 | No |  | 4.1 | 48185 | 149.83 | 321.6 | 13.64 | 0.94 | 5000 | 82.9
PYJZV7VR | Grandlite International Corp | Grandlite International | LED-8500-L336-191W-4K | Indoor Luminaires | High-Bay | High-Bay Luminaires for Commercial and Industrial Buildings | Premium | TRUE | 24615.83 | 128.63 | 191.37 | 11.31 | 0.939 | 4005 | 84.8 | 5 |  | 42781 |  |  | Yes |  | 4.1 | 24615.83 | 128.63 | 191.37 | 4.64 | 0.996 | 4005 | 84.8
PGFXR6S5 | Grandlite International Corp | Grandlite International | LED-8500-L336-191W-5K | Indoor Luminaires | High-Bay | High-Bay Luminaires for Commercial and Industrial Buildings | Premium | FALSE | [9 empty] | 42781 |  |  | Yes |  | 4.1 | 24615.83 | 128.63 | 192.3 | 5.03 | 0.996 | 5225 | 84.2
PJQZ8WYF | Torshare Ltd | TORSHARE | TS-HB3-165W(4000K) | Indoor Luminaires | High-Bay | High-Bay Luminaires for Commercial and Industrial Buildings | Premium | TRUE | 20025 | 126.82 | 157.9 | 9.37 | 0.9531 | 4143 | 81.3 | 5 | 50000 | 42781 |  |  | No |  | 4.1 | 20025 | 126.82 | 157.9 | 7.24 | 0.95 | 4000 | 81.3
P3SB99ET | Torshare Ltd | TORSHARE | TS-HB3-165W(5000K) | Indoor Luminaires | High-Bay | High-Bay Luminaires for Commercial and Industrial Buildings | Premium | FALSE | [9 empty] | 42781 |  |  | No |  | 4.1 | 20845 | 130.61 | 159.6 | 10.27 | 0.95 | 5000 | 81.7
P4M8MYPD | Shenzhen Vanplex Optoelectronics Co. Ltd | VANPLEX | VPL-HBU-200WAN-HV-30K | Indoor Luminaires | High-Bay | High-Bay Luminaires for Commercial and Industrial Buildings | Standard | TRUE | 27310 | 135 | 202.3 | 11.98 | 0.9517 | 3053 | 78 | 5 | 50000 | 42781 | Not Dimmable | Not Dimmable | No |  | 4.1 | 27310 | 135 | 202.3 | 11.98 | 0.95 | 3000 | 78
PN1RZ16S | Shenzhen Vanplex Optoelectronics Co. Ltd | VANPLEX | VPL-HBU-200WAN-HV-57K | Indoor Luminaires | High-Bay | High-Bay Luminaires for Commercial and Industrial Buildings | Standard | FALSE | [9 empty] | 42781 | Not Dimmable | Not Dimmable | No |  | 4.1 | 28333 | 139.09 | 203.7 | 12.57 | 0.94 | 5700 | 73.4
PYD9R2VU | Shenzhen Vanplex Optoelectronics Co. Ltd | VANPLEX | VPL-HBU-200WAD-HV-57K | Indoor Luminaires | High-Bay | High-Bay Luminaires for Commercial and Industrial Buildings | Standard | FALSE | [9 empty] | 42781 | Dimmable | Continuous Below 10 | No |  | 4.1 | 28333 | 139.09 | 203.7 | 12.57 | 0.94 | 5700 | 73.4
PPCZTCXF | Shenzhen Vanplex Optoelectronics Co. Ltd | VANPLEX | VPL-HBU-200WAN-HV-50K | Indoor Luminaires | High-Bay | High-Bay Luminaires for Commercial and Industrial Buildings | Standard | FALSE | [9 empty] | 42781 | Not Dimmable | Not Dimmable | No |  | 4.1 | 28128 | 138.56 | 203 | 11.98 | 0.95 | 5000 | 78
PF4957XK | Shenzhen Vanplex Optoelectronics Co. Ltd | VANPLEX | VPL-HBU-200WAD-HV-50K | Indoor Luminaires | High-Bay | High-Bay Luminaires for Commercial and Industrial Buildings | Standard | FALSE | [9 empty] | 42781 | Dimmable | Continuous Below 10 | No |  | 4.1 | 28128 | 138.56 | 203 | 11.98 | 0.95 | 5000 | 78
PUTM7BU7 | Shenzhen Vanplex Optoelectronics Co. Ltd | VANPLEX | VPL-HBU-200WAN-HV-45K | Indoor Luminaires | High-Bay | High-Bay Luminaires for Commercial and Industrial Buildings | Standard | FALSE | [9 empty] | 42781 | Not Dimmable | Not Dimmable | No |  | 4.1 | 27924 | 137.56 | 203 | 11.98 | 0.95 | 4500 | 78
PER8T631 | Shenzhen Vanplex Optoelectronics Co. Ltd | VANPLEX | VPL-HBU-200WAD-HV-45K | Indoor Luminaires | High-Bay | High-Bay Luminaires for Commercial and Industrial Buildings | Standard | FALSE | [9 empty] | 42781 | Dimmable | Continuous Below 10 | No |  | 4.1 | 27924 | 137.56 | 203 | 11.98 | 0.95 | 4500 | 78
PC6KYV4E | Shenzhen Vanplex Optoelectronics Co. Ltd | VANPLEX | VPL-HBU-200WAN-HV-40K | Indoor Luminaires | High-Bay | High-Bay Luminaires for Commercial and Industrial Buildings | Standard | FALSE | [9 empty] | 42781 | Not Dimmable | Not Dimmable | No |  | 4.1 | 27719 | 136.55 | 203 | 11.98 | 0.95 | 4000 | 78
P3XQW5FC | Shenzhen Vanplex Optoelectronics Co. Ltd | VANPLEX | VPL-HBU-200WAD-HV-40K | Indoor Luminaires | High-Bay | High-Bay Luminaires for Commercial and Industrial Buildings | Standard | FALSE | [9 empty] | 42781 | Dimmable | Continuous Below 10 | No |  | 4.1 | 27719 | 136.55 | 203 | 11.98 | 0.95 | 4000 | 78
PSGERVU8 | Shenzhen Vanplex Optoelectronics Co. Ltd | VANPLEX | VPL-HBU-200WAN-HV-35K | Indoor Luminaires | High-Bay | High-Bay Luminaires for Commercial and Industrial Buildings | Standard | FALSE | [9 empty] | 42781 | Not Dimmable | Not Dimmable | No |  | 4.1 | 27515 | 135.54 | 203 | 11.98 | 0.95 | 3500 | 78
P492N9WJ | Shenzhen Vanplex Optoelectronics Co. Ltd | VANPLEX | VPL-HBU-200WAD-HV-35K | Indoor Luminaires | High-Bay | High-Bay Luminaires for Commercial and Industrial Buildings | Standard | FALSE | [9 empty] | 42781 | Dimmable | Continuous Below 10 | No |  | 4.1 | 27515 | 135.54 | 203 | 11.98 | 0.95 | 3500 | 78
PJ5G7W2M | Shenzhen Vanplex Optoelectronics Co. Ltd | VANPLEX | VPL-HBU-200WAD-HV-30K | Indoor Luminaires | High-Bay | High-Bay Luminaires for Commercial and Industrial Buildings | Standard | FALSE | [9 empty] | 42781 | Dimmable | Continuous Below 10 | No |  | 4.1 | 27310 | 135 | 202.3 | 11.98 | 0.95 | 3000 | 78
PNRCPTK1 | LUMA America Corp. | Resilient | GC301-200W-P540-D1-PCD-HK | Indoor Luminaires | High-Bay | High-Bay Luminaires for Commercial and Industrial Buildings | Standard | TRUE | 26753 | 125.25 | 213.6 | 8.15 | 0.9636 | 3929 | 75.6 | 5 | 50000 | 42780 |  |  | Yes |  | 4.1 | 26753 | 125.25 | 213.6 | 8.15 | 0.96 | 4000 | 75.6
P8N38YUR | LUMA America Corp. | Resilient | GC301-300W-P540-D1-PCD-HK-480V | Indoor Luminaires | High-Bay | High-Bay Luminaires for Commercial and Industrial Buildings | Standard | TRUE | 38394 | 124.45 | 308.5 | 9.21 | 0.9632 | 3931 | 75.8 | 5 | 50000 | 42780 |  |  | Yes |  | 4.1 | 38789 | 125.09 | 310.1 | 9.21 | 0.96 | 4000 | 75.8
PRQHH2WE | LUMA America Corp. | Resilient | GC301-250W-P540-D1-PCD-HK | Indoor Luminaires | High-Bay | High-Bay Luminaires for Commercial and Industrial Buildings | Standard | TRUE | 32850 | 124.06 | 264.8 | 10.1 | 0.9627 | 3933 | 75.6 | 5 | 50000 | 42780 |  |  | Yes |  | 4.1 | 32850 | 124.06 | 264.8 | 10.1 | 0.96 | 4000 | 75.6
PEPP9J9J | LUMA America Corp. | Resilient | GC301-300W-P540-D1-PCD-HK | Indoor Luminaires | High-Bay | High-Bay Luminaires for Commercial and Industrial Buildings | Standard | TRUE | 39434 | 123.46 | 319.4 | 13.38 | 0.9409 | 3910 | 75.6 | 5 | 50000 | 42780 |  |  | Yes |  | 4.1 | 39434 | 123.46 | 319.4 | 13.38 | 0.94 | 4000 | 75.6
P6ZDVF24 | LUMA America Corp. | Resilient | GC301-250W-P540-D1-PCD-HK-480V | Indoor Luminaires | High-Bay | High-Bay Luminaires for Commercial and Industrial Buildings | Standard | TRUE | 32575 | 125.24 | 260.1 | 11.7 | 0.9336 | 3914 | 75.6 | 5 | 50000 | 42780 |  |  | Yes |  | 4.1 | 32889 | 125.96 | 261.1 | 11.7 | 0.93 | 4000 | 75.6
PUM8GRVN | LUMA America Corp. | Resilient | GC301-200W-P540-D1-PCD-HK-480V | Indoor Luminaires | High-Bay | High-Bay Luminaires for Commercial and Industrial Buildings | Standard | TRUE | 26346 | 126.48 | 208.3 | 13.61 | 0.9091 | 3901 | 75.6 | 5 | 50000 | 42780 |  |  | Yes |  | 4.1 | 26559 | 127.26 | 208.7 | 13.61 | 0.91 | 4000 | 75.6
PVV2DVX2 | LUMA America Corp. | Resilient | GC301-200W-P550-D0-PCD-HK-480V | Indoor Luminaires | High-Bay | High-Bay Luminaires for Commercial and Industrial Buildings | Standard | FALSE | [9 empty] | 42780 |  |  | Yes |  | 4.1 | 27036 | 129.05 | 209.5 | 13.63 | 0.91 | 5000 | 82.6
P9FNABQZ | LUMA America Corp. | Resilient | GC301-300W-P550-D0-PCD-HK-480V | Indoor Luminaires | High-Bay | High-Bay Luminaires for Commercial and Industrial Buildings | Standard | FALSE | [9 empty] | 42780 |  |  | Yes |  | 4.1 | 39421 | 126.35 | 312 | 9.72 | 0.96 | 5000 | 82.5
PMXYSVH5 | LUMA America Corp. | Resilient | GC301-200W-P550-D0-PCD-HK | Indoor Luminaires | High-Bay | High-Bay Luminaires for Commercial and Industrial Buildings | Standard | FALSE | [9 empty] | 42780 |  |  | Yes |  | 4.1 | 27008 | 126.74 | 213.1 | 8.5 | 0.96 | 5000 | 82.5
PRS6D9JN | LUMA America Corp. | Resilient | GC301-300W-P550-D0-PCD-HK | Indoor Luminaires | High-Bay | High-Bay Luminaires for Commercial and Industrial Buildings | Standard | FALSE | [9 empty] | 42780 |  |  | Yes |  | 4.1 | 40224 | 125.27 | 321.1 | 13.5 | 0.94 | 5000 | 82.4
PBKT6PC4 | LUMA America Corp. | Resilient | GC301-250W-P550-D0-PCD-HK-480V | Indoor Luminaires | High-Bay | High-Bay Luminaires for Commercial and Industrial Buildings | Standard | FALSE | [9 empty] | 42780 |  |  | Yes |  | 4.1 | 33508 | 127.65 | 262.5 | 11.52 | 0.93 | 5000 | 82.4
PHPFUGDT | LUMA America Corp. | Resilient | GC301-250W-P550-D0-PCD-HK | Indoor Luminaires | High-Bay | High-Bay Luminaires for Commercial and Industrial Buildings | Standard | FALSE | [9 empty] | 42780 |  |  | Yes |  | 4.1 | 33132 | 125.93 | 263.1 | 10.6 | 0.96 | 5000 | 82.4
P3VWWW4K | LUMA America Corp. | Resilient | GC301-200W-P550-D1-PCD-HK-480V | Indoor Luminaires | High-Bay | High-Bay Luminaires for Commercial and Industrial Buildings | Standard | FALSE | [9 empty] | 42780 |  |  | Yes |  | 4.1 | 27036 | 129.05 | 209.5 | 13.63 | 0.91 | 5000 | 82.6
P9193BKU | LUMA America Corp. | Resilient | GC301-300W-P550-D1-PCD-HK-480V | Indoor Luminaires | High-Bay | High-Bay Luminaires for Commercial and Industrial Buildings | Standard | FALSE | [9 empty] | 42780 |  |  | Yes |  | 4.1 | 39421 | 126.35 | 312 | 9.72 | 0.96 | 5000 | 82.5
PWTF21E5 | LUMA America Corp. | Resilient | GC301-200W-P550-D1-PCD-HK | Indoor Luminaires | High-Bay | High-Bay Luminaires for Commercial and Industrial Buildings | Standard | FALSE | [9 empty] | 42780 |  |  | Yes |  | 4.1 | 27008 | 126.74 | 213.1 | 8.5 | 0.96 | 5000 | 82.5
PRDMCW41 | LUMA America Corp. | Resilient | GC301-300W-P550-D1-PCD-HK | Indoor Luminaires | High-Bay | High-Bay Luminaires for Commercial and Industrial Buildings | Standard | FALSE | [9 empty] | 42780 |  |  | Yes |  | 4.1 | 40224 | 125.27 | 321.1 | 13.5 | 0.94 | 5000 | 82.4
PWN5WPUD | LUMA America Corp. | Resilient | GC301-250W-P550-D1-PCD-HK-480V | Indoor Luminaires | High-Bay | High-Bay Luminaires for Commercial and Industrial Buildings | Standard | FALSE | [9 empty] | 42780 |  |  | Yes |  | 4.1 | 33508 | 127.65 | 262.5 | 11.52 | 0.93 | 5000 | 82.4
P11W8EA1 | LUMA America Corp. | Resilient | GC301-250W-P550-D1-PCD-HK | Indoor Luminaires | High-Bay | High-Bay Luminaires for Commercial and Industrial Buildings | Standard | FALSE | [9 empty] | 42780 |  |  | Yes |  | 4.1 | 33132 | 125.93 | 263.1 | 10.6 | 0.96 | 5000 | 82.4
PZV957YD | LUMA America Corp. | Resilient | GC301-300W-P545-D0-PCD-HK-480V | Indoor Luminaires | High-Bay | High-Bay Luminaires for Commercial and Industrial Buildings | Standard | FALSE | [9 empty] | 42780 |  |  | Yes |  | 4.1 | 39105 | 126.1 | 310.1 | 9.21 | 0.96 | 4500 | 75.8
PCN1ASK2 | LUMA America Corp. | Resilient | GC301-200W-P545-D0-PCD-HK-480V | Indoor Luminaires | High-Bay | High-Bay Luminaires for Commercial and Industrial Buildings | Standard | FALSE | [9 empty] | 42780 |  |  | Yes |  | 4.1 | 26797.5 | 128.4 | 208.7 | 13.61 | 0.91 | 4500 | 75.6
P94SBGUK | LUMA America Corp. | Resilient | GC301-300W-P545-D0-PCD-HK | Indoor Luminaires | High-Bay | High-Bay Luminaires for Commercial and Industrial Buildings | Standard | FALSE | [9 empty] | 42780 |  |  | Yes |  | 4.1 | 39829 | 124.7 | 319.4 | 13.38 | 0.94 | 4500 | 75.6
PVW3A54U | LUMA America Corp. | Resilient | GC301-250W-P545-D0-PCD-HK-480V | Indoor Luminaires | High-Bay | High-Bay Luminaires for Commercial and Industrial Buildings | Standard | FALSE | [9 empty] | 42780 |  |  | Yes |  | 4.1 | 33198.5 | 127.15 | 261.1 | 11.7 | 0.93 | 4500 | 75.6
PWQ9XUPY | LUMA America Corp. | Resilient | GC301-250W-P545-D0-PCD-HK | Indoor Luminaires | High-Bay | High-Bay Luminaires for Commercial and Industrial Buildings | Standard | FALSE | [9 empty] | 42780 |  |  | Yes |  | 4.1 | 32991 | 124.59 | 264.8 | 10.1 | 0.96 | 4500 | 75.6
PNQP87GZ | LUMA America Corp. | Resilient | GC301-200W-P545-D0-PCD-HK | Indoor Luminaires | High-Bay | High-Bay Luminaires for Commercial and Industrial Buildings | Standard | FALSE | [9 empty] | 42780 |  |  | Yes |  | 4.1 | 26880.5 | 125.85 | 213.6 | 8.15 | 0.96 | 4500 | 75.6
P365P6HJ | LUMA America Corp. | Resilient | GC301-300W-P545-D1-PCD-HK-480V | Indoor Luminaires | High-Bay | High-Bay Luminaires for Commercial and Industrial Buildings | Standard | FALSE | [9 empty] | 42780 |  |  | Yes |  | 4.1 | 39105 | 126.1 | 310.1 | 9.21 | 0.96 | 4500 | 75.8
P3SPX5VV | LUMA America Corp. | Resilient | GC301-200W-P545-D1-PCD-HK-480V | Indoor Luminaires | High-Bay | High-Bay Luminaires for Commercial and Industrial Buildings | Standard | FALSE | [9 empty] | 42780 |  |  | Yes |  | 4.1 | 26797.5 | 128.4 | 208.7 | 13.61 | 0.91 | 4500 | 75.6
P16K2HTE | LUMA America Corp. | Resilient | GC301-300W-P545-D1-PCD-HK | Indoor Luminaires | High-Bay | High-Bay Luminaires for Commercial and Industrial Buildings | Standard | FALSE | [9 empty] | 42780 |  |  | Yes |  | 4.1 | 39829 | 124.7 | 319.4 | 13.38 | 0.94 | 4500 | 75.6
P5AY61GT | LUMA America Corp. | Resilient | GC301-250W-P545-D1-PCD-HK-480V | Indoor Luminaires | High-Bay | High-Bay Luminaires for Commercial and Industrial Buildings | Standard | FALSE | [9 empty] | 42780 |  |  | Yes |  | 4.1 | 33198.5 | 127.15 | 261.1 | 11.7 | 0.93 | 4500 | 75.6
PSRA83A9 | LUMA America Corp. | Resilient | GC301-250W-P545-D1-PCD-HK | Indoor Luminaires | High-Bay | High-Bay Luminaires for Commercial and Industrial Buildings | Standard | FALSE | [9 empty] | 42780 |  |  | Yes |  | 4.1 | 32991 | 124.59 | 264.8 | 10.1 | 0.96 | 4500 | 75.6
P1KF4JWP | LUMA America Corp. | Resilient | GC301-200W-P545-D1-PCD-HK | Indoor Luminaires | High-Bay | High-Bay Luminaires for Commercial and Industrial Buildings | Standard | FALSE | [9 empty] | 42780 |  |  | Yes |  | 4.1 | 26880.5 | 125.85 | 213.6 | 8.15 | 0.96 | 4500 | 75.6
PR2QCCF7 | LUMA America Corp. | Resilient | GC301-300W-P540-D0-PCD-HK-480V | Indoor Luminaires | High-Bay | High-Bay Luminaires for Commercial and Industrial Buildings | Standard | FALSE | [9 empty] | 42780 |  |  | Yes |  | 4.1 | 38789 | 125.09 | 310.1 | 9.21 | 0.96 | 4000 | 75.8
PQ556N8U | LUMA America Corp. | Resilient | GC301-200W-P540-D0-PCD-HK-480V | Indoor Luminaires | High-Bay | High-Bay Luminaires for Commercial and Industrial Buildings | Standard | FALSE | [9 empty] | 42780 |  |  | Yes |  | 4.1 | 26559 | 127.26 | 208.7 | 13.61 | 0.91 | 4000 | 75.6
PEYXPK4H | LUMA America Corp. | Resilient | GC301-300W-P540-D0-PCD-HK | Indoor Luminaires | High-Bay | High-Bay Luminaires for Commercial and Industrial Buildings | Standard | FALSE | [9 empty] | 42780 |  |  | Yes |  | 4.1 | 39434 | 123.46 | 319.4 | 13.38 | 0.94 | 4000 | 75.6
PM6U9VFA | LUMA America Corp. | Resilient | GC301-250W-P540-D0-PCD-HK-480V | Indoor Luminaires | High-Bay | High-Bay Luminaires for Commercial and Industrial Buildings | Standard | FALSE | [9 empty] | 42780 |  |  | Yes |  | 4.1 | 32889 | 125.96 | 261.1 | 11.7 | 0.93 | 4000 | 75.6
PC3ZB959 | LUMA America Corp. | Resilient | GC301-250W-P540-D0-PCD-HK | Indoor Luminaires | High-Bay | High-Bay Luminaires for Commercial and Industrial Buildings | Standard | FALSE | [9 empty] | 42780 |  |  | Yes |  | 4.1 | 32850 | 124.06 | 264.8 | 10.1 | 0.96 | 4000 | 75.6
PABMJXMS | LUMA America Corp. | Resilient | GC301-200W-P540-D0-PCD-HK | Indoor Luminaires | High-Bay | High-Bay Luminaires for Commercial and Industrial Buildings | Standard | FALSE | [9 empty] | 42780 |  |  | Yes |  | 4.1 | 26753 | 125.25 | 213.6 | 8.15 | 0.96 | 4000 | 75.6
P3WFCBSR | Foshan Naturaled Electric Co.Ltd | Naturaled | LED-FXHBL210/44FR/840 | Indoor Luminaires | High-Bay | High-Bay Luminaires for Commercial and Industrial Buildings | Premium | TRUE | 27243 | 131.09 | 207.8 | 7.55 | 0.9521 | 3941 | 84.4 | 5 | 50000 | 42780 | Dimmable | Continuous Below 10 | No |  | 4.1 | 27243 | 131.09 | 207.8 | 7.55 | 0.99 | 4000 | 84.4
P5B7XGHD | Foshan Naturaled Electric Co.Ltd | Naturaled | LED-FXHBL210/44FR/850 | Indoor Luminaires | High-Bay | High-Bay Luminaires for Commercial and Industrial Buildings | Premium | FALSE | [9 empty] | 42780 | Dimmable | Continuous Below 10 | No |  | 4.1 | 27744 | 133.35 | 208.1 | 7.55 | 0.99 | 5000 | 83.5
P1ZDB7GS | Industrial Lighting Products | Industrial Lighting Products | BLEXT-205WLED-UNIV-30-FRAL-XXXXX [Excludes PCL SD347 SD480] | Indoor Luminaires | High-Bay | High-Bay Luminaires for Commercial and Industrial Buildings | Premium | TRUE | 28050 | 140 | 200.3 | 16.8 | 0.926 | 3138 | 82.5 | 5 | 50000 | 42780 | Dimmable | Continuous Below 10 | Yes |  | 4.1 | 28050 | 140 | 200.3 | 16.8 | 0.93 | 3000 | 80
P17BWXS5 | Industrial Lighting Products | Industrial Lighting Products | BLEXT-205WLED-UNIV-35-CAL-XXXXX [Excludes PCL SD347 SD480] | Indoor Luminaires | High-Bay | High-Bay Luminaires for Commercial and Industrial Buildings | Premium | FALSE | [9 empty] | 42780 | Dimmable | Continuous Below 10 | Yes |  | 4 | 28962 | 144.6 | 200.3 | 16.8 | 0.93 | 3500 | 80
PQPJWBD8 | Industrial Lighting Products | Industrial Lighting Products | BLEXT-205WLED-UNIV-35-FRAL-XXXXX [Excludes PCL SD347 SD480] | Indoor Luminaires | High-Bay | High-Bay Luminaires for Commercial and Industrial Buildings | Premium | FALSE | [9 empty] | 42780 | Dimmable | Continuous Below 10 | Yes |  | 4 | 28331 | 141.5 | 200.3 | 16.8 | 0.93 | 3500 | 80
P1UW9H5N | Industrial Lighting Products | Industrial Lighting Products | BLEXT-205WLED-UNIV-30-CAL-XXXXX [Excludes PCL SD347 SD480] | Indoor Luminaires | High-Bay | High-Bay Luminaires for Commercial and Industrial Buildings | Premium | FALSE | [9 empty] | 42780 | Dimmable | Continuous Below 10 | Yes |  | 4 | 28675 | 143.2 | 200.3 | 16.8 | 0.93 | 3000 | 80
P13DSG7U | LED Living Technology | LED Living Technology | TF-SO-35-aa-bb | Indoor Retrofit Kit | High-Bay | Retrofit Kits for High-Bay Luminaires for Commercial and Industrial Buildings | Premium | TRUE | 12280 | 153.2 | 80.1567 | 14.9 | 0.928 | 3487 | 84.5 | 5 | 50000 | 42780 | Dimmable | Continuous Below 10 | No |  | 4.1 | 11981 | 155 | 77.3 | 20 | 0.92 | 3500 | 84
PHG4DP6R | LED Living Technology | LED Living Technology | TFE-MO-35-HV-aa-bb | Indoor Retrofit Kit | High-Bay | Retrofit Kits for High-Bay Luminaires for Commercial and Industrial Buildings | Premium | TRUE | 16140 | 142.9 | 112.9461 | 16.8 | 0.872 | 3522 | 83.8 | 5 | 50000 | 42780 | Dimmable | Continuous Below 10 | No |  | 4.1 | 15642 | 137.7 | 113.6 | 20 | 0.92 | 3500 | 84
PYN85ZBS | LED Living Technology | LED Living Technology | TFP-VHO-50-aa-bb | Indoor Retrofit Kit | High-Bay | Retrofit Kits for High-Bay Luminaires for Commercial and Industrial Buildings | Premium | FALSE | [9 empty] | 42780 | Dimmable | Continuous Below 10 | No |  | 4.1 | 35226 | 179.1 | 196.7 | 20 | 0.92 | 5000 | 84
PQK6M24Z | LED Living Technology | LED Living Technology | TFP-VHO-50-HV-aa-bb | Indoor Retrofit Kit | High-Bay | Retrofit Kits for High-Bay Luminaires for Commercial and Industrial Buildings | Premium | FALSE | [9 empty] | 42780 | Dimmable | Continuous Below 10 | No |  | 4.1 | 35226 | 174.1 | 202.3 | 20 | 0.92 | 5000 | 84
PYBM5X7F | LED Living Technology | LED Living Technology | TF-VHO-50-HV-aa-bb | Indoor Retrofit Kit | High-Bay | Retrofit Kits for High-Bay Luminaires for Commercial and Industrial Buildings | Premium | FALSE | [9 empty] | 42780 | Dimmable | Continuous Below 10 | No |  | 4.1 | 33999 | 165.9 | 204.9 | 20 | 0.92 | 5000 | 84
PVBV8YEV | LED Living Technology | LED Living Technology | TF-VHO-50-aa-bb | Indoor Retrofit Kit | High-Bay | Retrofit Kits for High-Bay Luminaires for Commercial and Industrial Buildings | Premium | FALSE | [9 empty] | 42780 | Dimmable | Continuous Below 10 | No |  | 4.1 | 33999 | 169.7 | 200.3 | 20 | 0.92 | 5000 | 84
PUTNY6H8 | LED Living Technology | LED Living Technology | TFH-VHO-50-HV-aa-bb | Indoor Retrofit Kit | High-Bay | Retrofit Kits for High-Bay Luminaires for Commercial and Industrial Buildings | Premium | FALSE | [9 empty] | 42780 | Dimmable | Continuous Below 10 | No |  | 4.1 | 32845 | 156.6 | 209.8 | 20 | 0.92 | 5000 | 84
PEPDNMBN | LED Living Technology | LED Living Technology | TFH-VHO-50-aa-bb | Indoor Retrofit Kit | High-Bay | Retrofit Kits for High-Bay Luminaires for Commercial and Industrial Buildings | Premium | FALSE | [9 empty] | 42780 | Dimmable | Continuous Below 10 | No |  | 4.1 | 32845 | 161 | 204 | 20 | 0.92 | 5000 | 84
PZW3CQX2 | LED Living Technology | LED Living Technology | TFE-VHO-50-aa-bb | Indoor Retrofit Kit | High-Bay | Retrofit Kits for High-Bay Luminaires for Commercial and Industrial Buildings | Premium | FALSE | [9 empty] | 42780 | Dimmable | Continuous Below 10 | No |  | 4.1 | 32051 | 149.9 | 213.8 | 20 | 0.92 | 5000 | 84
P2FZFWUJ | LED Living Technology | LED Living Technology | TFE-VHO-50-HV-aa-bb | Indoor Retrofit Kit | High-Bay | Retrofit Kits for High-Bay Luminaires for Commercial and Industrial Buildings | Premium | FALSE | [9 empty] | 42780 | Dimmable | Continuous Below 10 | No |  | 4.1 | 32051 | 145.8 | 219.8 | 20 | 0.92 | 5000 | 84
PY9FPGFK | LED Living Technology | LED Living Technology | TFP-HO-50-aa-bb | Indoor Retrofit Kit | High-Bay | Retrofit Kits for High-Bay Luminaires for Commercial and Industrial Buildings | Premium | FALSE | [9 empty] | 42780 | Dimmable | Continuous Below 10 | No |  | 4.1 | 27187 | 179.7 | 151.3 | 20 | 0.92 | 5000 | 84
PRAXEQY1 | LED Living Technology | LED Living Technology | TF-HO-50-aa-bb | Indoor Retrofit Kit | High-Bay | Retrofit Kits for High-Bay Luminaires for Commercial and Industrial Buildings | Premium | FALSE | [9 empty] | 42780 | Dimmable | Continuous Below 10 | No |  | 4.1 | 26107 | 169.2 | 154.3 | 20 | 0.92 | 5000 | 84
PXCD83JX | LED Living Technology | LED Living Technology | TFH-HO-50-aa-bb | Indoor Retrofit Kit | High-Bay | Retrofit Kits for High-Bay Luminaires for Commercial and Industrial Buildings | Premium | FALSE | [9 empty] | 42780 | Dimmable | Continuous Below 10 | No |  | 4.1 | 25830 | 160.6 | 160.8 | 20 | 0.92 | 5000 | 84
PA5NB3BK | LED Living Technology | LED Living Technology | TFH-HO-50-HV-aa-bb | Indoor Retrofit Kit | High-Bay | Retrofit Kits for High-Bay Luminaires for Commercial and Industrial Buildings | Premium | FALSE | [9 empty] | 42780 | Dimmable | Continuous Below 10 | No |  | 4.1 | 25830 | 160.6 | 160.8 | 20 | 0.92 | 5000 | 84
PD985HEM | LED Living Technology | LED Living Technology | TFP-HO-50-HV-aa-bb | Indoor Retrofit Kit | High-Bay | Retrofit Kits for High-Bay Luminaires for Commercial and Industrial Buildings | Premium | FALSE | [9 empty] | 42780 | Dimmable | Continuous Below 10 | No |  | 4.1 | 24883 | 174.5 | 142.6 | 20 | 0.92 | 5000 | 84
PZ8HU1XX | LED Living Technology | LED Living Technology | TFE-HO-50-aa-bb | Indoor Retrofit Kit | High-Bay | Retrofit Kits for High-Bay Luminaires for Commercial and Industrial Buildings | Premium | FALSE | [9 empty] | 42780 | Dimmable | Continuous Below 10 | No |  | 4.1 | 24684 | 149.8 | 164.8 | 20 | 0.92 | 5000 | 84
P35H4PJ8 | LED Living Technology | LED Living Technology | TF-HO-50-HV-aa-bb | Indoor Retrofit Kit | High-Bay | Retrofit Kits for High-Bay Luminaires for Commercial and Industrial Buildings | Premium | FALSE | [9 empty] | 42780 | Dimmable | Continuous Below 10 | No |  | 4.1 | 24172 | 166.5 | 145.2 | 20 | 0.92 | 5000 | 84
P9WD1NBR | LED Living Technology | LED Living Technology | TFE-HO-50-HV-aa-bb | Indoor Retrofit Kit | High-Bay | Retrofit Kits for High-Bay Luminaires for Commercial and Industrial Buildings | Premium | FALSE | [9 empty] | 42780 | Dimmable | Continuous Below 10 | No |  | 4.1 | 23067 | 149 | 154.8 | 20 | 0.92 | 5000 | 84
PXYCZR8V | LED Living Technology | LED Living Technology | TFP-MO-50-HV-aa-bb | Indoor Retrofit Kit | High-Bay | Retrofit Kits for High-Bay Luminaires for Commercial and Industrial Buildings | Premium | FALSE | [9 empty] | 42780 | Dimmable | Continuous Below 10 | No |  | 4.1 | 18125 | 173.9 | 104.2 | 20 | 0.92 | 5000 | 84
P9NG9D15 | LED Living Technology | LED Living Technology | TF-MO-50-HV-aa-bb | Indoor Retrofit Kit | High-Bay | Retrofit Kits for High-Bay Luminaires for Commercial and Industrial Buildings | Premium | FALSE | [9 empty] | 42780 | Dimmable | Continuous Below 10 | No |  | 4.1 | 17752 | 168.1 | 105.6 | 20 | 0.92 | 5000 | 84
PM7RUZPS | LED Living Technology | LED Living Technology | TFP-MO-50 -aa-bb | Indoor Retrofit Kit | High-Bay | Retrofit Kits for High-Bay Luminaires for Commercial and Industrial Buildings | Premium | FALSE | [9 empty] | 42780 | Dimmable | Continuous Below 10 | No |  | 4.1 | 17613 | 182.5 | 96.5 | 20 | 0.92 | 5000 | 84
PSSPKHY2 | LED Living Technology | LED Living Technology | TF-MO-50 -aa-bb | Indoor Retrofit Kit | High-Bay | Retrofit Kits for High-Bay Luminaires for Commercial and Industrial Buildings | Premium | FALSE | [9 empty] | 42780 | Dimmable | Continuous Below 10 | No |  | 4.1 | 17000 | 173.8 | 97.8 | 20 | 0.92 | 5000 | 84
P8G1B8UH | LED Living Technology | LED Living Technology | TFH-MO-50-HV-aa-bb | Indoor Retrofit Kit | High-Bay | Retrofit Kits for High-Bay Luminaires for Commercial and Industrial Buildings | Premium | FALSE | [9 empty] | 42780 | Dimmable | Continuous Below 10 | No |  | 4.1 | 16998 | 157 | 108.3 | 20 | 0.92 | 5000 | 84
PDFRWF4X | LED Living Technology | LED Living Technology | TFE-MO-50-HV-aa-bb | Indoor Retrofit Kit | High-Bay | Retrofit Kits for High-Bay Luminaires for Commercial and Industrial Buildings | Premium | FALSE | [9 empty] | 42780 | Dimmable | Continuous Below 10 | No |  | 4.1 | 16563 | 145.8 | 113.6 | 20 | 0.92 | 5000 | 84
PKMVCHVX | LED Living Technology | LED Living Technology | TFH-MO-50 -aa-bb | Indoor Retrofit Kit | High-Bay | Retrofit Kits for High-Bay Luminaires for Commercial and Industrial Buildings | Premium | FALSE | [9 empty] | 42780 | Dimmable | Continuous Below 10 | No |  | 4.1 | 16422 | 164.1 | 100.1 | 20 | 0.92 | 5000 | 84
PMZX1XBY | LED Living Technology | LED Living Technology | TFE-MO-50 -aa-bb | Indoor Retrofit Kit | High-Bay | Retrofit Kits for High-Bay Luminaires for Commercial and Industrial Buildings | Premium | FALSE | [9 empty] | 42780 | Dimmable | Continuous Below 10 | No |  | 4.1 | 16026 | 152.6 | 105 | 20 | 0.92 | 5000 | 84
PVZUNHDJ | LED Living Technology | LED Living Technology | TFP-SO-50-HV-aa-bb | Indoor Retrofit Kit | High-Bay | Retrofit Kits for High-Bay Luminaires for Commercial and Industrial Buildings | Premium | FALSE | [9 empty] | 42780 | Dimmable | Continuous Below 10 | No |  | 4.1 | 13978 | 177.2 | 78.9 | 20 | 0.92 | 5000 | 84
PZ2JVM4T | LED Living Technology | LED Living Technology | TF-SO-50-HV-aa-bb | Indoor Retrofit Kit | High-Bay | Retrofit Kits for High-Bay Luminaires for Commercial and Industrial Buildings | Premium | FALSE | [9 empty] | 42780 | Dimmable | Continuous Below 10 | No |  | 4.1 | 13414 | 166.6 | 80.5 | 20 | 0.92 | 5000 | 84
PG3BMN81 | LED Living Technology | LED Living Technology | TFP-SO-50-aa-bb | Indoor Retrofit Kit | High-Bay | Retrofit Kits for High-Bay Luminaires for Commercial and Industrial Buildings | Premium | FALSE | [9 empty] | 42780 | Dimmable | Continuous Below 10 | No |  | 4.1 | 13210 | 174.3 | 75.8 | 20 | 0.92 | 5000 | 84
PTWUYTTS | LED Living Technology | LED Living Technology | TF-SO-50-aa-bb | Indoor Retrofit Kit | High-Bay | Retrofit Kits for High-Bay Luminaires for Commercial and Industrial Buildings | Premium | FALSE | [9 empty] | 42780 | Dimmable | Continuous Below 10 | No |  | 4.1 | 12692 | 164.2 | 77.3 | 20 | 0.92 | 5000 | 84
PY5U1K33 | LED Living Technology | LED Living Technology | TFP-VHO-40-HV-aa-bb | Indoor Retrofit Kit | High-Bay | Retrofit Kits for High-Bay Luminaires for Commercial and Industrial Buildings | Premium | FALSE | [9 empty] | 42780 | Dimmable | Continuous Below 10 | No |  | 4.1 | 34171 | 168.9 | 202.3 | 20 | 0.92 | 4000 | 84
P56V6DC4 | LED Living Technology | LED Living Technology | TFP-VHO-40-aa-bb | Indoor Retrofit Kit | High-Bay | Retrofit Kits for High-Bay Luminaires for Commercial and Industrial Buildings | Premium | FALSE | [9 empty] | 42780 | Dimmable | Continuous Below 10 | No |  | 4.1 | 34171 | 173.7 | 196.7 | 20 | 0.92 | 4000 | 84
PQA7G7BB | LED Living Technology | LED Living Technology | TF-VHO-40-aa-bb | Indoor Retrofit Kit | High-Bay | Retrofit Kits for High-Bay Luminaires for Commercial and Industrial Buildings | Premium | FALSE | [9 empty] | 42780 | Dimmable | Continuous Below 10 | No |  | 4.1 | 33032 | 164.9 | 200.3 | 20 | 0.92 | 4000 | 84
PD22N1BC | LED Living Technology | LED Living Technology | TF-VHO-40-HV-aa-bb | Indoor Retrofit Kit | High-Bay | Retrofit Kits for High-Bay Luminaires for Commercial and Industrial Buildings | Premium | FALSE | [9 empty] | 42780 | Dimmable | Continuous Below 10 | No |  | 4.1 | 33032 | 161.2 | 204.9 | 20 | 0.92 | 4000 | 84
PBU5AQFF | LED Living Technology | LED Living Technology | TFH-VHO-40-aa-bb | Indoor Retrofit Kit | High-Bay | Retrofit Kits for High-Bay Luminaires for Commercial and Industrial Buildings | Premium | FALSE | [9 empty] | 42780 | Dimmable | Continuous Below 10 | No |  | 4.1 | 31949 | 156.6 | 204 | 20 | 0.92 | 4000 | 84
P67M2795 | LED Living Technology | LED Living Technology | TFH-VHO-40-HV-aa-bb | Indoor Retrofit Kit | High-Bay | Retrofit Kits for High-Bay Luminaires for Commercial and Industrial Buildings | Premium | FALSE | [9 empty] | 42780 | Dimmable | Continuous Below 10 | No |  | 4.1 | 31949 | 152.3 | 209.8 | 20 | 0.92 | 4000 | 84
PNSEFNT3 | LED Living Technology | LED Living Technology | TFE-VHO-40-aa-bb | Indoor Retrofit Kit | High-Bay | Retrofit Kits for High-Bay Luminaires for Commercial and Industrial Buildings | Premium | FALSE | [9 empty] | 42780 | Dimmable | Continuous Below 10 | No |  | 4.1 | 31155 | 145.7 | 213.8 | 20 | 0.92 | 4000 | 84
PNGTVB3R | LED Living Technology | LED Living Technology | TFE-VHO-40-HV-aa-bb | Indoor Retrofit Kit | High-Bay | Retrofit Kits for High-Bay Luminaires for Commercial and Industrial Buildings | Premium | FALSE | [9 empty] | 42780 | Dimmable | Continuous Below 10 | No |  | 4.1 | 31155 | 141.7 | 219.8 | 20 | 0.92 | 4000 | 84
PFACUC2P | LED Living Technology | LED Living Technology | TFP-HO-40-aa-bb | Indoor Retrofit Kit | High-Bay | Retrofit Kits for High-Bay Luminaires for Commercial and Industrial Buildings | Premium | FALSE | [9 empty] | 42780 | Dimmable | Continuous Below 10 | No |  | 4.1 | 26381 | 174.4 | 151.3 | 20 | 0.92 | 4000 | 84
PU62Q8GX | LED Living Technology | LED Living Technology | TF-HO-40-aa-bb | Indoor Retrofit Kit | High-Bay | Retrofit Kits for High-Bay Luminaires for Commercial and Industrial Buildings | Premium | FALSE | [9 empty] | 42780 | Dimmable | Continuous Below 10 | No |  | 4.1 | 25354 | 164.3 | 154.3 | 20 | 0.92 | 4000 | 84
PT41XPB5 | LED Living Technology | LED Living Technology | TFH-HO-40-HV-aa-bb | Indoor Retrofit Kit | High-Bay | Retrofit Kits for High-Bay Luminaires for Commercial and Industrial Buildings | Premium | FALSE | [9 empty] | 42780 | Dimmable | Continuous Below 10 | No |  | 4.1 | 25129 | 156.3 | 160.8 | 20 | 0.92 | 4000 | 84
PNQ6NAM7 | LED Living Technology | LED Living Technology | TFH-HO-40-aa-bb | Indoor Retrofit Kit | High-Bay | Retrofit Kits for High-Bay Luminaires for Commercial and Industrial Buildings | Premium | FALSE | [9 empty] | 42780 | Dimmable | Continuous Below 10 | No |  | 4.1 | 25129 | 156.3 | 160.8 | 20 | 0.92 | 4000 | 84
PMYJBPVU | LED Living Technology | LED Living Technology | TFP-HO-40-HV-aa-bb | Indoor Retrofit Kit | High-Bay | Retrofit Kits for High-Bay Luminaires for Commercial and Industrial Buildings | Premium | FALSE | [9 empty] | 42780 | Dimmable | Continuous Below 10 | No |  | 4.1 | 24131 | 169.2 | 142.6 | 20 | 0.92 | 4000 | 84
PG5YQFK6 | LED Living Technology | LED Living Technology | TFE-HO-40-aa-bb | Indoor Retrofit Kit | High-Bay | Retrofit Kits for High-Bay Luminaires for Commercial and Industrial Buildings | Premium | FALSE | [9 empty] | 42780 | Dimmable | Continuous Below 10 | No |  | 4.1 | 23996 | 145.6 | 164.8 | 20 | 0.92 | 4000 | 84
PN5U6EMZ | LED Living Technology | LED Living Technology | TF-HO-40-HV-aa-bb | Indoor Retrofit Kit | High-Bay | Retrofit Kits for High-Bay Luminaires for Commercial and Industrial Buildings | Premium | FALSE | [9 empty] | 42780 | Dimmable | Continuous Below 10 | No |  | 4.1 | 23456 | 161.5 | 145.2 | 20 | 0.92 | 4000 | 84
P7FC17FY | LED Living Technology | LED Living Technology | TFE-HO-40-HV-aa-bb | Indoor Retrofit Kit | High-Bay | Retrofit Kits for High-Bay Luminaires for Commercial and Industrial Buildings | Premium | FALSE | [9 empty] | 42780 | Dimmable | Continuous Below 10 | No |  | 4.1 | 22422 | 144.8 | 154.8 | 20 | 0.92 | 4000 | 84
P5QVKJR8 | LED Living Technology | LED Living Technology | TFP-MO-40-HV-aa-bb | Indoor Retrofit Kit | High-Bay | Retrofit Kits for High-Bay Luminaires for Commercial and Industrial Buildings | Premium | FALSE | [9 empty] | 42780 | Dimmable | Continuous Below 10 | No |  | 4.1 | 17587 | 168.8 | 104.2 | 20 | 0.92 | 4000 | 84
PXTE49XD | LED Living Technology | LED Living Technology | TF-MO-40-HV-aa-bb | Indoor Retrofit Kit | High-Bay | Retrofit Kits for High-Bay Luminaires for Commercial and Industrial Buildings | Premium | FALSE | [9 empty] | 42780 | Dimmable | Continuous Below 10 | No |  | 4.1 | 17238 | 163.2 | 105.6 | 20 | 0.92 | 4000 | 84
PZSDSTXQ | LED Living Technology | LED Living Technology | TFP-MO-40 -aa-bb | Indoor Retrofit Kit | High-Bay | Retrofit Kits for High-Bay Luminaires for Commercial and Industrial Buildings | Premium | FALSE | [9 empty] | 42780 | Dimmable | Continuous Below 10 | No |  | 4.1 | 17085 | 177 | 96.5 | 20 | 0.92 | 4000 | 84
PMPCCBJR | LED Living Technology | LED Living Technology | TFH-MO-40-HV-aa-bb | Indoor Retrofit Kit | High-Bay | Retrofit Kits for High-Bay Luminaires for Commercial and Industrial Buildings | Premium | FALSE | [9 empty] | 42780 | Dimmable | Continuous Below 10 | No |  | 4.1 | 16538 | 152.7 | 108.3 | 20 | 0.92 | 4000 | 84
PD7RY2F1 | LED Living Technology | LED Living Technology | TF-MO-40 -aa-bb | Indoor Retrofit Kit | High-Bay | Retrofit Kits for High-Bay Luminaires for Commercial and Industrial Buildings | Premium | FALSE | [9 empty] | 42780 | Dimmable | Continuous Below 10 | No |  | 4.1 | 16516 | 168.9 | 97.8 | 20 | 0.92 | 4000 | 84
PX4JPHJX | LED Living Technology | LED Living Technology | TFE-MO-40-HV-aa-bb | Indoor Retrofit Kit | High-Bay | Retrofit Kits for High-Bay Luminaires for Commercial and Industrial Buildings | Premium | FALSE | [9 empty] | 42780 | Dimmable | Continuous Below 10 | No |  | 4.1 | 16102 | 141.7 | 113.6 | 20 | 0.92 | 4000 | 84
PME9RW7F | LED Living Technology | LED Living Technology | TFH-MO-40 -aa-bb | Indoor Retrofit Kit | High-Bay | Retrofit Kits for High-Bay Luminaires for Commercial and Industrial Buildings | Premium | FALSE | [9 empty] | 42780 | Dimmable | Continuous Below 10 | No |  | 4.1 | 15974 | 159.6 | 100.1 | 20 | 0.92 | 4000 | 84
PM4F6TUX | LED Living Technology | LED Living Technology | TFE-MO-40 -aa-bb | Indoor Retrofit Kit | High-Bay | Retrofit Kits for High-Bay Luminaires for Commercial and Industrial Buildings | Premium | FALSE | [9 empty] | 42780 | Dimmable | Continuous Below 10 | No |  | 4.1 | 15578 | 148.4 | 105 | 20 | 0.92 | 4000 | 84
P6WNHD66 | LED Living Technology | LED Living Technology | TFP-SO-40-HV-aa-bb | Indoor Retrofit Kit | High-Bay | Retrofit Kits for High-Bay Luminaires for Commercial and Industrial Buildings | Premium | FALSE | [9 empty] | 42780 | Dimmable | Continuous Below 10 | No |  | 4.1 | 13567 | 172 | 78.9 | 20 | 0.92 | 4000 | 84
PC6S4YT4 | LED Living Technology | LED Living Technology | TF-SO-40-HV-aa-bb | Indoor Retrofit Kit | High-Bay | Retrofit Kits for High-Bay Luminaires for Commercial and Industrial Buildings | Premium | FALSE | [9 empty] | 42780 | Dimmable | Continuous Below 10 | No |  | 4.1 | 13030 | 161.9 | 80.5 | 20 | 0.92 | 4000 | 84
PTB5KTC4 | LED Living Technology | LED Living Technology | TFP-SO-40-aa-bb | Indoor Retrofit Kit | High-Bay | Retrofit Kits for High-Bay Luminaires for Commercial and Industrial Buildings | Premium | FALSE | [9 empty] | 42780 | Dimmable | Continuous Below 10 | No |  | 4.1 | 12814 | 169.1 | 75.8 | 20 | 0.92 | 4000 | 84
PKN9S46C | LED Living Technology | LED Living Technology | TF-SO-40-aa-bb | Indoor Retrofit Kit | High-Bay | Retrofit Kits for High-Bay Luminaires for Commercial and Industrial Buildings | Premium | FALSE | [9 empty] | 42780 | Dimmable | Continuous Below 10 | No |  | 4.1 | 12324 | 159.4 | 77.3 | 20 | 0.92 | 4000 | 84
PJXU1P81 | LED Living Technology | LED Living Technology | TFP-VHO-35-HV-aa-bb | Indoor Retrofit Kit | High-Bay | Retrofit Kits for High-Bay Luminaires for Commercial and Industrial Buildings | Premium | FALSE | [9 empty] | 42780 | Dimmable | Continuous Below 10 | No |  | 4.1 | 33219 | 164.2 | 202.3 | 20 | 0.92 | 3500 | 84
PHYXWHTA | LED Living Technology | LED Living Technology | TFP-VHO-35-aa-bb | Indoor Retrofit Kit | High-Bay | Retrofit Kits for High-Bay Luminaires for Commercial and Industrial Buildings | Premium | FALSE | [9 empty] | 42780 | Dimmable | Continuous Below 10 | No |  | 4.1 | 33219 | 168.9 | 196.7 | 20 | 0.92 | 3500 | 84
PHAE7822 | LED Living Technology | LED Living Technology | TF-VHO-35-aa-bb | Indoor Retrofit Kit | High-Bay | Retrofit Kits for High-Bay Luminaires for Commercial and Industrial Buildings | Premium | FALSE | [9 empty] | 42780 | Dimmable | Continuous Below 10 | No |  | 4.1 | 32087 | 160.2 | 200.3 | 20 | 0.92 | 3500 | 84
PEHKZBME | LED Living Technology | LED Living Technology | TF-VHO-35-HV-aa-bb | Indoor Retrofit Kit | High-Bay | Retrofit Kits for High-Bay Luminaires for Commercial and Industrial Buildings | Premium | FALSE | [9 empty] | 42780 | Dimmable | Continuous Below 10 | No |  | 4.1 | 32087 | 156.6 | 204.9 | 20 | 0.92 | 3500 | 84
PZ3UPKDE | LED Living Technology | LED Living Technology | TFH-VHO-35-HV-aa-bb | Indoor Retrofit Kit | High-Bay | Retrofit Kits for High-Bay Luminaires for Commercial and Industrial Buildings | Premium | FALSE | [9 empty] | 42780 | Dimmable | Continuous Below 10 | No |  | 4.1 | 31053 | 148 | 209.8 | 20 | 0.92 | 3500 | 84
PFQX8BZW | LED Living Technology | LED Living Technology | TFH-VHO-35-aa-bb | Indoor Retrofit Kit | High-Bay | Retrofit Kits for High-Bay Luminaires for Commercial and Industrial Buildings | Premium | FALSE | [9 empty] | 42780 | Dimmable | Continuous Below 10 | No |  | 4.1 | 31053 | 152.2 | 204 | 20 | 0.92 | 3500 | 84
PKAEBXQ7 | LED Living Technology | LED Living Technology | TFE-VHO-35-HV-aa-bb | Indoor Retrofit Kit | High-Bay | Retrofit Kits for High-Bay Luminaires for Commercial and Industrial Buildings | Premium | FALSE | [9 empty] | 42780 | Dimmable | Continuous Below 10 | No |  | 4.1 | 30285 | 137.8 | 219.8 | 20 | 0.92 | 3500 | 84
PF55JKS2 | LED Living Technology | LED Living Technology | TFE-VHO-35-aa-bb | Indoor Retrofit Kit | High-Bay | Retrofit Kits for High-Bay Luminaires for Commercial and Industrial Buildings | Premium | FALSE | [9 empty] | 42780 | Dimmable | Continuous Below 10 | No |  | 4.1 | 30285 | 141.7 | 213.8 | 20 | 0.92 | 3500 | 84
PZVN6H5F | LED Living Technology | LED Living Technology | TFP-HO-35-aa-bb | Indoor Retrofit Kit | High-Bay | Retrofit Kits for High-Bay Luminaires for Commercial and Industrial Buildings | Premium | FALSE | [9 empty] | 42780 | Dimmable | Continuous Below 10 | No |  | 4.1 | 25651 | 169.5 | 151.3 | 20 | 0.92 | 3500 | 84
P5S6FXA7 | LED Living Technology | LED Living Technology | TF-HO-35-aa-bb | Indoor Retrofit Kit | High-Bay | Retrofit Kits for High-Bay Luminaires for Commercial and Industrial Buildings | Premium | FALSE | [9 empty] | 42780 | Dimmable | Continuous Below 10 | No |  | 4.1 | 24653 | 159.8 | 154.3 | 20 | 0.92 | 3500 | 84
PMK1XJ9F | LED Living Technology | LED Living Technology | TFH-HO-35-aa-bb | Indoor Retrofit Kit | High-Bay | Retrofit Kits for High-Bay Luminaires for Commercial and Industrial Buildings | Premium | FALSE | [9 empty] | 42780 | Dimmable | Continuous Below 10 | No |  | 4.1 | 24428 | 151.9 | 160.8 | 20 | 0.92 | 3500 | 84
PHGRRJQZ | LED Living Technology | LED Living Technology | TFH-HO-35-HV-aa-bb | Indoor Retrofit Kit | High-Bay | Retrofit Kits for High-Bay Luminaires for Commercial and Industrial Buildings | Premium | FALSE | [9 empty] | 42780 | Dimmable | Continuous Below 10 | No |  | 4.1 | 24428 | 151.9 | 160.8 | 20 | 0.92 | 3500 | 84
P19FJCBE | LED Living Technology | LED Living Technology | TFP-HO-35-HV-aa-bb | Indoor Retrofit Kit | High-Bay | Retrofit Kits for High-Bay Luminaires for Commercial and Industrial Buildings | Premium | FALSE | [9 empty] | 42780 | Dimmable | Continuous Below 10 | No |  | 4.1 | 23455 | 164.5 | 142.6 | 20 | 0.92 | 3500 | 84
PFKYBY9J | LED Living Technology | LED Living Technology | TFE-HO-35-aa-bb | Indoor Retrofit Kit | High-Bay | Retrofit Kits for High-Bay Luminaires for Commercial and Industrial Buildings | Premium | FALSE | [9 empty] | 42780 | Dimmable | Continuous Below 10 | No |  | 4.1 | 23313 | 141.5 | 164.8 | 20 | 0.92 | 3500 | 84
P8P446YE | LED Living Technology | LED Living Technology | TF-HO-30-HV-aa-bb | Indoor Retrofit Kit | High-Bay | Retrofit Kits for High-Bay Luminaires for Commercial and Industrial Buildings | Premium | FALSE | [9 empty] | 42780 | Dimmable | Continuous Below 10 | No |  | 4.1 | 22804 | 157.1 | 145.2 | 20 | 0.92 | 3500 | 84
PBHNQR4J | LED Living Technology | LED Living Technology | TFE-HO-35-HV-aa-bb | Indoor Retrofit Kit | High-Bay | Retrofit Kits for High-Bay Luminaires for Commercial and Industrial Buildings | Premium | FALSE | [9 empty] | 42780 | Dimmable | Continuous Below 10 | No |  | 4.1 | 21807 | 140.9 | 154.8 | 20 | 0.92 | 3500 | 84
P93EY1VB | LED Living Technology | LED Living Technology | TFP-MO-30-HV-aa-bb | Indoor Retrofit Kit | High-Bay | Retrofit Kits for High-Bay Luminaires for Commercial and Industrial Buildings | Premium | FALSE | [9 empty] | 42780 | Dimmable | Continuous Below 10 | No |  | 4.1 | 17101 | 164.1 | 104.2 | 20 | 0.92 | 3500 | 84
PGVX8A28 | LED Living Technology | LED Living Technology | TF-MO-35-HV-aa-bb | Indoor Retrofit Kit | High-Bay | Retrofit Kits for High-Bay Luminaires for Commercial and Industrial Buildings | Premium | FALSE | [9 empty] | 42780 | Dimmable | Continuous Below 10 | No |  | 4.1 | 16750 | 158.6 | 105.6 | 20 | 0.92 | 3500 | 84
P9PV47SH | LED Living Technology | LED Living Technology | TFP-MO-35-aa-bb | Indoor Retrofit Kit | High-Bay | Retrofit Kits for High-Bay Luminaires for Commercial and Industrial Buildings | Premium | FALSE | [9 empty] | 42780 | Dimmable | Continuous Below 10 | No |  | 4.1 | 16609 | 172.1 | 96.5 | 20 | 0.92 | 3500 | 84
PV7TZEJ4 | LED Living Technology | LED Living Technology | TFH-MO-35-HV-aa-bb | Indoor Retrofit Kit | High-Bay | Retrofit Kits for High-Bay Luminaires for Commercial and Industrial Buildings | Premium | FALSE | [9 empty] | 42780 | Dimmable | Continuous Below 10 | No |  | 4.1 | 16077 | 148.4 | 108.3 | 20 | 0.92 | 3500 | 84
PXAUWZQT | LED Living Technology | LED Living Technology | TF-MO-35 -aa-bb | Indoor Retrofit Kit | High-Bay | Retrofit Kits for High-Bay Luminaires for Commercial and Industrial Buildings | Premium | FALSE | [9 empty] | 42780 | Dimmable | Continuous Below 10 | No |  | 4.1 | 16044 | 164 | 97.8 | 20 | 0.92 | 3500 | 84
PFFEN8EQ | LED Living Technology | LED Living Technology | TFH-MO-35 -aa-bb | Indoor Retrofit Kit | High-Bay | Retrofit Kits for High-Bay Luminaires for Commercial and Industrial Buildings | Premium | FALSE | [9 empty] | 42780 | Dimmable | Continuous Below 10 | No |  | 4.1 | 15526 | 155.1 | 100.1 | 20 | 0.92 | 3500 | 84
P9CCYCYC | LED Living Technology | LED Living Technology | TFE-MO-35 -aa-bb | Indoor Retrofit Kit | High-Bay | Retrofit Kits for High-Bay Luminaires for Commercial and Industrial Buildings | Premium | FALSE | [9 empty] | 42780 | Dimmable | Continuous Below 10 | No |  | 4.1 | 15142 | 144.2 | 105 | 20 | 0.92 | 3500 | 84
PYNRM7WP | LED Living Technology | LED Living Technology | TFP-SO-35-HV-aa-bb | Indoor Retrofit Kit | High-Bay | Retrofit Kits for High-Bay Luminaires for Commercial and Industrial Buildings | Premium | FALSE | [9 empty] | 42780 | Dimmable | Continuous Below 10 | No |  | 4.1 | 13194 | 167.2 | 78.9 | 20 | 0.92 | 3500 | 84
PWJNU9JG | LED Living Technology | LED Living Technology | TF-SO-35-HV-aa-bb | Indoor Retrofit Kit | High-Bay | Retrofit Kits for High-Bay Luminaires for Commercial and Industrial Buildings | Premium | FALSE | [9 empty] | 42780 | Dimmable | Continuous Below 10 | No |  | 4.1 | 12672 | 157.4 | 80.5 | 20 | 0.92 | 3500 | 84
P4AJQ6F3 | LED Living Technology | LED Living Technology | TFP-SO-35-aa-bb | Indoor Retrofit Kit | High-Bay | Retrofit Kits for High-Bay Luminaires for Commercial and Industrial Buildings | Premium | FALSE | [9 empty] | 42780 | Dimmable | Continuous Below 10 | No |  | 4.1 | 12457 | 164.3 | 75.8 | 20 | 0.92 | 3500 | 84
P1668JUH | FOSHAN INNOVATIVE LIGHTING | Innovative | LHB-1504808(QTD-1300S) (4000K) | Indoor Luminaires | High-Bay | High-Bay Luminaires for Commercial and Industrial Buildings | Standard | TRUE | 16045.39 | 110.52 | 145.18 | 16.5 | 0.918 | 3958 | 83.1 | 5 | 50000 | 42779 | Dimmable | Continuous Below 10 | No |  | 4.1 | 16213.96 | 110.6 | 146.6 | 16.5 | 1 | 3958 | 83.1
PHVYAGP7 | FOSHAN INNOVATIVE LIGHTING | Innovative | LHB-1504808(QTD-1300S) (5000K) | Indoor Luminaires | High-Bay | High-Bay Luminaires for Commercial and Industrial Buildings | Standard | FALSE | [9 empty] | 42779 | Dimmable | Continuous Below 10 | No |  | 4.1 | 16797.47 | 113.8 | 147.6 | 17.2 | 1 | 5272 | 83.2
PAXJU4Z4 | FOSHAN INNOVATIVE LIGHTING | Innovative | LHB-1504808(QTD-1300S) (4500K) | Indoor Luminaires | High-Bay | High-Bay Luminaires for Commercial and Industrial Buildings | Standard | FALSE | [9 empty] | 42779 | Dimmable | Continuous Below 10 | No |  | 4.1 | 16213.96 | 110.6 | 146.6 | 16.5 | 1 | 4500 | 83.1
PCFRGZ2D | Aleo Lighting Inc. | Aleo Lighting Inc. | SLB4-225/850/F XE | Indoor Luminaires | High-Bay | High-Bay Luminaires for Commercial and Industrial Buildings | Premium | TRUE | 27646.7 | 128.47 | 215.2 | 9.17 | 0.9643 | 4011 | 83.78 | 5 | 50000 | 42779 | Dimmable | Continuous Below 10 | No |  | 4.1 | 30150 | 134 | 225 | 8.7 | 0.99 | 5000 | 80
P1DXFDAX | Loeb Electric Company | Bolt Electrical Products | BELEDHB110-4K-MV | Indoor Luminaires | High-Bay | High-Bay Luminaires for Commercial and Industrial Buildings | Standard | TRUE | 12990.16 | 124.15 | 104.63 | 7.6 | 0.977 | 3980 | 83.6 | 5 | 90000 | 42779 | Not Dimmable | Not Dimmable | No |  | 3.1 | 14300 | 130 | 110 | 20 | 0.9 | 4000 | 80
PYHG37QR | Loeb Electric Company | Bolt Electrical Products | BELEDHB220-4K-MV | Indoor Luminaires | High-Bay | High-Bay Luminaires for Commercial and Industrial Buildings | Standard | TRUE | 26036.27 | 124.76 | 208.69 | 8 | 0.976 | 4010 | 83.7 | 5 | 90000 | 42779 | Not Dimmable | Not Dimmable | No |  | 3.1 | 28600 | 130 | 220 | 20 | 0.9 | 4000 | 80
P1QZHKSC | Loeb Electric Company | Bolt Electrical Products | BELEDHB165-4K-MV | Indoor Luminaires | High-Bay | High-Bay Luminaires for Commercial and Industrial Buildings | Standard | TRUE | 19446.51 | 124.87 | 155.74 | 7.69 | 0.975 | 4006 | 83.6 | 5 | 90000 | 42779 | Not Dimmable | Not Dimmable | No |  | 3.1 | 21450 | 130 | 165 | 20 | 0.9 | 4000 | 80
PFN5GQWS | Loeb Electric Company | Bolt Electrical Products | BELEDHB220-57K-MV | Indoor Luminaires | High-Bay | High-Bay Luminaires for Commercial and Industrial Buildings | Standard | FALSE | [9 empty] | 42779 | Not Dimmable | Not Dimmable | No |  | 3.1 | 29700 | 135 | 220 | 20 | 0.9 | 5700 | 80
P326W6T3 | Loeb Electric Company | Bolt Electrical Products | BELEDHB165-57K-MV | Indoor Luminaires | High-Bay | High-Bay Luminaires for Commercial and Industrial Buildings | Standard | FALSE | [9 empty] | 42779 | Not Dimmable | Not Dimmable | No |  | 3.1 | 22270 | 134.97 | 165 | 20 | 0.9 | 5700 | 80
P4TVX7N3 | Loeb Electric Company | Bolt Electrical Products | BELEDHB110-57K-MV | Indoor Luminaires | High-Bay | High-Bay Luminaires for Commercial and Industrial Buildings | Standard | FALSE | [9 empty] | 42779 | Not Dimmable | Not Dimmable | No |  | 3.1 | 14850 | 135 | 110 | 20 | 0.9 | 5700 | 80
PJKSQJB2 | Loeb Electric Company | Bolt Electrical Products | BELEDHB220-5K-MV | Indoor Luminaires | High-Bay | High-Bay Luminaires for Commercial and Industrial Buildings | Standard | FALSE | [9 empty] | 42779 | Not Dimmable | Not Dimmable | No |  | 3.1 | 29370 | 133.5 | 220 | 20 | 0.9 | 5000 | 80
PS7ZDAM4 | Loeb Electric Company | Bolt Electrical Products | BELEDHB165-5K-MV | Indoor Luminaires | High-Bay | High-Bay Luminaires for Commercial and Industrial Buildings | Standard | FALSE | [9 empty] | 42779 | Not Dimmable | Not Dimmable | No |  | 3.1 | 22020 | 133.5 | 165 | 20 | 0.9 | 5000 | 80
P8K7S4H8 | Loeb Electric Company | Bolt Electrical Products | BELEDHB110-5K-MV | Indoor Luminaires | High-Bay | High-Bay Luminaires for Commercial and Industrial Buildings | Standard | FALSE | [9 empty] | 42779 | Not Dimmable | Not Dimmable | No |  | 3.1 | 14680 | 133.5 | 110 | 20 | 0.9 | 5000 | 80
P6URJU2F | GE Lighting Solutions | Albeo | ABV2(5D)1E495xXXXXXW | Indoor Luminaires | High-Bay | High-Bay Luminaires for Commercial and Industrial Buildings | Standard | TRUE | 13532.2 | 113.7 | 119 | 9.7 | 0.97 | 3867 | 96.3 | 5 | 50000 | 42779 | Dimmable | Continuous Below 10 | Yes |  | 4.1 | 13781.15 | 112.96 | 122 | 20 | 0.9 | 4000 | 90
P83XFEZB | GE Lighting Solutions | Albeo | ABV2(5D)2E491xXXXXXW | Indoor Luminaires | High-Bay | High-Bay Luminaires for Commercial and Industrial Buildings | Standard | FALSE | [9 empty] | 42779 | Dimmable | Continuous Below 10 | Yes |  | 4.1 | 29636.89 | 121.46 | 244 | 20 | 0.9 | 4000 | 90
P83JP2DG | GE Lighting Solutions | Albeo | ABV2(01234)2E491xXXXXXW | Indoor Luminaires | High-Bay | High-Bay Luminaires for Commercial and Industrial Buildings | Standard | FALSE | [9 empty] | 42779 | Dimmable | Continuous Below 10 | Yes |  | 4.1 | 29636.89 | 121.96 | 243 | 20 | 0.9 | 4000 | 90
PUG7GR7J | GE Lighting Solutions | Albeo | ABV2(01234)2E499xXXXXXW | Indoor Luminaires | High-Bay | High-Bay Luminaires for Commercial and Industrial Buildings | Standard | FALSE | [9 empty] | 42779 | Dimmable | Continuous Below 10 | Yes |  | 4.1 | 28451.41 | 117.08 | 243 | 20 | 0.9 | 4000 | 90
PPUAEQUD | GE Lighting Solutions | Albeo | ABV2(5D)2E499xXXXXXW | Indoor Luminaires | High-Bay | High-Bay Luminaires for Commercial and Industrial Buildings | Standard | FALSE | [9 empty] | 42779 | Dimmable | Continuous Below 10 | Yes |  | 4.1 | 28451.41 | 116.6 | 244 | 20 | 0.9 | 4000 | 90
PGJEBPYH | GE Lighting Solutions | Albeo | ABV2(5D)3V499(124)XXXXXW | Indoor Luminaires | High-Bay | High-Bay Luminaires for Commercial and Industrial Buildings | Standard | FALSE | [9 empty] | 42779 | Dimmable | Continuous Below 10 | Yes |  | 4.1 | 28451.41 | 119.04 | 239 | 20 | 0.9 | 4000 | 90
PRA23CE6 | GE Lighting Solutions | Albeo | ABV2(5D)3V49D(124)XXXXXW | Indoor Luminaires | High-Bay | High-Bay Luminaires for Commercial and Industrial Buildings | Standard | FALSE | [9 empty] | 42779 | Dimmable | Continuous Below 10 | Yes |  | 4.1 | 27858.68 | 116.56 | 239 | 20 | 0.9 | 4000 | 90
PHBS8ZGM | GE Lighting Solutions | Albeo | ABV2(5D)2E49DxXXXXXW | Indoor Luminaires | High-Bay | High-Bay Luminaires for Commercial and Industrial Buildings | Standard | FALSE | [9 empty] | 42779 | Dimmable | Continuous Below 10 | Yes |  | 4.1 | 27858.68 | 114.17 | 244 | 20 | 0.9 | 4000 | 90
PGZX1E1V | GE Lighting Solutions | Albeo | ABV2(01234)2E49DxXXXXXW | Indoor Luminaires | High-Bay | High-Bay Luminaires for Commercial and Industrial Buildings | Standard | FALSE | [9 empty] | 42779 | Dimmable | Continuous Below 10 | Yes |  | 4.1 | 27858.68 | 114.64 | 243 | 20 | 0.9 | 4000 | 90
PUNAYHAD | GE Lighting Solutions | Albeo | ABV2(5D)2E495xXXXXXW | Indoor Luminaires | High-Bay | High-Bay Luminaires for Commercial and Industrial Buildings | Standard | FALSE | [9 empty] | 42779 | Dimmable | Continuous Below 10 | Yes |  | 4.1 | 27562.31 | 112.96 | 244 | 20 | 0.9 | 4000 | 90
PSQXNYHK | GE Lighting Solutions | Albeo | ABV2(01234)2E495xXXXXXW | Indoor Luminaires | High-Bay | High-Bay Luminaires for Commercial and Industrial Buildings | Standard | FALSE | [9 empty] | 42779 | Dimmable | Continuous Below 10 | Yes |  | 4.1 | 27562.31 | 113.42 | 243 | 20 | 0.9 | 4000 | 90
P7H2WFN1 | GE Lighting Solutions | Albeo | ABV2(5D)3V495(124)XXXXXW | Indoor Luminaires | High-Bay | High-Bay Luminaires for Commercial and Industrial Buildings | Standard | FALSE | [9 empty] | 42779 | Dimmable | Continuous Below 10 | Yes |  | 4.1 | 27562.31 | 115.32 | 239 | 20 | 0.9 | 4000 | 90
PPSFA7ZZ | GE Lighting Solutions | Albeo | ABV2(5D)2V499(124)XXXXXW | Indoor Luminaires | High-Bay | High-Bay Luminaires for Commercial and Industrial Buildings | Standard | FALSE | [9 empty] | 42779 | Dimmable | Continuous Below 10 | Yes |  | 4.1 | 18993.66 | 118.71 | 160 | 20 | 0.9 | 4000 | 90
P1EHRSZH | GE Lighting Solutions | Albeo | ABV2(5D)2V49D(124)XXXXXW | Indoor Luminaires | High-Bay | High-Bay Luminaires for Commercial and Industrial Buildings | Standard | FALSE | [9 empty] | 42779 | Dimmable | Continuous Below 10 | Yes |  | 4.1 | 18597.96 | 116.23 | 160 | 20 | 0.9 | 4000 | 90
PAVSF6EG | GE Lighting Solutions | Albeo | ABV2(5D)2V495(124)XXXXXW | Indoor Luminaires | High-Bay | High-Bay Luminaires for Commercial and Industrial Buildings | Standard | FALSE | [9 empty] | 42779 | Dimmable | Continuous Below 10 | Yes |  | 4.1 | 18400.11 | 115 | 160 | 20 | 0.9 | 4000 | 90
PASQRW7G | GE Lighting Solutions | Albeo | ABV2(5D)1E491xXXXXXW | Indoor Luminaires | High-Bay | High-Bay Luminaires for Commercial and Industrial Buildings | Standard | FALSE | [9 empty] | 42779 | Dimmable | Continuous Below 10 | Yes |  | 4.1 | 14818.44 | 121.46 | 122 | 20 | 0.9 | 4000 | 90
P4BJD54Y | GE Lighting Solutions | Albeo | ABV2(01234)1E491xXXXXXW | Indoor Luminaires | High-Bay | High-Bay Luminaires for Commercial and Industrial Buildings | Standard | FALSE | [9 empty] | 42779 | Dimmable | Continuous Below 10 | Yes |  | 4.1 | 14818.44 | 122.46 | 121 | 20 | 0.9 | 4000 | 90
PYQPX3HX | GE Lighting Solutions | Albeo | ABV2(01234)1E499xXXXXXW | Indoor Luminaires | High-Bay | High-Bay Luminaires for Commercial and Industrial Buildings | Standard | FALSE | [9 empty] | 42779 | Dimmable | Continuous Below 10 | Yes |  | 4.1 | 14225.7 | 117.56 | 121 | 20 | 0.9 | 4000 | 90
P92JDAMY | GE Lighting Solutions | Albeo | ABV2(5D)1E499xXXXXXW | Indoor Luminaires | High-Bay | High-Bay Luminaires for Commercial and Industrial Buildings | Standard | FALSE | [9 empty] | 42779 | Dimmable | Continuous Below 10 | Yes |  | 4.1 | 14225.7 | 116.6 | 122 | 20 | 0.9 | 4000 | 90
PYM1ANFQ | GE Lighting Solutions | Albeo | ABV2(5D)2T49D(124)XXXXXW | Indoor Luminaires | High-Bay | High-Bay Luminaires for Commercial and Industrial Buildings | Standard | FALSE | [9 empty] | 42779 | Dimmable | Continuous Below 10 | Yes |  | 4.1 | 14005.87 | 123.94 | 113 | 20 | 0.9 | 4000 | 90
PHA3ZQH2 | GE Lighting Solutions | Albeo | ABV2(01234)1E49DxXXXXXW | Indoor Luminaires | High-Bay | High-Bay Luminaires for Commercial and Industrial Buildings | Standard | FALSE | [9 empty] | 42779 | Dimmable | Continuous Below 10 | Yes |  | 4.1 | 13929.34 | 115.11 | 121 | 20 | 0.9 | 4000 | 90
P35S8KS2 | GE Lighting Solutions | Albeo | ABV2(5D)1E49DxXXXXXW | Indoor Luminaires | High-Bay | High-Bay Luminaires for Commercial and Industrial Buildings | Standard | FALSE | [9 empty] | 42779 | Dimmable | Continuous Below 10 | Yes |  | 4.1 | 13929.34 | 114.17 | 122 | 20 | 0.9 | 4000 | 90
PKQ37W51 | GE Lighting Solutions | Albeo | ABV2(5D)2T495(124)XXXXXW | Indoor Luminaires | High-Bay | High-Bay Luminaires for Commercial and Industrial Buildings | Standard | FALSE | [9 empty] | 42779 | Dimmable | Continuous Below 10 | Yes |  | 4.1 | 13856.87 | 122.62 | 113 | 20 | 0.9 | 4000 | 90
PFY34BY9 | GE Lighting Solutions | Albeo | ABV2(01234)1E495xXXXXXW | Indoor Luminaires | High-Bay | High-Bay Luminaires for Commercial and Industrial Buildings | Standard | FALSE | [9 empty] | 42779 | Dimmable | Continuous Below 10 | Yes |  | 4.1 | 13781.15 | 113.89 | 121 | 20 | 0.9 | 4000 | 90
P8NWEQ7H | GE Lighting Solutions | Albeo | ABV2(5D)1V499(124)XXXXXW | Indoor Luminaires | High-Bay | Low-Bay Luminaires for Commercial and Industrial Buildings | Standard | FALSE | [9 empty] | 42779 | Dimmable | Continuous Below 10 | Yes |  | 4.1 | 9457.75 | 118.22 | 80 | 20 | 0.9 | 4000 | 90
PW7SKQR4 | GE Lighting Solutions | Albeo | ABV2(5D)1V49D(124)XXXXXW | Indoor Luminaires | High-Bay | Low-Bay Luminaires for Commercial and Industrial Buildings | Standard | FALSE | [9 empty] | 42779 | Dimmable | Continuous Below 10 | Yes |  | 4.1 | 9260.71 | 115.75 | 80 | 20 | 0.9 | 4000 | 90
PYR87ECG | GE Lighting Solutions | Albeo | ABV2(5D)1V495(124)XXXXXW | Indoor Luminaires | High-Bay | Low-Bay Luminaires for Commercial and Industrial Buildings | Standard | FALSE | [9 empty] | 42779 | Dimmable | Continuous Below 10 | Yes |  | 4.1 | 9162.19 | 114.52 | 80 | 20 | 0.9 | 4000 | 90
P8G7CMCY | GE Lighting Solutions | Albeo | ABV2(5D)1T49D(124)XXXXXW | Indoor Luminaires | High-Bay | Low-Bay Luminaires for Commercial and Industrial Buildings | Standard | FALSE | [9 empty] | 42779 | Dimmable | Continuous Below 10 | Yes |  | 4.1 | 6964.67 | 122.18 | 57 | 20 | 0.9 | 4000 | 90
PCWYXNWR | GE Lighting Solutions | Albeo | ABV2(5D)1T495(124)XXXXXW | Indoor Luminaires | High-Bay | Low-Bay Luminaires for Commercial and Industrial Buildings | Standard | FALSE | [9 empty] | 42779 | Dimmable | Continuous Below 10 | Yes |  | 4.1 | 6890.57 | 120.88 | 57 | 20 | 0.9 | 4000 | 90
PHB68T9T | Amerlight LLC | Amerlight | LN320 | Indoor Luminaires | High-Bay | High-Bay Luminaires for Commercial and Industrial Buildings | Standard | FALSE | [9 empty] | 42777 |  |  | Yes |  | 4.1 | 34867 | 110.41 | 315.8 | 9.31 | 0.95 | 5000 | 83.9
PZH5376M | Jiangsu Ever-Tie Lighting Co. Ltd | Ever-tie | ETLB7-2FT/4L/BW/110/YDM/FL 4000K (A1A3+B3) | Indoor Luminaires | High-Bay | High-Bay Luminaires for Commercial and Industrial Buildings | Premium | TRUE | 13521.4 | 128.86 | 104.93 | 13.8 | 0.9681 | 4014 | 84.22 | 5 | 50000 | 42776 |  |  | Yes |  | 4.1 | 14300 | 130 | 110 | 10 | 0.9 | 4000 | 80
PXJEJMUY | Jiangsu Ever-Tie Lighting Co. Ltd | Ever-tie | ETLB7-4FT/6L/BW/321/YDM/FL 4000K (A1A3+B3) | Indoor Luminaires | High-Bay | High-Bay Luminaires for Commercial and Industrial Buildings | Premium | TRUE | 39946.4 | 127.71 | 312.8 | 14.4 | 0.9668 | 3999 | 84.26 | 5 | 50000 | 42776 |  |  | Yes |  | 4.1 | 41730 | 130 | 321 | 10 | 0.9 | 4000 | 80
P3UXEV85 | Jiangsu Ever-Tie Lighting Co. Ltd | Ever-tie | ETLB7-4FT/4L/BW/223/YDM/FL 4000K (A1A3+B3) | Indoor Luminaires | High-Bay | High-Bay Luminaires for Commercial and Industrial Buildings | Premium | TRUE | 26985.9 | 128.27 | 210.38 | 14.16 | 0.9667 | 4033 | 84.22 | 5 | 50000 | 42776 |  |  | Yes |  | 4.1 | 28990 | 130 | 223 | 10 | 0.9 | 4000 | 80
P8G7ZGJW | Jiangsu Ever-Tie Lighting Co. Ltd | Ever-tie | ETLB7-4FT/6L/BW/321/YDM/WL 5700K (A1A3+B3) | Indoor Luminaires | High-Bay | High-Bay Luminaires for Commercial and Industrial Buildings | Premium | FALSE | [9 empty] | 42776 |  |  | Yes |  | 4.1 | 45261 | 141 | 321 | 10 | 0.9 | 5700 | 80
P8D61DWV | Jiangsu Ever-Tie Lighting Co. Ltd | Ever-tie | ETLB7-4FT/6L/BW/321/YDM/WL/347 5700K (A1+B3) | Indoor Luminaires | High-Bay | High-Bay Luminaires for Commercial and Industrial Buildings | Premium | FALSE | [9 empty] | 42776 |  |  | Yes |  | 4.1 | 45261 | 141 | 321 | 10 | 0.9 | 5700 | 80
PVCHKGZV | Jiangsu Ever-Tie Lighting Co. Ltd | Ever-tie | ETLB7-4FT/6L/BW/321/YDM/CL 5700K (A1A3+B3) | Indoor Luminaires | High-Bay | High-Bay Luminaires for Commercial and Industrial Buildings | Premium | FALSE | [9 empty] | 42776 |  |  | Yes |  | 4.1 | 43656 | 136 | 321 | 10 | 0.9 | 5700 | 80
P2F895E7 | Jiangsu Ever-Tie Lighting Co. Ltd | Ever-tie | ETLB7-4FT/6L/BW/321/YDM/CL/347 5700K (A1+B3) | Indoor Luminaires | High-Bay | High-Bay Luminaires for Commercial and Industrial Buildings | Premium | FALSE | [9 empty] | 42776 |  |  | Yes |  | 4.1 | 43656 | 136 | 321 | 10 | 0.9 | 5700 | 80
P5UYW41C | Jiangsu Ever-Tie Lighting Co. Ltd | Ever-tie | ETLB7-4FT/6L/BW/321/YDM/FL 5700K (A1A3+B3) | Indoor Luminaires | High-Bay | High-Bay Luminaires for Commercial and Industrial Buildings | Premium | FALSE | [9 empty] | 42776 |  |  | Yes |  | 4.1 | 42372 | 132 | 321 | 10 | 0.9 | 5700 | 80
P241EVAW | Jiangsu Ever-Tie Lighting Co. Ltd | Ever-tie | ETLB7-4FT/6L/BW/321/YDM/FL/347 5700K (A1+B3) | Indoor Luminaires | High-Bay | High-Bay Luminaires for Commercial and Industrial Buildings | Premium | FALSE | [9 empty] | 42776 |  |  | Yes |  | 4.1 | 42372 | 132 | 321 | 10 | 0.9 | 5700 | 80
PYX3J864 | Jiangsu Ever-Tie Lighting Co. Ltd | Ever-tie | ETLB7-4FT/4L/BW/223/YDM/WL 5700K (A1A3+B3) | Indoor Luminaires | High-Bay | High-Bay Luminaires for Commercial and Industrial Buildings | Premium | FALSE | [9 empty] | 42776 |  |  | Yes |  | 4.1 | 31442 | 141 | 223 | 10 | 0.9 | 5700 | 80
PH6WW2YV | Jiangsu Ever-Tie Lighting Co. Ltd | Ever-tie | ETLB7-4FT/4L/BW/223/YDM/WL/347 5700K (A1+B3) | Indoor Luminaires | High-Bay | High-Bay Luminaires for Commercial and Industrial Buildings | Premium | FALSE | [9 empty] | 42776 |  |  | Yes |  | 4.1 | 31442 | 141 | 223 | 10 | 0.9 | 5700 | 80
PX5DQSP5 | Jiangsu Ever-Tie Lighting Co. Ltd | Ever-tie | ETLB7-4FT/4L/BW/223/YDM/CL/347 5700K (A1+B3) | Indoor Luminaires | High-Bay | High-Bay Luminaires for Commercial and Industrial Buildings | Premium | FALSE | [9 empty] | 42776 |  |  | Yes |  | 4.1 | 30328 | 136 | 223 | 10 | 0.9 | 5700 | 80
P26F3XJZ | Jiangsu Ever-Tie Lighting Co. Ltd | Ever-tie | ETLB7-4FT/4L/BW/223/YDM/CL 5700K (A1A3+B3) | Indoor Luminaires | High-Bay | High-Bay Luminaires for Commercial and Industrial Buildings | Premium | FALSE | [9 empty] | 42776 |  |  | Yes |  | 4.1 | 30328 | 136 | 223 | 10 | 0.9 | 5700 | 80
PT1FVS85 | Jiangsu Ever-Tie Lighting Co. Ltd | Ever-tie | ETLB7-4FT/4L/BW/223/YDM/FL 5700K (A1A3+B3) | Indoor Luminaires | High-Bay | High-Bay Luminaires for Commercial and Industrial Buildings | Premium | FALSE | [9 empty] | 42776 |  |  | Yes |  | 4.1 | 29463 | 132 | 223 | 10 | 0.9 | 5700 | 80
PKRQBF4W | Jiangsu Ever-Tie Lighting Co. Ltd | Ever-tie | ETLB7-4FT/4L/BW/223/YDM/FL/347 5700K (A1+B3) | Indoor Luminaires | High-Bay | High-Bay Luminaires for Commercial and Industrial Buildings | Premium | FALSE | [9 empty] | 42776 |  |  | Yes |  | 4.1 | 29463 | 132 | 223 | 10 | 0.9 | 5700 | 80
PYQHGVFY | Jiangsu Ever-Tie Lighting Co. Ltd | Ever-tie | ETLB7-2FT/4L/BW/110/YDM/WL/347 5700K (A1+B3) | Indoor Luminaires | High-Bay | High-Bay Luminaires for Commercial and Industrial Buildings | Premium | FALSE | [9 empty] | 42776 |  |  | Yes |  | 4.1 | 15510 | 141 | 110 | 10 | 0.9 | 5700 | 80
PXXYU73Y | Jiangsu Ever-Tie Lighting Co. Ltd | Ever-tie | ETLB7-2FT/4L/BW/110/YDM/WL 5700K (A1A3+B3) | Indoor Luminaires | High-Bay | High-Bay Luminaires for Commercial and Industrial Buildings | Premium | FALSE | [9 empty] | 42776 |  |  | Yes |  | 4.1 | 15510 | 141 | 110 | 10 | 0.9 | 5700 | 80
PXZZTQUZ | Jiangsu Ever-Tie Lighting Co. Ltd | Ever-tie | ETLB7-2FT/4L/BW/110/YDM/CL/347 5700K (A1+B3) | Indoor Luminaires | High-Bay | High-Bay Luminaires for Commercial and Industrial Buildings | Premium | FALSE | [9 empty] | 42776 |  |  | Yes |  | 4.1 | 14960 | 136 | 110 | 10 | 0.9 | 5700 | 80
P1MYH8GD | Jiangsu Ever-Tie Lighting Co. Ltd | Ever-tie | ETLB7-2FT/4L/BW/110/YDM/CL 5700K (A1A3+B3) | Indoor Luminaires | High-Bay | High-Bay Luminaires for Commercial and Industrial Buildings | Premium | FALSE | [9 empty] | 42776 |  |  | Yes |  | 4.1 | 14960 | 136 | 110 | 10 | 0.9 | 5700 | 80
PS4Z261U | Jiangsu Ever-Tie Lighting Co. Ltd | Ever-tie | ETLB7-2FT/4L/BW/110/YDM/FL/347 5700K (A1+B3) | Indoor Luminaires | High-Bay | High-Bay Luminaires for Commercial and Industrial Buildings | Premium | FALSE | [9 empty] | 42776 |  |  | Yes |  | 4.1 | 14520 | 132 | 110 | 10 | 0.9 | 5700 | 80
P9YSQW1D | Jiangsu Ever-Tie Lighting Co. Ltd | Ever-tie | ETLB7-2FT/4L/BW/110/YDM/FL 5700K (A1A3+B3) | Indoor Luminaires | High-Bay | High-Bay Luminaires for Commercial and Industrial Buildings | Premium | FALSE | [9 empty] | 42776 |  |  | Yes |  | 4.1 | 14520 | 132 | 110 | 10 | 0.9 | 5700 | 80
PPGVXH9J | Jiangsu Ever-Tie Lighting Co. Ltd | Ever-tie | ETLB7-4FT/6L/BW/321/YDM/WL/347 5000K (A1+B3) | Indoor Luminaires | High-Bay | High-Bay Luminaires for Commercial and Industrial Buildings | Premium | FALSE | [9 empty] | 42776 |  |  | Yes |  | 4.1 | 44940 | 140 | 321 | 10 | 0.9 | 5000 | 80
PN8977SW | Jiangsu Ever-Tie Lighting Co. Ltd | Ever-tie | ETLB7-4FT/6L/BW/321/YDM/WL 5000K (A1A3+B3) | Indoor Luminaires | High-Bay | High-Bay Luminaires for Commercial and Industrial Buildings | Premium | FALSE | [9 empty] | 42776 |  |  | Yes |  | 4.1 | 44940 | 140 | 321 | 10 | 0.9 | 5000 | 80
P9T411JQ | Jiangsu Ever-Tie Lighting Co. Ltd | Ever-tie | ETLB7-4FT/6L/BW/321/YDM/CL 5000K (A1A3+B3) | Indoor Luminaires | High-Bay | High-Bay Luminaires for Commercial and Industrial Buildings | Premium | FALSE | [9 empty] | 42776 |  |  | Yes |  | 4.1 | 43335 | 135 | 321 | 10 | 0.9 | 5000 | 80
P5KV9R8H | Jiangsu Ever-Tie Lighting Co. Ltd | Ever-tie | ETLB7-4FT/6L/BW/321/YDM/CL/347 5000K (A1+B3) | Indoor Luminaires | High-Bay | High-Bay Luminaires for Commercial and Industrial Buildings | Premium | FALSE | [9 empty] | 42776 |  |  | Yes |  | 4.1 | 43335 | 135 | 321 | 10 | 0.9 | 5000 | 80
PWMXYQ2M | Jiangsu Ever-Tie Lighting Co. Ltd | Ever-tie | ETLB7-4FT/6L/BW/321/YDM/FL 5000K (A1A3+B3) | Indoor Luminaires | High-Bay | High-Bay Luminaires for Commercial and Industrial Buildings | Premium | FALSE | [9 empty] | 42776 |  |  | Yes |  | 4.1 | 42051 | 131 | 321 | 10 | 0.9 | 5000 | 80
PRQMXAT8 | Jiangsu Ever-Tie Lighting Co. Ltd | Ever-tie | ETLB7-4FT/6L/BW/321/YDM/FL/347 5000K (A1+B3) | Indoor Luminaires | High-Bay | High-Bay Luminaires for Commercial and Industrial Buildings | Premium | FALSE | [9 empty] | 42776 |  |  | Yes |  | 4.1 | 42051 | 131 | 321 | 10 | 0.9 | 5000 | 80
PYCXCG32 | Jiangsu Ever-Tie Lighting Co. Ltd | Ever-tie | ETLB7-4FT/4L/BW/223YDM/WL 5000K (A1A3+B3) | Indoor Luminaires | High-Bay | High-Bay Luminaires for Commercial and Industrial Buildings | Premium | FALSE | [9 empty] | 42776 |  |  | Yes |  | 4.1 | 31220 | 140 | 223 | 10 | 0.9 | 5000 | 80
PFNG2BHE | Jiangsu Ever-Tie Lighting Co. Ltd | Ever-tie | ETLB7-4FT/4L/BW/223/YDM/WL/347 5000K (A1+B3) | Indoor Luminaires | High-Bay | High-Bay Luminaires for Commercial and Industrial Buildings | Premium | FALSE | [9 empty] | 42776 |  |  | Yes |  | 4.1 | 31220 | 140 | 223 | 10 | 0.9 | 5000 | 80
PKRM4PBN | Jiangsu Ever-Tie Lighting Co. Ltd | Ever-tie | ETLB7-4FT/4L/BW/223/YDM/CL 5000K (A1A3+B3) | Indoor Luminaires | High-Bay | High-Bay Luminaires for Commercial and Industrial Buildings | Premium | FALSE | [9 empty] | 42776 |  |  | Yes |  | 4.1 | 30105 | 135 | 223 | 10 | 0.9 | 5000 | 80
PJPTZP5S | Jiangsu Ever-Tie Lighting Co. Ltd | Ever-tie | ETLB7-4FT/4L/BW/223/YDM/CL/347 5000K (A1+B3) | Indoor Luminaires | High-Bay | High-Bay Luminaires for Commercial and Industrial Buildings | Premium | FALSE | [9 empty] | 42776 |  |  | Yes |  | 4.1 | 30105 | 135 | 223 | 10 | 0.9 | 5000 | 80
PE9HSF51 | Jiangsu Ever-Tie Lighting Co. Ltd | Ever-tie | ETLB7-4FT/4L/BW/223/YDM/FL 5000K (A1A3+B3) | Indoor Luminaires | High-Bay | High-Bay Luminaires for Commercial and Industrial Buildings | Premium | FALSE | [9 empty] | 42776 |  |  | Yes |  | 4.1 | 29213 | 131 | 223 | 10 | 0.9 | 5000 | 80
P4A25YFA | Jiangsu Ever-Tie Lighting Co. Ltd | Ever-tie | ETLB7-4FT/4L/BW/223YDM/FL/347 5000K (A1+B3) | Indoor Luminaires | High-Bay | High-Bay Luminaires for Commercial and Industrial Buildings | Premium | FALSE | [9 empty] | 42776 |  |  | Yes |  | 4.1 | 29213 | 131 | 223 | 10 | 0.9 | 5000 | 80
PA9SF4PE | Jiangsu Ever-Tie Lighting Co. Ltd | Ever-tie | ETLB7-2FT/4L/BW/110/YDM/WL 5000K (A1A3+B3) | Indoor Luminaires | High-Bay | High-Bay Luminaires for Commercial and Industrial Buildings | Premium | FALSE | [9 empty] | 42776 |  |  | Yes |  | 4.1 | 15400 | 140 | 110 | 10 | 0.9 | 5000 | 80
P493ACDV | Jiangsu Ever-Tie Lighting Co. Ltd | Ever-tie | ETLB7-2FT/4L/BW/110/YDM/WL/347 5000K (A1+B3) | Indoor Luminaires | High-Bay | High-Bay Luminaires for Commercial and Industrial Buildings | Premium | FALSE | [9 empty] | 42776 |  |  | Yes |  | 4.1 | 15400 | 140 | 110 | 10 | 0.9 | 5000 | 80
PYAYAQQV | Jiangsu Ever-Tie Lighting Co. Ltd | Ever-tie | ETLB7-2FT/4L/BW/110/YDM/CL/347 5000K (A1+B3) | Indoor Luminaires | High-Bay | High-Bay Luminaires for Commercial and Industrial Buildings | Premium | FALSE | [9 empty] | 42776 |  |  | Yes |  | 4.1 | 14850 | 135 | 110 | 10 | 0.9 | 5000 | 80
PV5KRMKG | Jiangsu Ever-Tie Lighting Co. Ltd | Ever-tie | ETLB7-2FT/4L/BW/110/YDM/CL 5000K (A1A3+B3) | Indoor Luminaires | High-Bay | High-Bay Luminaires for Commercial and Industrial Buildings | Premium | FALSE | [9 empty] | 42776 |  |  | Yes |  | 4.1 | 14850 | 135 | 110 | 10 | 0.9 | 5000 | 80
PM3GXUAT | Jiangsu Ever-Tie Lighting Co. Ltd | Ever-tie | ETLB7-2FT/4L/BW/110/YDM/FL/347 5000K (A1+B3) | Indoor Luminaires | High-Bay | High-Bay Luminaires for Commercial and Industrial Buildings | Premium | FALSE | [9 empty] | 42776 |  |  | Yes |  | 4.1 | 14410 | 131 | 110 | 10 | 0.9 | 5000 | 80
PJM2DBQ5 | Jiangsu Ever-Tie Lighting Co. Ltd | Ever-tie | ETLB7-2FT/4L/BW/110/YDM/FL 5000K (A1A3+B3) | Indoor Luminaires | High-Bay | High-Bay Luminaires for Commercial and Industrial Buildings | Premium | FALSE | [9 empty] | 42776 |  |  | Yes |  | 4.1 | 14410 | 131 | 110 | 10 | 0.9 | 5000 | 80
PUXK79XG | Jiangsu Ever-Tie Lighting Co. Ltd | Ever-tie | ETLB7-4FT/6L/BW/321/YDM/WL/347 4000K (A1+B3) | Indoor Luminaires | High-Bay | High-Bay Luminaires for Commercial and Industrial Buildings | Premium | FALSE | [9 empty] | 42776 |  |  | Yes |  | 4.1 | 44298 | 138 | 321 | 10 | 0.9 | 4000 | 80
PBVDXR3P | Jiangsu Ever-Tie Lighting Co. Ltd | Ever-tie | ETLB7-4FT/6L/BW/321/YDM/WL 4000K (A1A3+B3) | Indoor Luminaires | High-Bay | High-Bay Luminaires for Commercial and Industrial Buildings | Premium | FALSE | [9 empty] | 42776 |  |  | Yes |  | 4.1 | 44298 | 138 | 321 | 10 | 0.9 | 4000 | 80
PU54324X | Jiangsu Ever-Tie Lighting Co. Ltd | Ever-tie | ETLB7-4FT/6L/BW/321/YDM/CL/347 4000K (A1+B3) | Indoor Luminaires | High-Bay | High-Bay Luminaires for Commercial and Industrial Buildings | Premium | FALSE | [9 empty] | 42776 |  |  | Yes |  | 4.1 | 43014 | 134 | 321 | 10 | 0.9 | 4000 | 80
PAM7NWNP | Jiangsu Ever-Tie Lighting Co. Ltd | Ever-tie | ETLB7-4FT/6L/BW/321/YDM/CL 4000K (A1A3+B3) | Indoor Luminaires | High-Bay | High-Bay Luminaires for Commercial and Industrial Buildings | Premium | FALSE | [9 empty] | 42776 |  |  | Yes |  | 4.1 | 43014 | 134 | 321 | 10 | 0.9 | 4000 | 80
P347YS7J | Jiangsu Ever-Tie Lighting Co. Ltd | Ever-tie | ETLB7-4FT/6L/BW/321/YDM/FL/347 4000K (A1+B3) | Indoor Luminaires | High-Bay | High-Bay Luminaires for Commercial and Industrial Buildings | Premium | FALSE | [9 empty] | 42776 |  |  | Yes |  | 4.1 | 41730 | 130 | 321 | 10 | 0.9 | 4000 | 80
PB5HTW2N | Jiangsu Ever-Tie Lighting Co. Ltd | Ever-tie | ETLB7-4FT/4L/BW/223/YDM/WL/347 4000K (A1+B3) | Indoor Luminaires | High-Bay | High-Bay Luminaires for Commercial and Industrial Buildings | Premium | FALSE | [9 empty] | 42776 |  |  | Yes |  | 4.1 | 30774 | 138 | 223 | 10 | 0.9 | 4000 | 80
P9VT6J5E | Jiangsu Ever-Tie Lighting Co. Ltd | Ever-tie | ETLB7-4FT/4L/BW/223/YDM/WL 4000K (A1A3+B3) | Indoor Luminaires | High-Bay | High-Bay Luminaires for Commercial and Industrial Buildings | Premium | FALSE | [9 empty] | 42776 |  |  | Yes |  | 4.1 | 30774 | 138 | 223 | 10 | 0.9 | 4000 | 80
PPZ2FHVC | Jiangsu Ever-Tie Lighting Co. Ltd | Ever-tie | ETLB7-4FT/4L/BW/223/YDM/CL/347 4000K (A1+B3) | Indoor Luminaires | High-Bay | High-Bay Luminaires for Commercial and Industrial Buildings | Premium | FALSE | [9 empty] | 42776 |  |  | Yes |  | 4.1 | 29882 | 134 | 223 | 10 | 0.9 | 4000 | 80
PA59MMA9 | Jiangsu Ever-Tie Lighting Co. Ltd | Ever-tie | ETLB7-4FT/4L/BW/223/YDM/CL 4000K (A1A3+B3) | Indoor Luminaires | High-Bay | High-Bay Luminaires for Commercial and Industrial Buildings | Premium | FALSE | [9 empty] | 42776 |  |  | Yes |  | 4.1 | 29882 | 134 | 223 | 10 | 0.9 | 4000 | 80
PT7Y34N2 | Jiangsu Ever-Tie Lighting Co. Ltd | Ever-tie | ETLB7-4FT/4L/BW/223YDM/FL/347 4000K (A1+B3) | Indoor Luminaires | High-Bay | High-Bay Luminaires for Commercial and Industrial Buildings | Premium | FALSE | [9 empty] | 42776 |  |  | Yes |  | 4.1 | 28990 | 130 | 223 | 10 | 0.9 | 4000 | 80
PFKTKNWE | Jiangsu Ever-Tie Lighting Co. Ltd | Ever-tie | ETLB7-2FT/4L/BW/110/YDM/WL/347 4000K (A1+B3) | Indoor Luminaires | High-Bay | High-Bay Luminaires for Commercial and Industrial Buildings | Premium | FALSE | [9 empty] | 42776 |  |  | Yes |  | 4.1 | 15180 | 138 | 110 | 10 | 0.9 | 4000 | 80
PBDPQXB3 | Jiangsu Ever-Tie Lighting Co. Ltd | Ever-tie | ETLB7-2FT/4L/BW/110/YDM/WL 4000K (A1A3+B3) | Indoor Luminaires | High-Bay | High-Bay Luminaires for Commercial and Industrial Buildings | Premium | FALSE | [9 empty] | 42776 |  |  | Yes |  | 4.1 | 15180 | 138 | 110 | 10 | 0.9 | 4000 | 80
PVWGDP8U | Jiangsu Ever-Tie Lighting Co. Ltd | Ever-tie | ETLB7-2FT/4L/BW/110/YDM/CL 4000K (A1A3+B3) | Indoor Luminaires | High-Bay | High-Bay Luminaires for Commercial and Industrial Buildings | Premium | FALSE | [9 empty] | 42776 |  |  | Yes |  | 4.1 | 14740 | 134 | 110 | 10 | 0.9 | 4000 | 80
P63JS7CD | Jiangsu Ever-Tie Lighting Co. Ltd | Ever-tie | ETLB7-2FT/4L/BW/110/YDM/CL/347 4000K (A1+B3) | Indoor Luminaires | High-Bay | High-Bay Luminaires for Commercial and Industrial Buildings | Premium | FALSE | [9 empty] | 42776 |  |  | Yes |  | 4.1 | 14740 | 134 | 110 | 10 | 0.9 | 4000 | 80
PRSY1DXJ | Jiangsu Ever-Tie Lighting Co. Ltd | Ever-tie | ETLB7-2FT/4L/BW/110/YDM/FL/347 4000K (A1+B3) | Indoor Luminaires | High-Bay | High-Bay Luminaires for Commercial and Industrial Buildings | Premium | FALSE | [9 empty] | 42776 |  |  | Yes |  | 4.1 | 14300 | 130 | 110 | 10 | 0.9 | 4000 | 80
PMVB9KST | Elumen Lighting Networks Inc. | Elumen | MBX175CXXXNXXU | Indoor Luminaires | High-Bay | High-Bay Luminaires for Commercial and Industrial Buildings | Premium | TRUE | 25498 | 140.8 | 181.11 | 14.28 | 0.9015 | 4955 | 83 | 5 | 50000 | 42776 |  |  | No |  | 4.1 | 25992 | 143.5 | 181.08 | 16 | 1 | 4955 | 83
PY4TT4W1 | Elumen Lighting Networks Inc. | Elumen | MBX75CXXXNXXU | Indoor Luminaires | High-Bay | High-Bay Luminaires for Commercial and Industrial Buildings | Premium | TRUE | 11126 | 149.8 | 74.27 | 14.28 | 0.9015 | 4955 | 83 | 5 | 50000 | 42776 |  |  | No |  | 4.1 | 11296 | 152 | 74.34 | 11 | 0.99 | 4833 | 83
PGS8ERUW | Elumen Lighting Networks Inc. | Elumen | MBX175CXXX[SRT]XXU | Indoor Luminaires | High-Bay | High-Bay Luminaires for Commercial and Industrial Buildings | Premium | FALSE | [9 empty] | 42776 |  |  | Yes |  | 4.1 | 25992 | 143.5 | 181.08 | 16 | 1 | 4955 | 83
PDZCTYRC | Elumen Lighting Networks Inc. | Elumen | MBX175CXXX[LD]XXU | Indoor Luminaires | High-Bay | High-Bay Luminaires for Commercial and Industrial Buildings | Premium | FALSE | [9 empty] | 42776 |  |  | Yes |  | 4.1 | 25992 | 143.5 | 181.08 | 16 | 1 | 4955 | 83
P6DDQR95 | Elumen Lighting Networks Inc. | Elumen | MBX150CXXX[SRT]XXU | Indoor Luminaires | High-Bay | High-Bay Luminaires for Commercial and Industrial Buildings | Premium | FALSE | [9 empty] | 42776 |  |  | Yes |  | 4.1 | 20314 | 144.7 | 140.43 | 14 | 1 | 4902 | 83
PK5XAJ2A | Elumen Lighting Networks Inc. | Elumen | MBX150CXXXNXXU | Indoor Luminaires | High-Bay | High-Bay Luminaires for Commercial and Industrial Buildings | Premium | FALSE | [9 empty] | 42776 |  |  | No |  | 4.1 | 20314 | 144.7 | 140.43 | 14 | 1 | 4902 | 83
PPNN7ACH | Elumen Lighting Networks Inc. | Elumen | MBX150CXXX[LD]XXU | Indoor Luminaires | High-Bay | High-Bay Luminaires for Commercial and Industrial Buildings | Premium | FALSE | [9 empty] | 42776 |  |  | Yes |  | 4.1 | 20314 | 144.7 | 140.43 | 14 | 1 | 4902 | 83
P9KJPCT8 | Elumen Lighting Networks Inc. | Elumen | MBX125CXXX[SRT]XXU | Indoor Luminaires | High-Bay | High-Bay Luminaires for Commercial and Industrial Buildings | Premium | FALSE | [9 empty] | 42776 |  |  | Yes |  | 4.1 | 17786 | 144 | 123.51 | 13 | 1 | 4899 | 83
P68ND2RS | Elumen Lighting Networks Inc. | Elumen | MBX125CXXXNXXU | Indoor Luminaires | High-Bay | High-Bay Luminaires for Commercial and Industrial Buildings | Premium | FALSE | [9 empty] | 42776 |  |  | No |  | 4.1 | 17786 | 144 | 123.51 | 13 | 1 | 4899 | 83
PR3BEEGD | Elumen Lighting Networks Inc. | Elumen | MBX125CXXX[LD]XXU | Indoor Luminaires | High-Bay | High-Bay Luminaires for Commercial and Industrial Buildings | Premium | FALSE | [9 empty] | 42776 |  |  | Yes |  | 4.1 | 17786 | 144 | 123.51 | 13 | 1 | 4899 | 83
PGX5RC3Q | Elumen Lighting Networks Inc. | Elumen | MBX100CXXX[SRT]XXU | Indoor Luminaires | High-Bay | High-Bay Luminaires for Commercial and Industrial Buildings | Premium | FALSE | [9 empty] | 42776 |  |  | Yes |  | 4.1 | 14486 | 151 | 95.94 | 13 | 1 | 4855 | 83
P1N1RZSU | Elumen Lighting Networks Inc. | Elumen | MBX100CXXXNXXU | Indoor Luminaires | High-Bay | High-Bay Luminaires for Commercial and Industrial Buildings | Premium | FALSE | [9 empty] | 42776 |  |  | No |  | 4.1 | 14486 | 151 | 95.94 | 13 | 1 | 4855 | 83
P8AUCJXY | Elumen Lighting Networks Inc. | Elumen | MBX100CXXX[LD]XXU | Indoor Luminaires | High-Bay | High-Bay Luminaires for Commercial and Industrial Buildings | Premium | FALSE | [9 empty] | 42776 |  |  | Yes |  | 4.1 | 14486 | 151 | 95.94 | 13 | 1 | 4855 | 83
PM7ZCCBG | Elumen Lighting Networks Inc. | Elumen | MBX75CXXX[SRT]XXU | Indoor Luminaires | High-Bay | High-Bay Luminaires for Commercial and Industrial Buildings | Premium | FALSE | [9 empty] | 42776 |  |  | Yes |  | 4.1 | 11296 | 152 | 74.34 | 11 | 0.99 | 4833 | 83
P96XFZDX | Elumen Lighting Networks Inc. | Elumen | MBX75CXXX[LD]XXU | Indoor Luminaires | High-Bay | High-Bay Luminaires for Commercial and Industrial Buildings | Premium | FALSE | [9 empty] | 42776 |  |  | Yes |  | 4.1 | 11296 | 152 | 74.34 | 11 | 0.99 | 4833 | 83
PT722XFC | Metro LED | ML | ML-HB02-100WD1 4000K | Indoor Luminaires | High-Bay | High-Bay Luminaires for Commercial and Industrial Buildings | Standard | TRUE | 12002 | 127.61 | 94.05 | 12.41 | 0.963 | 3981 | 83.2 | 5 | 50000 | 42776 |  |  | Yes |  | 4 | 12002 | 127.61 | 94.05 | 12.41 | 0.96 | 4000 | 83.2
PUTMM8PU | Metro LED | ML | ML-HB02-150WD1 4000K | Indoor Luminaires | High-Bay | High-Bay Luminaires for Commercial and Industrial Buildings | Standard | TRUE | 19901 | 130.93 | 152 | 13.54 | 0.9384 | 3968 | 83.1 | 5 | 50000 | 42776 |  |  | Yes |  | 4 | 19901 | 130.93 | 152 | 13.54 | 0.94 | 4000 | 83.1
PXPBR4VT | Metro LED | ML | ML-HB02-240WD1 4000K | Indoor Luminaires | High-Bay | High-Bay Luminaires for Commercial and Industrial Buildings | Standard | TRUE | 30595 | 131.08 | 233.4 | 13.84 | 0.9325 | 3985 | 82.6 | 5 | 50000 | 42776 |  |  | Yes |  | 4 | 30595 | 131.08 | 233.4 | 13.84 | 0.93 | 4000 | 82.6
PCDVX39B | Metro LED | ML | ML-HB02-200WD1 4000K | Indoor Luminaires | High-Bay | High-Bay Luminaires for Commercial and Industrial Buildings | Standard | TRUE | 24355 | 128.05 | 190.2 | 13.38 | 0.9137 | 4035 | 82.6 | 5 | 50000 | 42776 |  |  | Yes |  | 4 | 24355 | 128.05 | 190.2 | 13.38 | 0.91 | 4000 | 82.6
PQ1YEQTR | Metro LED | ML | ML-HB02-240WD1 5700K | Indoor Luminaires | High-Bay | High-Bay Luminaires for Commercial and Industrial Buildings | Standard | FALSE | [9 empty] | 42776 |  |  | Yes |  | 4 | 31231 | 135.73 | 230.1 | 14.11 | 0.93 | 5700 | 82
PPRRZ3UN | Metro LED | ML | ML-HB02-200WD1 5700K | Indoor Luminaires | High-Bay | High-Bay Luminaires for Commercial and Industrial Buildings | Standard | FALSE | [9 empty] | 42776 |  |  | Yes |  | 4 | 25075 | 132.88 | 188.7 | 13.86 | 0.92 | 5700 | 82
PG6G56T2 | Metro LED | ML | ML-HB02-100WD1 5700K | Indoor Luminaires | High-Bay | High-Bay Luminaires for Commercial and Industrial Buildings | Standard | FALSE | [9 empty] | 42776 |  |  | Yes |  | 4 | 12133 | 130.34 | 93.09 | 12.83 | 0.97 | 5700 | 82
PYXUUXEG | Metro LED | ML | ML-HB02-150WD1 5700K | Indoor Luminaires | High-Bay | High-Bay Luminaires for Commercial and Industrial Buildings | Standard | FALSE | [9 empty] | 42776 |  |  | Yes |  | 4 | 20098 | 132.14 | 152.1 | 13.41 | 0.94 | 5700 | 81.9
P4U783CY | Metro LED | ML | ML-HB02-100WD1 5000K | Indoor Luminaires | High-Bay | High-Bay Luminaires for Commercial and Industrial Buildings | Standard | FALSE | [9 empty] | 42776 |  |  | Yes |  | 4 | 12002 | 127.61 | 94.05 | 12.41 | 0.96 | 5000 | 83.2
PS6U6NJC | Metro LED | ML | ML-HB02-150WD1 5000K | Indoor Luminaires | High-Bay | High-Bay Luminaires for Commercial and Industrial Buildings | Standard | FALSE | [9 empty] | 42776 |  |  | Yes |  | 4 | 19901 | 130.93 | 152 | 13.54 | 0.94 | 5000 | 83.1
PJXMJNUS | Metro LED | ML | ML-HB02-240WD1 5000K | Indoor Luminaires | High-Bay | High-Bay Luminaires for Commercial and Industrial Buildings | Standard | FALSE | [9 empty] | 42776 |  |  | Yes |  | 4 | 30595 | 131.08 | 233.4 | 13.84 | 0.93 | 5000 | 82.6
PAEZC2V8 | Metro LED | ML | ML-HB02-200WD1 5000K | Indoor Luminaires | High-Bay | High-Bay Luminaires for Commercial and Industrial Buildings | Standard | FALSE | [9 empty] | 42776 |  |  | Yes |  | 4 | 24355 | 128.05 | 190.2 | 13.38 | 0.91 | 5000 | 82.6
PRQFXH3K | LEDVANCE LLC (formerly OSRAM SYLVANIA INC) | SYLVANIA | HIBAY1A/200UNVD840/GR_HIBAY1A/20ALH5 | Indoor Luminaires | High-Bay | High-Bay Luminaires for Commercial and Industrial Buildings | Standard | TRUE | 20003 | 105.7 | 189.3 | 11.14 | 0.941 | 4108 | 85.9 | 5 | 50000 | 42776 |  |  | No |  | 4.1 | 20100 | 105.79 | 190 | 20 | 0.9 | 4000 | 80
PC8CY7HV | LEDVANCE LLC (formerly OSRAM SYLVANIA INC) | SYLVANIA | HIBAY1A/200UNVD850/GR_HIBAY1A/20ALH5 | Indoor Luminaires | High-Bay | High-Bay Luminaires for Commercial and Industrial Buildings | Standard | FALSE | [9 empty] | 42776 |  |  | No |  | 4.1 | 20500 | 107.89 | 190 | 20 | 0.9 | 5000 | 80
P65C8YJE | LEDVANCE LLC (formerly OSRAM SYLVANIA INC) | SYLVANIA | HIBAY1A/100UNVD840/GR_HIBAY1A/20ALH5 | Indoor Luminaires | High-Bay | High-Bay Luminaires for Commercial and Industrial Buildings | Standard | TRUE | 11006 | 107.9 | 102 | 11.46 | 0.952 | 4031 | 83.1 | 5 | 50000 | 42776 |  |  | No |  | 4.1 | 11000 | 110 | 100 | 20 | 0.9 | 4000 | 80
P5UN295C | LEDVANCE LLC (formerly OSRAM SYLVANIA INC) | SYLVANIA | HIBAY1A/100UNVD850/GR_HIBAY1A/20ALH5 | Indoor Luminaires | High-Bay | High-Bay Luminaires for Commercial and Industrial Buildings | Standard | FALSE | [9 empty] | 42776 |  |  | No |  | 4.1 | 10800 | 108 | 100 | 20 | 0.9 | 5000 | 80
PXC7EG2S | XtraLight Manufacturing Ltd. | XtraLight | RHB-18000L-35K-DIM-[**] All Controls Options All Mounting Options | Indoor Luminaires | High-Bay | High-Bay Luminaires for Commercial and Industrial Buildings | Premium | TRUE | 15002 | 126.7 | 118.39 | 6.32 | 0.956 | 3454 | 83.24 | 5 | 50000 | 42776 | Dimmable | Continuous Below 10 | Yes |  | 4.1 | 15002 | 126.7 | 118.39 | 5.19 | 1 | 3454 | 83.24
PUMCTB5X | XtraLight Manufacturing Ltd. | XtraLight | RHB-12000L-35K-DIM-[**] All Controls Options All Mounting Options | Indoor Luminaires | High-Bay | High-Bay Luminaires for Commercial and Industrial Buildings | Premium | TRUE | 11073 | 128.5 | 86.16 | 9.76 | 0.946 | 3455 | 83.25 | 5 | 50000 | 42776 | Dimmable | Continuous Below 10 | Yes |  | 4.1 | 11073 | 128.5 | 86.16 | 6.05 | 1 | 3455 | 83.25
PRPBVMBY | XtraLight Manufacturing Ltd. | XtraLight | RHB-24000L-35K-DIM-[**] All Controls Options All Mounting Options | Indoor Luminaires | High-Bay | High-Bay Luminaires for Commercial and Industrial Buildings | Standard | TRUE | 22443 | 115.7 | 193.85 | 7.54 | 0.929 | 3489 | 82.42 | 5 | 50000 | 42776 | Dimmable | Continuous Below 10 | Yes |  | 4.1 | 22443 | 115.7 | 193.85 | 6.72 | 1 | 3489 | 82.42
PJZECHKM | XtraLight Manufacturing Ltd. | XtraLight | RHB-24000L-50K-DIM-[**] All Controls Options All Mounting Options | Indoor Luminaires | High-Bay | High-Bay Luminaires for Commercial and Industrial Buildings | Premium | FALSE | [9 empty] | 42776 | Dimmable | Continuous Below 10 | Yes |  | 4.1 | 25721 | 132.2 | 194.64 | 7.25 | 1 | 5035 | 73.07
PKW8A84F | XtraLight Manufacturing Ltd. | XtraLight | RHB-12000L-50K-DIM-[**] All Controls Options All Mounting Options | Indoor Luminaires | High-Bay | High-Bay Luminaires for Commercial and Industrial Buildings | Premium | FALSE | [9 empty] | 42776 | Dimmable | Continuous Below 10 | Yes |  | 4.1 | 12176 | 143.9 | 84.62 | 6.19 | 1 | 5012 | 72.8
PRMMAE8T | XtraLight Manufacturing Ltd. | XtraLight | RHB-18000L-50K-DIM-[**] All Controls Options All Mounting Options | Indoor Luminaires | High-Bay | High-Bay Luminaires for Commercial and Industrial Buildings | Premium | FALSE | [9 empty] | 42776 | Dimmable | Continuous Below 10 | Yes |  | 4.1 | 18706 | 143.1 | 130.7 | 6.21 | 1 | 5012 | 72.68
P4NH65V6 | XtraLight Manufacturing Ltd. | XtraLight | RHB-18000L-40K-DIM-[**] All Controls Options All Mounting Options | Indoor Luminaires | High-Bay | High-Bay Luminaires for Commercial and Industrial Buildings | Premium | FALSE | [9 empty] | 42776 | Dimmable | Continuous Below 10 | Yes |  | 4.1 | 18578 | 138.5 | 134.15 | 6.42 | 1 | 3965 | 71.03
PM4BGGWS | XtraLight Manufacturing Ltd. | XtraLight | RHB-24000L-40K-DIM-[**] All Controls Options All Mounting Options | Indoor Luminaires | High-Bay | High-Bay Luminaires for Commercial and Industrial Buildings | Premium | FALSE | [9 empty] | 42776 | Dimmable | Continuous Below 10 | Yes |  | 4.1 | 25202 | 126.9 | 198.58 | 6.45 | 1 | 3961 | 70.71
PKP1FQ8D | XtraLight Manufacturing Ltd. | XtraLight | RHB-12000L-40K-DIM-[**] All Controls Options All Mounting Options | Indoor Luminaires | High-Bay | High-Bay Luminaires for Commercial and Industrial Buildings | Premium | FALSE | [9 empty] | 42776 | Dimmable | Continuous Below 10 | Yes |  | 4.1 | 12166 | 141 | 86.3 | 5.72 | 1 | 3953 | 70.75
PDJYUS71 | XtraLight Manufacturing Ltd. | XtraLight | RHB-24000L-30K-DIM-[**] All Controls Options All Mounting Options | Indoor Luminaires | High-Bay | High-Bay Luminaires for Commercial and Industrial Buildings | Standard | FALSE | [9 empty] | 42776 | Dimmable | Continuous Below 10 | Yes |  | 4.1 | 23510 | 120.3 | 195.41 | 6.71 | 1 | 3073 | 70.06
P41GZSKD | XtraLight Manufacturing Ltd. | XtraLight | RHB-12000L-30K-DIM-[**] All Controls Options All Mounting Options | Indoor Luminaires | High-Bay | High-Bay Luminaires for Commercial and Industrial Buildings | Premium | FALSE | [9 empty] | 42776 | Dimmable | Continuous Below 10 | Yes |  | 4.1 | 11709 | 135.1 | 86.73 | 5.89 | 1 | 3063 | 70.26
P36YRRTW | XtraLight Manufacturing Ltd. | XtraLight | RHB-18000L-30K-DIM-[**] All Controls Options All Mounting Options | Indoor Luminaires | High-Bay | High-Bay Luminaires for Commercial and Industrial Buildings | Premium | FALSE | [9 empty] | 42776 | Dimmable | Continuous Below 10 | Yes |  | 4.1 | 15791 | 132.1 | 119.52 | 5.77 | 1 | 3057 | 70.26
PAJ865JF | Amerlight LLC | Amerlight | LN320Y3K | Indoor Luminaires | High-Bay | High-Bay Luminaires for Commercial and Industrial Buildings | Standard | TRUE | 33720 | 107.39 | 314 | 8.45 | 0.9519 | 3083 | 84.4 | 5 | 50000 | 42775 |  |  | Yes |  | 4.1 | 33720 | 107.39 | 314 | 8.45 | 0.95 | 3000 | 84.4
P6EAANAQ | Amerlight LLC | Amerlight | LN240Y3K | Indoor Luminaires | High-Bay | High-Bay Luminaires for Commercial and Industrial Buildings | Standard | TRUE | 26737 | 103.51 | 258.3 | 8.03 | 0.9431 | 3118 | 84.3 | 5 | 50000 | 42775 |  |  | Yes |  | 4.1 | 26737 | 103.51 | 258.3 | 8.03 | 0.94 | 3000 | 84.3
PNNC6MTP | Amerlight LLC | Amerlight | LN150Y3K | Indoor Luminaires | High-Bay | High-Bay Luminaires for Commercial and Industrial Buildings | Standard | TRUE | 16954 | 107.03 | 158.4 | 12.72 | 0.9334 | 3101 | 84.2 | 5 | 50000 | 42775 |  |  | Yes |  | 4.1 | 16954 | 107.03 | 158.4 | 12.72 | 0.93 | 3000 | 84.2
PC4TBF6Z | Amerlight LLC | Amerlight | LN100Y3K | Indoor Luminaires | High-Bay | High-Bay Luminaires for Commercial and Industrial Buildings | Standard | TRUE | 10086 | 105.82 | 95.31 | 16.05 | 0.9098 | 3085 | 84.2 | 5 |  | 42775 |  |  | Yes |  | 4 | 10086 | 105.82 | 95.31 | 16.05 | 0.91 | 3000 | 84.2
P573XS4D | Amerlight LLC | Amerlight | LN100Y5K | Indoor Luminaires | High-Bay | High-Bay Luminaires for Commercial and Industrial Buildings | Standard | FALSE | [9 empty] | 42775 |  |  | Yes |  | 4 | 10426 | 108.29 | 96.28 | 16.82 | 0.9 | 5000 | 83.9
PRRE4NKC | Amerlight LLC | Amerlight | LN240Y5K | Indoor Luminaires | High-Bay | High-Bay Luminaires for Commercial and Industrial Buildings | Standard | FALSE | [9 empty] | 42775 |  |  | Yes |  | 4.1 | 27672 | 106.72 | 259.3 | 8.82 | 0.94 | 5000 | 83.9
PYFGYKCA | Amerlight LLC | Amerlight | LN1505K | Indoor Luminaires | High-Bay | High-Bay Luminaires for Commercial and Industrial Buildings | Standard | FALSE | [9 empty] | 42775 |  |  | Yes |  | 4.1 | 17530 | 110.18 | 159.1 | 13.75 | 0.93 | 5000 | 83.4
P2W9F1CR | Amerlight LLC | Amerlight | LN320Y4K | Indoor Luminaires | High-Bay | High-Bay Luminaires for Commercial and Industrial Buildings | Standard | FALSE | [9 empty] | 42775 |  |  | Yes |  | 4.1 | 33720 | 107.39 | 314 | 8.45 | 0.95 | 4000 | 84.4
PVSCYMZZ | Amerlight LLC | Amerlight | LN240Y4K | Indoor Luminaires | High-Bay | High-Bay Luminaires for Commercial and Industrial Buildings | Standard | FALSE | [9 empty] | 42775 |  |  | Yes |  | 4.1 | 26737 | 103.51 | 258.3 | 8.03 | 0.94 | 4000 | 84.3
PGJ1UKBJ | Amerlight LLC | Amerlight | LN100Y4K | Indoor Luminaires | High-Bay | High-Bay Luminaires for Commercial and Industrial Buildings | Standard | FALSE | [9 empty] | 42775 |  |  | Yes |  | 4 | 10086 | 105.82 | 95.31 | 16.05 | 0.91 | 4000 | 84.2
PDJRWQFA | Amerlight LLC | Amerlight | LN1504K | Indoor Luminaires | High-Bay | High-Bay Luminaires for Commercial and Industrial Buildings | Standard | FALSE | [9 empty] | 42775 |  |  | Yes |  | 4.1 | 16954 | 107.03 | 158.4 | 12.72 | 0.93 | 4000 | 84.2
PABB583C | FOSHAN INNOVATIVE LIGHTING | Innovative | LHB-1504808(QTD-1300)(4000K) | Indoor Luminaires | High-Bay | High-Bay Luminaires for Commercial and Industrial Buildings | Premium | TRUE | 17855.89 | 127.27 | 140.3 | 16.7 | 0.928 | 3993 | 83.1 | 5 | 50000 | 42775 |  |  | No |  | 4.1 | 17873.58 | 127.2 | 140.52 | 16.7 | 0.93 | 3993 | 83.1
P5BUBXQR | FOSHAN INNOVATIVE LIGHTING | Innovative | LHB-1504808(QTD-1300)(5000K) | Indoor Luminaires | High-Bay | High-Bay Luminaires for Commercial and Industrial Buildings | Premium | FALSE | [9 empty] | 42775 |  |  | No |  | 4.1 | 18052.5 | 127.91 | 141.13 | 17.5 | 0.94 | 4967 | 82.3
PMD19DKF | FOSHAN INNOVATIVE LIGHTING | Innovative | LHB-1504808(QTD-1300)(4500K) | Indoor Luminaires | High-Bay | High-Bay Luminaires for Commercial and Industrial Buildings | Premium | FALSE | [9 empty] | 42775 |  |  | No |  | 4.1 | 17873.58 | 127.2 | 140.52 | 16.7 | 0.93 | 4500 | 83.1
PNWAM5UK | FOSHAN INNOVATIVE LIGHTING | Innovative | LHB-1104806(4000K) | Indoor Luminaires | High-Bay | High-Bay Luminaires for Commercial and Industrial Buildings | Premium | TRUE | 13383.446 | 127.328 | 105.11 | 17.5 | 0.919 | 4079 | 83.3 | 5 | 50000 | 42775 |  |  | No |  | 4.1 | 13383.45 | 127.33 | 105.11 | 17.5 | 0.92 | 4079 | 83.3
P5QC4DPW | FOSHAN INNOVATIVE LIGHTING | Innovative | LHB-1104806(5000K) | Indoor Luminaires | High-Bay | High-Bay Luminaires for Commercial and Industrial Buildings | Premium | FALSE | [9 empty] | 42775 |  |  | No |  | 4.1 | 13564.75 | 128.19 | 105.82 | 18.9 | 0.92 | 4935 | 82.3
PZPXMPVF | FOSHAN INNOVATIVE LIGHTING | Innovative | LHB-1104806(4500K) | Indoor Luminaires | High-Bay | High-Bay Luminaires for Commercial and Industrial Buildings | Premium | FALSE | [9 empty] | 42775 |  |  | No |  | 4.1 | 13383.45 | 127.33 | 105.11 | 17.5 | 0.92 | 4500 | 83.3
PH74TSJ6 | MaxLite Inc | MaxLED | LSV4U5040CL [blank EM MS MSO MSC] | Indoor Luminaires | High-Bay | Low-Bay Luminaires for Commercial and Industrial Buildings | Premium | TRUE | 6951 | 142 | 48.86 | 13.976 | 0.9053 | 4208 | 86.3 | 5 | 50000 | 42775 | Dimmable | Continuous Below 10 | No |  | 4.1 | 6951 | 142 | 48.9 | 5 | 0.99 | 4208 | 86
PRWUZCJH | MaxLite Inc | MaxLED | LSV4U5050CL [blank EM MS MSO MSC] | Indoor Luminaires | High-Bay | Low-Bay Luminaires for Commercial and Industrial Buildings | Premium | FALSE | [9 empty] | 42775 | Dimmable | Continuous Below 10 | No |  | 4.1 | 7185 | 145 | 49.5 | 4.9 | 0.99 | 5464 | 86
P2BB12NM | Acuity Brands Lighting | Lithonia I-Beam IBG LED | IBG 2' 12000LM HEF FD L/LENS [All Voltages] 40K 80CRI [All Options] | Indoor Luminaires | High-Bay | High-Bay Luminaires for Commercial and Industrial Buildings | Premium | FALSE | [9 empty] | 42775 | Dimmable | Continuous Below 10 | Yes |  | 3.1 | 11787.1 | 171.57 | 68.7 | 20 | 0.9 | 40 | 80
PMH8EP1N | Acuity Brands Lighting | Lithonia I-Beam IBG LED | IBG 2' 8000LM SEF ND L/LENS [All Voltages] 40K 80CRI [All Options] | Indoor Luminaires | High-Bay | High-Bay Luminaires for Commercial and Industrial Buildings | Premium | FALSE | [9 empty] | 42775 | Dimmable | Continuous Below 10 | Yes |  | 3.1 | 7396 | 137.44 | 53.81 | 20 | 0.9 | 40 | 80
PEMAN1K6 | OBERON INITIATIVES INC | Oberon | OB-RHB-165W-P(4000K) | Indoor Luminaires | High-Bay | High-Bay Luminaires for Commercial and Industrial Buildings | Premium | TRUE | 21502.06 | 135.34 | 158.88 | 6.95 | 0.967 | 4203 | 86.4 | 5 | 50000 | 42775 | Dimmable | Continuous Below 10 | No |  | 4.1 | 22300 | 135 | 165 | 20 | 0.9 | 4000 | 80
PQF2JK1U | OBERON INITIATIVES INC | Oberon | OB-RHB-165W-P(5700K) | Indoor Luminaires | High-Bay | High-Bay Luminaires for Commercial and Industrial Buildings | Premium | FALSE | [9 empty] | 42775 | Dimmable | Continuous Below 10 | No |  | 4.1 | 22300 | 135 | 165 | 20 | 0.9 | 5700 | 80
PC5N3WXT | OBERON INITIATIVES INC | Oberon | OB-RHB-165W-P(5000K) | Indoor Luminaires | High-Bay | High-Bay Luminaires for Commercial and Industrial Buildings | Premium | FALSE | [9 empty] | 42775 | Dimmable | Continuous Below 10 | No |  | 4.1 | 22300 | 135 | 165 | 20 | 0.9 | 5000 | 80
PJT2TT2U | OBERON INITIATIVES INC | Oberon | OB-RHB-165W-P(4500K) | Indoor Luminaires | High-Bay | High-Bay Luminaires for Commercial and Industrial Buildings | Premium | FALSE | [9 empty] | 42775 | Dimmable | Continuous Below 10 | No |  | 4.1 | 22300 | 135 | 165 | 20 | 0.9 | 4500 | 80
PR7NGU91 | OBERON INITIATIVES INC | Oberon | OB-RHB-100W-P(4000K) | Indoor Luminaires | High-Bay | High-Bay Luminaires for Commercial and Industrial Buildings | Premium | TRUE | 13249.02 | 127.41 | 103.99 | 8.23 | 0.976 | 4255 | 86.1 | 5 | 50000 | 42775 | Dimmable | Continuous Below 10 | No |  | 4.1 | 13200 | 132 | 100 | 20 | 0.9 | 4000 | 80
PJKA2SGP | OBERON INITIATIVES INC | Oberon | OB-RHB-80W-P(4000K) | Indoor Luminaires | High-Bay | High-Bay Luminaires for Commercial and Industrial Buildings | Premium | TRUE | 11048.92 | 134.32 | 82.26 | 6.99 | 0.968 | 4200 | 86.2 | 5 | 50000 | 42775 | Dimmable | Continuous Below 10 | No |  | 4.1 | 11000 | 138 | 80 | 20 | 0.9 | 4000 | 80
P6D28SSZ | OBERON INITIATIVES INC | Oberon | OB-8F-LHB-80W-P(4000K) | Indoor Luminaires | High-Bay | High-Bay Luminaires for Commercial and Industrial Buildings | Premium | TRUE | 10472.68 | 133.36 | 78.53 | 8.25 | 0.965 | 4164 | 82.9 | 5 | 50000 | 42775 | Not Dimmable | Not Dimmable | No |  | 4.1 | 11000 | 138 | 80 | 20 | 0.9 | 4000 | 80
PRJ7562N | OBERON INITIATIVES INC | Oberon | OB-8F-LLB-60W-P(4000K) | Indoor Luminaires | High-Bay | Low-Bay Luminaires for Commercial and Industrial Buildings | Premium | TRUE | 8689.3 | 154.61 | 56.2 | 9.31 | 0.952 | 4046 | 83.3 | 5 | 50000 | 42775 | Not Dimmable | Not Dimmable | No |  | 4.1 | 8600 | 143 | 60 | 20 | 0.9 | 4000 | 80
P4VTZ3SZ | OBERON INITIATIVES INC | Oberon | OB-4F-LLB-38W-P(4000K) | Indoor Luminaires | High-Bay | Low-Bay Luminaires for Commercial and Industrial Buildings | Premium | TRUE | 5167.19 | 139.31 | 37.09 | 11.2 | 0.938 | 4031 | 83 | 5 | 50000 | 42775 | Not Dimmable | Not Dimmable | No |  | 4.1 | 5100 | 134 | 38 | 20 | 0.9 | 4000 | 80
PER5PUEX | OBERON INITIATIVES INC | Oberon | OB-8F-LHB-80W-P(5700K) | Indoor Luminaires | High-Bay | High-Bay Luminaires for Commercial and Industrial Buildings | Premium | FALSE | [9 empty] | 42775 | Not Dimmable | Not Dimmable | No |  | 4.1 | 11000 | 138 | 80 | 20 | 0.9 | 5700 | 80
P4GMQ31E | OBERON INITIATIVES INC | Oberon | OB-8F-LLB-60W-P(5700K) | Indoor Luminaires | High-Bay | Low-Bay Luminaires for Commercial and Industrial Buildings | Premium | FALSE | [9 empty] | 42775 | Not Dimmable | Not Dimmable | No |  | 4.1 | 8600 | 143 | 60 | 20 | 0.9 | 5700 | 80
PZZQ849H | OBERON INITIATIVES INC | Oberon | OB-4F-LLB-38W-P(5700K) | Indoor Luminaires | High-Bay | Low-Bay Luminaires for Commercial and Industrial Buildings | Premium | FALSE | [9 empty] | 42775 | Not Dimmable | Not Dimmable | No |  | 4.1 | 5100 | 134 | 38 | 20 | 0.9 | 5700 | 80
P6Z7MMR9 | OBERON INITIATIVES INC | Oberon | OB-RHB-100W-P(5700K) | Indoor Luminaires | High-Bay | High-Bay Luminaires for Commercial and Industrial Buildings | Premium | FALSE | [9 empty] | 42775 | Dimmable | Continuous Below 10 | No |  | 4.1 | 13200 | 132 | 100 | 20 | 0.9 | 5700 | 80
PJEY2ESD | OBERON INITIATIVES INC | Oberon | OB-RHB-80W-P(5700K) | Indoor Luminaires | High-Bay | High-Bay Luminaires for Commercial and Industrial Buildings | Premium | FALSE | [9 empty] | 42775 | Dimmable | Continuous Below 10 | No |  | 4.1 | 11000 | 138 | 80 | 20 | 0.9 | 5700 | 80
PV2J1JH3 | OBERON INITIATIVES INC | Oberon | OB-8F-LHB-80W-P(5000K) | Indoor Luminaires | High-Bay | High-Bay Luminaires for Commercial and Industrial Buildings | Premium | FALSE | [9 empty] | 42775 | Not Dimmable | Not Dimmable | No |  | 4.1 | 11000 | 138 | 80 | 20 | 0.9 | 5000 | 80
P6V8DRRC | OBERON INITIATIVES INC | Oberon | OB-8F-LLB-60W-P(5000K) | Indoor Luminaires | High-Bay | Low-Bay Luminaires for Commercial and Industrial Buildings | Premium | FALSE | [9 empty] | 42775 | Not Dimmable | Not Dimmable | No |  | 4.1 | 8600 | 143 | 60 | 20 | 0.9 | 5000 | 80
PD7J99BC | OBERON INITIATIVES INC | Oberon | OB-4F-LLB-38W-P(5000K) | Indoor Luminaires | High-Bay | Low-Bay Luminaires for Commercial and Industrial Buildings | Premium | FALSE | [9 empty] | 42775 | Not Dimmable | Not Dimmable | No |  | 4.1 | 5100 | 134 | 38 | 20 | 0.9 | 5000 | 80
P21T95FP | OBERON INITIATIVES INC | Oberon | OB-RHB-100W-P(5000K) | Indoor Luminaires | High-Bay | High-Bay Luminaires for Commercial and Industrial Buildings | Premium | FALSE | [9 empty] | 42775 | Dimmable | Continuous Below 10 | No |  | 4.1 | 13200 | 132 | 100 | 20 | 0.9 | 5000 | 80
PFQBN8UN | OBERON INITIATIVES INC | Oberon | OB-RHB-80W-P(5000K) | Indoor Luminaires | High-Bay | High-Bay Luminaires for Commercial and Industrial Buildings | Premium | FALSE | [9 empty] | 42775 | Dimmable | Continuous Below 10 | No |  | 4.1 | 11000 | 138 | 80 | 20 | 0.9 | 5000 | 80
P9EVYVYJ | OBERON INITIATIVES INC | Oberon | OB-8F-LHB-80W-P(4500K) | Indoor Luminaires | High-Bay | High-Bay Luminaires for Commercial and Industrial Buildings | Premium | FALSE | [9 empty] | 42775 | Not Dimmable | Not Dimmable | No |  | 4.1 | 11000 | 138 | 80 | 20 | 0.9 | 4500 | 80
P4MT1J34 | OBERON INITIATIVES INC | Oberon | OB-8F-LLB-60W-P(4500K) | Indoor Luminaires | High-Bay | Low-Bay Luminaires for Commercial and Industrial Buildings | Premium | FALSE | [9 empty] | 42775 | Not Dimmable | Not Dimmable | No |  | 4.1 | 8600 | 143 | 60 | 20 | 0.9 | 4500 | 80
PFJCRUNB | OBERON INITIATIVES INC | Oberon | OB-4F-LLB-38W-P(4500K) | Indoor Luminaires | High-Bay | Low-Bay Luminaires for Commercial and Industrial Buildings | Premium | FALSE | [9 empty] | 42775 | Not Dimmable | Not Dimmable | No |  | 4.1 | 5100 | 134 | 38 | 20 | 0.9 | 4500 | 80
PWMFAE7Z | OBERON INITIATIVES INC | Oberon | OB-RHB-100W-P(4500K) | Indoor Luminaires | High-Bay | High-Bay Luminaires for Commercial and Industrial Buildings | Premium | FALSE | [9 empty] | 42775 | Dimmable | Continuous Below 10 | No |  | 4.1 | 13200 | 132 | 100 | 20 | 0.9 | 4500 | 80
PNF59BST | OBERON INITIATIVES INC | Oberon | OB-RHB-80W-P(4500K) | Indoor Luminaires | High-Bay | High-Bay Luminaires for Commercial and Industrial Buildings | Premium | FALSE | [9 empty] | 42775 | Dimmable | Continuous Below 10 | No |  | 4.1 | 11000 | 138 | 80 | 20 | 0.9 | 4500 | 80
PC9WGTNU | GREEN INOVA LIGHTING TECHNOLOGY (SHENZHEN) LTD | GREEN INOVA | GI-5RFK-75-HV-40 | Indoor Retrofit Kit | High-Bay | Retrofit Kits for Low-Bay Luminaires for Commercial and Industrial Buildings | Standard | TRUE | 9203.1 | 123.9 | 74.2785 | 15.87 | 0.8748 | 3946 | 76.9 | 5 | 50000 | 42774 |  |  | No | Product Updated on 2/7/17 | 4.1 | 9188 | 122.51 | 75 | 15.87 | 0.87 | 4000 | 73
P884Z9HS | GREEN INOVA LIGHTING TECHNOLOGY (SHENZHEN) LTD | GREEN INOVA | GI-5RFK-75-HV-50 | Indoor Retrofit Kit | High-Bay | Retrofit Kits for Low-Bay Luminaires for Commercial and Industrial Buildings | Standard | FALSE | [9 empty] | 42774 |  |  | No | Product Updated on 2/7/17 | 4.1 | 9585 | 127.8 | 75 | 15.87 | 0.88 | 5000 | 73
PJ4R8D99 | GREEN INOVA LIGHTING TECHNOLOGY (SHENZHEN) LTD | GREEN INOVA | GI-5RFK-75-HV-50-D | Indoor Retrofit Kit | High-Bay | Retrofit Kits for Low-Bay Luminaires for Commercial and Industrial Buildings | Standard | FALSE | [9 empty] | 42774 |  |  | No | Product Updated on 2/7/17 | 4.1 | 9585 | 127.8 | 75 | 15.87 | 0.88 | 5000 | 73
PWJB9W24 | GREEN INOVA LIGHTING TECHNOLOGY (SHENZHEN) LTD | GREEN INOVA | GI-5RFK-75-HV-45 | Indoor Retrofit Kit | High-Bay | Retrofit Kits for Low-Bay Luminaires for Commercial and Industrial Buildings | Standard | FALSE | [9 empty] | 42774 |  |  | No | Product Updated on 2/7/17 | 4.1 | 9188 | 122.51 | 75 | 15.87 | 0.87 | 4500 | 73
PEVS75MZ | GREEN INOVA LIGHTING TECHNOLOGY (SHENZHEN) LTD | GREEN INOVA | GI-5RFK-75-HV-45-D | Indoor Retrofit Kit | High-Bay | Retrofit Kits for Low-Bay Luminaires for Commercial and Industrial Buildings | Standard | FALSE | [9 empty] | 42774 |  |  | No | Product Updated on 2/7/17 | 4.1 | 9188 | 122.51 | 75 | 15.87 | 0.87 | 4500 | 73
PUSMHVHM | GREEN INOVA LIGHTING TECHNOLOGY (SHENZHEN) LTD | GREEN INOVA | GI-5RFK-75-HV-40-D | Indoor Retrofit Kit | High-Bay | Retrofit Kits for Low-Bay Luminaires for Commercial and Industrial Buildings | Standard | FALSE | [9 empty] | 42774 |  |  | No | Product Updated on 2/7/17 | 4.1 | 9188 | 122.51 | 75 | 15.87 | 0.87 | 4000 | 73
PJ1PDMHV | PA-CO Lighting | PA-CO Lighting | PSPE-48-LED-50-50-XXXX-MVOLT | Indoor Luminaires | High-Bay | Low-Bay Luminaires for Commercial and Industrial Buildings | Premium | TRUE | 4534 | 150.23 | 30.18 | 15.57 | 0.9421 | 5036 | 82.08 | 5 | 50000 | 42774 | Dimmable | Continuous Below 10 | Yes |  | 4.1 | 4534 | 153.5 | 30.18 | 15.57 | 0.94 | 5036 | 82.08
P6FC7RAF | PA-CO Lighting | PA-CO Lighting | PSPE-48-LED-50-50-XXXX-347 | Indoor Luminaires | High-Bay | Low-Bay Luminaires for Commercial and Industrial Buildings | Premium | FALSE | [9 empty] | 42774 | Dimmable | Continuous Below 10 | Yes |  | 4.1 | 4588 | 152.3 | 30.13 | 10.13 | 0.92 | 5037 | 82.08
P18RTQVQ | Shenzhen sunpzone lighting electronic co. ltd | Sunpzone | SPZ2T8F8120P(4000K) | Indoor Luminaires | High-Bay | High-Bay Luminaires for Commercial and Industrial Buildings | Premium | TRUE | 15089.78 | 133.54 | 113 | 10.59 | 0.934 | 4044 | 83 | 5 | 50000 | 42774 | Not Dimmable | Not Dimmable | No |  | 4.1 | 16000 | 133 | 120 | 20 | 0.9 | 4000 | 80
PS2US2ST | Shenzhen sunpzone lighting electronic co. ltd | Sunpzone | SPZ2T8F8120P(5700K) | Indoor Luminaires | High-Bay | High-Bay Luminaires for Commercial and Industrial Buildings | Premium | FALSE | [9 empty] | 42774 | Not Dimmable | Not Dimmable | No |  | 4.1 | 16000 | 133 | 120 | 20 | 0.9 | 5700 | 80
PDUAECKV | Shenzhen sunpzone lighting electronic co. ltd | Sunpzone | SPZ2T8F8120P(5000K) | Indoor Luminaires | High-Bay | High-Bay Luminaires for Commercial and Industrial Buildings | Premium | FALSE | [9 empty] | 42774 | Not Dimmable | Not Dimmable | No |  | 4.1 | 16000 | 133 | 120 | 20 | 0.9 | 5000 | 80
PPZKPPGU | Shenzhen sunpzone lighting electronic co. ltd | Sunpzone | SPZ2T8F8120P(4500K) | Indoor Luminaires | High-Bay | High-Bay Luminaires for Commercial and Industrial Buildings | Premium | FALSE | [9 empty] | 42774 | Not Dimmable | Not Dimmable | No |  | 4.1 | 16000 | 133 | 120 | 20 | 0.9 | 4500 | 80
P33Z2GUF | Grandlite International Corp | Grandlite International | LED-HB-W-185[S]-4K | Indoor Luminaires | High-Bay | High-Bay Luminaires for Commercial and Industrial Buildings | Standard | TRUE | 26688.35 | 117.75 | 226.65 | 8.49 | 0.936 | 4038 | 82.8 | 5 | 50000 | 42774 | Dimmable | Continuous Below 10 | Yes |  | 4.1 | 26688.35 | 117.75 | 226.65 | 3.23 | 1 | 4038 | 82.8
PM668C5G | Grandlite International Corp | Grandlite International | LED-HB-W-185[S]-5K | Indoor Luminaires | High-Bay | High-Bay Luminaires for Commercial and Industrial Buildings | Standard | FALSE | [9 empty] | 42774 | Dimmable | Continuous Below 10 | Yes |  | 4.1 | 26688.35 | 117.75 | 226.65 | 3.14 | 1 | 5064 | 83.2
PHRV8WTV | Grandlite International Corp | Grandlite International | LED-HB-A-185[S]-4K | Indoor Luminaires | High-Bay | High-Bay Aisle Luminaires | Standard | TRUE | 25365.46 | 111.59 | 227.31 | 8.59 | 0.936 | 4068 | 82.5 | 5 | 50000 | 42774 | Dimmable | Continuous Below 10 | Yes |  | 4.1 | 25365.46 | 111.59 | 227.31 | 3.21 | 1 | 4068 | 82.5
PV98578Q | Grandlite International Corp | Grandlite International | LED-HB-A-185[S]-5K | Indoor Luminaires | High-Bay | High-Bay Aisle Luminaires | Standard | FALSE | [9 empty] | 42774 | Dimmable | Continuous Below 10 | Yes |  | 4.1 | 25365.46 | 111.59 | 227.31 | 3.1 | 1 | 5057 | 82.6
PRE9N1V3 | Shenzhen Bbier Lighting Co. Ltd | BBIER | BB-GKD-100W-B1-HLPW 4100K | Indoor Luminaires | High-Bay | High-Bay Luminaires for Commercial and Industrial Buildings | Standard | TRUE | 13766 | 141.24 | 97.46 | 8.67 | 0.9705 | 3979 | 83.7 | 5 | 50000 | 42774 | Not Dimmable | Not Dimmable | No |  | 4.1 | 14500 | 145 | 100 | 9 | 0.95 | 4100 | 85
PUGU7FST | Shenzhen Bbier Lighting Co. Ltd | BBIER | BB-GKD-150W-B1-HLPW 4100K | Indoor Luminaires | High-Bay | High-Bay Luminaires for Commercial and Industrial Buildings | Standard | TRUE | 21815 | 147.03 | 148.4 | 12.2 | 0.9395 | 3984 | 83.8 | 5 | 50000 | 42774 | Not Dimmable | Not Dimmable | No |  | 4.1 | 21750 | 145 | 150 | 12 | 0.95 | 4100 | 85
PEBP2MMK | Shenzhen Bbier Lighting Co. Ltd | BBIER | BB-GKD-150W-B1-HLPW 5700K | Indoor Luminaires | High-Bay | High-Bay Luminaires for Commercial and Industrial Buildings | Standard | FALSE | [9 empty] | 42774 | Not Dimmable | Not Dimmable | No |  | 4.1 | 21750 | 145 | 150 | 12 | 0.95 | 5700 | 85
PVSNWM8J | Shenzhen Bbier Lighting Co. Ltd | BBIER | BB-GKD-100W-B1-HLPW 5700K | Indoor Luminaires | High-Bay | High-Bay Luminaires for Commercial and Industrial Buildings | Standard | FALSE | [9 empty] | 42774 | Not Dimmable | Not Dimmable | No |  | 4.1 | 14500 | 145 | 100 | 9 | 0.95 | 5700 | 85
PXVV1F7Y | Shenzhen Bbier Lighting Co. Ltd | BBIER | BB-GKD-150W-B1-HLPW 5000K | Indoor Luminaires | High-Bay | High-Bay Luminaires for Commercial and Industrial Buildings | Standard | FALSE | [9 empty] | 42774 | Not Dimmable | Not Dimmable | No |  | 4.1 | 21750 | 145 | 150 | 12 | 0.95 | 5000 | 85
PAHBGKUM | Shenzhen Bbier Lighting Co. Ltd | BBIER | BB-GKD-100W-B1-HLPW 5000K | Indoor Luminaires | High-Bay | High-Bay Luminaires for Commercial and Industrial Buildings | Standard | FALSE | [9 empty] | 42774 | Not Dimmable | Not Dimmable | No |  | 4.1 | 14500 | 145 | 100 | 9 | 0.95 | 5000 | 85
P7KQP78S | Pozeen LED LTD | Pozeen | HBCC180HU40K10D[PSMSPM] | Indoor Luminaires | High-Bay | High-Bay Luminaires for Commercial and Industrial Buildings | Premium | TRUE | 23648 | 132.26 | 178.8 | 9.01 | 0.9537 | 4028 | 84.9 | 5 | 50000 | 42773 |  |  | Yes |  | 4.1 | 23648 | 132.26 | 178.8 | 9.01 | 0.95 | 4000 | 84.9
PXYMWW1A | Pozeen LED LTD | Pozeen | HBCC180HU50K[PSMSPM] | Indoor Luminaires | High-Bay | High-Bay Luminaires for Commercial and Industrial Buildings | Premium | FALSE | [9 empty] | 42773 |  |  | Yes |  | 4.1 | 23988 | 134.31 | 178.6 | 13.52 | 0.96 | 5000 | 75
PS391PN6 | Pozeen LED LTD | Pozeen | HBCC180HU50K10D[PSMSPM] | Indoor Luminaires | High-Bay | High-Bay Luminaires for Commercial and Industrial Buildings | Premium | FALSE | [9 empty] | 42773 |  |  | Yes |  | 4.1 | 23988 | 134.31 | 178.6 | 13.52 | 0.96 | 5000 | 75
PMGGU289 | Pozeen LED LTD | Pozeen | HBCC180HU45K[PSMSPM] | Indoor Luminaires | High-Bay | High-Bay Luminaires for Commercial and Industrial Buildings | Premium | FALSE | [9 empty] | 42773 |  |  | Yes |  | 4.1 | 23818 | 133.21 | 178.8 | 9.01 | 0.95 | 4500 | 84.8
PKTATNH1 | Pozeen LED LTD | Pozeen | HBCC180HU45K10D[PSMSPM] | Indoor Luminaires | High-Bay | High-Bay Luminaires for Commercial and Industrial Buildings | Premium | FALSE | [9 empty] | 42773 |  |  | Yes |  | 4.1 | 23818 | 133.28 | 178.7 | 9.01 | 0.95 | 4500 | 84.9
P4H8T96B | Pozeen LED LTD | Pozeen | HBCC180HU40K[PSMSPM] | Indoor Luminaires | High-Bay | High-Bay Luminaires for Commercial and Industrial Buildings | Premium | FALSE | [9 empty] | 42773 |  |  | Yes |  | 4.1 | 23648 | 132.26 | 178.8 | 9.01 | 0.95 | 4000 | 84.9
P1VWSX8V | Horner Lighting Group | Horner Lighting Group | ETG-CHS100-WL840 | Indoor Luminaires | High-Bay | High-Bay Luminaires for Commercial and Industrial Buildings | Standard | TRUE | 12507 | 126.81 | 98.63 | 10.56 | 0.9674 | 3951 | 81.9 | 5 | 50000 | 42773 | Dimmable | Continuous Above 10 | No |  | 4.1 | 12507 | 126.81 | 98.63 | 10.56 | 0.97 | 4000 | 81.9
P2UGVE5X | Horner Lighting Group | Horner Lighting Group | ETG-CHS150-WL840 | Indoor Luminaires | High-Bay | High-Bay Luminaires for Commercial and Industrial Buildings | Standard | TRUE | 18512 | 126.02 | 146.9 | 14.26 | 0.9371 | 3941 | 81.9 | 5 | 50000 | 42773 | Dimmable | Continuous Above 10 | No |  | 4.1 | 18512 | 126.02 | 146.9 | 14.26 | 0.94 | 4000 | 81.9
PU7PFNAF | Horner Lighting Group | Horner Lighting Group | ETG-CHS240-WL840 | Indoor Luminaires | High-Bay | High-Bay Luminaires for Commercial and Industrial Buildings | Standard | TRUE | 30276 | 126.36 | 239.6 | 15.52 | 0.9329 | 3940 | 81.9 | 5 | 50000 | 42773 | Dimmable | Continuous Above 10 | No |  | 3.1 | 30276 | 126.36 | 239.6 | 15.52 | 0.93 | 4000 | 81.9
PWYQSANU | Horner Lighting Group | Horner Lighting Group | ETG-CHS200-WL840 | Indoor Luminaires | High-Bay | High-Bay Luminaires for Commercial and Industrial Buildings | Standard | TRUE | 21186.7 | 116.86 | 181.3 | 18.89 | 0.925 | 4017 | 81.8 | 5 | 50000 | 42773 | Dimmable | Continuous Below 10 | No |  | 3.1 | 21186.7 | 116.86 | 181.3 | 18.89 | 0.9954 | 4017 | 81.8
P53DDTDE | Horner Lighting Group | Horner Lighting Group | ETG-CHS240-WL857 | Indoor Luminaires | High-Bay | High-Bay Luminaires for Commercial and Industrial Buildings | Standard | FALSE | [9 empty] | 42773 | Dimmable | Continuous Below 10 | No |  | 3.1 | 25538.4 | 114.42 | 223.2 | 19.52 | 0.9952 | 5809 | 82.8
PBP7TC7U | Horner Lighting Group | Horner Lighting Group | ETG-CHS200-WL857 | Indoor Luminaires | High-Bay | High-Bay Luminaires for Commercial and Industrial Buildings | Standard | FALSE | [9 empty] | 42773 | Dimmable | Continuous Above 10 | No |  | 3.1 | 25799 | 129.97 | 198.5 | 12.49 | 0.91 | 5700 | 84
PRR7VFCP | Horner Lighting Group | Horner Lighting Group | ETG-CHS150-WL857 | Indoor Luminaires | High-Bay | High-Bay Luminaires for Commercial and Industrial Buildings | Standard | FALSE | [9 empty] | 42773 | Dimmable | Continuous Above 10 | No |  | 4.1 | 19182 | 129.52 | 148.1 | 13.85 | 0.94 | 5700 | 83.9
PXW4JUD9 | Horner Lighting Group | Horner Lighting Group | ETG-CHS100-WL857 | Indoor Luminaires | High-Bay | High-Bay Luminaires for Commercial and Industrial Buildings | Standard | FALSE | [9 empty] | 42773 | Dimmable | Continuous Above 10 | No |  | 4.1 | 12927 | 129.91 | 99.51 | 10.73 | 0.97 | 5700 | 83.9
PH1H2QC8 | Horner Lighting Group | Horner Lighting Group | ETG-CHS200 | Indoor Luminaires | High-Bay | High-Bay Luminaires for Commercial and Industrial Buildings | Standard | FALSE | [9 empty] | 42773 | Dimmable | Continuous Below 10 | No |  | 3.1 | 21407.5 | 117.95 | 181.5 | 18.9 | 0.995 | 5000 | 81.8
PE7ZPBVE | Horner Lighting Group | Horner Lighting Group | ETG-CHS240 | Indoor Luminaires | High-Bay | High-Bay Luminaires for Commercial and Industrial Buildings | Standard | FALSE | [9 empty] | 42773 | Dimmable | Continuous Above 10 | No |  | 3.1 | 30454 | 127.53 | 238.8 | 15.29 | 0.94 | 5000 | 83.9
PN57U8QC | Horner Lighting Group | Horner Lighting Group | ETG-CHS150 | Indoor Luminaires | High-Bay | High-Bay Luminaires for Commercial and Industrial Buildings | Standard | FALSE | [9 empty] | 42773 | Dimmable | Continuous Above 10 | No |  | 4.1 | 18958 | 128.53 | 147.5 | 14.56 | 0.94 | 5000 | 83.9
P7P47E3C | Horner Lighting Group | Horner Lighting Group | ETG-CHS100 | Indoor Luminaires | High-Bay | High-Bay Luminaires for Commercial and Industrial Buildings | Standard | FALSE | [9 empty] | 42773 | Dimmable | Continuous Above 10 | No |  | 4.1 | 12813 | 128.23 | 99.92 | 10.92 | 0.97 | 5000 | 83.9
PGMCM9DA | Horner Lighting Group | Horner Lighting Group | ETG-CHB240-WL840 | Indoor Luminaires | High-Bay | High-Bay Luminaires for Commercial and Industrial Buildings | Premium | TRUE | 32690 | 136.38 | 239.7 | 15.88 | 0.9362 | 3913 | 82.1 | 5 | 50000 | 42773 | Dimmable | Continuous Above 10 | No |  | 3.1 | 32690 | 136.38 | 239.7 | 15.88 | 0.94 | 4000 | 82.1
PUE9GTFG | Horner Lighting Group | Horner Lighting Group | ETG-CHB200-WL840 | Indoor Luminaires | High-Bay | High-Bay Luminaires for Commercial and Industrial Buildings | Premium | TRUE | 27303 | 136.31 | 200.3 | 18.31 | 0.9159 | 3932 | 82.1 | 5 | 50000 | 42773 | Dimmable | Continuous Below 10 | No |  | 4.1 | 27303 | 136.31 | 200.3 | 18.31 | 0.92 | 4000 | 82.1
PF7T1YGU | Horner Lighting Group | Horner Lighting Group | ETG-CHB200-WL857 | Indoor Luminaires | High-Bay | High-Bay Luminaires for Commercial and Industrial Buildings | Premium | FALSE | [9 empty] | 42773 | Dimmable | Continuous Below 10 | No |  | 4.1 | 28035 | 140.81 | 199.1 | 18.65 | 0.91 | 5700 | 83.9
P2B1WQDH | Horner Lighting Group | Horner Lighting Group | ETG-CHB240-WL857 | Indoor Luminaires | High-Bay | High-Bay Luminaires for Commercial and Industrial Buildings | Premium | FALSE | [9 empty] | 42773 | Dimmable | Continuous Above 10 | No |  | 3.1 | 33874 | 140.44 | 241.2 | 16.02 | 0.93 | 5700 | 84
PGS3DZ4D | Horner Lighting Group | Horner Lighting Group | ETG-CHB240 | Indoor Luminaires | High-Bay | High-Bay Luminaires for Commercial and Industrial Buildings | Premium | FALSE | [9 empty] | 42773 | Dimmable | Continuous Above 10 | No |  | 3.1 | 33410 | 138.17 | 241.8 | 15.63 | 0.93 | 5000 | 84
PE1UY272 | Beyond LED Technology | Beyond | BLTU2HB150WDM4K | Indoor Luminaires | High-Bay | High-Bay Luminaires for Commercial and Industrial Buildings | Standard | TRUE | 19901 | 130.93 | 152 | 13.54 | 0.9384 | 3968 | 83.1 | 5 | 50000 | 42773 | Dimmable | Continuous Above 10 | Yes |  | 4 | 19901 | 130.93 | 152 | 13.54 | 0.94 | 4000 | 83.1
PPRWQ6AE | Beyond LED Technology | Beyond | BLTU2HB240WDM4K | Indoor Luminaires | High-Bay | High-Bay Luminaires for Commercial and Industrial Buildings | Standard | TRUE | 30595 | 131.08 | 233.4 | 13.84 | 0.9325 | 3985 | 82.6 | 5 | 50000 | 42773 | Dimmable | Continuous Above 10 | Yes |  | 4 | 30595 | 131.08 | 233.4 | 13.84 | 0.93 | 4000 | 82.6
PEXWVZE5 | Beyond LED Technology | Beyond | BLTU2HB240WDM57K | Indoor Luminaires | High-Bay | High-Bay Luminaires for Commercial and Industrial Buildings | Standard | FALSE | [9 empty] | 42773 | Dimmable | Continuous Above 10 | Yes |  | 4 | 31231 | 135.73 | 230.1 | 14.11 | 0.93 | 5700 | 82
P1JGWX97 | Beyond LED Technology | Beyond | BLTU2HB150WDM57K | Indoor Luminaires | High-Bay | High-Bay Luminaires for Commercial and Industrial Buildings | Standard | FALSE | [9 empty] | 42773 | Dimmable | Continuous Above 10 | Yes |  | 4 | 20098 | 132.14 | 152.1 | 13.41 | 0.94 | 5700 | 81.9
PZCB7PQW | Beyond LED Technology | Beyond | BLTU2HB150WDM5K | Indoor Luminaires | High-Bay | High-Bay Luminaires for Commercial and Industrial Buildings | Standard | FALSE | [9 empty] | 42773 | Dimmable | Continuous Above 10 | Yes |  | 4 | 19901 | 130.93 | 152 | 13.54 | 0.94 | 5000 | 83.1
PHHJ8FFM | Beyond LED Technology | Beyond | BLTU2HB240WDM5K | Indoor Luminaires | High-Bay | High-Bay Luminaires for Commercial and Industrial Buildings | Standard | FALSE | [9 empty] | 42773 | Dimmable | Continuous Above 10 | Yes |  | 4 | 30595 | 131.08 | 233.4 | 13.84 | 0.93 | 5000 | 82.6
P89U2HRV | Silescent Lighting Corporation | Silescent Lighting | HRC03M1B40145w [120V Only] | Indoor Luminaires | High-Bay | High-Bay Luminaires for Commercial and Industrial Buildings | Standard | TRUE | 17409.8 | 122.5 | 142.09 | 8.22 | 0.987 | 4033 | 82.1 | 5 | 50000 | 42773 | Dimmable | Continuous Below 10 | No |  | 3.1 | 17409.8 | 118.75 | 146.61 | 8.22 | 0.99 | 4033 | 82.1
PH7Y5Y9R | Silescent Lighting Corporation | Silescent Lighting | HRC03M1B51200w [120V Only] | Indoor Luminaires | High-Bay | High-Bay Luminaires for Commercial and Industrial Buildings | Premium | FALSE | [9 empty] | 42773 | Dimmable | Continuous Below 10 | No |  | 3.1 | 27593.12 | 136.73 | 201.8 | 7.85 | 0.99 | 5004 | 73.4
P25Z742J | Silescent Lighting Corporation | Silescent Lighting | HRC03M1A51200w [120V Only] | Indoor Luminaires | High-Bay | High-Bay Luminaires for Commercial and Industrial Buildings | Premium | FALSE | [9 empty] | 42773 | Dimmable | Continuous Below 10 | No |  | 3.1 | 27593.12 | 141.08 | 195.58 | 7.85 | 0.99 | 5004 | 73.4
PVDXMPZ4 | Silescent Lighting Corporation | Silescent Lighting | HRC03M1B51145w [120V Only] | Indoor Luminaires | High-Bay | High-Bay Luminaires for Commercial and Industrial Buildings | Premium | FALSE | [9 empty] | 42773 | Dimmable | Continuous Below 10 | No |  | 3.1 | 19972.05 | 134.6 | 148.38 | 7.59 | 0.99 | 5004 | 73.4
P1UU75UB | Silescent Lighting Corporation | Silescent Lighting | HRC03M1A51145w [120V Only] | Indoor Luminaires | High-Bay | High-Bay Luminaires for Commercial and Industrial Buildings | Premium | FALSE | [9 empty] | 42773 | Dimmable | Continuous Below 10 | No |  | 3.1 | 19972.05 | 138.9 | 143.81 | 7.59 | 0.99 | 5004 | 73.4
PP9RQEMS | Silescent Lighting Corporation | Silescent Lighting | HRC03M1B50145w [120V Only] | Indoor Luminaires | High-Bay | High-Bay Luminaires for Commercial and Industrial Buildings | Standard | FALSE | [9 empty] | 42773 | Dimmable | Continuous Below 10 | No |  | 3.1 | 18129.05 | 123.01 | 147.38 | 8.64 | 0.99 | 4861 | 82.1
PGMVHNV2 | Silescent Lighting Corporation | Silescent Lighting | HRC03M1A50145w [120V Only] | Indoor Luminaires | High-Bay | High-Bay Luminaires for Commercial and Industrial Buildings | Premium | FALSE | [9 empty] | 42773 | Dimmable | Continuous Below 10 | No |  | 3.1 | 18129.05 | 126.9 | 142.84 | 8.64 | 0.99 | 4861 | 82.1
PQ6SJ2RZ | Silescent Lighting Corporation | Silescent Lighting | HRC03M1B50200w [120V Only] | Indoor Luminaires | High-Bay | High-Bay Luminaires for Commercial and Industrial Buildings | Standard | FALSE | [9 empty] | 42773 | Dimmable | Continuous Below 10 | No |  | 3.1 | 25046.86 | 124.96 | 200.43 | 7.85 | 0.99 | 4861 | 82.1
PMARDEGX | Silescent Lighting Corporation | Silescent Lighting | HRC03M1A50200w [120V Only] | Indoor Luminaires | High-Bay | High-Bay Luminaires for Commercial and Industrial Buildings | Premium | FALSE | [9 empty] | 42773 | Dimmable | Continuous Below 10 | No |  | 3.1 | 25046.86 | 128.94 | 194.25 | 7.85 | 0.99 | 4861 | 82.1
PKHV15B1 | Silescent Lighting Corporation | Silescent Lighting | HRC03M1A40145w [120V Only] | Indoor Luminaires | High-Bay | High-Bay Luminaires for Commercial and Industrial Buildings | Standard | FALSE | [9 empty] | 42773 | Dimmable | Continuous Below 10 | No |  | 3.1 | 17409.8 | 122.5 | 142.09 | 7.85 | 0.99 | 4033 | 82.1
PJXCJTX7 | Silescent Lighting Corporation | Silescent Lighting | HRC03M1B40200w [120V Only] | Indoor Luminaires | High-Bay | High-Bay Luminaires for Commercial and Industrial Buildings | Standard | FALSE | [9 empty] | 42773 | Dimmable | Continuous Below 10 | No |  | 3.1 | 24053.15 | 120.64 | 199.39 | 6.96 | 0.99 | 4033 | 82.1
PD7QRN7W | Silescent Lighting Corporation | Silescent Lighting | HRC03M1A40200w [120V Only] | Indoor Luminaires | High-Bay | High-Bay Luminaires for Commercial and Industrial Buildings | Standard | FALSE | [9 empty] | 42773 | Dimmable | Continuous Below 10 | No |  | 3.1 | 24053.15 | 124.5 | 193.24 | 6.96 | 0.99 | 4033 | 82.1
PHKFN4KQ | Silescent Lighting Corporation | Silescent Lighting | HRC03M1A41200w [120V Only] | Indoor Luminaires | High-Bay | High-Bay Luminaires for Commercial and Industrial Buildings | Premium | FALSE | [9 empty] | 42773 | Dimmable | Continuous Below 10 | No |  | 3.1 | 26498.39 | 136.2 | 194.56 | 7.85 | 0.99 | 3966 | 73.4
PGBNQD9S | Silescent Lighting Corporation | Silescent Lighting | HRC03M1B41200w [120V Only] | Indoor Luminaires | High-Bay | High-Bay Luminaires for Commercial and Industrial Buildings | Premium | FALSE | [9 empty] | 42773 | Dimmable | Continuous Below 10 | No |  | 3.1 | 26498.39 | 132 | 200.75 | 7.85 | 0.99 | 3966 | 73.4
PM17Z977 | Silescent Lighting Corporation | Silescent Lighting | HRC03M1A41145w [120V Only] | Indoor Luminaires | High-Bay | High-Bay Luminaires for Commercial and Industrial Buildings | Premium | FALSE | [9 empty] | 42773 | Dimmable | Continuous Below 10 | No |  | 3.1 | 19179.68 | 134.07 | 143.06 | 7.85 | 0.99 | 3966 | 73.4
P43ZH71J | Silescent Lighting Corporation | Silescent Lighting | HRC03M1B41145w [120V Only] | Indoor Luminaires | High-Bay | High-Bay Luminaires for Commercial and Industrial Buildings | Premium | FALSE | [9 empty] | 42773 | Dimmable | Continuous Below 10 | No |  | 3.1 | 19179.68 | 129.93 | 147.61 | 7.85 | 0.99 | 3966 | 73.4
P1SMD2UM | Shenzhen Green Works Lighting Co. Ltd | Green Works Lighting | GL-LHB-200W(5000K) | Indoor Luminaires | High-Bay | High-Bay Luminaires for Commercial and Industrial Buildings | Premium | TRUE | 26476 | 133.11 | 198.9 | 11.41 | 0.92 | 4989 | 78.6 | 5 | 50000 | 42772 |  |  | No |  | 4.1 | 26760 | 128.78 | 207.8 | 11.41 | 0.92 | 5000 | 78.6
PRRVG1NH | Shenzhen Green Works Lighting Co. Ltd | Green Works Lighting | GL-LHB-200W(5700K) | Indoor Luminaires | High-Bay | High-Bay Luminaires for Commercial and Industrial Buildings | Premium | FALSE | [9 empty] | 42772 |  |  | No |  | 4.1 | 27022 | 131.56 | 205.4 | 14.57 | 0.91 | 5700 | 79.5
PXE1ZJMU | Shenzhen Green Works Lighting Co. Ltd | Green Works Lighting | GL-EHB-240W(5000K) | Indoor Luminaires | High-Bay | High-Bay Luminaires for Commercial and Industrial Buildings | Premium | TRUE | 30828 | 131.63 | 234.2 | 12.54 | 0.9284 | 5094 | 77.8 | 5 | 50000 | 42772 |  |  | No |  | 4.1 | 31502 | 128.58 | 245 | 12.54 | 0.94 | 5000 | 77.8
P7DS46QP | Shenzhen Green Works Lighting Co. Ltd | Green Works Lighting | GL-EHB-240W(5700K) | Indoor Luminaires | High-Bay | High-Bay Luminaires for Commercial and Industrial Buildings | Premium | FALSE | [9 empty] | 42772 |  |  | No |  | 4.1 | 32093 | 131.42 | 244.2 | 14.52 | 0.93 | 5700 | 81.4
P7NHAS9H | Shenzhen Green Works Lighting Co. Ltd | Green Works Lighting | GL-EHB-200W(5000K) | Indoor Luminaires | High-Bay | High-Bay Luminaires for Commercial and Industrial Buildings | Premium | TRUE | 25778 | 130.99 | 196.8 | 11.64 | 0.9149 | 6016 | 80.5 | 5 | 50000 | 42772 |  |  | No |  | 4.1 | 26456 | 128.49 | 205.9 | 11.64 | 0.91 | 5000 | 80.5
PTGJ4DGH | Shenzhen Green Works Lighting Co. Ltd | Green Works Lighting | GL-EHB-200W(5700K) | Indoor Luminaires | High-Bay | High-Bay Luminaires for Commercial and Industrial Buildings | Premium | FALSE | [9 empty] | 42772 |  |  | No |  | 4.1 | 26953 | 132.51 | 203.4 | 13.68 | 0.93 | 5700 | 78.3
P1MVAB9B | Shenzhen Green Works Lighting Co. Ltd | Green Works Lighting | GL-LHB-150W(5000K) | Indoor Luminaires | High-Bay | High-Bay Luminaires for Commercial and Industrial Buildings | Premium | TRUE | 19646 | 135.02 | 145.5 | 12.45 | 0.92776 | 4967 | 78 | 5 | 50000 | 42772 |  |  | No |  | 4.1 | 19691 | 133.41 | 147.6 | 12.45 | 0.93 | 5000 | 78.5
P1ERBAGP | Shenzhen Green Works Lighting Co. Ltd | Green Works Lighting | GL-LHB-150W(5700K) | Indoor Luminaires | High-Bay | High-Bay Luminaires for Commercial and Industrial Buildings | Premium | FALSE | [9 empty] | 42772 |  |  | No |  | 4.1 | 20068 | 135.41 | 148.2 | 12.51 | 0.94 | 5700 | 79.3
PJ3YVY1V | Shenzhen Green Works Lighting Co. Ltd | Green Works Lighting | GL-EHB-150W(5000K) | Indoor Luminaires | High-Bay | High-Bay Luminaires for Commercial and Industrial Buildings | Premium | TRUE | 19187 | 130.88 | 146.6 | 10.79 | 0.9379 | 5030 | 77.6 | 5 | 50000 | 42772 |  |  | No |  | 4.1 | 19494 | 130.39 | 149.5 | 10.79 | 0.94 | 5000 | 77.6
PE67NE98 | Shenzhen Green Works Lighting Co. Ltd | Green Works Lighting | GL-EHB-150W(5700K) | Indoor Luminaires | High-Bay | High-Bay Luminaires for Commercial and Industrial Buildings | Premium | FALSE | [9 empty] | 42772 |  |  | No |  | 4.1 | 20203 | 134.51 | 150.2 | 13.58 | 0.95 | 5700 | 78.4
PNPEX8DE | Shenzhen Green Works Lighting Co. Ltd | Green Works Lighting | GL-LHB-100W(5000K) | Indoor Luminaires | High-Bay | High-Bay Luminaires for Commercial and Industrial Buildings | Premium | TRUE | 13025 | 132.45 | 98.34 | 11.44 | 0.9337 | 4940 | 78.4 | 5 | 50000 | 42772 |  |  | No |  | 4.1 | 13164 | 132.81 | 99.12 | 11.44 | 0.93 | 5000 | 78.4
PTQ3KP96 | Shenzhen Green Works Lighting Co. Ltd | Green Works Lighting | GL-LHB-100W(5700K) | Indoor Luminaires | High-Bay | High-Bay Luminaires for Commercial and Industrial Buildings | Premium | FALSE | [9 empty] | 42772 |  |  | No |  | 4.1 | 13491 | 134.51 | 100.3 | 13.16 | 0.94 | 5700 | 79.3
PUF82QAC | Shenzhen Green Works Lighting Co. Ltd | Green Works Lighting | GL-EHB-100W(5000K) | Indoor Luminaires | High-Bay | High-Bay Luminaires for Commercial and Industrial Buildings | Premium | TRUE | 12785 | 130.43 | 98.02 | 9.63 | 0.9682 | 5070 | 77.5 | 5 | 50000 | 42772 |  |  | No |  | 4.1 | 12971 | 128.68 | 100.8 | 9.63 | 0.97 | 5000 | 77.5
PYFB16MR | Shenzhen Green Works Lighting Co. Ltd | Green Works Lighting | GL-EHB-100W(5700K) | Indoor Luminaires | High-Bay | High-Bay Luminaires for Commercial and Industrial Buildings | Premium | FALSE | [9 empty] | 42772 |  |  | No |  | 4.1 | 13362 | 131.65 | 101.5 | 10.61 | 0.95 | 5700 | 78.3
P3J7BS7U | J&L LED limited | J&L | JLUFO-150W 3000K | Indoor Luminaires | High-Bay | High-Bay Luminaires for Commercial and Industrial Buildings | Standard | TRUE | 15920.88 | 106.27 | 149.81 | 16.77 | 0.9309 | 3048 | 83.4 | 5 | 50000 | 42772 |  |  | No |  | 4.1 | 15200 | 103 | 150 | 17 | 0.95 | 3000 | 80
PA22VTZG | J&L LED limited | J&L | JLUFO-150W 5000K | Indoor Luminaires | High-Bay | High-Bay Luminaires for Commercial and Industrial Buildings | Standard | FALSE | [9 empty] | 42772 |  |  | No |  | 4.1 | 15200 | 103 | 150 | 17 | 0.95 | 5000 | 80
PNGPGQY8 | J&L LED limited | J&L | JLUFO-150W 4000K | Indoor Luminaires | High-Bay | High-Bay Luminaires for Commercial and Industrial Buildings | Standard | FALSE | [9 empty] | 42772 |  |  | No |  | 4.1 | 15200 | 103 | 150 | 17 | 0.95 | 4000 | 80
PRPXRRFG | ATG Electronics Corp. | ATG Electronics Corp. | HBLI320-5K[-V] | Indoor Luminaires | High-Bay | High-Bay Luminaires for Commercial and Industrial Buildings | Premium | FALSE | [9 empty] | 42769 |  |  | Yes | Product updated on 2/3/2017 | 4.1 | 43400 | 135 | 321 | 20 | 0.9 | 5000 | 85
P8XZQBK8 | ATG Electronics Corp. | ATG Electronics Corp. | HBLI160-5K[-V] | Indoor Luminaires | High-Bay | High-Bay Luminaires for Commercial and Industrial Buildings | Premium | FALSE | [9 empty] | 42769 |  |  | Yes | Product updated on 2/3/2017 | 4.1 | 21200 | 132 | 161 | 20 | 0.9 | 5000 | 85
PQWSXPSN | ATG Electronics Corp. | ATG Electronics Corp. | HBLI240-5K[-V] | Indoor Luminaires | High-Bay | High-Bay Luminaires for Commercial and Industrial Buildings | Premium | FALSE | [9 empty] | 42769 |  |  | Yes | Product updated on 2/3/2017 | 4.1 | 32200 | 133 | 241 | 20 | 0.9 | 5000 | 85
P9G5E2QQ | LONYUNG LED LIGHTING CO.LTD | LONYUNG | LY-SF90L1200-60W(3000K) | Indoor Luminaires | High-Bay | Low-Bay Luminaires for Commercial and Industrial Buildings | Premium | TRUE | 7764.62 | 130.7 | 59.41 | 17.06 | 0.929 | 2994 | 83.6 | 5 | 50000 | 42769 |  |  | No | Updated on 2/3/17 | 4.1 | 7800 | 130 | 60 | 18 | 0.9 | 3000 | 80
PVUDT5GT | ATG Electronics Corp. | ATG Electronics Corp. | HBLI100-5K[-V] | Indoor Luminaires | High-Bay | High-Bay Luminaires for Commercial and Industrial Buildings | Premium | TRUE | 13354 | 130.13 | 102.6 | 17.64 | 0.9651 | 5101 | 85.2 | 5 | 50000 | 42769 |  |  | Yes | Product updated on 2/3/2017 | 4.1 | 13300 | 130 | 102 | 20 | 0.9 | 5000 | 85
P4VUSBV4 | LONYUNG LED LIGHTING CO.LTD | LONYUNG | LY-SF90L1200-60W(5000K) | Indoor Luminaires | High-Bay | Low-Bay Luminaires for Commercial and Industrial Buildings | Premium | FALSE | [9 empty] | 42769 |  |  | No | Updated on 2/3/17 | 4.1 | 7800 | 130 | 60 | 18 | 0.9 | 5000 | 80
P3HVCDJG | LONYUNG LED LIGHTING CO.LTD | LONYUNG | LY-SF90L1200-60W(4500K) | Indoor Luminaires | High-Bay | Low-Bay Luminaires for Commercial and Industrial Buildings | Premium | FALSE | [9 empty] | 42769 |  |  | No | Updated on 2/3/17 | 4.1 | 7800 | 130 | 60 | 18 | 0.9 | 4500 | 80
PUKCU78C | LONYUNG LED LIGHTING CO.LTD | LONYUNG | LY-SF90L1200-60W(4000K) | Indoor Luminaires | High-Bay | Low-Bay Luminaires for Commercial and Industrial Buildings | Premium | FALSE | [9 empty] | 42769 |  |  | No | Updated on 2/3/17 | 4.1 | 7800 | 130 | 60 | 18 | 0.9 | 4000 | 80
P542MCNT | LONYUNG LED LIGHTING CO.LTD | LONYUNG | LY-SF90L1200-60W(3500K) | Indoor Luminaires | High-Bay | Low-Bay Luminaires for Commercial and Industrial Buildings | Premium | FALSE | [9 empty] | 42769 |  |  | No | Updated on 2/3/17 | 4.1 | 7800 | 130 | 60 | 18 | 0.9 | 3500 | 80
P7Z3WGA5 | Chameleon Lighting | Chameleon Lighting | P59-S-CORD-S-LED28-30-8-R64 | Indoor Luminaires | High-Bay | High-Bay Luminaires for Commercial and Industrial Buildings | Standard | TRUE | 12955 | 105.5 | 122.82 | 9.49 | 0.9662 | 3174 | 83.13 | 5 | 50000 | 42769 | Dimmable | Continuous Below 10 | No |  | 4.1 | 12955 | 106 | 122.82 | 0.25 | 0.97 | 3000 | 83.13
PZWBHVRJ | Core Products Canada Ltd. | CORE | HB3-1004-2 | Indoor Luminaires | High-Bay | High-Bay Luminaires for Commercial and Industrial Buildings | Premium | TRUE | 13641 | 136.88 | 99.66 | 10.57 | 0.9518 | 3945 | 82 | 5 | 50000 | 42769 | Dimmable | Continuous Above 10 | No | Updated 12/21/2016 | 3.1 | 13641 | 136.88 | 99.66 | 8.74 | 0.98 | 4000 | 82
PR891TEX | Core Products Canada Ltd. | CORE | HB3-2404-1 | Indoor Luminaires | High-Bay | High-Bay Luminaires for Commercial and Industrial Buildings | Premium | TRUE | 32690 | 136.38 | 239.7 | 15.88 | 0.9362 | 3913 | 82.1 | 5 | 50000 | 42769 | Dimmable | Continuous Above 10 | No | Product Updated on 12/22/2016 | 3.1 | 32690 | 136.38 | 239.7 | 15.88 | 0.94 | 4000 | 82.1
P4YZXSRU | Core Products Canada Ltd. | CORE | HB3-2004-2 | Indoor Luminaires | High-Bay | High-Bay Luminaires for Commercial and Industrial Buildings | Premium | TRUE | 27357 | 136.31 | 200.7 | 15.12 | 0.9359 | 3932 | 82.1 | 5 | 50000 | 42769 | Dimmable | Continuous Above 10 | No | Updated on 12/14/2016 | 4.1 | 27357 | 136.31 | 200.7 | 10.61 | 0.98 | 4000 | 82.1
PGENG81T | Core Products Canada Ltd. | CORE | HB3-2404-2 | Indoor Luminaires | High-Bay | High-Bay Luminaires for Commercial and Industrial Buildings | Premium | TRUE | 32436 | 136.86 | 237 | 13.8 | 0.9336 | 3918 | 82.1 | 5 | 50000 | 42769 | Dimmable | Continuous Above 10 | No |  | 4.1 | 32436 | 136.86 | 237 | 8 | 0.98 | 4000 | 82.1
PDGBVR1P | Core Products Canada Ltd. | CORE | HB3-1504-2 | Indoor Luminaires | High-Bay | High-Bay Luminaires for Commercial and Industrial Buildings | Premium | TRUE | 19652 | 136.19 | 144.3 | 13.19 | 0.9324 | 3935 | 82 | 5 | 50000 | 42769 | Dimmable | Continuous Above 10 | No | Updated 12/14/2016 | 4.1 | 19953 | 136.76 | 145.9 | 8.79 | 0.97 | 4000 | 82
PD75HB4J | Core Products Canada Ltd. | CORE | HB3-2004-1 | Indoor Luminaires | High-Bay | High-Bay Luminaires for Commercial and Industrial Buildings | Premium | TRUE | 27303 | 136.31 | 200.3 | 18.31 | 0.9159 | 3932 | 82.1 | 5 | 50000 | 42769 | Dimmable | Continuous Above 10 | No | Product updated on 12/20/2016 | 4.1 | 27303 | 136.31 | 200.3 | 18.31 | 0.92 | 4000 | 82.1
P42CWZHJ | Core Products Canada Ltd. | CORE | HB3-2405-2 | Indoor Luminaires | High-Bay | High-Bay Luminaires for Commercial and Industrial Buildings | Premium | FALSE | [9 empty] | 42769 | Dimmable | Continuous Above 10 | No |  | 4.1 | 32898 | 138.17 | 238.1 | 8.05 | 0.98 | 5000 | 84.1
P8NWD91G | Core Products Canada Ltd. | CORE | HB3-2405-1 | Indoor Luminaires | High-Bay | High-Bay Luminaires for Commercial and Industrial Buildings | Premium | FALSE | [9 empty] | 42769 | Dimmable | Continuous Above 10 | No | Product Updated on 12/22/2016 | 3.1 | 33410 | 138.17 | 241.8 | 15.63 | 0.93 | 5000 | 84
PX7BRS8R | Core Products Canada Ltd. | CORE | HB3-2005-2 | Indoor Luminaires | High-Bay | High-Bay Luminaires for Commercial and Industrial Buildings | Premium | FALSE | [9 empty] | 42769 | Dimmable | Continuous Above 10 | No | Updated on 12/14/2016 | 4.1 | 27573 | 138.14 | 199.6 | 10.79 | 0.97 | 5000 | 84
PWV3R1YR | Core Products Canada Ltd. | CORE | HB3-1005-2 | Indoor Luminaires | High-Bay | High-Bay Luminaires for Commercial and Industrial Buildings | Premium | FALSE | [9 empty] | 42769 | Dimmable | Continuous Above 10 | No | Updated 12/21/2016 | 3.1 | 13789 | 138.54 | 99.53 | 8.71 | 0.98 | 5000 | 84
P4A9KZ9K | Core Products Canada Ltd. | CORE | HB3-1505-2 | Indoor Luminaires | High-Bay | High-Bay Luminaires for Commercial and Industrial Buildings | Premium | FALSE | [9 empty] | 42769 | Dimmable | Continuous Above 10 | No | Updated 12/14/2016 | 4.1 | 20343 | 138.86 | 146.5 | 8.64 | 0.97 | 5000 | 84
PN26J7C6 | Core Products Canada Ltd. | CORE | HB3-2005-1 | Indoor Luminaires | High-Bay | High-Bay Luminaires for Commercial and Industrial Buildings | Premium | FALSE | [9 empty] | 42769 | Dimmable | Continuous Above 10 | No | Product updated on 12/20/2016 | 4.1 | 27749 | 138.4 | 200.5 | 18.79 | 0.91 | 5000 | 83.9
P3MNGR7Z | Chameleon Lighting | Chameleon Lighting | P59-S-CORD-S-LED28-35-8-R64 | Indoor Luminaires | High-Bay | High-Bay Luminaires for Commercial and Industrial Buildings | Standard | FALSE | [9 empty] | 42769 | Dimmable | Continuous Below 10 | No |  | 4.1 | 12955 | 106 | 122.82 | 0.25 | 0.97 | 3500 | 83.13
PYYA645X | Grandlite International Corp | Grandlite International | LED-HB-A-135H[blankS]-4K | Indoor Luminaires | High-Bay | High-Bay Aisle Luminaires | Premium | TRUE | 19199.23 | 129.61 | 148.13 | 13.87 | 0.933 | 3937 | 83.8 | 5 | 50000 | 42769 | Dimmable | Continuous Below 10 | Yes |  | 4.1 | 19199.23 | 129.61 | 148.13 | 7.36 | 0.99 | 3937 | 83.8
PXUE67CA | Grandlite International Corp | Grandlite International | LED-HB-A-135H[blankS]-5K | Indoor Luminaires | High-Bay | High-Bay Aisle Luminaires | Premium | FALSE | [9 empty] | 42769 | Dimmable | Continuous Below 10 | Yes |  | 4.1 | 19199.23 | 129.61 | 148.13 | 7.21 | 1 | 4989 | 86.7
PRSHD4N3 | Grandlite International Corp | Grandlite International | LED-HB-W-135H[blankS]-5K | Indoor Luminaires | High-Bay | High-Bay Luminaires for Commercial and Industrial Buildings | Premium | FALSE | [9 empty] | 42769 | Dimmable | Continuous Below 10 | Yes |  | 4.1 | 19731.62 | 133.48 | 147.83 | 7.17 | 1 | 4954 | 86.8
P5W2USPV | Grandlite International Corp | Grandlite International | LED-HB-W-135H[blankS]-4K | Indoor Luminaires | High-Bay | High-Bay Luminaires for Commercial and Industrial Buildings | Premium | FALSE | [9 empty] | 42769 | Dimmable | Continuous Below 10 | Yes |  | 4.1 | 19731.62 | 133.48 | 147.83 | 7.24 | 0.99 | 3904 | 83.9
PFTBC7HV | LONYUNG LED LIGHTING CO.LTD | LONYUNG | LY-SF90L1200-60W(5700K) | Indoor Luminaires | High-Bay | Low-Bay Luminaires for Commercial and Industrial Buildings | Premium | FALSE | [9 empty] | 42769 | Not Dimmable | Not Dimmable | No |  | 4.1 | 7800 | 130 | 60 | 18 | 0.9 | 5700 | 80
PW6QUZ2U | Orion Energy Systems Inc | ISON High Bay | HBIF3A1AAXXXFDXX840LFXXXXXXXXXX | Indoor Luminaires | High-Bay | High-Bay Aisle Luminaires | Premium | TRUE | 9691 | 150.7 | 64.31 | 10.9 | 0.947 | 3988 | 84.8 | 5 | 50000 | 42769 | Dimmable | Continuous Below 10 | Yes |  | 4.1 | 9691 | 150.69 | 64.31 | 8.04 | 0.95 | 3988 | 84.8
PY2DXQQ5 | Orion Energy Systems Inc | ISON High Bay | HBIF3D1AAUNVFDXX840LFXXXXXXXXXX | Indoor Luminaires | High-Bay | High-Bay Aisle Luminaires | Premium | TRUE | 20960 | 146.2 | 143.4 | 16.3 | 0.93 | 4009 | 84.3 | 5 | 50000 | 42769 | Dimmable | Continuous Below 10 | Yes |  | 4.1 | 20960 | 146.16 | 143.4 | 10.9 | 0.93 | 4009 | 84.3
P87EUPKD | Orion Energy Systems Inc | ISON High Bay | HBIF3B2AAUNVNDXX840LCXXXXXXXXXX | Indoor Luminaires | High-Bay | High-Bay Aisle Luminaires | Premium | FALSE | [9 empty] | 42769 | Not Dimmable | Not Dimmable | Yes |  | 4.1 | 14810 | 148.78 | 99.54 | 9.81 | 0.95 | 4031 | 85.3
P99Y1FKT | Orion Energy Systems Inc | ISON High Bay | HBIF3B2AAUNVFDXX840LCXXXXXXXXXX | Indoor Luminaires | High-Bay | High-Bay Aisle Luminaires | Premium | FALSE | [9 empty] | 42769 | Dimmable | Continuous Below 10 | Yes |  | 4.1 | 14810 | 148.78 | 99.54 | 9.81 | 0.95 | 4031 | 85.3
PM7G4JHZ | Orion Energy Systems Inc | ISON High Bay | HBIF3B1AAXXXNDXX840LCXXXXXXXXXX | Indoor Luminaires | High-Bay | High-Bay Aisle Luminaires | Premium | FALSE | [9 empty] | 42769 | Not Dimmable | Not Dimmable | Yes |  | 4.1 | 11890 | 148.72 | 79.95 | 6.64 | 0.96 | 4024 | 85.4
PQNBAEYF | Orion Energy Systems Inc | ISON High Bay | HBIF3B1AAXXXFDXX840LCXXXXXXXXXX | Indoor Luminaires | High-Bay | High-Bay Aisle Luminaires | Premium | FALSE | [9 empty] | 42769 | Dimmable | Continuous Below 10 | Yes |  | 4.1 | 11890 | 148.72 | 79.95 | 6.64 | 0.96 | 4024 | 85.4
PVDDZPPY | Orion Energy Systems Inc | ISON High Bay | HBIF3D1AAUNVNDXX840LCXXXXXXXXXX | Indoor Luminaires | High-Bay | High-Bay Aisle Luminaires | Premium | FALSE | [9 empty] | 42769 | Not Dimmable | Not Dimmable | Yes |  | 4.1 | 21040 | 146.72 | 143.4 | 10.9 | 0.93 | 4023 | 84.6
PTJKWJHP | Orion Energy Systems Inc | ISON High Bay | HBIF3D1AAUNVFDXX840LCXXXXXXXXXX | Indoor Luminaires | High-Bay | High-Bay Aisle Luminaires | Premium | FALSE | [9 empty] | 42769 | Dimmable | Continuous Below 10 | Yes |  | 4.1 | 21040 | 146.72 | 143.4 | 10.9 | 0.93 | 4023 | 84.6
P22WNNMW | Orion Energy Systems Inc | ISON High Bay | HBIF3B2OAUNVNDXX840LCXXXXXXXXXX | Indoor Luminaires | High-Bay | High-Bay Luminaires for Commercial and Industrial Buildings | Premium | FALSE | [9 empty] | 42769 | Not Dimmable | Not Dimmable | Yes |  | 4.1 | 15830 | 159.1 | 99.5 | 9.85 | 0.95 | 4022 | 85.6
PTN8KBT2 | Orion Energy Systems Inc | ISON High Bay | HBIF3B2OAUNVFDXX840LCXXXXXXXXXX | Indoor Luminaires | High-Bay | High-Bay Luminaires for Commercial and Industrial Buildings | Premium | FALSE | [9 empty] | 42769 | Dimmable | Continuous Below 10 | Yes |  | 4.1 | 15830 | 159.1 | 99.5 | 9.85 | 0.95 | 4022 | 85.6
PTHQSPS6 | Orion Energy Systems Inc | ISON High Bay | HBIF3D1AAXXXNDXX840LCXXXXXXXXXX | Indoor Luminaires | High-Bay | High-Bay Aisle Luminaires | Premium | FALSE | [9 empty] | 42769 | Not Dimmable | Not Dimmable | Yes |  | 4.1 | 20910 | 147.36 | 141.9 | 7.39 | 0.98 | 4021 | 84.5
PBYPJTN3 | Orion Energy Systems Inc | ISON High Bay | HBIF3D1AAXXXFDXX840LCXXXXXXXXXX | Indoor Luminaires | High-Bay | High-Bay Aisle Luminaires | Premium | FALSE | [9 empty] | 42769 | Dimmable | Continuous Below 10 | Yes |  | 4.1 | 20910 | 147.36 | 141.9 | 7.39 | 0.98 | 4021 | 84.5
PVPM98HF | Orion Energy Systems Inc | ISON High Bay | HBIF3B1OAXXXNDXX840LCXXXXXXXXXX | Indoor Luminaires | High-Bay | High-Bay Luminaires for Commercial and Industrial Buildings | Premium | FALSE | [9 empty] | 42769 | Not Dimmable | Not Dimmable | Yes |  | 4.1 | 12690 | 158.86 | 79.88 | 6.64 | 0.96 | 4020 | 85.7
PEQGM8T3 | Orion Energy Systems Inc | ISON High Bay | HBIF3B1OAXXXFDXX840LCXXXXXXXXXX | Indoor Luminaires | High-Bay | High-Bay Luminaires for Commercial and Industrial Buildings | Premium | FALSE | [9 empty] | 42769 | Dimmable | Continuous Below 10 | Yes |  | 4.1 | 12690 | 158.86 | 79.88 | 6.64 | 0.96 | 4020 | 85.7
P4SWSUN3 | Orion Energy Systems Inc | ISON High Bay | HBIF3B1OAUNVNDXX840LCXXXXXXXXXX | Indoor Luminaires | High-Bay | High-Bay Luminaires for Commercial and Industrial Buildings | Premium | FALSE | [9 empty] | 42769 | Not Dimmable | Not Dimmable | Yes |  | 4.1 | 13060 | 159.91 | 81.67 | 10.5 | 0.94 | 4018 | 85.7
PNJE4B69 | Orion Energy Systems Inc | ISON High Bay | HBIF3B1OAUNVFDXX840LCXXXXXXXXXX | Indoor Luminaires | High-Bay | High-Bay Luminaires for Commercial and Industrial Buildings | Premium | FALSE | [9 empty] | 42769 | Dimmable | Continuous Below 10 | Yes |  | 4.1 | 13060 | 159.91 | 81.67 | 10.5 | 0.94 | 4018 | 85.7
P7131R29 | Orion Energy Systems Inc | ISON High Bay | HBIF3B2AAUNVNDXX840LFXXXXXXXXXX | Indoor Luminaires | High-Bay | High-Bay Aisle Luminaires | Premium | FALSE | [9 empty] | 42769 | Not Dimmable | Not Dimmable | Yes |  | 4.1 | 14780 | 148.47 | 99.55 | 9.82 | 0.95 | 4017 | 85
P2312M3E | Orion Energy Systems Inc | ISON High Bay | HBIF3B2AAUNVFDXX840LFXXXXXXXXXX | Indoor Luminaires | High-Bay | High-Bay Aisle Luminaires | Premium | FALSE | [9 empty] | 42769 | Dimmable | Continuous Below 10 | Yes |  | 4.1 | 14780 | 148.47 | 99.55 | 9.82 | 0.95 | 4017 | 85
P14MKWCX | Orion Energy Systems Inc | ISON High Bay | HBIF3B2AAUNVNDXX840NLXXXXXXXXXX | Indoor Luminaires | High-Bay | High-Bay Aisle Luminaires | Premium | FALSE | [9 empty] | 42769 | Not Dimmable | Not Dimmable | Yes |  | 4.1 | 15820 | 158.76 | 99.65 | 9.8 | 0.95 | 4015 | 85.1
PF2SBKSS | Orion Energy Systems Inc | ISON High Bay | HBIF3B2AAUNVFDXX840NLXXXXXXXXXX | Indoor Luminaires | High-Bay | High-Bay Aisle Luminaires | Premium | FALSE | [9 empty] | 42769 | Dimmable | Continuous Below 10 | Yes |  | 4.1 | 15820 | 158.76 | 99.65 | 9.8 | 0.95 | 4015 | 85.1
PCXND63E | Orion Energy Systems Inc | ISON High Bay | HBIF3B1AAUNVNDXX840LCXXXXXXXXXX | Indoor Luminaires | High-Bay | High-Bay Aisle Luminaires | Premium | FALSE | [9 empty] | 42769 | Not Dimmable | Not Dimmable | Yes |  | 4.1 | 12110 | 148.43 | 81.59 | 10.5 | 0.94 | 4014 | 85.4
PR43KYD8 | Orion Energy Systems Inc | ISON High Bay | HBIF3D1OAUNVNDXX840LCXXXXXXXXXX | Indoor Luminaires | High-Bay | High-Bay Luminaires for Commercial and Industrial Buildings | Premium | FALSE | [9 empty] | 42769 | Not Dimmable | Not Dimmable | Yes |  | 4.1 | 22540 | 157.18 | 143.4 | 10.9 | 0.93 | 4014 | 85
PRK8AU21 | Orion Energy Systems Inc | ISON High Bay | HBIF3B1AAUNVFDXX840LCXXXXXXXXXX | Indoor Luminaires | High-Bay | High-Bay Aisle Luminaires | Premium | FALSE | [9 empty] | 42769 | Dimmable | Continuous Below 10 | Yes |  | 4.1 | 12110 | 148.43 | 81.59 | 10.5 | 0.94 | 4014 | 85.4
P8DH6AU2 | Orion Energy Systems Inc | ISON High Bay | HBIF3D1OAUNVFDXX840LCXXXXXXXXXX | Indoor Luminaires | High-Bay | High-Bay Luminaires for Commercial and Industrial Buildings | Premium | FALSE | [9 empty] | 42769 | Dimmable | Continuous Below 10 | Yes |  | 4.1 | 22540 | 157.18 | 143.4 | 10.9 | 0.93 | 4014 | 85
P7C48GK1 | Orion Energy Systems Inc | ISON High Bay | HBIF3D1AAUNVNDXX840LFXXXXXXXXXX | Indoor Luminaires | High-Bay | High-Bay Aisle Luminaires | Premium | FALSE | [9 empty] | 42769 | Not Dimmable | Not Dimmable | Yes |  | 4.1 | 20960 | 146.16 | 143.4 | 10.9 | 0.93 | 4009 | 84.3
PX3G5H43 | Orion Energy Systems Inc | ISON High Bay | HBIF3D1OAXXXNDXX840LCXXXXXXXXXX | Indoor Luminaires | High-Bay | High-Bay Luminaires for Commercial and Industrial Buildings | Premium | FALSE | [9 empty] | 42769 | Not Dimmable | Not Dimmable | Yes |  | 4.1 | 22420 | 157.78 | 142.1 | 7.4 | 0.98 | 4008 | 84.8
PF78BMHU | Orion Energy Systems Inc | ISON High Bay | HBIF3D1OAXXXFDXX840LCXXXXXXXXXX | Indoor Luminaires | High-Bay | High-Bay Luminaires for Commercial and Industrial Buildings | Premium | FALSE | [9 empty] | 42769 | Dimmable | Continuous Below 10 | Yes |  | 4.1 | 22420 | 157.78 | 142.1 | 7.4 | 0.98 | 4008 | 84.8
PJMD7XZV | Orion Energy Systems Inc | ISON High Bay | HBIF3B1AAXXXNDXX840NLXXXXXXXXXX | Indoor Luminaires | High-Bay | High-Bay Aisle Luminaires | Premium | FALSE | [9 empty] | 42769 | Not Dimmable | Not Dimmable | Yes |  | 4.1 | 12710 | 158.7 | 80.09 | 6.65 | 0.96 | 4007 | 85.2
P6UMA4DP | Orion Energy Systems Inc | ISON High Bay | HBIF3B1AAXXXNDXX840LFXXXXXXXXXX | Indoor Luminaires | High-Bay | High-Bay Aisle Luminaires | Premium | FALSE | [9 empty] | 42769 | Not Dimmable | Not Dimmable | Yes |  | 4.1 | 11850 | 148.2 | 79.96 | 6.66 | 0.96 | 4007 | 85.1
P7CSHURK | Orion Energy Systems Inc | ISON High Bay | HBIF3D1AAXXXNDXX840LFXXXXXXXXXX | Indoor Luminaires | High-Bay | High-Bay Aisle Luminaires | Premium | FALSE | [9 empty] | 42769 | Not Dimmable | Not Dimmable | Yes |  | 4.1 | 20790 | 146.51 | 141.9 | 7.4 | 0.98 | 4007 | 84.1
P73GXSZ3 | Orion Energy Systems Inc | ISON High Bay | HBIF3B1AAXXXFDXX840NLXXXXXXXXXX | Indoor Luminaires | High-Bay | High-Bay Aisle Luminaires | Premium | FALSE | [9 empty] | 42769 | Dimmable | Continuous Below 10 | Yes |  | 4.1 | 12710 | 158.7 | 80.09 | 6.65 | 0.96 | 4007 | 85.2
P5TG2E3Z | Orion Energy Systems Inc | ISON High Bay | HBIF3B1AAXXXFDXX840LFXXXXXXXXXX | Indoor Luminaires | High-Bay | High-Bay Aisle Luminaires | Premium | FALSE | [9 empty] | 42769 | Dimmable | Continuous Below 10 | Yes |  | 4.1 | 11850 | 148.2 | 79.96 | 6.66 | 0.96 | 4007 | 85.1
PKVCUJ3F | Orion Energy Systems Inc | ISON High Bay | HBIF3D1AAXXXFDXX840LFXXXXXXXXXX | Indoor Luminaires | High-Bay | High-Bay Aisle Luminaires | Premium | FALSE | [9 empty] | 42769 | Dimmable | Continuous Below 10 | Yes |  | 4.1 | 20790 | 146.51 | 141.9 | 7.4 | 0.98 | 4007 | 84.1
PP24C5U7 | Orion Energy Systems Inc | ISON High Bay | HBIF3D1AAUNVNDXX840NLXXXXXXXXXX | Indoor Luminaires | High-Bay | High-Bay Aisle Luminaires | Premium | FALSE | [9 empty] | 42769 | Not Dimmable | Not Dimmable | Yes |  | 4.1 | 22640 | 157.66 | 143.6 | 10.8 | 0.93 | 4006 | 84.4
PUJCP8XA | Orion Energy Systems Inc | ISON High Bay | HBIF3D1AAUNVFDXX840NLXXXXXXXXXX | Indoor Luminaires | High-Bay | High-Bay Aisle Luminaires | Premium | FALSE | [9 empty] | 42769 | Dimmable | Continuous Below 10 | Yes |  | 4.1 | 22640 | 157.66 | 143.6 | 10.8 | 0.93 | 4006 | 84.4
PFDH33CE | Orion Energy Systems Inc | ISON High Bay | HBIF3D1AAXXXNDXXX840NLXXXXXXXXXX | Indoor Luminaires | High-Bay | High-Bay Aisle Luminaires | Premium | FALSE | [9 empty] | 42769 | Not Dimmable | Not Dimmable | Yes |  | 4.1 | 22410 | 157.59 | 142.2 | 7.39 | 0.98 | 4005 | 84.3
PKUDC6NU | Orion Energy Systems Inc | ISON High Bay | HBIF3D1AAXXXFDXXX840NLXXXXXXXXXX | Indoor Luminaires | High-Bay | High-Bay Aisle Luminaires | Premium | FALSE | [9 empty] | 42769 | Dimmable | Continuous Below 10 | Yes |  | 4.1 | 22410 | 157.59 | 142.2 | 7.39 | 0.98 | 4005 | 84.3
P99RMHNA | Orion Energy Systems Inc | ISON High Bay | HBIF3B2OAUNVNDXX840NLXXXXXXXXXX | Indoor Luminaires | High-Bay | High-Bay Luminaires for Commercial and Industrial Buildings | Premium | FALSE | [9 empty] | 42769 | Not Dimmable | Not Dimmable | Yes |  | 4.1 | 16860 | 169.01 | 99.76 | 9.8 | 0.95 | 4003 | 85.3
PB96GJ12 | Orion Energy Systems Inc | ISON High Bay | HBIF3A1AAXXXNDXX840LCXXXXXXXXXX | Indoor Luminaires | High-Bay | High-Bay Aisle Luminaires | Premium | FALSE | [9 empty] | 42769 | Not Dimmable | Not Dimmable | Yes |  | 4.1 | 9744 | 151.56 | 64.29 | 8.03 | 0.94 | 4003 | 85.1
PN28VW9S | Orion Energy Systems Inc | ISON High Bay | HBIF3C1AAXXXNDXX840LCXXXXXXXXXX | Indoor Luminaires | High-Bay | High-Bay Aisle Luminaires | Premium | FALSE | [9 empty] | 42769 | Not Dimmable | Not Dimmable | Yes |  | 4.1 | 16170 | 154.89 | 104.4 | 7.44 | 0.98 | 4003 | 84.1
P2QU4HVX | Orion Energy Systems Inc | ISON High Bay | HBIF3B2OAUNVFDXX840NLXXXXXXXXXX | Indoor Luminaires | High-Bay | High-Bay Luminaires for Commercial and Industrial Buildings | Premium | FALSE | [9 empty] | 42769 | Dimmable | Continuous Below 10 | Yes |  | 4.1 | 16860 | 169.01 | 99.76 | 9.8 | 0.95 | 4003 | 85.3
PGC7WCD8 | Orion Energy Systems Inc | ISON High Bay | HBIF3A1AAXXXFDXX840LCXXXXXXXXXX | Indoor Luminaires | High-Bay | High-Bay Aisle Luminaires | Premium | FALSE | [9 empty] | 42769 | Dimmable | Continuous Below 10 | Yes |  | 4.1 | 9744 | 151.56 | 64.29 | 8.03 | 0.94 | 4003 | 85.1
PGEB1JM8 | Orion Energy Systems Inc | ISON High Bay | HBIF3C1AAXXXFDXX840LCXXXXXXXXXX | Indoor Luminaires | High-Bay | High-Bay Aisle Luminaires | Premium | FALSE | [9 empty] | 42769 | Dimmable | Continuous Below 10 | Yes |  | 4.1 | 16170 | 154.89 | 104.4 | 7.44 | 0.98 | 4003 | 84.1
P9D2RCQF | Orion Energy Systems Inc | ISON High Bay | HBIF3A1OAXXXNDXX840LCXXXXXXXXXX | Indoor Luminaires | High-Bay | High-Bay Luminaires for Commercial and Industrial Buildings | Premium | FALSE | [9 empty] | 42769 | Not Dimmable | Not Dimmable | Yes |  | 4.1 | 10460 | 162.73 | 64.28 | 8.05 | 0.94 | 4002 | 85.4
P8BHPZED | Orion Energy Systems Inc | ISON High Bay | HBIF3B2OAUNVNDXX840LFXXXXXXXXXX | Indoor Luminaires | High-Bay | High-Bay Luminaires for Commercial and Industrial Buildings | Premium | FALSE | [9 empty] | 42769 | Not Dimmable | Not Dimmable | Yes |  | 4.1 | 15730 | 157.93 | 99.6 | 9.81 | 0.95 | 4002 | 85.1
P8TBD25R | Orion Energy Systems Inc | ISON High Bay | HBIF3A1OAXXXFDXX840LCXXXXXXXXXX | Indoor Luminaires | High-Bay | High-Bay Luminaires for Commercial and Industrial Buildings | Premium | FALSE | [9 empty] | 42769 | Dimmable | Continuous Below 10 | Yes |  | 4.1 | 10460 | 162.73 | 64.28 | 8.05 | 0.94 | 4002 | 85.4
PP93KB3V | Orion Energy Systems Inc | ISON High Bay | HBIF3B2OAUNVFDXX840LFXXXXXXXXXX | Indoor Luminaires | High-Bay | High-Bay Luminaires for Commercial and Industrial Buildings | Premium | FALSE | [9 empty] | 42769 | Dimmable | Continuous Below 10 | Yes |  | 4.1 | 15730 | 157.93 | 99.6 | 9.81 | 0.95 | 4002 | 85.1
PN9G3N4V | Orion Energy Systems Inc | ISON High Bay | HBIF3B1OAUNVNDXX840NLXXXXXXXXXX | Indoor Luminaires | High-Bay | High-Bay Luminaires for Commercial and Industrial Buildings | Premium | FALSE | [9 empty] | 42769 | Not Dimmable | Not Dimmable | Yes |  | 4.1 | 13920 | 170.42 | 81.68 | 10.6 | 0.94 | 4001 | 85.4
P5CM5TYT | Orion Energy Systems Inc | ISON High Bay | HBIF3B2AAXXXNDXX840LCXXXXXXXXXX | Indoor Luminaires | High-Bay | High-Bay Aisle Luminaires | Premium | FALSE | [9 empty] | 42769 | Not Dimmable | Not Dimmable | Yes |  | 4.1 | 15110 | 152.84 | 98.86 | 6.73 | 0.97 | 4001 | 83.9
PCPVE794 | Orion Energy Systems Inc | ISON High Bay | HBIF3B1OAUNVFDXX840NLXXXXXXXXXX | Indoor Luminaires | High-Bay | High-Bay Luminaires for Commercial and Industrial Buildings | Premium | FALSE | [9 empty] | 42769 | Dimmable | Continuous Below 10 | Yes |  | 4.1 | 13920 | 170.42 | 81.68 | 10.6 | 0.94 | 4001 | 85.4
P7JMF7AA | Orion Energy Systems Inc | ISON High Bay | HBIF3B2AAXXXFDXX840LCXXXXXXXXXX | Indoor Luminaires | High-Bay | High-Bay Aisle Luminaires | Premium | FALSE | [9 empty] | 42769 | Dimmable | Continuous Below 10 | Yes |  | 4.1 | 15110 | 152.84 | 98.86 | 6.73 | 0.97 | 4001 | 83.9
PA87KXN9 | Orion Energy Systems Inc | ISON High Bay | HBIF3B1AAUNVNDXX840NLXXXXXXXXXX | Indoor Luminaires | High-Bay | High-Bay Aisle Luminaires | Premium | FALSE | [9 empty] | 42769 | Not Dimmable | Not Dimmable | Yes |  | 4.1 | 13040 | 159.67 | 81.67 | 10.5 | 0.94 | 4000 | 85.2
PTGA8QH2 | Orion Energy Systems Inc | ISON High Bay | HBIF3B1OAUNVNDXXX840LFXXXXXXXXXX | Indoor Luminaires | High-Bay | High-Bay Luminaires for Commercial and Industrial Buildings | Premium | FALSE | [9 empty] | 42769 | Not Dimmable | Not Dimmable | Yes |  | 4.1 | 12960 | 158.86 | 81.58 | 10.5 | 0.94 | 4000 | 85.2
P797QR5F | Orion Energy Systems Inc | ISON High Bay | HBIF3B1AAUNVNDXX840LFXXXXXXXXXX | Indoor Luminaires | High-Bay | High-Bay Aisle Luminaires | Premium | FALSE | [9 empty] | 42769 | Not Dimmable | Not Dimmable | Yes |  | 4.1 | 12070 | 147.95 | 81.58 | 10.5 | 0.94 | 4000 | 85.1
PESEMN38 | Orion Energy Systems Inc | ISON High Bay | HBIF3C1AAUNVNDXX840LCXXXXXXXXXX | Indoor Luminaires | High-Bay | High-Bay Aisle Luminaires | Premium | FALSE | [9 empty] | 42769 | Not Dimmable | Not Dimmable | Yes |  | 4.1 | 16650 | 154.45 | 107.8 | 9.88 | 0.96 | 4000 | 84.1
P1UXTATP | Orion Energy Systems Inc | ISON High Bay | HBIF3B1AAUNVFDXX840NLXXXXXXXXXX | Indoor Luminaires | High-Bay | High-Bay Aisle Luminaires | Premium | FALSE | [9 empty] | 42769 | Dimmable | Continuous Below 10 | Yes |  | 4.1 | 13040 | 159.67 | 81.67 | 10.5 | 0.94 | 4000 | 85.2
P1UBW5J6 | Orion Energy Systems Inc | ISON High Bay | HBIF3B1OAUNVFDXXX840LFXXXXXXXXXX | Indoor Luminaires | High-Bay | High-Bay Luminaires for Commercial and Industrial Buildings | Premium | FALSE | [9 empty] | 42769 | Dimmable | Continuous Below 10 | Yes |  | 4.1 | 12960 | 158.86 | 81.58 | 10.5 | 0.94 | 4000 | 85.2
PFCY18YY | Orion Energy Systems Inc | ISON High Bay | HBIF3B1AAUNVFDXX840LFXXXXXXXXXX | Indoor Luminaires | High-Bay | High-Bay Aisle Luminaires | Premium | FALSE | [9 empty] | 42769 | Dimmable | Continuous Below 10 | Yes |  | 4.1 | 12070 | 147.95 | 81.58 | 10.5 | 0.94 | 4000 | 85.1
P41BH8B9 | Orion Energy Systems Inc | ISON High Bay | HBIF3C1AAUNVFDXX840LCXXXXXXXXXX | Indoor Luminaires | High-Bay | High-Bay Aisle Luminaires | Premium | FALSE | [9 empty] | 42769 | Dimmable | Continuous Below 10 | Yes |  | 4.1 | 16650 | 154.45 | 107.8 | 9.88 | 0.96 | 4000 | 84.1
PE576TPB | Orion Energy Systems Inc | ISON High Bay | HBIF3B1OAXXXNDXX840NLXXXXXXXXXX | Indoor Luminaires | High-Bay | High-Bay Luminaires for Commercial and Industrial Buildings | Premium | FALSE | [9 empty] | 42769 | Not Dimmable | Not Dimmable | Yes |  | 4.1 | 13560 | 169.29 | 80.1 | 6.63 | 0.96 | 3999 | 85.4
PB3FX14H | Orion Energy Systems Inc | ISON High Bay | HBIF3B1OAXXXNDXX840LFXXXXXXXXXX | Indoor Luminaires | High-Bay | High-Bay Luminaires for Commercial and Industrial Buildings | Premium | FALSE | [9 empty] | 42769 | Not Dimmable | Not Dimmable | Yes |  | 4.1 | 12720 | 159 | 80 | 6.65 | 0.96 | 3999 | 85.3
PB8WHHDZ | Orion Energy Systems Inc | ISON High Bay | HBIF3B1OAXXXFDXX840NLXXXXXXXXXX | Indoor Luminaires | High-Bay | High-Bay Luminaires for Commercial and Industrial Buildings | Premium | FALSE | [9 empty] | 42769 | Dimmable | Continuous Below 10 | Yes |  | 4.1 | 13560 | 169.29 | 80.1 | 6.63 | 0.96 | 3999 | 85.4
PBD3XWM7 | Orion Energy Systems Inc | ISON High Bay | HBIF3B1OAXXXFDXX840LFXXXXXXXXXX | Indoor Luminaires | High-Bay | High-Bay Luminaires for Commercial and Industrial Buildings | Premium | FALSE | [9 empty] | 42769 | Dimmable | Continuous Below 10 | Yes |  | 4.1 | 12720 | 159 | 80 | 6.65 | 0.96 | 3999 | 85.3
PX46K7Q7 | Orion Energy Systems Inc | ISON High Bay | HBIF3A1AAUNVNDXX840LCXXXXXXXXXX | Indoor Luminaires | High-Bay | High-Bay Aisle Luminaires | Premium | FALSE | [9 empty] | 42769 | Not Dimmable | Not Dimmable | Yes |  | 4.1 | 10180 | 154.17 | 66.03 | 11.3 | 0.92 | 3998 | 84.1
P47FKYKM | Orion Energy Systems Inc | ISON High Bay | HBIF3A1AAUNVFDXX840LCXXXXXXXXXX | Indoor Luminaires | High-Bay | High-Bay Aisle Luminaires | Premium | FALSE | [9 empty] | 42769 | Dimmable | Continuous Below 10 | Yes |  | 4.1 | 10180 | 154.17 | 66.03 | 11.3 | 0.92 | 3998 | 84.1
PK66FDZY | Orion Energy Systems Inc | ISON High Bay | HBIF3B2OAXXXNDXX840LCXXXXXXXXXX | Indoor Luminaires | High-Bay | High-Bay Luminaires for Commercial and Industrial Buildings | Premium | FALSE | [9 empty] | 42769 | Not Dimmable | Not Dimmable | Yes |  | 4.1 | 16250 | 164.42 | 98.83 | 6.73 | 0.98 | 3995 | 84.2
PGEHGKPR | Orion Energy Systems Inc | ISON High Bay | HBIF3B2OAXXXFDXX840LCXXXXXXXXXX | Indoor Luminaires | High-Bay | High-Bay Luminaires for Commercial and Industrial Buildings | Premium | FALSE | [9 empty] | 42769 | Dimmable | Continuous Below 10 | Yes |  | 4.1 | 16250 | 164.42 | 98.83 | 6.73 | 0.98 | 3995 | 84.2
PYY2XKPB | Orion Energy Systems Inc | ISON High Bay | HBIF3D1OAUNVNDXX840NLXXXXXXXXXX | Indoor Luminaires | High-Bay | High-Bay Luminaires for Commercial and Industrial Buildings | Premium | FALSE | [9 empty] | 42769 | Not Dimmable | Not Dimmable | Yes |  | 4.1 | 24270 | 168.66 | 143.9 | 10.8 | 0.93 | 3994 | 84.6
PH6E5XRE | Orion Energy Systems Inc | ISON High Bay | HBIF3D1OAUNVNDXX840LFXXXXXXXXXX | Indoor Luminaires | High-Bay | High-Bay Luminaires for Commercial and Industrial Buildings | Premium | FALSE | [9 empty] | 42769 | Not Dimmable | Not Dimmable | Yes |  | 4.1 | 22410 | 156.28 | 143.4 | 10.8 | 0.93 | 3994 | 84.4
P9QG33DY | Orion Energy Systems Inc | ISON High Bay | HBIF3D1OAUNVFDXX840NLXXXXXXXXXX | Indoor Luminaires | High-Bay | High-Bay Luminaires for Commercial and Industrial Buildings | Premium | FALSE | [9 empty] | 42769 | Dimmable | Continuous Below 10 | Yes |  | 4.1 | 24270 | 168.66 | 143.9 | 10.8 | 0.93 | 3994 | 84.6
PHCVWMJ9 | Orion Energy Systems Inc | ISON High Bay | HBIF3D1OAUNVFDXX840LFXXXXXXXXXX | Indoor Luminaires | High-Bay | High-Bay Luminaires for Commercial and Industrial Buildings | Premium | FALSE | [9 empty] | 42769 | Dimmable | Continuous Below 10 | Yes |  | 4.1 | 22410 | 156.28 | 143.4 | 10.8 | 0.93 | 3994 | 84.4
PTS8MCD8 | Orion Energy Systems Inc | ISON High Bay | HBIF3C1OAUNVNDXX840LCXXXXXXXXXX | Indoor Luminaires | High-Bay | High-Bay Luminaires for Commercial and Industrial Buildings | Premium | FALSE | [9 empty] | 42769 | Not Dimmable | Not Dimmable | Yes |  | 4.1 | 17860 | 165.68 | 107.8 | 9.7 | 0.96 | 3993 | 84.3
PS6TK8BV | Orion Energy Systems Inc | ISON High Bay | HBIF3C1OAUNVFDXX840LCXXXXXXXXXX | Indoor Luminaires | High-Bay | High-Bay Luminaires for Commercial and Industrial Buildings | Premium | FALSE | [9 empty] | 42769 | Dimmable | Continuous Below 10 | Yes |  | 4.1 | 17860 | 165.68 | 107.8 | 9.7 | 0.96 | 3993 | 84.3
PMRFCRUS | Orion Energy Systems Inc | ISON High Bay | HBIF3D1OAXXXNDXX840NLXXXXXXXXXX | Indoor Luminaires | High-Bay | High-Bay Luminaires for Commercial and Industrial Buildings | Premium | FALSE | [9 empty] | 42769 | Not Dimmable | Not Dimmable | Yes |  | 4.1 | 23940 | 168.24 | 142.3 | 7.39 | 0.98 | 3991 | 84.5
PFM8WP5A | Orion Energy Systems Inc | ISON High Bay | HBIF3A1OAUNVNDXX840LCXXXXXXXXXX | Indoor Luminaires | High-Bay | High-Bay Luminaires for Commercial and Industrial Buildings | Premium | FALSE | [9 empty] | 42769 | Not Dimmable | Not Dimmable | Yes |  | 4.1 | 10970 | 166.51 | 65.88 | 11.4 | 0.92 | 3991 | 84.4
PK6D33W7 | Orion Energy Systems Inc | ISON High Bay | HBIF3D1OAXXXNDXX840LFXXXXXXXXXX | Indoor Luminaires | High-Bay | High-Bay Luminaires for Commercial and Industrial Buildings | Premium | FALSE | [9 empty] | 42769 | Not Dimmable | Not Dimmable | Yes |  | 4.1 | 22160 | 155.95 | 142.1 | 7.4 | 0.98 | 3991 | 84.4
P59JM1BN | Orion Energy Systems Inc | ISON High Bay | HBIF3C1OAXXXNDXX840LCXXXXXXXXXX | Indoor Luminaires | High-Bay | High-Bay Luminaires for Commercial and Industrial Buildings | Premium | FALSE | [9 empty] | 42769 | Not Dimmable | Not Dimmable | Yes |  | 4.1 | 17380 | 166.16 | 104.6 | 7.48 | 0.98 | 3991 | 84.3
P9PNE5EC | Orion Energy Systems Inc | ISON High Bay | HBIF3D1OAXXXFDXX840NLXXXXXXXXXX | Indoor Luminaires | High-Bay | High-Bay Luminaires for Commercial and Industrial Buildings | Premium | FALSE | [9 empty] | 42769 | Dimmable | Continuous Below 10 | Yes |  | 4.1 | 23940 | 168.24 | 142.3 | 7.39 | 0.98 | 3991 | 84.5
P7MHXAVS | Orion Energy Systems Inc | ISON High Bay | HBIF3A1OAUNVFDXX840LCXXXXXXXXXX | Indoor Luminaires | High-Bay | High-Bay Luminaires for Commercial and Industrial Buildings | Premium | FALSE | [9 empty] | 42769 | Dimmable | Continuous Below 10 | Yes |  | 4.1 | 10970 | 166.51 | 65.88 | 11.4 | 0.92 | 3991 | 84.4
PRRAT97T | Orion Energy Systems Inc | ISON High Bay | HBIF3D1OAXXXFDXX840LFXXXXXXXXXX | Indoor Luminaires | High-Bay | High-Bay Luminaires for Commercial and Industrial Buildings | Premium | FALSE | [9 empty] | 42769 | Dimmable | Continuous Below 10 | Yes |  | 4.1 | 22160 | 155.95 | 142.1 | 7.4 | 0.98 | 3991 | 84.4
PQZMBU7Q | Orion Energy Systems Inc | ISON High Bay | HBIF3C1OAXXXFDXX840LCXXXXXXXXXX | Indoor Luminaires | High-Bay | High-Bay Luminaires for Commercial and Industrial Buildings | Premium | FALSE | [9 empty] | 42769 | Dimmable | Continuous Below 10 | Yes |  | 4.1 | 17380 | 166.16 | 104.6 | 7.48 | 0.98 | 3991 | 84.3
PAB93TKA | Orion Energy Systems Inc | ISON High Bay | HBIF3C1AAXXXNDXX840LFXXXXXXXXXX | Indoor Luminaires | High-Bay | High-Bay Aisle Luminaires | Premium | FALSE | [9 empty] | 42769 | Not Dimmable | Not Dimmable | Yes |  | 4.1 | 16090 | 153.97 | 104.5 | 7.44 | 0.97 | 3989 | 83.7
P4QUBP4T | Orion Energy Systems Inc | ISON High Bay | HBIF3C1AAXXXFDXX840LFXXXXXXXXXX | Indoor Luminaires | High-Bay | High-Bay Aisle Luminaires | Premium | FALSE | [9 empty] | 42769 | Dimmable | Continuous Below 10 | Yes |  | 4.1 | 16090 | 153.97 | 104.5 | 7.44 | 0.97 | 3989 | 83.7
PWUR25ND | Orion Energy Systems Inc | ISON High Bay | HBIF3A1AAXXXNDXX840LFXXXXXXXXXX | Indoor Luminaires | High-Bay | High-Bay Aisle Luminaires | Premium | FALSE | [9 empty] | 42769 | Not Dimmable | Not Dimmable | Yes |  | 4.1 | 9691 | 150.69 | 64.31 | 8.04 | 0.95 | 3988 | 84.8
PSJ4DB9W | Orion Energy Systems Inc | ISON High Bay | HBIF3C1AAXXXNDXX840NLXXXXXXXXXX | Indoor Luminaires | High-Bay | High-Bay Aisle Luminaires | Premium | FALSE | [9 empty] | 42769 | Not Dimmable | Not Dimmable | Yes |  | 4.1 | 17340 | 165.77 | 104.6 | 7.49 | 0.98 | 3988 | 83.9
P6P3XMX1 | Orion Energy Systems Inc | ISON High Bay | HBIF3C1AAUNVNDXX840LFXXXXXXXXXX | Indoor Luminaires | High-Bay | High-Bay Aisle Luminaires | Premium | FALSE | [9 empty] | 42769 | Not Dimmable | Not Dimmable | Yes |  | 4.1 | 16540 | 153.43 | 107.8 | 9.79 | 0.96 | 3988 | 83.7
PBWFPS6G | Orion Energy Systems Inc | ISON High Bay | HBIF3C1AAXXXFDXX840NLXXXXXXXXXX | Indoor Luminaires | High-Bay | High-Bay Aisle Luminaires | Premium | FALSE | [9 empty] | 42769 | Dimmable | Continuous Below 10 | Yes |  | 4.1 | 17340 | 165.77 | 104.6 | 7.49 | 0.98 | 3988 | 83.9
PN6S695V | Orion Energy Systems Inc | ISON High Bay | HBIF3C1AAUNVFDXX840LFXXXXXXXXXX | Indoor Luminaires | High-Bay | High-Bay Aisle Luminaires | Premium | FALSE | [9 empty] | 42769 | Dimmable | Continuous Below 10 | Yes |  | 4.1 | 16540 | 153.43 | 107.8 | 9.79 | 0.96 | 3988 | 83.7
PWMUJWE6 | Orion Energy Systems Inc | ISON High Bay | HBIF3A1AAXXXNDXX840NLXXXXXXXXXX | Indoor Luminaires | High-Bay | High-Bay Aisle Luminaires | Premium | FALSE | [9 empty] | 42769 | Not Dimmable | Not Dimmable | Yes |  | 4.1 | 10420 | 161.83 | 64.39 | 7.99 | 0.95 | 3987 | 84.9
PEKCN57Q | Orion Energy Systems Inc | ISON High Bay | HBIF3B2AAXXXNDXX840LFXXXXXXXXXX | Indoor Luminaires | High-Bay | High-Bay Aisle Luminaires | Premium | FALSE | [9 empty] | 42769 | Not Dimmable | Not Dimmable | Yes |  | 4.1 | 15040 | 152.1 | 98.88 | 6.74 | 0.97 | 3987 | 83.6
PXCRJ3HS | Orion Energy Systems Inc | ISON High Bay | HBIF3A1AAXXXFDXX840NLXXXXXXXXXX | Indoor Luminaires | High-Bay | High-Bay Aisle Luminaires | Premium | FALSE | [9 empty] | 42769 | Dimmable | Continuous Below 10 | Yes |  | 4.1 | 10420 | 161.83 | 64.39 | 7.99 | 0.95 | 3987 | 84.9
PYJ2YDNN | Orion Energy Systems Inc | ISON High Bay | HBIF3B2AAXXXFDXX840LFXXXXXXXXXX | Indoor Luminaires | High-Bay | High-Bay Aisle Luminaires | Premium | FALSE | [9 empty] | 42769 | Dimmable | Continuous Below 10 | Yes |  | 4.1 | 15040 | 152.1 | 98.88 | 6.74 | 0.97 | 3987 | 83.6
PTGD1SW4 | Orion Energy Systems Inc | ISON High Bay | HBIF3A1OAXXXNDXX840NLXXXXXXXXXX | Indoor Luminaires | High-Bay | High-Bay Luminaires for Commercial and Industrial Buildings | Premium | FALSE | [9 empty] | 42769 | Not Dimmable | Not Dimmable | Yes |  | 4.1 | 11080 | 172.08 | 64.39 | 8.02 | 0.94 | 3984 | 85.1
PZ48RNDW | Orion Energy Systems Inc | ISON High Bay | HBIF3A1OAXXXFDXX840NLXXXXXXXXXX | Indoor Luminaires | High-Bay | High-Bay Luminaires for Commercial and Industrial Buildings | Premium | FALSE | [9 empty] | 42769 | Dimmable | Continuous Below 10 | Yes |  | 4.1 | 11080 | 172.08 | 64.39 | 8.02 | 0.94 | 3984 | 85.1
PB24UDA8 | Orion Energy Systems Inc | ISON High Bay | HBIF3A1OAXXXNDXX840LFXXXXXXXXXX | Indoor Luminaires | High-Bay | High-Bay Luminaires for Commercial and Industrial Buildings | Premium | FALSE | [9 empty] | 42769 | Not Dimmable | Not Dimmable | Yes |  | 4.1 | 10290 | 160.13 | 64.26 | 8.06 | 0.95 | 3983 | 85
PX424R52 | Orion Energy Systems Inc | ISON High Bay | HBIF3B2AAXXXNDXX840NLXXXXXXXXXX | Indoor Luminaires | High-Bay | High-Bay Aisle Luminaires | Premium | FALSE | [9 empty] | 42769 | Not Dimmable | Not Dimmable | Yes |  | 4.1 | 16190 | 163.78 | 98.85 | 6.94 | 0.97 | 3983 | 83.7
P5KCPW3M | Orion Energy Systems Inc | ISON High Bay | HBIF3A1OAXXXFDXX840LFXXXXXXXXXX | Indoor Luminaires | High-Bay | High-Bay Luminaires for Commercial and Industrial Buildings | Premium | FALSE | [9 empty] | 42769 | Dimmable | Continuous Below 10 | Yes |  | 4.1 | 10290 | 160.13 | 64.26 | 8.06 | 0.95 | 3983 | 85
PX5DVYWH | Orion Energy Systems Inc | ISON High Bay | HBIF3B2AAXXXFDXX840NLXXXXXXXXXX | Indoor Luminaires | High-Bay | High-Bay Aisle Luminaires | Premium | FALSE | [9 empty] | 42769 | Dimmable | Continuous Below 10 | Yes |  | 4.1 | 16190 | 163.78 | 98.85 | 6.94 | 0.97 | 3983 | 83.7
PKP4WEFB | Orion Energy Systems Inc | ISON High Bay | HBIF3A1AAUNVNDXX840LFXXXXXXXXXX | Indoor Luminaires | High-Bay | High-Bay Aisle Luminaires | Premium | FALSE | [9 empty] | 42769 | Not Dimmable | Not Dimmable | Yes |  | 4.1 | 10230 | 154.98 | 66.01 | 11.3 | 0.91 | 3981 | 83.8
PZ16QAHQ | Orion Energy Systems Inc | ISON High Bay | HBIF3A1AAUNVFDXX840LFXXXXXXXXXX | Indoor Luminaires | High-Bay | High-Bay Aisle Luminaires | Premium | FALSE | [9 empty] | 42769 | Dimmable | Continuous Below 10 | Yes |  | 4.1 | 10230 | 154.98 | 66.01 | 11.3 | 0.91 | 3981 | 83.8
P2MV11F3 | Orion Energy Systems Inc | ISON High Bay | HBIF3A1AAUNVNDXX840NLXXXXXXXXXX | Indoor Luminaires | High-Bay | High-Bay Aisle Luminaires | Premium | FALSE | [9 empty] | 42769 | Not Dimmable | Not Dimmable | Yes |  | 4.1 | 10900 | 165.33 | 65.93 | 11.3 | 0.91 | 3980 | 83.9
PB9PC7AP | Orion Energy Systems Inc | ISON High Bay | HBIF3B2OAXXXNDXX840LFXXXXXXXXXX | Indoor Luminaires | High-Bay | High-Bay Luminaires for Commercial and Industrial Buildings | Premium | FALSE | [9 empty] | 42769 | Not Dimmable | Not Dimmable | Yes |  | 4.1 | 16070 | 162.57 | 98.85 | 6.72 | 0.98 | 3980 | 83.8
PVVN5SA8 | Orion Energy Systems Inc | ISON High Bay | HBIF3A1AAUNVFDXX840NLXXXXXXXXXX | Indoor Luminaires | High-Bay | High-Bay Aisle Luminaires | Premium | FALSE | [9 empty] | 42769 | Dimmable | Continuous Below 10 | Yes |  | 4.1 | 10900 | 165.33 | 65.93 | 11.3 | 0.91 | 3980 | 83.9
PVM35U8G | Orion Energy Systems Inc | ISON High Bay | HBIF3B2OAXXXFDXX840LFXXXXXXXXXX | Indoor Luminaires | High-Bay | High-Bay Luminaires for Commercial and Industrial Buildings | Premium | FALSE | [9 empty] | 42769 | Dimmable | Continuous Below 10 | Yes |  | 4.1 | 16070 | 162.57 | 98.85 | 6.72 | 0.98 | 3980 | 83.8
PZ87KA28 | Orion Energy Systems Inc | ISON High Bay | HBIF3B2OAXXXNDXX840NLXXXXXXXXXX | Indoor Luminaires | High-Bay | High-Bay Luminaires for Commercial and Industrial Buildings | Premium | FALSE | [9 empty] | 42769 | Not Dimmable | Not Dimmable | Yes |  | 4.1 | 17190 | 173.76 | 98.93 | 6.74 | 0.98 | 3979 | 83.9
PWHRM14F | Orion Energy Systems Inc | ISON High Bay | HBIF3B2OAXXXFDXX840NLXXXXXXXXXX | Indoor Luminaires | High-Bay | High-Bay Luminaires for Commercial and Industrial Buildings | Premium | FALSE | [9 empty] | 42769 | Dimmable | Continuous Below 10 | Yes |  | 4.1 | 17190 | 173.76 | 98.93 | 6.74 | 0.98 | 3979 | 83.9
P62DCGUP | Orion Energy Systems Inc | ISON High Bay | HBIF3A1OAUNVNDXX840NLXXXXXXXXXX | Indoor Luminaires | High-Bay | High-Bay Luminaires for Commercial and Industrial Buildings | Premium | FALSE | [9 empty] | 42769 | Not Dimmable | Not Dimmable | Yes |  | 4.1 | 11620 | 175.85 | 66.08 | 11.3 | 0.91 | 3976 | 84.1
P85643AP | Orion Energy Systems Inc | ISON High Bay | HBIF3C1OAUNVNDXX840NLXXXXXXXXXX | Indoor Luminaires | High-Bay | High-Bay Luminaires for Commercial and Industrial Buildings | Premium | FALSE | [9 empty] | 42769 | Not Dimmable | Not Dimmable | Yes |  | 4.1 | 19080 | 176.99 | 107.8 | 9.83 | 0.96 | 3976 | 84
PC1EUFJC | Orion Energy Systems Inc | ISON High Bay | HBIF3C1OAUNVNDXX840LFXXXXXXXXXX | Indoor Luminaires | High-Bay | High-Bay Luminaires for Commercial and Industrial Buildings | Premium | FALSE | [9 empty] | 42769 | Not Dimmable | Not Dimmable | Yes |  | 4.1 | 17650 | 163.73 | 107.8 | 9.88 | 0.96 | 3976 | 83.9
PF7XMR2H | Orion Energy Systems Inc | ISON High Bay | HBIF3A1OAUNVFDXX840NLXXXXXXXXXX | Indoor Luminaires | High-Bay | High-Bay Luminaires for Commercial and Industrial Buildings | Premium | FALSE | [9 empty] | 42769 | Dimmable | Continuous Below 10 | Yes |  | 4.1 | 11620 | 175.85 | 66.08 | 11.3 | 0.91 | 3976 | 84.1
PAYE61DH | Orion Energy Systems Inc | ISON High Bay | HBIF3C1OAUNVFDXX840NLXXXXXXXXXX | Indoor Luminaires | High-Bay | High-Bay Luminaires for Commercial and Industrial Buildings | Premium | FALSE | [9 empty] | 42769 | Dimmable | Continuous Below 10 | Yes |  | 4.1 | 19080 | 176.99 | 107.8 | 9.83 | 0.96 | 3976 | 84
PSK5KMJW | Orion Energy Systems Inc | ISON High Bay | HBIF3C1OAUNVFDXX840LFXXXXXXXXXX | Indoor Luminaires | High-Bay | High-Bay Luminaires for Commercial and Industrial Buildings | Premium | FALSE | [9 empty] | 42769 | Dimmable | Continuous Below 10 | Yes |  | 4.1 | 17650 | 163.73 | 107.8 | 9.88 | 0.96 | 3976 | 83.9
P6GHPUAZ | Orion Energy Systems Inc | ISON High Bay | HBIF3C1OAXXXNDXX840NLXXXXXXXXXX | Indoor Luminaires | High-Bay | High-Bay Luminaires for Commercial and Industrial Buildings | Premium | FALSE | [9 empty] | 42769 | Not Dimmable | Not Dimmable | Yes |  | 4.1 | 18510 | 176.79 | 104.7 | 7.51 | 0.98 | 3975 | 84.1
PS3AA712 | Orion Energy Systems Inc | ISON High Bay | HBIF3A1OAUNVNDXX840LFXXXXXXXXXX | Indoor Luminaires | High-Bay | High-Bay Luminaires for Commercial and Industrial Buildings | Premium | FALSE | [9 empty] | 42769 | Not Dimmable | Not Dimmable | Yes |  | 4.1 | 10860 | 164.8 | 65.9 | 11.4 | 0.92 | 3975 | 84
PHSRZYAC | Orion Energy Systems Inc | ISON High Bay | HBIF3C1OAXXXFDXX840NLXXXXXXXXXX | Indoor Luminaires | High-Bay | High-Bay Luminaires for Commercial and Industrial Buildings | Premium | FALSE | [9 empty] | 42769 | Dimmable | Continuous Below 10 | Yes |  | 4.1 | 18510 | 176.79 | 104.7 | 7.51 | 0.98 | 3975 | 84.1
PYA3SJ9Q | Orion Energy Systems Inc | ISON High Bay | HBIF3A1OAUNVFDXX840LFXXXXXXXXXX | Indoor Luminaires | High-Bay | High-Bay Luminaires for Commercial and Industrial Buildings | Premium | FALSE | [9 empty] | 42769 | Dimmable | Continuous Below 10 | Yes |  | 4.1 | 10860 | 164.8 | 65.9 | 11.4 | 0.92 | 3975 | 84
PB5R2SYK | Orion Energy Systems Inc | ISON High Bay | HBIF3C1OAXXXNDXX840LFXXXXXXXXXX | Indoor Luminaires | High-Bay | High-Bay Luminaires for Commercial and Industrial Buildings | Premium | FALSE | [9 empty] | 42769 | Not Dimmable | Not Dimmable | Yes |  | 4.1 | 17160 | 164.05 | 104.6 | 7.47 | 0.98 | 3971 | 83.9
P18G7Z4S | Orion Energy Systems Inc | ISON High Bay | HBIF3C1OAXXXFDXX840LFXXXXXXXXXX | Indoor Luminaires | High-Bay | High-Bay Luminaires for Commercial and Industrial Buildings | Premium | FALSE | [9 empty] | 42769 | Dimmable | Continuous Below 10 | Yes |  | 4.1 | 17160 | 164.05 | 104.6 | 7.47 | 0.98 | 3971 | 83.9
PA5M7WE4 | Orion Energy Systems Inc | ISON High Bay | HBIF3C1AAUNVNDXX840NLXXXXXXXXXX | Indoor Luminaires | High-Bay | High-Bay Aisle Luminaires | Premium | FALSE | [9 empty] | 42769 | Not Dimmable | Not Dimmable | Yes |  | 4.1 | 17840 | 165.49 | 107.8 | 9.88 | 0.96 | 3787 | 83.8
PNT2ZCUC | Orion Energy Systems Inc | ISON High Bay | HBIF3C1AAUNVFDXX840NLXXXXXXXXXX | Indoor Luminaires | High-Bay | High-Bay Aisle Luminaires | Premium | FALSE | [9 empty] | 42769 | Dimmable | Continuous Below 10 | Yes |  | 4.1 | 17840 | 165.49 | 107.8 | 9.88 | 0.96 | 3787 | 83.8
PNWYWDDR | iGlo LLC | iGlo LED | GL100WUFOHB1SN4000KUDX | Indoor Luminaires | High-Bay | High-Bay Luminaires for Commercial and Industrial Buildings | Standard | TRUE | 12002 | 127.61 | 94.05 | 12.41 | 0.963 | 3981 | 83.2 | 5 | 50000 | 42769 | Dimmable | Continuous Above 10 | Yes |  | 4 | 12002 | 127.61 | 94.05 | 12.41 | 0.96 | 4000 | 83.2
PAUWG1HU | iGlo LLC | iGlo LED | GL150WUFOHB1SN4000KUDX | Indoor Luminaires | High-Bay | High-Bay Luminaires for Commercial and Industrial Buildings | Standard | TRUE | 19901 | 130.93 | 152 | 13.54 | 0.9384 | 3968 | 83.1 | 5 | 50000 | 42769 | Dimmable | Continuous Above 10 | Yes |  | 4 | 19901 | 130.93 | 152 | 13.54 | 0.94 | 4000 | 83.1
P546SSQP | iGlo LLC | iGlo LED | GL240WUFOHB1SN4000KUDX | Indoor Luminaires | High-Bay | High-Bay Luminaires for Commercial and Industrial Buildings | Standard | TRUE | 30595 | 131.08 | 233.4 | 13.84 | 0.9325 | 3985 | 82.6 | 5 | 50000 | 42769 | Dimmable | Continuous Above 10 | Yes |  | 4 | 30595 | 131.08 | 233.4 | 13.84 | 0.93 | 4000 | 82.6
P3ZPHHHD | iGlo LLC | iGlo LED | GL200WUFOHB1SN4000KUDX | Indoor Luminaires | High-Bay | High-Bay Luminaires for Commercial and Industrial Buildings | Standard | TRUE | 24355 | 128.05 | 190.2 | 13.38 | 0.9137 | 4035 | 82.6 | 5 | 50000 | 42769 | Dimmable | Continuous Above 10 | Yes |  | 4 | 24355 | 128.05 | 190.2 | 13.38 | 0.91 | 4000 | 82.6
P4G9TAQX | iGlo LLC | iGlo LED | GL240WUFOHB1SN5700KUDX | Indoor Luminaires | High-Bay | High-Bay Luminaires for Commercial and Industrial Buildings | Standard | FALSE | [9 empty] | 42769 | Dimmable | Continuous Above 10 | Yes |  | 4 | 31231 | 135.73 | 230.1 | 14.11 | 0.93 | 5700 | 82
PCBPN57M | iGlo LLC | iGlo LED | GL200WUFOHB1SN5700KUDX | Indoor Luminaires | High-Bay | High-Bay Luminaires for Commercial and Industrial Buildings | Standard | FALSE | [9 empty] | 42769 | Dimmable | Continuous Above 10 | Yes |  | 4 | 25075 | 132.88 | 188.7 | 13.86 | 0.92 | 5700 | 82
P4G7R7T3 | iGlo LLC | iGlo LED | GL100WUFOHB1SN5700KUDX | Indoor Luminaires | High-Bay | High-Bay Luminaires for Commercial and Industrial Buildings | Standard | FALSE | [9 empty] | 42769 | Dimmable | Continuous Above 10 | Yes |  | 4 | 12133 | 130.34 | 93.09 | 12.83 | 0.97 | 5700 | 82
PQ4CEA87 | iGlo LLC | iGlo LED | GL150WUFOHB1SN5700KUDX | Indoor Luminaires | High-Bay | High-Bay Luminaires for Commercial and Industrial Buildings | Standard | FALSE | [9 empty] | 42769 | Dimmable | Continuous Above 10 | Yes |  | 4 | 20098 | 132.14 | 152.1 | 13.41 | 0.94 | 5700 | 81.9
PJ8KVQU1 | iGlo LLC | iGlo LED | GL100WUFOHB1SN5000KUDX | Indoor Luminaires | High-Bay | High-Bay Luminaires for Commercial and Industrial Buildings | Standard | FALSE | [9 empty] | 42769 | Dimmable | Continuous Above 10 | Yes |  | 4 | 12002 | 127.61 | 94.05 | 12.41 | 0.96 | 5000 | 83.2
P8CRY8BM | iGlo LLC | iGlo LED | GL150WUFOHB1SN5000KUDX | Indoor Luminaires | High-Bay | High-Bay Luminaires for Commercial and Industrial Buildings | Standard | FALSE | [9 empty] | 42769 | Dimmable | Continuous Above 10 | Yes |  | 4 | 19901 | 130.93 | 152 | 13.54 | 0.94 | 5000 | 83.1
PP4M7V6G | iGlo LLC | iGlo LED | GL240WUFOHB1SN5000KUDX | Indoor Luminaires | High-Bay | High-Bay Luminaires for Commercial and Industrial Buildings | Standard | FALSE | [9 empty] | 42769 | Dimmable | Continuous Above 10 | Yes |  | 4 | 30595 | 131.08 | 233.4 | 13.84 | 0.93 | 5000 | 82.6
PK5HCFDM | iGlo LLC | iGlo LED | GL200WUFOHB1SN5000KUDX | Indoor Luminaires | High-Bay | High-Bay Luminaires for Commercial and Industrial Buildings | Standard | FALSE | [9 empty] | 42769 | Dimmable | Continuous Above 10 | Yes |  | 4 | 24355 | 128.05 | 190.2 | 13.38 | 0.91 | 5000 | 82.6
PNP4WU1X | ATG Electronics Corp. | ATG Electronics Corp. | HBLI320-5K[-V](Non Dimmable) | Indoor Luminaires | High-Bay | High-Bay Luminaires for Commercial and Industrial Buildings | Premium | FALSE | [9 empty] | 42769 | Not Dimmable | Not Dimmable | No | Product updated on 2/3/2017 | 4.1 | 43400 | 135 | 321 | 20 | 0.9 | 5000 | 85
P5K2U4XC | ATG Electronics Corp. | ATG Electronics Corp. | HBLI240-5K[-V](Non Dimmable) | Indoor Luminaires | High-Bay | High-Bay Luminaires for Commercial and Industrial Buildings | Premium | FALSE | [9 empty] | 42769 | Not Dimmable | Not Dimmable | No | Product updated on 2/3/2017 | 4.1 | 32200 | 133 | 241 | 20 | 0.9 | 5000 | 85
P4QQGSHZ | ATG Electronics Corp. | ATG Electronics Corp. | HBLI160-5K[-V](Non Dimmable) | Indoor Luminaires | High-Bay | High-Bay Luminaires for Commercial and Industrial Buildings | Premium | FALSE | [9 empty] | 42769 | Not Dimmable | Not Dimmable | No | Product updated on 2/3/2017 | 4.1 | 21200 | 132 | 161 | 20 | 0.9 | 5000 | 85
PCGGJTF6 | ATG Electronics Corp. | ATG Electronics Corp. | HBLI100-5K[-V](Non Dimmable) | Indoor Luminaires | High-Bay | High-Bay Luminaires for Commercial and Industrial Buildings | Premium | FALSE | [9 empty] | 42769 | Not Dimmable | Not Dimmable | No | Product updated on 2/3/2017 | 4.1 | 13300 | 130 | 102 | 20 | 0.9 | 5000 | 85
P79U3M9D | SimplyLEDs | ANELLO | CLG-120W | Indoor Luminaires | High-Bay | High-Bay Luminaires for Commercial and Industrial Buildings | Standard | TRUE | 14566 | 122.9 | 118.5 | 9.12 | 0.955 | 4936 | 70.2 | 5 | 50000 | 42768 |  |  | No |  | 4.1 | 14566 | 122.92 | 118.5 | 5.44 | 1 | 4936 | 70.2
PS8N29YJ | NASON LIGHTING (Kunshan) co. ltd | NASON | NS-GK03111-150 3000K [Housing A only] | Indoor Luminaires | High-Bay | High-Bay Luminaires for Commercial and Industrial Buildings | Premium | TRUE | 22158 | 146 | 151.92 | 13.84 | 0.931 | 3071 | 71.8 | 5 | 50000 | 42768 | Dimmable | Continuous Below 10 | Yes |  | 4.1 | 21900 | 146 | 150 | 0.14 | 0.93 | 3000 | 72
P8S4HMBG | NASON LIGHTING (Kunshan) co. ltd | NASON | NS-GK03111-170 3000K [Housing A only] | Indoor Luminaires | High-Bay | High-Bay Luminaires for Commercial and Industrial Buildings | Premium | TRUE | 26235 | 151 | 173.21 | 15.02 | 0.926 | 3063 | 72 | 5 | 50000 | 42768 | Dimmable | Continuous Below 10 | Yes |  | 4.1 | 25670 | 151 | 170 | 0.15 | 0.93 | 3000 | 72
PSF66GKF | NASON LIGHTING (Kunshan) co. ltd | NASON | NS-GK03111-170 5700K [Housing A only] | Indoor Luminaires | High-Bay | High-Bay Luminaires for Commercial and Industrial Buildings | Premium | FALSE | [9 empty] | 42768 | Dimmable | Continuous Below 10 | Yes |  | 4.1 | 26520 | 156 | 170 | 0.15 | 0.93 | 5700 | 72
PP8AFVYJ | NASON LIGHTING (Kunshan) co. ltd | NASON | NS-GK03111-130 5700K [Housing A only] | Indoor Luminaires | High-Bay | High-Bay Luminaires for Commercial and Industrial Buildings | Premium | FALSE | [9 empty] | 42768 | Dimmable | Continuous Below 10 | Yes |  | 4.1 | 19890 | 153 | 130 | 0.15 | 0.92 | 5700 | 72
PTTFEMY9 | NASON LIGHTING (Kunshan) co. ltd | NASON | NS-GK03111-150 5700K [Housing A only] | Indoor Luminaires | High-Bay | High-Bay Luminaires for Commercial and Industrial Buildings | Premium | FALSE | [9 empty] | 42768 | Dimmable | Continuous Below 10 | Yes |  | 4.1 | 22650 | 151 | 150 | 0.14 | 0.93 | 5700 | 72
PW5NMYFS | NASON LIGHTING (Kunshan) co. ltd | NASON | NS-GK03111-170 5000K [Housing A only] | Indoor Luminaires | High-Bay | High-Bay Luminaires for Commercial and Industrial Buildings | Premium | FALSE | [9 empty] | 42768 | Dimmable | Continuous Below 10 | Yes |  | 4.1 | 26350 | 155 | 170 | 0.15 | 0.93 | 5000 | 72
P2N5DW83 | NASON LIGHTING (Kunshan) co. ltd | NASON | NS-GK03111-130 5000K [Housing A only] | Indoor Luminaires | High-Bay | High-Bay Luminaires for Commercial and Industrial Buildings | Premium | FALSE | [9 empty] | 42768 | Dimmable | Continuous Below 10 | Yes |  | 4.1 | 19760 | 152 | 130 | 0.15 | 0.92 | 5000 | 72
PBMYSD98 | NASON LIGHTING (Kunshan) co. ltd | NASON | NS-GK03111-150 5000K [Housing A only] | Indoor Luminaires | High-Bay | High-Bay Luminaires for Commercial and Industrial Buildings | Premium | FALSE | [9 empty] | 42768 | Dimmable | Continuous Below 10 | Yes |  | 4.1 | 22500 | 150 | 150 | 0.14 | 0.93 | 5000 | 72
PCY3JX3Y | NASON LIGHTING (Kunshan) co. ltd | NASON | NS-GK03111-170 4500K [Housing A only] | Indoor Luminaires | High-Bay | High-Bay Luminaires for Commercial and Industrial Buildings | Premium | FALSE | [9 empty] | 42768 | Dimmable | Continuous Below 10 | Yes |  | 4.1 | 26180 | 154 | 170 | 0.15 | 0.93 | 4500 | 72
PQS68D97 | NASON LIGHTING (Kunshan) co. ltd | NASON | NS-GK03111-130 4500K [Housing A only] | Indoor Luminaires | High-Bay | High-Bay Luminaires for Commercial and Industrial Buildings | Premium | FALSE | [9 empty] | 42768 | Dimmable | Continuous Below 10 | Yes |  | 4.1 | 19630 | 151 | 130 | 0.15 | 0.92 | 4500 | 72
PR99DGJS | NASON LIGHTING (Kunshan) co. ltd | NASON | NS-GK03111-150 4500K [Housing A only] | Indoor Luminaires | High-Bay | High-Bay Luminaires for Commercial and Industrial Buildings | Premium | FALSE | [9 empty] | 42768 | Dimmable | Continuous Below 10 | Yes |  | 4.1 | 22350 | 149 | 150 | 0.14 | 0.93 | 4500 | 72
P9PX2P21 | NASON LIGHTING (Kunshan) co. ltd | NASON | NS-GK03111-170 4000K [Housing A only] | Indoor Luminaires | High-Bay | High-Bay Luminaires for Commercial and Industrial Buildings | Premium | FALSE | [9 empty] | 42768 | Dimmable | Continuous Below 10 | Yes |  | 4.1 | 26010 | 153 | 170 | 0.15 | 0.93 | 4000 | 72
P6AN5C3J | NASON LIGHTING (Kunshan) co. ltd | NASON | NS-GK03111-130 4000K [Housing A only] | Indoor Luminaires | High-Bay | High-Bay Luminaires for Commercial and Industrial Buildings | Premium | FALSE | [9 empty] | 42768 | Dimmable | Continuous Below 10 | Yes |  | 4.1 | 19500 | 150 | 130 | 0.15 | 0.92 | 4000 | 72
PFDBSXME | NASON LIGHTING (Kunshan) co. ltd | NASON | NS-GK03111-150 4000K [Housing A only] | Indoor Luminaires | High-Bay | High-Bay Luminaires for Commercial and Industrial Buildings | Premium | FALSE | [9 empty] | 42768 | Dimmable | Continuous Below 10 | Yes |  | 4.1 | 22200 | 148 | 150 | 0.14 | 0.93 | 4000 | 72
P59Z7NDB | NASON LIGHTING (Kunshan) co. ltd | NASON | NS-GK03111-170 3500K [Housing A only] | Indoor Luminaires | High-Bay | High-Bay Luminaires for Commercial and Industrial Buildings | Premium | FALSE | [9 empty] | 42768 | Dimmable | Continuous Below 10 | Yes |  | 4.1 | 25840 | 152 | 170 | 0.15 | 0.93 | 3500 | 72
P734C1EC | NASON LIGHTING (Kunshan) co. ltd | NASON | NS-GK03111-130 3500K [Housing A only] | Indoor Luminaires | High-Bay | High-Bay Luminaires for Commercial and Industrial Buildings | Premium | FALSE | [9 empty] | 42768 | Dimmable | Continuous Below 10 | Yes |  | 4.1 | 19370 | 149 | 130 | 0.15 | 0.92 | 3500 | 72
P2PNKNX2 | NASON LIGHTING (Kunshan) co. ltd | NASON | NS-GK03111-150 3500K [Housing A only] | Indoor Luminaires | High-Bay | High-Bay Luminaires for Commercial and Industrial Buildings | Premium | FALSE | [9 empty] | 42768 | Dimmable | Continuous Below 10 | Yes |  | 4.1 | 22050 | 147 | 150 | 0.14 | 0.93 | 3500 | 72
PVJX4FT8 | Lumax Lighting | Lumax Lighting | LGHLED198L3K24-9xxRS | Indoor Luminaires | High-Bay | High-Bay Luminaires for Commercial and Industrial Buildings | Premium | TRUE | 19830 | 130.9 | 151.5 | 8 | 0.977 | 3099 | 82.1 | 5 | 50000 | 42768 | Dimmable | Continuous Below 10 | Yes |  | 4.1 | 19830 | 130.46 | 152 | 9.01 | 0.97 | 3000 | 80
PQ99CH4Q | Lumax Lighting | Lumax Lighting | LGHLED164L5K22-9xxRS | Indoor Luminaires | High-Bay | High-Bay Luminaires for Commercial and Industrial Buildings | Standard | FALSE | [9 empty] | 42768 | Dimmable | Continuous Below 10 | Yes |  | 4.1 | 17427 | 124.48 | 140 | 9.46 | 0.97 | 5000 | 80
PU8K457R | Lumax Lighting | Lumax Lighting | LGHLED198L5K24-9xxRS | Indoor Luminaires | High-Bay | High-Bay Luminaires for Commercial and Industrial Buildings | Premium | FALSE | [9 empty] | 42768 | Dimmable | Continuous Below 10 | Yes |  | 4.1 | 20249 | 133.22 | 152 | 9.01 | 0.97 | 5000 | 80
PWRG899Q | Lumax Lighting | Lumax Lighting | LGHLED230L5K24-9xxRS | Indoor Luminaires | High-Bay | High-Bay Luminaires for Commercial and Industrial Buildings | Premium | FALSE | [9 empty] | 42768 | Dimmable | Continuous Below 10 | Yes |  | 4.1 | 24532 | 134.05 | 183 | 8.1 | 0.98 | 5000 | 80
P4ZFF5HE | Lumax Lighting | Lumax Lighting | LGHLED111L5K22-9xxRS | Indoor Luminaires | High-Bay | High-Bay Luminaires for Commercial and Industrial Buildings | Standard | FALSE | [9 empty] | 42768 | Dimmable | Continuous Below 10 | Yes |  | 4.1 | 11650 | 125.27 | 93 | 8.04 | 0.98 | 5000 | 80
PNFG6APH | Lumax Lighting | Lumax Lighting | LGHLED164L4K22-9xxRS | Indoor Luminaires | High-Bay | High-Bay Luminaires for Commercial and Industrial Buildings | Standard | FALSE | [9 empty] | 42768 | Dimmable | Continuous Below 10 | Yes |  | 4.1 | 17256 | 123.26 | 140 | 9.46 | 0.97 | 4000 | 80
PNNU6J4R | Lumax Lighting | Lumax Lighting | LGHLED198L4K24-9xxRS | Indoor Luminaires | High-Bay | High-Bay Luminaires for Commercial and Industrial Buildings | Premium | FALSE | [9 empty] | 42768 | Dimmable | Continuous Below 10 | Yes |  | 4.1 | 20050 | 131.91 | 152 | 9.01 | 0.97 | 4000 | 80
PGPKQWPB | Lumax Lighting | Lumax Lighting | LGHLED230L4K24-9xxRS | Indoor Luminaires | High-Bay | High-Bay Luminaires for Commercial and Industrial Buildings | Premium | FALSE | [9 empty] | 42768 | Dimmable | Continuous Below 10 | Yes |  | 4.1 | 24291 | 132.74 | 183 | 8.1 | 0.98 | 4000 | 80
PJPYMZZF | Lumax Lighting | Lumax Lighting | LGHLED111L4K22-9xxRS | Indoor Luminaires | High-Bay | High-Bay Luminaires for Commercial and Industrial Buildings | Standard | FALSE | [9 empty] | 42768 | Dimmable | Continuous Below 10 | Yes |  | 4.1 | 11504 | 123.7 | 93 | 8.04 | 0.98 | 4000 | 80
PRAK24QM | Lumax Lighting | Lumax Lighting | LGHLED164L35K22-9xxRS | Indoor Luminaires | High-Bay | High-Bay Luminaires for Commercial and Industrial Buildings | Standard | FALSE | [9 empty] | 42768 | Dimmable | Continuous Below 10 | Yes |  | 4.1 | 16915 | 120.82 | 140 | 9.46 | 0.97 | 3500 | 80
PC94VW34 | Lumax Lighting | Lumax Lighting | LGHLED198L35K24-9xxRS | Indoor Luminaires | High-Bay | High-Bay Luminaires for Commercial and Industrial Buildings | Premium | FALSE | [9 empty] | 42768 | Dimmable | Continuous Below 10 | Yes |  | 4.1 | 19655 | 129.31 | 152 | 9.01 | 0.97 | 3500 | 80
PR1KEMPJ | Lumax Lighting | Lumax Lighting | LGHLED230L35K24-9xxRS | Indoor Luminaires | High-Bay | High-Bay Luminaires for Commercial and Industrial Buildings | Premium | FALSE | [9 empty] | 42768 | Dimmable | Continuous Below 10 | Yes |  | 4.1 | 23810 | 130.11 | 183 | 8.1 | 0.98 | 3500 | 80
P3GHYFXA | Lumax Lighting | Lumax Lighting | LGHLED111L35K22-9xxRS | Indoor Luminaires | High-Bay | High-Bay Luminaires for Commercial and Industrial Buildings | Standard | FALSE | [9 empty] | 42768 | Dimmable | Continuous Below 10 | Yes |  | 4.1 | 11276 | 121.25 | 93 | 8.04 | 0.98 | 3500 | 80
P5DH5VAH | Lumax Lighting | Lumax Lighting | LGHLED164L3K22-9xxRS | Indoor Luminaires | High-Bay | High-Bay Luminaires for Commercial and Industrial Buildings | Standard | FALSE | [9 empty] | 42768 | Dimmable | Continuous Below 10 | Yes |  | 4.1 | 16403 | 117.16 | 140 | 9.46 | 0.97 | 3000 | 80
PEJ2NG3S | Lumax Lighting | Lumax Lighting | LGHLED230L3K24-9xxRS | Indoor Luminaires | High-Bay | High-Bay Luminaires for Commercial and Industrial Buildings | Standard | FALSE | [9 empty] | 42768 | Dimmable | Continuous Below 10 | Yes |  | 4.1 | 23090 | 126.17 | 183 | 8.1 | 0.98 | 3000 | 80
PHY12M7H | Lumax Lighting | Lumax Lighting | LGHLED111L3K22-9xxRS | Indoor Luminaires | High-Bay | High-Bay Luminaires for Commercial and Industrial Buildings | Standard | FALSE | [9 empty] | 42768 | Dimmable | Continuous Below 10 | Yes |  | 4.1 | 11140 | 119.78 | 93 | 8.04 | 0.98 | 3000 | 80
PPW45X57 | Jiangsu Ever-Tie Lighting Co. Ltd | Ever-tie | ETLB7-2FT/4L/VH/065/YDM/FL 4000K (A1A3+B3) | Indoor Luminaires | High-Bay | Low-Bay Luminaires for Commercial and Industrial Buildings | Premium | TRUE | 8099.6 | 129.63 | 62.76 | 13.7 | 0.9486 | 4004 | 84.15 | 5 | 50000 | 42767 |  |  | Yes |  | 4.1 | 8450 | 130 | 65 | 10 | 0.9 | 4000 | 80
PB72SR7U | Jiangsu Ever-Tie Lighting Co. Ltd | Ever-tie | ETLB7-2FT/4L/VH/065/YDM/WL 5700K (A1A3+B3) | Indoor Luminaires | High-Bay | Low-Bay Luminaires for Commercial and Industrial Buildings | Premium | FALSE | [9 empty] | 42767 |  |  | Yes |  | 4.1 | 9165 | 141 | 65 | 10 | 0.9 | 5700 | 80
PVNX16A9 | Jiangsu Ever-Tie Lighting Co. Ltd | Ever-tie | ETLB7-2FT/4L/VH/065/YDM/CL 5700K (A1A3+B3) | Indoor Luminaires | High-Bay | Low-Bay Luminaires for Commercial and Industrial Buildings | Premium | FALSE | [9 empty] | 42767 |  |  | Yes |  | 4.1 | 8840 | 136 | 65 | 10 | 0.9 | 5700 | 80
PYW942CX | Jiangsu Ever-Tie Lighting Co. Ltd | Ever-tie | ETLB7-2FT/4L/VH/065/YDM/FL 5700K (A1A3+B3) | Indoor Luminaires | High-Bay | Low-Bay Luminaires for Commercial and Industrial Buildings | Premium | FALSE | [9 empty] | 42767 |  |  | Yes |  | 4.1 | 8580 | 132 | 65 | 10 | 0.9 | 5700 | 80
PP6V8VA7 | Jiangsu Ever-Tie Lighting Co. Ltd | Ever-tie | ETLB7-2FT/4L/VH/065/YDM/WL 5000K (A1A3+B3) | Indoor Luminaires | High-Bay | Low-Bay Luminaires for Commercial and Industrial Buildings | Premium | FALSE | [9 empty] | 42767 |  |  | Yes |  | 4.1 | 9100 | 140 | 65 | 10 | 0.9 | 5000 | 80
PMG8C88M | Jiangsu Ever-Tie Lighting Co. Ltd | Ever-tie | ETLB7-2FT/4L/VH/065/YDM/CL 5000K (A1A3+B3) | Indoor Luminaires | High-Bay | Low-Bay Luminaires for Commercial and Industrial Buildings | Premium | FALSE | [9 empty] | 42767 |  |  | Yes |  | 4.1 | 8775 | 135 | 65 | 10 | 0.9 | 5000 | 80
P5UHDJXJ | Jiangsu Ever-Tie Lighting Co. Ltd | Ever-tie | ETLB7-2FT/4L/VH/065/YDM/FL 5000K (A1A3+B3) | Indoor Luminaires | High-Bay | Low-Bay Luminaires for Commercial and Industrial Buildings | Premium | FALSE | [9 empty] | 42767 |  |  | Yes |  | 4.1 | 8515 | 131 | 65 | 10 | 0.9 | 5000 | 80
PQ4PXP28 | Jiangsu Ever-Tie Lighting Co. Ltd | Ever-tie | ETLB7-2FT/4L/VH/065/YDM/WL 4000K (A1A3+B3) | Indoor Luminaires | High-Bay | Low-Bay Luminaires for Commercial and Industrial Buildings | Premium | FALSE | [9 empty] | 42767 |  |  | Yes |  | 4.1 | 8970 | 138 | 65 | 10 | 0.9 | 4000 | 80
PSU7CEPA | Jiangsu Ever-Tie Lighting Co. Ltd | Ever-tie | ETLB7-2FT/4L/VH/065/YDM/CL 4000K (A1A3+B3) | Indoor Luminaires | High-Bay | Low-Bay Luminaires for Commercial and Industrial Buildings | Premium | FALSE | [9 empty] | 42767 |  |  | Yes |  | 4.1 | 8710 | 134 | 65 | 10 | 0.9 | 4000 | 80
PNW5XZBQ | Jiangsu Ever-Tie Lighting Co. Ltd | Ever-tie | ETLB7-2FT/6L/BW/162/YDM/FL 4000K (A1A3+B3) | Indoor Luminaires | High-Bay | High-Bay Luminaires for Commercial and Industrial Buildings | Premium | TRUE | 20368.7 | 128.42 | 158.61 | 9.3 | 0.9715 | 4014 | 84.24 | 5 | 50000 | 42767 |  |  | Yes |  | 4.1 | 21060 | 130 | 162 | 10 | 0.9 | 4000 | 80
PXW65JA5 | Jiangsu Ever-Tie Lighting Co. Ltd | Ever-tie | ETLB7-2FT/6L/BW/162/YDM/WL/347 5700K (A1+B3) | Indoor Luminaires | High-Bay | High-Bay Luminaires for Commercial and Industrial Buildings | Premium | FALSE | [9 empty] | 42767 |  |  | Yes |  | 4.1 | 22842 | 141 | 162 | 10 | 0.9 | 5700 | 80
P8SCVK4X | Jiangsu Ever-Tie Lighting Co. Ltd | Ever-tie | ETLB7-2FT/6L/BW/162/YDM/WL 5700K (A1A3+B3) | Indoor Luminaires | High-Bay | High-Bay Luminaires for Commercial and Industrial Buildings | Premium | FALSE | [9 empty] | 42767 |  |  | Yes |  | 4.1 | 22842 | 141 | 162 | 10 | 0.9 | 5700 | 80
PXYP2KBR | Jiangsu Ever-Tie Lighting Co. Ltd | Ever-tie | ETLB7-2FT/6L/BW/162/YDM/CL/347 5700K (A1+B3) | Indoor Luminaires | High-Bay | High-Bay Luminaires for Commercial and Industrial Buildings | Premium | FALSE | [9 empty] | 42767 |  |  | Yes |  | 4.1 | 22032 | 136 | 162 | 10 | 0.9 | 5700 | 80
PU5U6R7F | Jiangsu Ever-Tie Lighting Co. Ltd | Ever-tie | ETLB7-2FT/6L/BW/162/YDM/CL 5700K (A1A3+B3) | Indoor Luminaires | High-Bay | High-Bay Luminaires for Commercial and Industrial Buildings | Premium | FALSE | [9 empty] | 42767 |  |  | Yes |  | 4.1 | 22032 | 136 | 162 | 10 | 0.9 | 5700 | 80
PEC4Z3T1 | Jiangsu Ever-Tie Lighting Co. Ltd | Ever-tie | ETLB7-2FT/6L/BW/162/YDM/FL 5700K (A1A3+B3) | Indoor Luminaires | High-Bay | High-Bay Luminaires for Commercial and Industrial Buildings | Premium | FALSE | [9 empty] | 42767 |  |  | Yes |  | 4.1 | 21384 | 132 | 162 | 10 | 0.9 | 5700 | 80
PDK41STC | Jiangsu Ever-Tie Lighting Co. Ltd | Ever-tie | ETLB7-2FT/6L/BW/162/YDM/FL/347 5700K (A1+B3) | Indoor Luminaires | High-Bay | High-Bay Luminaires for Commercial and Industrial Buildings | Premium | FALSE | [9 empty] | 42767 |  |  | Yes |  | 4.1 | 21384 | 132 | 162 | 10 | 0.9 | 5700 | 80
PZCG86JW | Jiangsu Ever-Tie Lighting Co. Ltd | Ever-tie | ETLB7-2FT/6L/BW/162/YDM/WL 5000K (A1A3+B3) | Indoor Luminaires | High-Bay | High-Bay Luminaires for Commercial and Industrial Buildings | Premium | FALSE | [9 empty] | 42767 |  |  | Yes |  | 4.1 | 22680 | 140 | 162 | 10 | 0.9 | 5000 | 80
PGJ43MUF | Jiangsu Ever-Tie Lighting Co. Ltd | Ever-tie | ETLB7-2FT/6L/BW/162/YDM/WL/347 5000K (A1+B3) | Indoor Luminaires | High-Bay | High-Bay Luminaires for Commercial and Industrial Buildings | Premium | FALSE | [9 empty] | 42767 |  |  | Yes |  | 4.1 | 22680 | 140 | 162 | 10 | 0.9 | 5000 | 80
PNRMFCTA | Jiangsu Ever-Tie Lighting Co. Ltd | Ever-tie | ETLB7-2FT/6L/BW/162/YDM/CL/347 5000K (A1+B3) | Indoor Luminaires | High-Bay | High-Bay Luminaires for Commercial and Industrial Buildings | Premium | FALSE | [9 empty] | 42767 |  |  | Yes |  | 4.1 | 21870 | 135 | 162 | 10 | 0.9 | 5000 | 80
P2GZ68VN | Jiangsu Ever-Tie Lighting Co. Ltd | Ever-tie | ETLB7-2FT/6L/BW/162/YDM/CL 5000K (A1A3+B3) | Indoor Luminaires | High-Bay | High-Bay Luminaires for Commercial and Industrial Buildings | Premium | FALSE | [9 empty] | 42767 |  |  | Yes |  | 4.1 | 21870 | 135 | 162 | 10 | 0.9 | 5000 | 80
PJMVMNSN | Jiangsu Ever-Tie Lighting Co. Ltd | Ever-tie | ETLB7-2FT/6L/BW/162/YDM/FL 5000K (A1A3+B3) | Indoor Luminaires | High-Bay | High-Bay Luminaires for Commercial and Industrial Buildings | Premium | FALSE | [9 empty] | 42767 |  |  | Yes |  | 4.1 | 21222 | 131 | 162 | 10 | 0.9 | 5000 | 80
PHJ4NWVS | Jiangsu Ever-Tie Lighting Co. Ltd | Ever-tie | ETLB7-2FT/6L/BW/162/YDM/FL/347 5000K (A1+B3) | Indoor Luminaires | High-Bay | High-Bay Luminaires for Commercial and Industrial Buildings | Premium | FALSE | [9 empty] | 42767 |  |  | Yes |  | 4.1 | 21222 | 131 | 162 | 10 | 0.9 | 5000 | 80
PK2HN8MX | Jiangsu Ever-Tie Lighting Co. Ltd | Ever-tie | ETLB7-2FT/6L/BW/162/YDM/WL 4000K (A1A3+B3) | Indoor Luminaires | High-Bay | High-Bay Luminaires for Commercial and Industrial Buildings | Premium | FALSE | [9 empty] | 42767 |  |  | Yes |  | 4.1 | 22356 | 138 | 162 | 10 | 0.9 | 4000 | 80
P3PVJZD5 | Jiangsu Ever-Tie Lighting Co. Ltd | Ever-tie | ETLB7-2FT/6L/BW/162/YDM/WL/347 4000K (A1+B3) | Indoor Luminaires | High-Bay | High-Bay Luminaires for Commercial and Industrial Buildings | Premium | FALSE | [9 empty] | 42767 |  |  | Yes |  | 4.1 | 22356 | 138 | 162 | 10 | 0.9 | 4000 | 80
PDS8CM1V | Jiangsu Ever-Tie Lighting Co. Ltd | Ever-tie | ETLB7-2FT/6L/BW/162/YDM/CL/347 4000K (A1+B3) | Indoor Luminaires | High-Bay | High-Bay Luminaires for Commercial and Industrial Buildings | Premium | FALSE | [9 empty] | 42767 |  |  | Yes |  | 4.1 | 21708 | 134 | 162 | 10 | 0.9 | 4000 | 80
P26TGZ4F | Jiangsu Ever-Tie Lighting Co. Ltd | Ever-tie | ETLB7-2FT/6L/BW/162/YDM/CL 4000K (A1A3+B3) | Indoor Luminaires | High-Bay | High-Bay Luminaires for Commercial and Industrial Buildings | Premium | FALSE | [9 empty] | 42767 |  |  | Yes |  | 4.1 | 21708 | 134 | 162 | 10 | 0.9 | 4000 | 80
PKEU8GAV | Jiangsu Ever-Tie Lighting Co. Ltd | Ever-tie | ETLB7-2FT/6L/BW/162/YDM/FL/347 4000K (A1+B3) | Indoor Luminaires | High-Bay | High-Bay Luminaires for Commercial and Industrial Buildings | Premium | FALSE | [9 empty] | 42767 |  |  | Yes |  | 4.1 | 21060 | 130 | 162 | 10 | 0.9 | 4000 | 80
PG4MQEU4 | Shenzhen sunpzone lighting electronic co. ltd | Sunpzone | SPZLHB24F320P(4000K) | Indoor Luminaires | High-Bay | High-Bay Luminaires for Commercial and Industrial Buildings | Premium | TRUE | 43451.15 | 136.84 | 317.54 | 7.65 | 0.967 | 4231 | 86.7 | 5 | 50000 | 42767 |  |  | No |  | 4.1 | 43500 | 136 | 320 | 20 | 0.9 | 4000 | 80
PRD7AGDT | Shenzhen sunpzone lighting electronic co. ltd | Sunpzone | SPZLHB14F165P(4000K) | Indoor Luminaires | High-Bay | High-Bay Luminaires for Commercial and Industrial Buildings | Premium | TRUE | 21502.06 | 135.34 | 158.88 | 6.95 | 0.967 | 4203 | 86.4 | 5 | 50000 | 42767 |  |  | No |  | 4.1 | 22300 | 135 | 165 | 20 | 0.9 | 4000 | 80
PMYSE1E3 | Shenzhen sunpzone lighting electronic co. ltd | Sunpzone | SPZLHB24F320P(5700K) | Indoor Luminaires | High-Bay | High-Bay Luminaires for Commercial and Industrial Buildings | Premium | FALSE | [9 empty] | 42767 |  |  | No |  | 4.1 | 43500 | 136 | 320 | 20 | 0.9 | 5700 | 80
PXBPB9KA | Shenzhen sunpzone lighting electronic co. ltd | Sunpzone | SPZLHB14F165P(5700K) | Indoor Luminaires | High-Bay | High-Bay Luminaires for Commercial and Industrial Buildings | Premium | FALSE | [9 empty] | 42767 |  |  | No |  | 4.1 | 22300 | 135 | 165 | 20 | 0.9 | 5700 | 80
PAN3YXFS | Shenzhen sunpzone lighting electronic co. ltd | Sunpzone | SPZLHB24F320P(5000K) | Indoor Luminaires | High-Bay | High-Bay Luminaires for Commercial and Industrial Buildings | Premium | FALSE | [9 empty] | 42767 |  |  | No |  | 4.1 | 43500 | 136 | 320 | 20 | 0.9 | 5000 | 80
PYP2WUBA | Shenzhen sunpzone lighting electronic co. ltd | Sunpzone | SPZLHB14F165P(5000K) | Indoor Luminaires | High-Bay | High-Bay Luminaires for Commercial and Industrial Buildings | Premium | FALSE | [9 empty] | 42767 |  |  | No |  | 4.1 | 22300 | 135 | 165 | 20 | 0.9 | 5000 | 80
PZTYQP4Y | Shenzhen sunpzone lighting electronic co. ltd | Sunpzone | SPZLHB24F320P(4500K) | Indoor Luminaires | High-Bay | High-Bay Luminaires for Commercial and Industrial Buildings | Premium | FALSE | [9 empty] | 42767 |  |  | No |  | 4.1 | 43500 | 136 | 320 | 20 | 0.9 | 4500 | 80
PHCEMQN9 | Shenzhen sunpzone lighting electronic co. ltd | Sunpzone | SPZLHB14F165P(4500K) | Indoor Luminaires | High-Bay | High-Bay Luminaires for Commercial and Industrial Buildings | Premium | FALSE | [9 empty] | 42767 |  |  | No |  | 4.1 | 22300 | 135 | 165 | 20 | 0.9 | 4500 | 80
P55VMCZ1 | SHINE OPTO (SUZHOU) CO.LTD | SHINE | SH0201 | Indoor Luminaires | High-Bay | High-Bay Luminaires for Commercial and Industrial Buildings | Premium | TRUE | 13192.8 | 137.94 | 95.64 | 14.6 | 0.9301 | 5934 | 81.14 | 5 | 50000 | 42767 |  |  | No |  | 4.1 | 13000 | 130 | 100 | 14.6 | 0.9 | 5700 | 70
PFCU5FTG | SHINE OPTO (SUZHOU) CO.LTD | SHINE | SH0203 | Indoor Luminaires | High-Bay | High-Bay Luminaires for Commercial and Industrial Buildings | Premium | TRUE | 19199.6 | 132.37 | 145.04 | 14.5 | 0.9295 | 6009 | 81.72 | 5 | 50000 | 42767 |  |  | No |  | 4.1 | 19500 | 130 | 150 | 14.5 | 0.9 | 5700 | 70
P4FG6CX6 | NASON LIGHTING (Kunshan) co. ltd | NASON | NS-GK03111-110 3000K [Housing A only] | Indoor Luminaires | High-Bay | High-Bay Luminaires for Commercial and Industrial Buildings | Premium | TRUE | 15690 | 143 | 110.05 | 15.41 | 0.927 | 3065 | 71.9 | 5 | 50000 | 42767 |  |  | Yes |  | 4.1 | 15730 | 143 | 110 | 0.15 | 0.92 | 3000 | 72
P3SW8KSQ | NASON LIGHTING (Kunshan) co. ltd | NASON | NS-GK03111-110 5700K [Housing A only] | Indoor Luminaires | High-Bay | High-Bay Luminaires for Commercial and Industrial Buildings | Premium | FALSE | [9 empty] | 42767 |  |  | Yes |  | 4.1 | 16280 | 148 | 110 | 0.15 | 0.92 | 5700 | 72
PYUERWMS | NASON LIGHTING (Kunshan) co. ltd | NASON | NS-GK03111-110 5000K [Housing A only] | Indoor Luminaires | High-Bay | High-Bay Luminaires for Commercial and Industrial Buildings | Premium | FALSE | [9 empty] | 42767 |  |  | Yes |  | 4.1 | 16170 | 147 | 110 | 0.15 | 0.92 | 5000 | 72
PYF7DMQY | NASON LIGHTING (Kunshan) co. ltd | NASON | NS-GK03111-110 4500K [Housing A only] | Indoor Luminaires | High-Bay | High-Bay Luminaires for Commercial and Industrial Buildings | Premium | FALSE | [9 empty] | 42767 |  |  | Yes |  | 4.1 | 16060 | 146 | 110 | 0.15 | 0.92 | 4500 | 72
PWHAFQCY | NASON LIGHTING (Kunshan) co. ltd | NASON | NS-GK03111-110 4000K [Housing A only] | Indoor Luminaires | High-Bay | High-Bay Luminaires for Commercial and Industrial Buildings | Premium | FALSE | [9 empty] | 42767 |  |  | Yes |  | 4.1 | 15950 | 145 | 110 | 0.15 | 0.92 | 4000 | 72
P7D8HGKC | NASON LIGHTING (Kunshan) co. ltd | NASON | NS-GK03111-110 3500K [Housing A only] | Indoor Luminaires | High-Bay | High-Bay Luminaires for Commercial and Industrial Buildings | Premium | FALSE | [9 empty] | 42767 |  |  | Yes |  | 4.1 | 15840 | 144 | 110 | 0.15 | 0.92 | 3500 | 72
PMGKS4RR | NASON LIGHTING (Kunshan) co. ltd | NASON | NS-GK03111-90 3500K [Housing A only] | Indoor Luminaires | High-Bay | High-Bay Luminaires for Commercial and Industrial Buildings | Premium | TRUE | 13131 | 145 | 90.42 | 16.58 | 0.925 | 3503 | 73.8 | 5 | 50000 | 42767 |  |  | Yes |  | 4.1 | 13050 | 145 | 90 | 0.17 | 0.92 | 3500 | 73
PSEWVR9P | NASON LIGHTING (Kunshan) co. ltd | NASON | NS-GK03111-90 5700K [Housing A only] | Indoor Luminaires | High-Bay | High-Bay Luminaires for Commercial and Industrial Buildings | Premium | FALSE | [9 empty] | 42767 |  |  | Yes |  | 4.1 | 13410 | 149 | 90 | 0.17 | 0.92 | 5700 | 73
PQYCDNQ3 | NASON LIGHTING (Kunshan) co. ltd | NASON | NS-GK03111-90 5000K [Housing A only] | Indoor Luminaires | High-Bay | High-Bay Luminaires for Commercial and Industrial Buildings | Premium | FALSE | [9 empty] | 42767 |  |  | Yes |  | 4.1 | 13320 | 148 | 90 | 0.17 | 0.92 | 5000 | 73
PPNQNC2H | NASON LIGHTING (Kunshan) co. ltd | NASON | NS-GK03111-90 4500K [Housing A only] | Indoor Luminaires | High-Bay | High-Bay Luminaires for Commercial and Industrial Buildings | Premium | FALSE | [9 empty] | 42767 |  |  | Yes |  | 4.1 | 13230 | 147 | 90 | 0.17 | 0.92 | 4500 | 73
PVY5T9BV | NASON LIGHTING (Kunshan) co. ltd | NASON | NS-GK03111-90 4000K [Housing A only] | Indoor Luminaires | High-Bay | High-Bay Luminaires for Commercial and Industrial Buildings | Premium | FALSE | [9 empty] | 42767 |  |  | Yes |  | 4.1 | 13140 | 146 | 90 | 0.17 | 0.92 | 4000 | 73
P1CWQ2Z9 | Jiangsu Ever-Tie Lighting Co. Ltd | Ever-tie | ETLB7-4FT/4L/BL/178/YDM/FL 5700K(A1A3+B3) | Indoor Luminaires | High-Bay | High-Bay Luminaires for Commercial and Industrial Buildings | Premium | TRUE | 23020.3 | 132.7 | 173.48 | 8.4 | 0.9931 | 5870 | 84.93 | 5 | 50000 | 42767 |  |  | Yes |  | 4.1 | 23496 | 132 | 178 | 10 | 0.9 | 5700 | 80
PM8QGPXY | Jiangsu Ever-Tie Lighting Co. Ltd | Ever-tie | ETLB7-4FT/4L/BL/178/YDM/FL 4000K(A1A3+B3) | Indoor Luminaires | High-Bay | High-Bay Luminaires for Commercial and Industrial Buildings | Premium | TRUE | 22721.2 | 129.37 | 175.63 | 10.4 | 0.961 | 4022 | 84.28 | 5 | 50000 | 42767 |  |  | Yes |  | 4.1 | 23140 | 130 | 178 | 10 | 0.9 | 4000 | 80
P4ZE2HDN | Jiangsu Ever-Tie Lighting Co. Ltd | Ever-tie | ETLB7-4FT/4L/BL/178/YDM/WL 5700K(A1A3+B3) | Indoor Luminaires | High-Bay | High-Bay Luminaires for Commercial and Industrial Buildings | Premium | FALSE | [9 empty] | 42767 |  |  | Yes |  | 4.1 | 25098 | 141 | 178 | 10 | 0.9 | 5700 | 80
P779NU47 | Jiangsu Ever-Tie Lighting Co. Ltd | Ever-tie | ETLB7-4FT/4L/BL/178/YDM/CL 5700K(A1A3+B3) | Indoor Luminaires | High-Bay | High-Bay Luminaires for Commercial and Industrial Buildings | Premium | FALSE | [9 empty] | 42767 |  |  | Yes |  | 4.1 | 24280 | 136 | 178 | 10 | 0.9 | 5700 | 80
PYKTFS2B | Jiangsu Ever-Tie Lighting Co. Ltd | Ever-tie | ETLB7-4FT/4L/BL/178/YDM/WL 5000K(A1A3+B3) | Indoor Luminaires | High-Bay | High-Bay Luminaires for Commercial and Industrial Buildings | Premium | FALSE | [9 empty] | 42767 |  |  | Yes |  | 4.1 | 24920 | 140 | 178 | 10 | 0.9 | 5000 | 80
PFD4QH9E | Jiangsu Ever-Tie Lighting Co. Ltd | Ever-tie | ETLB7-4FT/4L/BL/178/YDM/CL 5000K(A1A3+B3) | Indoor Luminaires | High-Bay | High-Bay Luminaires for Commercial and Industrial Buildings | Premium | FALSE | [9 empty] | 42767 |  |  | Yes |  | 4.1 | 24030 | 135 | 178 | 10 | 0.9 | 5000 | 80
PTEKT58T | Jiangsu Ever-Tie Lighting Co. Ltd | Ever-tie | ETLB7-4FT/4L/BL/178/YDM/FL 5000K(A1A3+B3) | Indoor Luminaires | High-Bay | High-Bay Luminaires for Commercial and Industrial Buildings | Premium | FALSE | [9 empty] | 42767 |  |  | Yes |  | 4.1 | 23318 | 131 | 178 | 10 | 0.9 | 5000 | 80
P2SSMF9U | Jiangsu Ever-Tie Lighting Co. Ltd | Ever-tie | ETLB7-4FT/4L/BL/178/YDM/WL 4000K(A1A3+B3) | Indoor Luminaires | High-Bay | High-Bay Luminaires for Commercial and Industrial Buildings | Premium | FALSE | [9 empty] | 42767 |  |  | Yes |  | 4.1 | 24564 | 138 | 178 | 10 | 0.9 | 4000 | 80
PJE1BWPV | Jiangsu Ever-Tie Lighting Co. Ltd | Ever-tie | ETLB7-4FT/4L/BL/178/YDM/CL 4000K(A1A3+B3) | Indoor Luminaires | High-Bay | High-Bay Luminaires for Commercial and Industrial Buildings | Premium | FALSE | [9 empty] | 42767 |  |  | Yes |  | 4.1 | 23852 | 134 | 178 | 10 | 0.9 | 4000 | 80
PFPDTTRF | Jiangsu Ever-Tie Lighting Co. Ltd | Ever-tie | ETLB7-4FT/6L/BL/265/YDM/FL 5700K (A1A3+B3) | Indoor Luminaires | High-Bay | High-Bay Luminaires for Commercial and Industrial Buildings | Premium | TRUE | 33813.1 | 130.2 | 259.7 | 8.6 | 0.9929 | 5859 | 85.01 | 5 | 50000 | 42767 |  |  | Yes |  | 4.1 | 34980 | 132 | 265 | 10 | 0.9 | 5700 | 80
P57Q3T6E | Jiangsu Ever-Tie Lighting Co. Ltd | Ever-tie | ETLB7-4FT/6L/BL/265/YDM/FL 4000K (A1A3+B3) | Indoor Luminaires | High-Bay | High-Bay Luminaires for Commercial and Industrial Buildings | Premium | TRUE | 33726.5 | 127.9 | 263.7 | 10.3 | 0.9618 | 4019 | 84.19 | 5 | 50000 | 42767 |  |  | Yes |  | 4.1 | 34450 | 130 | 265 | 10 | 0.9 | 4000 | 80
PAFDTJ17 | Jiangsu Ever-Tie Lighting Co. Ltd | Ever-tie | ETLB7-4FT/6L/BL/265/YDM/WL 5700K (A1A3+B3) | Indoor Luminaires | High-Bay | High-Bay Luminaires for Commercial and Industrial Buildings | Premium | FALSE | [9 empty] | 42767 |  |  | Yes |  | 4.1 | 37365 | 141 | 265 | 10 | 0.9 | 5700 | 80
P1G1657A | Jiangsu Ever-Tie Lighting Co. Ltd | Ever-tie | ETLB7-4FT/6L/BL/265/YDM/CL 5700K (A1A3+B3) | Indoor Luminaires | High-Bay | High-Bay Luminaires for Commercial and Industrial Buildings | Premium | FALSE | [9 empty] | 42767 |  |  | Yes |  | 4.1 | 36040 | 136 | 265 | 10 | 0.9 | 5700 | 80
PF1FTR63 | Jiangsu Ever-Tie Lighting Co. Ltd | Ever-tie | ETLB7-4FT/6L/BL/265/YDM/WL 5000K (A1A3+B3) | Indoor Luminaires | High-Bay | High-Bay Luminaires for Commercial and Industrial Buildings | Premium | FALSE | [9 empty] | 42767 |  |  | Yes |  | 4.1 | 37100 | 140 | 265 | 10 | 0.9 | 5000 | 80
P2F8GQF7 | Jiangsu Ever-Tie Lighting Co. Ltd | Ever-tie | ETLB7-4FT/6L/BL/265/YDM/CL 5000K (A1A3+B3) | Indoor Luminaires | High-Bay | High-Bay Luminaires for Commercial and Industrial Buildings | Premium | FALSE | [9 empty] | 42767 |  |  | Yes |  | 4.1 | 35775 | 135 | 265 | 10 | 0.9 | 5000 | 80
PYD7PFS5 | Jiangsu Ever-Tie Lighting Co. Ltd | Ever-tie | ETLB7-4FT/6L/BL/265/YDM/FL 5000K (A1A3+B3) | Indoor Luminaires | High-Bay | High-Bay Luminaires for Commercial and Industrial Buildings | Premium | FALSE | [9 empty] | 42767 |  |  | Yes |  | 4.1 | 34715 | 131 | 265 | 10 | 0.9 | 5000 | 80
P2PQ1S6M | Jiangsu Ever-Tie Lighting Co. Ltd | Ever-tie | ETLB7-4FT/6L/BL/265/YDM/WL 4000K (A1A3+B3) | Indoor Luminaires | High-Bay | High-Bay Luminaires for Commercial and Industrial Buildings | Premium | FALSE | [9 empty] | 42767 |  |  | Yes |  | 4.1 | 36570 | 138 | 265 | 10 | 0.9 | 4000 | 80
PC7JY9WP | Jiangsu Ever-Tie Lighting Co. Ltd | Ever-tie | ETLB7-4FT/6L/BL/265/YDM/CL 4000K (A1A3+B3) | Indoor Luminaires | High-Bay | High-Bay Luminaires for Commercial and Industrial Buildings | Premium | FALSE | [9 empty] | 42767 |  |  | Yes |  | 4.1 | 35510 | 134 | 265 | 10 | 0.9 | 4000 | 80
PZVT8U7T | LONYUNG LED LIGHTING CO.LTD | LONYUNG | LY-SF90L2400-90W(3000K) | Indoor Luminaires | High-Bay | High-Bay Luminaires for Commercial and Industrial Buildings | Premium | TRUE | 11615.3 | 132.23 | 87.84 | 17.08 | 0.93 | 3002 | 83.9 | 5 | 50000 | 42767 |  |  | No | Updated on 2/1/17 | 4.1 | 11700 | 130 | 90 | 18 | 0.9 | 3000 | 80
PDSSZPQS | LONYUNG LED LIGHTING CO.LTD | LONYUNG | LY-SF90L2400-90W(5700K) | Indoor Luminaires | High-Bay | High-Bay Luminaires for Commercial and Industrial Buildings | Premium | FALSE | [9 empty] | 42767 |  |  | No | Updated on 2/1/17 | 4.1 | 11700 | 130 | 90 | 18 | 0.9 | 5700 | 80
PNCZPAPC | LONYUNG LED LIGHTING CO.LTD | LONYUNG | LY-SF90L2400-90W(5000K) | Indoor Luminaires | High-Bay | High-Bay Luminaires for Commercial and Industrial Buildings | Premium | FALSE | [9 empty] | 42767 |  |  | No | Updated on 2/1/17 | 4.1 | 11700 | 130 | 90 | 18 | 0.9 | 5000 | 80
P84N3T7T | LONYUNG LED LIGHTING CO.LTD | LONYUNG | LY-SF90L2400-90W(4500K) | Indoor Luminaires | High-Bay | High-Bay Luminaires for Commercial and Industrial Buildings | Premium | FALSE | [9 empty] | 42767 |  |  | No | Updated on 2/1/17 | 4.1 | 11700 | 130 | 90 | 18 | 0.9 | 4500 | 80
PY285U7E | LONYUNG LED LIGHTING CO.LTD | LONYUNG | LY-SF90L2400-90W(4000K) | Indoor Luminaires | High-Bay | High-Bay Luminaires for Commercial and Industrial Buildings | Premium | FALSE | [9 empty] | 42767 |  |  | No | Updated on 2/1/17 | 4.1 | 11700 | 130 | 90 | 18 | 0.9 | 4000 | 80
PJ5NDRAD | LONYUNG LED LIGHTING CO.LTD | LONYUNG | LY-SF90L2400-90W(3500K) | Indoor Luminaires | High-Bay | High-Bay Luminaires for Commercial and Industrial Buildings | Premium | FALSE | [9 empty] | 42767 |  |  | No | Updated on 2/1/17 | 4.1 | 11700 | 130 | 90 | 18 | 0.9 | 3500 | 80
PRCM64SK | SimplyLEDs | ANELLO | CLG-160W | Indoor Luminaires | High-Bay | High-Bay Luminaires for Commercial and Industrial Buildings | Standard | TRUE | 19219 | 122.9 | 156.4 | 7.25 | 0.974 | 5000 | 70.4 | 5 | 50000 | 42767 | Dimmable | Continuous Below 10 | No |  | 4.1 | 19219 | 156.4 | 122.9 | 5.18 | 1 | 5000 | 70.4
PJWCQABT | SimplyLEDs | ANELLO | CLG-200W | Indoor Luminaires | High-Bay | High-Bay Luminaires for Commercial and Industrial Buildings | Standard | TRUE | 23633 | 120 | 197 | 7.3 | 0.954 | 5053 | 70.5 | 5 | 50000 | 42767 | Dimmable | Continuous Below 10 | No |  | 4.1 | 23633 | 120 | 197 | 7.22 | 1 | 5053 | 70.5
P8J4AVP5 | Grandlite International Corp | Grandlite International | LED-8500-L240-150W-4K | Indoor Luminaires | High-Bay | High-Bay Luminaires for Commercial and Industrial Buildings | Premium | TRUE | 19112.72 | 126.65 | 151.7 | 13.69 | 0.936 | 4021 | 84.8 | 5 | 50000 | 42766 |  |  | Yes |  | 4.1 | 19112.72 | 126.65 | 150.91 | 7.46 | 1 | 4021 | 84.8
PWJKYR7B | Grandlite International Corp | Grandlite International | LED-8500-L240-150W-5K | Indoor Luminaires | High-Bay | High-Bay Luminaires for Commercial and Industrial Buildings | Premium | FALSE | [9 empty] | 42766 |  |  | Yes |  | 4.1 | 19112.72 | 126.65 | 150.91 | 7.02 | 1 | 5236 | 84.1
PDDWFRK1 | Industrial Lighting Products | Industrial Lighting Products | BLR-120WLED-UNIV-50-XXXXX | Indoor Retrofit Kit | High-Bay | Retrofit Kits for High-Bay Luminaires for Commercial and Industrial Buildings | Premium | TRUE | 17410 | 149.6 | 116.3 | 9.53 | 0.993 | 5181 | 81.2 | 5 | 50000 | 42766 |  |  | No |  | 4.1 | 17410 | 149.7 | 116.3 | 10.8 | 0.96 | 5000 | 80
P513DUQN | Industrial Lighting Products | Industrial Lighting Products | BLR-120WLED-UNIV-40-XXXXX | Indoor Retrofit Kit | High-Bay | Retrofit Kits for High-Bay Luminaires for Commercial and Industrial Buildings | Premium | TRUE | 16590 | 141.8 | 117.4 | 10.8 | 0.955 | 4153 | 83.8 | 5 | 50000 | 42766 |  |  | No |  | 4.1 | 16590 | 141.79 | 117 | 10.8 | 0.96 | 4000 | 80
P2RYXTK2 | Industrial Lighting Products | Industrial Lighting Products | BLR-80WLED-UNIV-40-XXXXX | Indoor Retrofit Kit | High-Bay | Retrofit Kits for High-Bay Luminaires for Commercial and Industrial Buildings | Premium | TRUE | 12650 | 151.3 | 83.64 | 10.8 | 0.955 | 4058 | 83.5 | 5 | 50000 | 42766 |  |  | No |  | 4.1 | 12650 | 151.24 | 83.6 | 10.8 | 0.96 | 4000 | 80
PD5C1FDJ | Industrial Lighting Products | Industrial Lighting Products | BLR-160WLED-UNIV-50-XXXXX | Indoor Retrofit Kit | High-Bay | Retrofit Kits for High-Bay Luminaires for Commercial and Industrial Buildings | Premium | FALSE | [9 empty] | 42766 |  |  | No |  | 4.1 | 24426 | 152.38 | 160.3 | 10.8 | 0.96 | 5000 | 80
PBZPW6R9 | Industrial Lighting Products | Industrial Lighting Products | BLR-80WLED-UNIV-50-XXXXX | Indoor Retrofit Kit | High-Bay | Retrofit Kits for High-Bay Luminaires for Commercial and Industrial Buildings | Premium | FALSE | [9 empty] | 42766 |  |  | No |  | 4.1 | 13355 | 159.67 | 83.6 | 10.8 | 0.96 | 5000 | 80
P3Q3TFEK | Industrial Lighting Products | Industrial Lighting Products | BLR-160WLED-UNIV-40-XXXXX | Indoor Retrofit Kit | High-Bay | Retrofit Kits for High-Bay Luminaires for Commercial and Industrial Buildings | Premium | FALSE | [9 empty] | 42766 |  |  | No |  | 4.1 | 23137 | 144.33 | 160.3 | 10.8 | 0.96 | 4000 | 80
PB8M5DW5 | KONKA GREEN LIGHTING CO.LTD | KONKA | KK-HB-24D160-ZMUAÂ | Indoor Luminaires | High-Bay | High-Bay Luminaires for Commercial and Industrial Buildings | Premium | TRUE | 23312.055 | 148.598 | 156.88 | 17.7 | 0.911 | 4028 | 83.8 | 5 | 50000 | 42766 |  |  | No |  | 4.1 | 23312 | 148.5 | 156.8 | 16.9 | 0.91 | 4028 | 83.8
PFDCPZ5K | KONKA GREEN LIGHTING CO.LTD | KONKA | KK-HB-24E160-ZMUA | Indoor Luminaires | High-Bay | High-Bay Luminaires for Commercial and Industrial Buildings | Premium | FALSE | [9 empty] | 42766 |  |  | No |  | 4.1 | 24502.7 | 154.9 | 158.1 | 17.7 | 0.91 | 5008 | 84.6
PRNAZQYT | KONKA GREEN LIGHTING CO.LTD | KONKA | KK-HB-22D100-ZMUAÂ | Indoor Luminaires | High-Bay | High-Bay Luminaires for Commercial and Industrial Buildings | Premium | TRUE | 14363.346 | 145.378 | 98.8 | 17.8 | 0.918 | 3977 | 84.9 | 5 | 50000 | 42766 |  |  | No |  | 4.1 | 14363.3 | 145.3 | 98.8 | 17.1 | 0.92 | 3977 | 84.9
PW1T3U89 | KONKA GREEN LIGHTING CO.LTD | KONKA | KK-HB-22E100-ZMUA | Indoor Luminaires | High-Bay | High-Bay Luminaires for Commercial and Industrial Buildings | Premium | FALSE | [9 empty] | 42766 |  |  | No |  | 4.1 | 15011.7 | 150.2 | 99.9 | 17.8 | 0.92 | 4958 | 85.1
P6DYJ9V8 | Shenzhen sunpzone lighting electronic co. ltd | Sunpzone | SPZLHB12F100P(4000K) | Indoor Luminaires | High-Bay | High-Bay Luminaires for Commercial and Industrial Buildings | Premium | TRUE | 13249.02 | 127.41 | 103.99 | 8.23 | 0.976 | 4255 | 86.1 | 5 | 50000 | 42766 |  |  | No |  | 4.1 | 13200 | 132 | 100 | 20 | 0.9 | 4000 | 80
PEVKXUZR | Shenzhen sunpzone lighting electronic co. ltd | Sunpzone | SPZLHB12F80P(4000K) | Indoor Luminaires | High-Bay | High-Bay Luminaires for Commercial and Industrial Buildings | Premium | TRUE | 11048.92 | 134.32 | 82.26 | 6.99 | 0.968 | 4200 | 86.2 | 5 | 50000 | 42766 |  |  | No |  | 4.1 | 11000 | 138 | 80 | 20 | 0.9 | 4000 | 80
PZ2M9HZ6 | Shenzhen sunpzone lighting electronic co. ltd | Sunpzone | SPZLHB12F100P(5700K) | Indoor Luminaires | High-Bay | High-Bay Luminaires for Commercial and Industrial Buildings | Premium | FALSE | [9 empty] | 42766 |  |  | No |  | 4.1 | 13200 | 132 | 100 | 20 | 0.9 | 5700 | 80
PJ8DZRCF | Shenzhen sunpzone lighting electronic co. ltd | Sunpzone | SPZLHB12F80P(5700K) | Indoor Luminaires | High-Bay | High-Bay Luminaires for Commercial and Industrial Buildings | Premium | FALSE | [9 empty] | 42766 |  |  | No |  | 4.1 | 11000 | 138 | 80 | 20 | 0.9 | 5700 | 80
PR6FS6HE | Shenzhen sunpzone lighting electronic co. ltd | Sunpzone | SPZLHB12F100P(5000K) | Indoor Luminaires | High-Bay | High-Bay Luminaires for Commercial and Industrial Buildings | Premium | FALSE | [9 empty] | 42766 |  |  | No |  | 4.1 | 13200 | 132 | 100 | 20 | 0.9 | 5000 | 80
PHMPGM82 | Shenzhen sunpzone lighting electronic co. ltd | Sunpzone | SPZLHB12F80P(5000K) | Indoor Luminaires | High-Bay | High-Bay Luminaires for Commercial and Industrial Buildings | Premium | FALSE | [9 empty] | 42766 |  |  | No |  | 4.1 | 11000 | 138 | 80 | 20 | 0.9 | 5000 | 80
P6X4SYKM | Shenzhen sunpzone lighting electronic co. ltd | Sunpzone | SPZLHB12F100P(4500K) | Indoor Luminaires | High-Bay | High-Bay Luminaires for Commercial and Industrial Buildings | Premium | FALSE | [9 empty] | 42766 |  |  | No |  | 4.1 | 13200 | 132 | 100 | 20 | 0.9 | 4500 | 80
PWKQ5ZP5 | Shenzhen sunpzone lighting electronic co. ltd | Sunpzone | SPZLHB12F80P(4500K) | Indoor Luminaires | High-Bay | High-Bay Luminaires for Commercial and Industrial Buildings | Premium | FALSE | [9 empty] | 42766 |  |  | No |  | 4.1 | 11000 | 138 | 80 | 20 | 0.9 | 4500 | 80
PYDVTYGK | Best Lighting Products | BEST LIGHTING | LEDHBR100W-4K | Indoor Luminaires | High-Bay | High-Bay Luminaires for Commercial and Industrial Buildings | Standard | TRUE | 12992 | 127.5 | 102.1 | 9.9 | 0.9677 | 3922 | 82.8 | 5 | 50000 | 42766 |  |  | No |  | 4.1 | 12707 | 130.46 | 97.4 | 9.9 | 0.97 | 4000 | 82.8
PPRTU7DC | Best Lighting Products | BEST LIGHTING | LEDHBR220W-4K | Indoor Luminaires | High-Bay | High-Bay Luminaires for Commercial and Industrial Buildings | Standard | TRUE | 26266 | 118.58 | 221.5 | 18.67 | 0.9274 | 3980 | 83 | 5 | 50000 | 42766 |  |  | No |  | 4.1 | 26266 | 118.58 | 221.5 | 18.67 | 0.93 | 4000 | 83
P4Q6K7S5 | Best Lighting Products | BEST LIGHTING | LEDHBR150W-4K | Indoor Luminaires | High-Bay | High-Bay Luminaires for Commercial and Industrial Buildings | Standard | TRUE | 19283 | 130.03 | 148.3 | 19.16 | 0.909 | 3960 | 83.3 | 5 | 50000 | 42766 |  |  | No |  | 4.1 | 19283 | 130.03 | 148.3 | 19.16 | 0.91 | 4000 | 83.3
PBNUJ72B | Best Lighting Products | BEST LIGHTING | LEDHBR150W-5K | Indoor Luminaires | High-Bay | High-Bay Luminaires for Commercial and Industrial Buildings | Standard | FALSE | [9 empty] | 42766 |  |  | No |  | 4.1 | 20879 | 142.32 | 146.7 | 19.23 | 0.91 | 5000 | 83
PFTTBV9J | Best Lighting Products | BEST LIGHTING | LEDHBR220W-5K | Indoor Luminaires | High-Bay | High-Bay Luminaires for Commercial and Industrial Buildings | Standard | FALSE | [9 empty] | 42766 |  |  | No |  | 4.1 | 27023 | 119.73 | 225.7 | 18.42 | 0.93 | 5000 | 82.9
PWH1BH3V | Best Lighting Products | BEST LIGHTING | LEDHBR100W-5K | Indoor Luminaires | High-Bay | High-Bay Luminaires for Commercial and Industrial Buildings | Standard | FALSE | [9 empty] | 42766 |  |  | No |  | 4.1 | 13092 | 131.53 | 99.54 | 9.78 | 0.97 | 5000 | 82.8
PU2E3XP3 | MaxLite Inc | MaxLED | HL-100UW-50TS [BLANK EM MSV MSO MSC] | Indoor Luminaires | High-Bay | High-Bay Luminaires for Commercial and Industrial Buildings | Standard | TRUE | 11432 | 110 | 103.9 | 2.249 | 0.9735 | 5048 | 73.1 | 5 | 50000 | 42766 | Dimmable | Continuous Below 10 | No |  | 4.1 | 11432 | 110 | 103.9 | 1.18 | 0.99 | 5048 | 73.1
PC5P4WUX | MaxLite Inc | MaxLED | HL-150UW-50TS [BLANK EM MSV MSO MSC] | Indoor Luminaires | High-Bay | High-Bay Luminaires for Commercial and Industrial Buildings | Standard | TRUE | 15871 | 107 | 148.1 | 8.026 | 0.9675 | 5108 | 73.7 | 5 | 50000 | 42766 | Dimmable | Continuous Below 10 | No |  | 4.1 | 15871 | 107 | 148.1 | 3.98 | 1 | 5108 | 73.7
P5FC5DJC | MaxLite Inc | MaxLED | HL-200UW-50TS [BLANK EM MSV MSO MSC] | Indoor Luminaires | High-Bay | High-Bay Luminaires for Commercial and Industrial Buildings | Standard | FALSE | [9 empty] | 42766 | Dimmable | Continuous Below 10 | No |  | 4.1 | 21126 | 108 | 195.2 | 2.43 | 0.98 | 5139 | 74.3
P22ENTZV | Jiangsu Ever-Tie Lighting Co. Ltd | Ever-tie | ETLB7-2FT/4L/BL/090/YDM/FL 4000K (A1A3+B3) | Indoor Luminaires | High-Bay | High-Bay Luminaires for Commercial and Industrial Buildings | Premium | TRUE | 11232.2 | 128.32 | 87.53 | 9.6 | 0.9629 | 4019 | 84.24 | 5 | 50000 | 42766 | Dimmable | Continuous Below 10 | Yes |  | 4.1 | 11700 | 130 | 90 | 10 | 0.9 | 4000 | 80
P6SMQZYD | Jiangsu Ever-Tie Lighting Co. Ltd | Ever-tie | ETLB7-2FT/4L/BL/090/YDM/WL 5700K (A1A3+B3) | Indoor Luminaires | High-Bay | High-Bay Luminaires for Commercial and Industrial Buildings | Premium | FALSE | [9 empty] | 42766 | Dimmable | Continuous Below 10 | Yes |  | 4.1 | 12690 | 141 | 90 | 10 | 0.9 | 5700 | 80
P83CDJX8 | Jiangsu Ever-Tie Lighting Co. Ltd | Ever-tie | ETLB7-2FT/4L/BL/090/YDM/CL 5700K (A1A3+B3) | Indoor Luminaires | High-Bay | High-Bay Luminaires for Commercial and Industrial Buildings | Premium | FALSE | [9 empty] | 42766 | Dimmable | Continuous Below 10 | Yes |  | 4.1 | 12240 | 136 | 90 | 10 | 0.9 | 5700 | 80
PJMSCQJN | Jiangsu Ever-Tie Lighting Co. Ltd | Ever-tie | ETLB7-2FT/4L/BL/090/YDM/FL 5700K (A1A3+B3) | Indoor Luminaires | High-Bay | High-Bay Luminaires for Commercial and Industrial Buildings | Premium | FALSE | [9 empty] | 42766 | Dimmable | Continuous Below 10 | Yes |  | 4.1 | 11880 | 132 | 90 | 10 | 0.9 | 5700 | 80
PKU23AHS | Jiangsu Ever-Tie Lighting Co. Ltd | Ever-tie | ETLB7-2FT/4L/BL/090/YDM/WL 5000K (A1A3+B3) | Indoor Luminaires | High-Bay | High-Bay Luminaires for Commercial and Industrial Buildings | Premium | FALSE | [9 empty] | 42766 | Dimmable | Continuous Below 10 | Yes |  | 4.1 | 12600 | 140 | 90 | 10 | 0.9 | 5000 | 80
PUGZVEGG | Jiangsu Ever-Tie Lighting Co. Ltd | Ever-tie | ETLB7-2FT/4L/BL/090/YDM/CL 5000K (A1A3+B3) | Indoor Luminaires | High-Bay | High-Bay Luminaires for Commercial and Industrial Buildings | Premium | FALSE | [9 empty] | 42766 | Dimmable | Continuous Below 10 | Yes |  | 4.1 | 12160 | 135 | 90 | 10 | 0.9 | 5000 | 80
PYBZHNQ8 | Jiangsu Ever-Tie Lighting Co. Ltd | Ever-tie | ETLB7-2FT/4L/BL/090/YDM/FL 5000K (A1A3+B3) | Indoor Luminaires | High-Bay | High-Bay Luminaires for Commercial and Industrial Buildings | Premium | FALSE | [9 empty] | 42766 | Dimmable | Continuous Below 10 | Yes |  | 4.1 | 11790 | 131 | 90 | 10 | 0.9 | 5000 | 80
P54UUJ45 | Jiangsu Ever-Tie Lighting Co. Ltd | Ever-tie | ETLB7-2FT/4L/BL/090/YDM/WL 4000K (A1A3+B3) | Indoor Luminaires | High-Bay | High-Bay Luminaires for Commercial and Industrial Buildings | Premium | FALSE | [9 empty] | 42766 | Dimmable | Continuous Below 10 | Yes |  | 4.1 | 12420 | 138 | 90 | 10 | 0.9 | 4000 | 80
PJ5YBCA6 | Jiangsu Ever-Tie Lighting Co. Ltd | Ever-tie | ETLB7-2FT/4L/BL/090/YDM/CL 4000K (A1A3+B3) | Indoor Luminaires | High-Bay | High-Bay Luminaires for Commercial and Industrial Buildings | Premium | FALSE | [9 empty] | 42766 | Dimmable | Continuous Below 10 | Yes |  | 4.1 | 12060 | 134 | 90 | 10 | 0.9 | 4000 | 80
PE5ERGKT | MaxLite Inc | MaxLED | BLHT150HSD4815 [blank EM MSV MSO MSC] | Indoor Luminaires | High-Bay | High-Bay Luminaires for Commercial and Industrial Buildings | Standard | TRUE | 18080 | 116.7 | 155 | 17.3 | 0.984 | 5247 | 85.3 | 5 | 50000 | 42766 | Dimmable | Continuous Below 10 | No |  | 4.1 | 19030 | 122.5 | 154.6 | 23.3 | 0.98 | 5247 | 85
PCS9CKP8 | Grandlite International Corp | Grandlite International | LED-HB-W-95[blankS]-4K | Indoor Luminaires | High-Bay | High-Bay Luminaires for Commercial and Industrial Buildings | Standard | TRUE | 12931 | 126.75 | 102 | 15.95 | 0.9342 | 3883 | 82.3 | 5 | 50000 | 42766 | Dimmable | Continuous Below 10 | Yes |  | 4.1 | 12931 | 126.75 | 102 | 10.4 | 0.99 | 3883 | 82.3
PX7SQSVE | Grandlite International Corp | Grandlite International | LED-HB-W-135[blankS]-4K | Indoor Luminaires | High-Bay | High-Bay Luminaires for Commercial and Industrial Buildings | Standard | TRUE | 18157 | 112.24 | 161.8 | 12.68 | 0.9246 | 3901 | 82.1 | 5 | 50000 | 42766 | Dimmable | Continuous Below 10 | Yes |  | 4.1 | 18157 | 112.24 | 161.8 | 7.3 | 0.99 | 3901 | 82.1
PT1Z4TQC | G.Revolution | G.REVOLUTION | GPR BAF LED 4 26000(4000K) | Indoor Luminaires | High-Bay | High-Bay Luminaires for Commercial and Industrial Buildings | Premium | TRUE | 28697.02 | 128.88 | 222.66 | 17.5 | 0.916 | 3985 | 83.8 | 5 | 50000 | 42766 | Dimmable | Continuous Below 10 | No |  | 4.1 | 28804.7 | 128.8 | 223.5 | 17.5 | 0.92 | 3985 | 83.8
PUEJCX7D | G.Revolution | G.REVOLUTION | GPR BAF LED 3 23000(4000K) | Indoor Luminaires | High-Bay | High-Bay Luminaires for Commercial and Industrial Buildings | Premium | TRUE | 23123.74 | 132.41 | 174.64 | 17.9 | 0.914 | 3964 | 83.9 | 5 | 50000 | 42766 | Dimmable | Continuous Below 10 | No |  | 4.1 | 23373.6 | 132.9 | 175.8 | 17.9 | 0.91 | 3964 | 83.9
P5P7QH9F | G.Revolution | G.REVOLUTION | GPR BAF LED 2 12000(4000K) | Indoor Luminaires | High-Bay | High-Bay Luminaires for Commercial and Industrial Buildings | Premium | TRUE | 12476.9 | 132.02 | 94.51 | 16.8 | 0.912 | 3941 | 83.9 | 5 | 50000 | 42766 | Dimmable | Continuous Below 10 | No |  | 4.1 | 12733.4 | 132.2 | 96.2 | 16.8 | 0.91 | 3941 | 83.9
P238C11C | G.Revolution | G.REVOLUTION | GPR BAF LED 2 16000(4000K) | Indoor Luminaires | High-Bay | High-Bay Luminaires for Commercial and Industrial Buildings | Premium | TRUE | 15429.23 | 132.28 | 116.64 | 16.6 | 0.909 | 3964 | 83.3 | 5 | 50000 | 42766 | Dimmable | Continuous Below 10 | No |  | 4.1 | 15708.3 | 133.1 | 117.9 | 16.6 | 0.91 | 3964 | 83.3
PXWZKCRE | G.Revolution | G.REVOLUTION | GPR BAF LED 1 9000(4000K) | Indoor Luminaires | High-Bay | Low-Bay Luminaires for Commercial and Industrial Buildings | Premium | TRUE | 8308.906 | 127.79 | 65.02 | 16.7 | 0.908 | 3964 | 83.8 | 5 | 50000 | 42766 | Dimmable | Continuous Below 10 | No |  | 4.1 | 8308.9 | 127.7 | 65 | 16.7 | 0.91 | 3964 | 83.8
PKVTU73U | Grandlite International Corp | Grandlite International | LED-HB-W-135[blankS]-5K | Indoor Luminaires | High-Bay | High-Bay Luminaires for Commercial and Industrial Buildings | Standard | FALSE | [9 empty] | 42766 | Dimmable | Continuous Below 10 | Yes |  | 4.1 | 18305 | 115.01 | 159.2 | 7.3 | 0.99 | 4863 | 81.9
P7AAX9PM | Grandlite International Corp | Grandlite International | LED-HB-W-95[blankS]-5K | Indoor Luminaires | High-Bay | High-Bay Luminaires for Commercial and Industrial Buildings | Standard | FALSE | [9 empty] | 42766 | Dimmable | Continuous Below 10 | Yes |  | 4.1 | 13111 | 129.46 | 101.3 | 10.4 | 0.99 | 4796 | 82.1
PWGHBA8Z | G.Revolution | G.REVOLUTION | GPR BAF LED 3 23000(5700K) | Indoor Luminaires | High-Bay | High-Bay Luminaires for Commercial and Industrial Buildings | Premium | FALSE | [9 empty] | 42766 | Dimmable | Continuous Below 10 | No |  | 4.1 | 24370.7 | 136.8 | 178.1 | 18.6 | 0.92 | 5560 | 83.8
P4V4YBG2 | G.Revolution | G.REVOLUTION | GPR BAF LED 4 26000(5700K) | Indoor Luminaires | High-Bay | High-Bay Luminaires for Commercial and Industrial Buildings | Premium | FALSE | [9 empty] | 42766 | Dimmable | Continuous Below 10 | No |  | 4.1 | 30299.1 | 133.4 | 227 | 18.1 | 0.93 | 5546 | 83.7
P546M91P | G.Revolution | G.REVOLUTION | GPR BAF LED 1 9000(5700K) | Indoor Luminaires | High-Bay | Low-Bay Luminaires for Commercial and Industrial Buildings | Premium | FALSE | [9 empty] | 42766 | Dimmable | Continuous Below 10 | No |  | 4.1 | 8729.7 | 130.4 | 66.9 | 17.2 | 0.92 | 5530 | 83.8
P9H44YCE | G.Revolution | G.REVOLUTION | GPR BAF LED 2 16000(5700K) | Indoor Luminaires | High-Bay | High-Bay Luminaires for Commercial and Industrial Buildings | Premium | FALSE | [9 empty] | 42766 | Dimmable | Continuous Below 10 | No |  | 4.1 | 16118.4 | 136.6 | 117.9 | 17.3 | 0.91 | 5526 | 83.8
PZ5G1QS2 | G.Revolution | G.REVOLUTION | GPR BAF LED 2 12000(5700K) | Indoor Luminaires | High-Bay | High-Bay Luminaires for Commercial and Industrial Buildings | Premium | FALSE | [9 empty] | 42766 | Dimmable | Continuous Below 10 | No |  | 4.1 | 13477.3 | 136.5 | 98.6 | 17.4 | 0.92 | 5502 | 83.7
PJSNY96N | G.Revolution | G.REVOLUTION | GPR BAF LED 3 23000(5000K) | Indoor Luminaires | High-Bay | High-Bay Luminaires for Commercial and Industrial Buildings | Premium | FALSE | [9 empty] | 42766 | Dimmable | Continuous Below 10 | No |  | 4.1 | 23373.6 | 132.9 | 175.8 | 17.9 | 0.91 | 5000 | 83.9
PK4XTFCK | G.Revolution | G.REVOLUTION | GPR BAF LED 2 12000(5000K) | Indoor Luminaires | High-Bay | High-Bay Luminaires for Commercial and Industrial Buildings | Premium | FALSE | [9 empty] | 42766 | Dimmable | Continuous Below 10 | No |  | 4.1 | 12733.4 | 132.2 | 96.2 | 16.8 | 0.91 | 5000 | 83.9
PXXXVWCG | G.Revolution | G.REVOLUTION | GPR BAF LED 4 26000(5000K) | Indoor Luminaires | High-Bay | High-Bay Luminaires for Commercial and Industrial Buildings | Premium | FALSE | [9 empty] | 42766 | Dimmable | Continuous Below 10 | No |  | 4.1 | 28804.7 | 128.8 | 223.5 | 17.5 | 0.92 | 5000 | 83.8
PCN26GU7 | G.Revolution | G.REVOLUTION | GPR BAF LED 1 9000(5000K) | Indoor Luminaires | High-Bay | Low-Bay Luminaires for Commercial and Industrial Buildings | Premium | FALSE | [9 empty] | 42766 | Dimmable | Continuous Below 10 | No |  | 4.1 | 8308.9 | 127.7 | 65 | 16.7 | 0.91 | 5000 | 83.8
PSBX61QV | G.Revolution | G.REVOLUTION | GPR BAF LED 2 16000(5000K) | Indoor Luminaires | High-Bay | High-Bay Luminaires for Commercial and Industrial Buildings | Premium | FALSE | [9 empty] | 42766 | Dimmable | Continuous Below 10 | No |  | 4.1 | 15708.3 | 133.1 | 117.9 | 16.6 | 0.91 | 5000 | 83.3
PSMBBBEP | G.Revolution | G.REVOLUTION | GPR BAF LED 3 23000(4500K) | Indoor Luminaires | High-Bay | High-Bay Luminaires for Commercial and Industrial Buildings | Premium | FALSE | [9 empty] | 42766 | Dimmable | Continuous Below 10 | No |  | 4.1 | 23373.6 | 132.9 | 175.8 | 17.9 | 0.91 | 4500 | 83.9
P461HK3T | G.Revolution | G.REVOLUTION | GPR BAF LED 2 12000(4500K) | Indoor Luminaires | High-Bay | High-Bay Luminaires for Commercial and Industrial Buildings | Premium | FALSE | [9 empty] | 42766 | Dimmable | Continuous Below 10 | No |  | 4.1 | 12733.4 | 132.2 | 96.2 | 16.8 | 0.91 | 4500 | 83.9
PC2FUCQY | G.Revolution | G.REVOLUTION | GPR BAF LED 4 26000(4500K) | Indoor Luminaires | High-Bay | High-Bay Luminaires for Commercial and Industrial Buildings | Premium | FALSE | [9 empty] | 42766 | Dimmable | Continuous Below 10 | No |  | 4.1 | 28804.7 | 128.8 | 223.5 | 17.5 | 0.92 | 4500 | 83.8
P7BEQDUX | G.Revolution | G.REVOLUTION | GPR BAF LED 1 9000(4500K) | Indoor Luminaires | High-Bay | Low-Bay Luminaires for Commercial and Industrial Buildings | Premium | FALSE | [9 empty] | 42766 | Dimmable | Continuous Below 10 | No |  | 4.1 | 8308.9 | 127.7 | 65 | 16.7 | 0.91 | 4500 | 83.8
PXGA5VRH | G.Revolution | G.REVOLUTION | GPR BAF LED 2 16000(4500K) | Indoor Luminaires | High-Bay | High-Bay Luminaires for Commercial and Industrial Buildings | Premium | FALSE | [9 empty] | 42766 | Dimmable | Continuous Below 10 | No |  | 4.1 | 15708.3 | 133.1 | 117.9 | 16.6 | 0.91 | 4500 | 83.3
PZC77TW1 | Jiangsu Ever-Tie Lighting Co. Ltd | Ever-tie | ETLB7-2FT/6L/BL/135/YDM/FL 4000K (A1A3+B3) | Indoor Luminaires | High-Bay | High-Bay Luminaires for Commercial and Industrial Buildings | Premium | TRUE | 17211.6 | 129.31 | 133.1 | 10.7 | 0.9613 | 3994 | 84.92 | 5 | 50000 | 42766 | Dimmable | Continuous Below 10 | Yes |  | 4.1 | 17550 | 130 | 135 | 10 | 0.9 | 4000 | 80
PDXA5GJV | Jiangsu Ever-Tie Lighting Co. Ltd | Ever-tie | ETLB7-2FT/6L/BL/135/YDM/WL 5700K (A1A3+B3) | Indoor Luminaires | High-Bay | High-Bay Luminaires for Commercial and Industrial Buildings | Premium | FALSE | [9 empty] | 42766 | Dimmable | Continuous Below 10 | Yes |  | 4.1 | 19035 | 141 | 135 | 10 | 0.9 | 5700 | 80
P9GHU3P3 | Jiangsu Ever-Tie Lighting Co. Ltd | Ever-tie | ETLB7-2FT/6L/BL/135/YDM/CL 5700K (A1A3+B3) | Indoor Luminaires | High-Bay | High-Bay Luminaires for Commercial and Industrial Buildings | Premium | FALSE | [9 empty] | 42766 | Dimmable | Continuous Below 10 | Yes |  | 4.1 | 18360 | 136 | 135 | 10 | 0.9 | 5700 | 80
PV5JJB2H | Jiangsu Ever-Tie Lighting Co. Ltd | Ever-tie | ETLB7-2FT/6L/BL/135/YDM/FL 5700K (A1A3+B3) | Indoor Luminaires | High-Bay | High-Bay Luminaires for Commercial and Industrial Buildings | Premium | FALSE | [9 empty] | 42766 | Dimmable | Continuous Below 10 | Yes |  | 4.1 | 17820 | 132 | 135 | 10 | 0.9 | 5700 | 80
PX6U37Z3 | Jiangsu Ever-Tie Lighting Co. Ltd | Ever-tie | ETLB7-2FT/6L/BL/135/YDM/WL 5000K (A1A3+B3) | Indoor Luminaires | High-Bay | High-Bay Luminaires for Commercial and Industrial Buildings | Premium | FALSE | [9 empty] | 42766 | Dimmable | Continuous Below 10 | Yes |  | 4.1 | 18900 | 140 | 135 | 10 | 0.9 | 5000 | 80
P9FQR833 | Jiangsu Ever-Tie Lighting Co. Ltd | Ever-tie | ETLB7-2FT/6L/BL/135/YDM/CL 5000K (A1A3+B3) | Indoor Luminaires | High-Bay | High-Bay Luminaires for Commercial and Industrial Buildings | Premium | FALSE | [9 empty] | 42766 | Dimmable | Continuous Below 10 | Yes |  | 4.1 | 18225 | 135 | 135 | 10 | 0.9 | 5000 | 80
PV8FWKKT | Jiangsu Ever-Tie Lighting Co. Ltd | Ever-tie | ETLB7-2FT/6L/BL/135/YDM/FL 5000K (A1A3+B3) | Indoor Luminaires | High-Bay | High-Bay Luminaires for Commercial and Industrial Buildings | Premium | FALSE | [9 empty] | 42766 | Dimmable | Continuous Below 10 | Yes |  | 4.1 | 17685 | 131 | 135 | 10 | 0.9 | 5000 | 80
P8Z8QW9G | Jiangsu Ever-Tie Lighting Co. Ltd | Ever-tie | ETLB7-2FT/6L/BL/135/YDM/WL 4000K (A1A3+B3) | Indoor Luminaires | High-Bay | High-Bay Luminaires for Commercial and Industrial Buildings | Premium | FALSE | [9 empty] | 42766 | Dimmable | Continuous Below 10 | Yes |  | 4.1 | 18630 | 138 | 135 | 10 | 0.9 | 4000 | 80
P78K6YPS | Jiangsu Ever-Tie Lighting Co. Ltd | Ever-tie | ETLB7-2FT/6L/BL/135/YDM/CL 4000K (A1A3+B3) | Indoor Luminaires | High-Bay | High-Bay Luminaires for Commercial and Industrial Buildings | Premium | FALSE | [9 empty] | 42766 | Dimmable | Continuous Below 10 | Yes |  | 4.1 | 18090 | 134 | 135 | 10 | 0.9 | 4000 | 80
PPB824KJ | SHINE OPTO (SUZHOU) CO.LTD | SHINE | SH0102A [Oriented Straight Downward] | Indoor Luminaires | High-Bay | High-Bay Luminaires for Commercial and Industrial Buildings | Premium | TRUE | 12201.7 | 127.83 | 95.45 | 15.1 | 0.9702 | 5852 | 80.48 | 5 |  | 42765 | Not Dimmable | Not Dimmable | No |  | 4.1 | 13000 | 130 | 100 | 15.1 | 0.9 | 5700 | 70
PC4MZQ7W | SHINE OPTO (SUZHOU) CO.LTD | SHINE | SH0101A [Oriented Straight Downward] | Indoor Luminaires | High-Bay | Low-Bay Luminaires for Commercial and Industrial Buildings | Premium | TRUE | 6778.87 | 126.44 | 53.613 | 12.9 | 0.9664 | 5934 | 80.87 | 5 |  | 42765 | Not Dimmable | Not Dimmable | No |  | 4.1 | 7400 | 130 | 60 | 12.9 | 0.9 | 5700 | 70
PAZKXQGP | SHINE OPTO (SUZHOU) CO.LTD | SHINE | SH0104A [Oriented Straight Downward] | Indoor Luminaires | High-Bay | High-Bay Luminaires for Commercial and Industrial Buildings | Premium | TRUE | 25021.3 | 131.27 | 190.61 | 12.6 | 0.956 | 5855 | 80.68 | 5 |  | 42765 | Not Dimmable | Not Dimmable | No |  | 4.1 | 26000 | 130 | 200 | 12.6 | 0.9 | 5700 | 70
PM8T8WU1 | SHINE OPTO (SUZHOU) CO.LTD | SHINE | SH0103A [Oriented Straight Downward] | Indoor Luminaires | High-Bay | High-Bay Luminaires for Commercial and Industrial Buildings | Premium | TRUE | 18214.9 | 127.9 | 142.42 | 14.5 | 0.9075 | 5866 | 80.57 | 5 |  | 42765 | Not Dimmable | Not Dimmable | No |  | 4.1 | 19500 | 130 | 150 | 14.5 | 0.9 | 5700 | 70
PA5P3W4Y | Enduralite International Inc | Enduralite | HBHVLN1001 | Indoor Luminaires | High-Bay | High-Bay Luminaires for Commercial and Industrial Buildings | Standard | TRUE | 10585 | 119.04 | 88.92 | 13.82 | 0.9176 | 4769 | 71.6 | 5 | 50000 | 42765 | Dimmable | Continuous Below 10 | No |  | 4.1 | 10600 | 120 | 88 | 14 | 0.9 | 5000 | 70
PTDRDAAS | SimplyLEDs | ANELLO | CLG-240W | Indoor Luminaires | High-Bay | High-Bay Luminaires for Commercial and Industrial Buildings | Standard | TRUE | 28115 | 118.1 | 238.1 | 7.65 | 0.967 | 5049 | 70.6 | 5 | 50000 | 42765 | Dimmable | Continuous Below 10 | No |  | 4.1 | 28115 | 118.1 | 238.1 | 7.32 | 1 | 5049 | 70.6
PBEU5ZUB | GreenTek Energy Systems | GREENTEK | GT-HB02-100WD1 4000K | Indoor Luminaires | High-Bay | High-Bay Luminaires for Commercial and Industrial Buildings | Standard | TRUE | 12002 | 127.61 | 94.05 | 12.41 | 0.963 | 3981 | 83.2 | 5 | 50000 | 42765 | Dimmable | Continuous Above 10 | Yes |  | 4 | 12002 | 127.61 | 94.05 | 12.41 | 0.96 | 4000 | 83.2
PRB32JEF | GreenTek Energy Systems | GREENTEK | GT-HB02-150WD1 4000K | Indoor Luminaires | High-Bay | High-Bay Luminaires for Commercial and Industrial Buildings | Standard | TRUE | 19901 | 130.93 | 152 | 13.54 | 0.9384 | 3968 | 83.1 | 5 | 50000 | 42765 | Dimmable | Continuous Above 10 | Yes |  | 4 | 19901 | 130.93 | 152 | 13.54 | 0.94 | 4000 | 83.1
P4YJAYMR | GreenTek Energy Systems | GREENTEK | GT-HB02-240WD1 4000K | Indoor Luminaires | High-Bay | High-Bay Luminaires for Commercial and Industrial Buildings | Standard | TRUE | 30595 | 131.08 | 233.4 | 13.84 | 0.9325 | 3985 | 82.6 | 5 | 50000 | 42765 | Dimmable | Continuous Above 10 | Yes |  | 4 | 30595 | 131.08 | 233.4 | 13.84 | 0.93 | 4000 | 82.6
P5U1ERF8 | GreenTek Energy Systems | GREENTEK | GT-HB02-200WD1 4000K | Indoor Luminaires | High-Bay | High-Bay Luminaires for Commercial and Industrial Buildings | Standard | TRUE | 24355 | 128.05 | 190.2 | 13.38 | 0.9137 | 4035 | 82.6 | 5 | 50000 | 42765 | Dimmable | Continuous Above 10 | Yes |  | 4 | 24355 | 128.05 | 190.2 | 13.38 | 0.91 | 4000 | 82.6
PTCX48HF | GreenTek Energy Systems | GREENTEK | GT-HB02-240WD1 5700K | Indoor Luminaires | High-Bay | High-Bay Luminaires for Commercial and Industrial Buildings | Standard | FALSE | [9 empty] | 42765 | Dimmable | Continuous Above 10 | Yes |  | 4 | 31231 | 135.73 | 230.1 | 14.11 | 0.93 | 5700 | 82
PD2CQP5D | GreenTek Energy Systems | GREENTEK | GT-HB02-200WD1 5700K | Indoor Luminaires | High-Bay | High-Bay Luminaires for Commercial and Industrial Buildings | Standard | FALSE | [9 empty] | 42765 | Dimmable | Continuous Above 10 | Yes |  | 4 | 25075 | 132.88 | 188.7 | 13.86 | 0.92 | 5700 | 82
P6GS91HM | GreenTek Energy Systems | GREENTEK | GT-HB02-100WD1 5700K | Indoor Luminaires | High-Bay | High-Bay Luminaires for Commercial and Industrial Buildings | Standard | FALSE | [9 empty] | 42765 | Dimmable | Continuous Above 10 | Yes |  | 4 | 12133 | 130.34 | 93.09 | 12.83 | 0.97 | 5700 | 82
PRS465U8 | GreenTek Energy Systems | GREENTEK | GT-HB02-150WD1 5700K | Indoor Luminaires | High-Bay | High-Bay Luminaires for Commercial and Industrial Buildings | Standard | FALSE | [9 empty] | 42765 | Dimmable | Continuous Above 10 | Yes |  | 4 | 20098 | 132.14 | 152.1 | 13.41 | 0.94 | 5700 | 81.9
PFTFJAHW | GreenTek Energy Systems | GREENTEK | GT-HB02-100WD1 5000K | Indoor Luminaires | High-Bay | High-Bay Luminaires for Commercial and Industrial Buildings | Standard | FALSE | [9 empty] | 42765 | Dimmable | Continuous Above 10 | Yes |  | 4 | 12002 | 127.61 | 94.05 | 12.41 | 0.96 | 5000 | 83.2
PCYSA9VK | GreenTek Energy Systems | GREENTEK | GT-HB02-150WD1 5000K | Indoor Luminaires | High-Bay | High-Bay Luminaires for Commercial and Industrial Buildings | Standard | FALSE | [9 empty] | 42765 | Dimmable | Continuous Above 10 | Yes |  | 4 | 19901 | 130.93 | 152 | 13.54 | 0.94 | 5000 | 83.1
PZXC6ZPW | GreenTek Energy Systems | GREENTEK | GT-HB02-240WD1 5000K | Indoor Luminaires | High-Bay | High-Bay Luminaires for Commercial and Industrial Buildings | Standard | FALSE | [9 empty] | 42765 | Dimmable | Continuous Above 10 | Yes |  | 4 | 30595 | 131.08 | 233.4 | 13.84 | 0.93 | 5000 | 82.6
P63BWX6W | GreenTek Energy Systems | GREENTEK | GT-HB02-200WD1 5000K | Indoor Luminaires | High-Bay | High-Bay Luminaires for Commercial and Industrial Buildings | Standard | FALSE | [9 empty] | 42765 | Dimmable | Continuous Above 10 | Yes |  | 4 | 24355 | 128.05 | 190.2 | 13.38 | 0.91 | 5000 | 82.6
PW1A56KW | Enduralite International Inc | Enduralite | HBHVLW2002 | Indoor Luminaires | High-Bay | High-Bay Luminaires for Commercial and Industrial Buildings | Standard | TRUE | 19905 | 115.72 | 172 | 12.36 | 0.9554 | 4927 | 74.1 | 5 | 50000 | 42764 | Dimmable | Continuous Below 10 | No |  | 4.1 | 20000 | 118 | 170 | 12 | 0.9 | 5000 | 70
PBM91W3Y | Enduralite International Inc | Enduralite | HBHVL1001 | Indoor Luminaires | High-Bay | High-Bay Luminaires for Commercial and Industrial Buildings | Standard | TRUE | 10105 | 117.38 | 86.09 | 13.63 | 0.909 | 4772 | 71.6 | 5 | 50000 | 42764 | Dimmable | Continuous Below 10 | No |  | 4.1 | 10100 | 116 | 87 | 13 | 0.9 | 5000 | 70
PTTGB2W2 | ETECH LED | E TECH LED | HBL-A20-1248-165-30-100277-D | Indoor Luminaires | High-Bay | High-Bay Luminaires for Commercial and Industrial Buildings | Premium | TRUE | 23539 | 137.01 | 171.8 | 10.76 | 0.9741 | 3057 | 81.7 | 5 | 50000 | 42762 |  |  | No |  | 4 | 23539 | 137 | 171.8 | 20 | 0.9 | 3000 | 84.5
P4UHG9Z4 | ETECH LED | E TECH LED | HBL-A20-1248-110-30-100277-D | Indoor Luminaires | High-Bay | High-Bay Luminaires for Commercial and Industrial Buildings | Premium | TRUE | 14351 | 142.655 | 100.6 | 11.26 | 0.9616 | 3048 | 81.9 | 5 | 50000 | 42762 |  |  | No |  | 4 | 14351 | 142.65 | 100.6 | 20 | 0.9 | 3000 | 84.5
P1QKV1D1 | ETECH LED | E TECH LED | HBL-A20-1848-325-30-100277-D | Indoor Luminaires | High-Bay | High-Bay Luminaires for Commercial and Industrial Buildings | Premium | TRUE | 44537 | 136.99 | 325.1 | 16.11 | 0.9558 | 3073 | 81.7 | 5 | 50000 | 42762 |  |  | No |  | 4 | 44537 | 137 | 325.1 | 20 | 0.9 | 3000 | 84.5
P8EX2FSF | ETECH LED | E TECH LED | HBL-A20-1224-110-30-100277-D | Indoor Luminaires | High-Bay | High-Bay Luminaires for Commercial and Industrial Buildings | Premium | TRUE | 15194 | 138.13 | 110 | 8.7 | 0.9534 | 3011 | 82.5 | 5 | 50000 | 42762 |  |  | No |  | 4 | 15194 | 138 | 110 | 20 | 0.9 | 3000 | 84.5
P12B117U | ETECH LED | E TECH LED | HBL-A20-1248-225-30-100277-D | Indoor Luminaires | High-Bay | High-Bay Luminaires for Commercial and Industrial Buildings | Premium | TRUE | 31266 | 138.41 | 225.9 | 8.35 | 0.95 | 3102 | 81.6 | 5 | 50000 | 42762 |  |  | No |  | 4 | 31266 | 138.41 | 225 | 20 | 0.9 | 3000 | 84.5
P7RWWMJQ | ETECH LED | E TECH LED | HBL-A20-1224-80-30-100277-D | Indoor Luminaires | High-Bay | High-Bay Luminaires for Commercial and Industrial Buildings | Standard | TRUE | 11004 | 135.7 | 81.09 | 14.88 | 0.914 | 3009 | 82.3 | 5 | 50000 | 42762 |  |  | No |  | 4 | 11004 | 135.7 | 81.09 | 14.88 | 0.91 | 3009 | 82.3
P1MA5BS7 | ETECH LED | E TECH LED | HBL-A20-1848-325-57-100277-ND | Indoor Luminaires | High-Bay | High-Bay Luminaires for Commercial and Industrial Buildings | Premium | FALSE | [9 empty] | 42762 |  |  | No |  | 4 | 47272 | 144.43 | 327.3 | 20 | 0.9 | 5700 | 84.5
PANFJEJS | ETECH LED | E TECH LED | HBL-A20-1248-225-57-100277-ND | Indoor Luminaires | High-Bay | High-Bay Luminaires for Commercial and Industrial Buildings | Premium | FALSE | [9 empty] | 42762 |  |  | No |  | 4 | 32000 | 142 | 225 | 20 | 0.9 | 5700 | 84.5
PTT8FVT4 | ETECH LED | E TECH LED | HBL-A20-1248-165-57-100277-ND | Indoor Luminaires | High-Bay | High-Bay Luminaires for Commercial and Industrial Buildings | Premium | FALSE | [9 empty] | 42762 |  |  | No |  | 4 | 24563 | 142.97 | 171.8 | 20 | 0.9 | 5700 | 84.5
P7ZC5M1U | ETECH LED | E TECH LED | HBL-A20-1224-110-57-100277-ND | Indoor Luminaires | High-Bay | High-Bay Luminaires for Commercial and Industrial Buildings | Premium | FALSE | [9 empty] | 42762 |  |  | No |  | 4 | 16406 | 149 | 110.1 | 20 | 0.9 | 5700 | 84.5
PKJQN8JC | ETECH LED | E TECH LED | HBL-A20-1248-110-57-100277-ND | Indoor Luminaires | High-Bay | High-Bay Luminaires for Commercial and Industrial Buildings | Premium | FALSE | [9 empty] | 42762 |  |  | No |  | 4 | 14576 | 145.91 | 99.9 | 20 | 0.9 | 5700 | 84.5
PSZ6R6GH | ETECH LED | E TECH LED | HBL-A20-1224-80-57-100277-ND | Indoor Luminaires | High-Bay | High-Bay Luminaires for Commercial and Industrial Buildings | Standard | FALSE | [9 empty] | 42762 |  |  | No |  | 4 | 11590 | 142.63 | 81.26 | 14.88 | 0.91 | 5700 | 81.6
P21848TE | ETECH LED | E TECH LED | HBL-A20-1848-325-57-100277-D | Indoor Luminaires | High-Bay | High-Bay Luminaires for Commercial and Industrial Buildings | Premium | FALSE | [9 empty] | 42762 |  |  | No |  | 4 | 47272 | 144.43 | 327.3 | 20 | 0.9 | 5700 | 84.5
P8EYDXEN | ETECH LED | E TECH LED | HBL-A20-1248-225-57-100277-D | Indoor Luminaires | High-Bay | High-Bay Luminaires for Commercial and Industrial Buildings | Premium | FALSE | [9 empty] | 42762 |  |  | No |  | 4 | 32000 | 142 | 225 | 20 | 0.9 | 5700 | 84.5
PWPDPGTY | ETECH LED | E TECH LED | HBL-A20-1248-165-57-100277-D | Indoor Luminaires | High-Bay | High-Bay Luminaires for Commercial and Industrial Buildings | Premium | FALSE | [9 empty] | 42762 |  |  | No |  | 4 | 24563 | 142.97 | 171.8 | 20 | 0.9 | 5700 | 84.5
PDMNK4P8 | ETECH LED | E TECH LED | HBL-A20-1224-110-57-100277-D | Indoor Luminaires | High-Bay | High-Bay Luminaires for Commercial and Industrial Buildings | Premium | FALSE | [9 empty] | 42762 |  |  | No |  | 4 | 16406 | 149 | 110.1 | 20 | 0.9 | 5700 | 84.5
PVF4CVD8 | ETECH LED | E TECH LED | HBL-A20-1248-110-57-100277-D | Indoor Luminaires | High-Bay | High-Bay Luminaires for Commercial and Industrial Buildings | Premium | FALSE | [9 empty] | 42762 |  |  | No |  | 4 | 14576 | 145.91 | 99.9 | 20 | 0.9 | 5700 | 84.5
P5BPRP21 | ETECH LED | E TECH LED | HBL-A20-1224-80-57-100277-D | Indoor Luminaires | High-Bay | High-Bay Luminaires for Commercial and Industrial Buildings | Standard | FALSE | [9 empty] | 42762 |  |  | No |  | 4 | 11590 | 142.63 | 81.26 | 14.88 | 0.91 | 5700 | 81.6
PSTT4SUF | ETECH LED | E TECH LED | HBL-A20-1848-325-50-100277-ND | Indoor Luminaires | High-Bay | High-Bay Luminaires for Commercial and Industrial Buildings | Premium | FALSE | [9 empty] | 42762 |  |  | No |  | 4 | 46361 | 143.13 | 323.9 | 20 | 0.9 | 5000 | 84.5
P429RFBN | ETECH LED | E TECH LED | HBL-A20-1248-225-50-100277-ND | Indoor Luminaires | High-Bay | High-Bay Luminaires for Commercial and Industrial Buildings | Premium | FALSE | [9 empty] | 42762 |  |  | No |  | 4 | 32000 | 142 | 225 | 20 | 0.9 | 5000 | 84.5
PHWGBKWX | ETECH LED | E TECH LED | HBL-A20-1248-165-50-100277-ND | Indoor Luminaires | High-Bay | High-Bay Luminaires for Commercial and Industrial Buildings | Premium | FALSE | [9 empty] | 42762 |  |  | No |  | 4 | 24563 | 142.97 | 171.8 | 20 | 0.9 | 5000 | 84.5
PC4Z3JCU | ETECH LED | E TECH LED | HBL-A20-1224-110-50-100277-ND | Indoor Luminaires | High-Bay | High-Bay Luminaires for Commercial and Industrial Buildings | Premium | FALSE | [9 empty] | 42762 |  |  | No |  | 4 | 16406 | 149 | 110.1 | 20 | 0.9 | 5000 | 84.5
PDFFBQJ1 | ETECH LED | E TECH LED | HBL-A20-1248-110-50-100277-ND | Indoor Luminaires | High-Bay | High-Bay Luminaires for Commercial and Industrial Buildings | Premium | FALSE | [9 empty] | 42762 |  |  | No |  | 4 | 14576 | 145.91 | 99.9 | 20 | 0.9 | 5000 | 84.5
PR4AY2UR | ETECH LED | E TECH LED | HBL-A20-1224-80-50-100277-ND | Indoor Luminaires | High-Bay | High-Bay Luminaires for Commercial and Industrial Buildings | Standard | FALSE | [9 empty] | 42762 |  |  | No |  | 4 | 11121 | 137 | 81.23 | 14.88 | 0.91 | 5000 | 81.6
PCPJ2ZM4 | ETECH LED | E TECH LED | HBL-A20-1848-325-50-100277-D | Indoor Luminaires | High-Bay | High-Bay Luminaires for Commercial and Industrial Buildings | Premium | FALSE | [9 empty] | 42762 |  |  | No |  | 4 | 46361 | 143.13 | 323.9 | 20 | 0.9 | 5000 | 84.5
PBKT31E1 | ETECH LED | E TECH LED | HBL-A20-1248-225-50-100277-D | Indoor Luminaires | High-Bay | High-Bay Luminaires for Commercial and Industrial Buildings | Premium | FALSE | [9 empty] | 42762 |  |  | No |  | 4 | 32000 | 142 | 225 | 20 | 0.9 | 5000 | 84.5
PSRS1GTU | ETECH LED | E TECH LED | HBL-A20-1248-165-50-100277-D | Indoor Luminaires | High-Bay | High-Bay Luminaires for Commercial and Industrial Buildings | Premium | FALSE | [9 empty] | 42762 |  |  | No |  | 4 | 24563 | 142.97 | 171.8 | 20 | 0.9 | 5000 | 84.5
P4U8U2GK | ETECH LED | E TECH LED | HBL-A20-1224-110-50-100277-D | Indoor Luminaires | High-Bay | High-Bay Luminaires for Commercial and Industrial Buildings | Premium | FALSE | [9 empty] | 42762 |  |  | No |  | 4 | 16406 | 149 | 110.1 | 20 | 0.9 | 5000 | 84.5
PTWF7HDV | ETECH LED | E TECH LED | HBL-A20-1248-110-50-100277-D | Indoor Luminaires | High-Bay | High-Bay Luminaires for Commercial and Industrial Buildings | Premium | FALSE | [9 empty] | 42762 |  |  | No |  | 4 | 14576 | 145.91 | 99.9 | 20 | 0.9 | 5000 | 84.5
P1FA2X5E | ETECH LED | E TECH LED | HBL-A20-1224-80-50-100277-D | Indoor Luminaires | High-Bay | High-Bay Luminaires for Commercial and Industrial Buildings | Standard | FALSE | [9 empty] | 42762 |  |  | No |  | 4 | 11121 | 137 | 81.23 | 14.88 | 0.91 | 5000 | 81.6
P1K8RGMV | ETECH LED | E TECH LED | HBL-A20-1848-325-45-100277-ND | Indoor Luminaires | High-Bay | High-Bay Luminaires for Commercial and Industrial Buildings | Premium | FALSE | [9 empty] | 42762 |  |  | No |  | 4 | 46361 | 143.13 | 323.9 | 20 | 0.9 | 4500 | 84.5
PVFATVCJ | ETECH LED | E TECH LED | HBL-A20-1248-225-45-100277-ND | Indoor Luminaires | High-Bay | High-Bay Luminaires for Commercial and Industrial Buildings | Premium | FALSE | [9 empty] | 42762 |  |  | No |  | 4 | 31725 | 141 | 225 | 20 | 0.9 | 4500 | 84.5
PRZFP4UZ | ETECH LED | E TECH LED | HBL-A20-1248-165-45-100277-ND | Indoor Luminaires | High-Bay | High-Bay Luminaires for Commercial and Industrial Buildings | Premium | FALSE | [9 empty] | 42762 |  |  | No |  | 4 | 24124 | 141.74 | 170.2 | 20 | 0.9 | 4500 | 84.5
PQDQABJ7 | ETECH LED | E TECH LED | HBL-A20-1224-110-45-100277-ND | Indoor Luminaires | High-Bay | High-Bay Luminaires for Commercial and Industrial Buildings | Premium | FALSE | [9 empty] | 42762 |  |  | No |  | 4 | 15792 | 143 | 110.4 | 20 | 0.9 | 4500 | 84.5
PBEWEF4J | ETECH LED | E TECH LED | HBL-A20-1248-110-45-100277-ND | Indoor Luminaires | High-Bay | High-Bay Luminaires for Commercial and Industrial Buildings | Premium | FALSE | [9 empty] | 42762 |  |  | No |  | 4 | 14567 | 144.09 | 101.1 | 20 | 0.9 | 4500 | 84.5
PJH9ESKU | ETECH LED | E TECH LED | HBL-A20-1224-80-45-100277-ND | Indoor Luminaires | High-Bay | High-Bay Luminaires for Commercial and Industrial Buildings | Standard | FALSE | [9 empty] | 42762 |  |  | No |  | 4 | 11121 | 137 | 81.23 | 14.88 | 0.91 | 4500 | 81.6
P3EBANHF | ETECH LED | E TECH LED | HBL-A20-1848-325-45-100277-D | Indoor Luminaires | High-Bay | High-Bay Luminaires for Commercial and Industrial Buildings | Premium | FALSE | [9 empty] | 42762 |  |  | No |  | 4 | 46361 | 143.13 | 323.9 | 20 | 0.9 | 4500 | 84.5
PDUWGF9U | ETECH LED | E TECH LED | HBL-A20-1248-225-45-100277-D | Indoor Luminaires | High-Bay | High-Bay Luminaires for Commercial and Industrial Buildings | Premium | FALSE | [9 empty] | 42762 |  |  | No |  | 4 | 31725 | 141 | 225 | 20 | 0.9 | 4500 | 84.5
P6RY3CHT | ETECH LED | E TECH LED | HBL-A20-1248-165-45-100277-D | Indoor Luminaires | High-Bay | High-Bay Luminaires for Commercial and Industrial Buildings | Premium | FALSE | [9 empty] | 42762 |  |  | No |  | 4 | 24124 | 141.74 | 170.2 | 20 | 0.9 | 4500 | 84.5
PP5QCEHG | ETECH LED | E TECH LED | HBL-A20-1224-110-45-100277-D | Indoor Luminaires | High-Bay | High-Bay Luminaires for Commercial and Industrial Buildings | Premium | FALSE | [9 empty] | 42762 |  |  | No |  | 4 | 15792 | 143 | 110.4 | 20 | 0.9 | 4500 | 84.5
P6ZTKEBN | ETECH LED | E TECH LED | HBL-A20-1248-110-45-100277-D | Indoor Luminaires | High-Bay | High-Bay Luminaires for Commercial and Industrial Buildings | Premium | FALSE | [9 empty] | 42762 |  |  | No |  | 4 | 14567 | 144.09 | 101.1 | 20 | 0.9 | 4500 | 84.5
PJ2CG74Q | ETECH LED | E TECH LED | HBL-A20-1224-80-45-100277-D | Indoor Luminaires | High-Bay | High-Bay Luminaires for Commercial and Industrial Buildings | Standard | FALSE | [9 empty] | 42762 |  |  | No |  | 4 | 11121 | 137 | 81.23 | 14.88 | 0.91 | 4500 | 81.6
PKHUN5UW | ETECH LED | E TECH LED | HBL-A20-1848-325-40-100277-ND | Indoor Luminaires | High-Bay | High-Bay Luminaires for Commercial and Industrial Buildings | Premium | FALSE | [9 empty] | 42762 |  |  | No |  | 4 | 46361 | 143.13 | 323.9 | 20 | 0.9 | 4000 | 84.5
PGRUU794 | ETECH LED | E TECH LED | HBL-A20-1248-225-40-100277-ND | Indoor Luminaires | High-Bay | High-Bay Luminaires for Commercial and Industrial Buildings | Premium | FALSE | [9 empty] | 42762 |  |  | No |  | 4 | 31725 | 141 | 225 | 20 | 0.9 | 4000 | 84.5
PBUJZPH9 | ETECH LED | E TECH LED | HBL-A20-1248-165-40-100277-ND | Indoor Luminaires | High-Bay | High-Bay Luminaires for Commercial and Industrial Buildings | Premium | FALSE | [9 empty] | 42762 |  |  | No |  | 4 | 24124 | 141.74 | 170.2 | 20 | 0.9 | 4000 | 84.5
PJGZAJ9Y | ETECH LED | E TECH LED | HBL-A20-1224-110-40-100277-ND | Indoor Luminaires | High-Bay | High-Bay Luminaires for Commercial and Industrial Buildings | Premium | FALSE | [9 empty] | 42762 |  |  | No |  | 4 | 15792 | 143 | 110.4 | 20 | 0.9 | 4000 | 84.5
P4165YSW | ETECH LED | E TECH LED | HBL-A20-1248-110-40-100277-ND | Indoor Luminaires | High-Bay | High-Bay Luminaires for Commercial and Industrial Buildings | Premium | FALSE | [9 empty] | 42762 |  |  | No |  | 4 | 14567 | 144.09 | 101.1 | 20 | 0.9 | 4000 | 84.5
PYUQPR9R | ETECH LED | E TECH LED | HBL-A20-1224-80-40-100277-ND | Indoor Luminaires | High-Bay | High-Bay Luminaires for Commercial and Industrial Buildings | Standard | FALSE | [9 empty] | 42762 |  |  | No |  | 4 | 11121 | 137 | 81.23 | 14.88 | 0.91 | 4000 | 81.6
PMGSN2AZ | ETECH LED | E TECH LED | HBL-A20-1848-325-40-100277-D | Indoor Luminaires | High-Bay | High-Bay Luminaires for Commercial and Industrial Buildings | Premium | FALSE | [9 empty] | 42762 |  |  | No |  | 4 | 46361 | 143.13 | 323.9 | 20 | 0.9 | 4000 | 84.5
PH9QCCMQ | ETECH LED | E TECH LED | HBL-A20-1248-225-40-100277-D | Indoor Luminaires | High-Bay | High-Bay Luminaires for Commercial and Industrial Buildings | Premium | FALSE | [9 empty] | 42762 |  |  | No |  | 4 | 31725 | 141 | 225 | 20 | 0.9 | 4000 | 84.5
PKWZWJ3K | ETECH LED | E TECH LED | HBL-A20-1248-165-40-100277-D | Indoor Luminaires | High-Bay | High-Bay Luminaires for Commercial and Industrial Buildings | Premium | FALSE | [9 empty] | 42762 |  |  | No |  | 4 | 24124 | 141.74 | 170.2 | 20 | 0.9 | 4000 | 84.5
PAPFAWXA | ETECH LED | E TECH LED | HBL-A20-1224-110-40-100277-D | Indoor Luminaires | High-Bay | High-Bay Luminaires for Commercial and Industrial Buildings | Premium | FALSE | [9 empty] | 42762 |  |  | No |  | 4 | 15792 | 143 | 110.4 | 20 | 0.9 | 4000 | 84.5
P5K9HWTG | ETECH LED | E TECH LED | HBL-A20-1248-110-40-100277-D | Indoor Luminaires | High-Bay | High-Bay Luminaires for Commercial and Industrial Buildings | Premium | FALSE | [9 empty] | 42762 |  |  | No |  | 4 | 14567 | 144.09 | 101.1 | 20 | 0.9 | 4000 | 84.5
PQSHRBUJ | ETECH LED | E TECH LED | HBL-A20-1224-80-40-100277-D | Indoor Luminaires | High-Bay | High-Bay Luminaires for Commercial and Industrial Buildings | Standard | FALSE | [9 empty] | 42762 |  |  | No |  | 4 | 11121 | 137 | 81.23 | 14.88 | 0.91 | 4000 | 81.6
PFZ7NJ27 | ETECH LED | E TECH LED | HBL-A20-1848-325-35-100277-ND | Indoor Luminaires | High-Bay | High-Bay Luminaires for Commercial and Industrial Buildings | Premium | FALSE | [9 empty] | 42762 |  |  | No |  | 4 | 45459 | 140.5 | 323.6 | 20 | 0.9 | 3500 | 84.5
PUUDTFQW | ETECH LED | E TECH LED | HBL-A20-1248-225-35-100277-ND | Indoor Luminaires | High-Bay | High-Bay Luminaires for Commercial and Industrial Buildings | Premium | FALSE | [9 empty] | 42762 |  |  | No |  | 4 | 31266 | 138.41 | 225 | 20 | 0.9 | 3500 | 84.5
PX11YS3X | ETECH LED | E TECH LED | HBL-A20-1248-165-35-100277-ND | Indoor Luminaires | High-Bay | High-Bay Luminaires for Commercial and Industrial Buildings | Premium | FALSE | [9 empty] | 42762 |  |  | No |  | 4 | 23932 | 138.98 | 172.2 | 20 | 0.9 | 3500 | 84.5
PKZQKVGV | ETECH LED | E TECH LED | HBL-A20-1224-110-35-100277-ND | Indoor Luminaires | High-Bay | High-Bay Luminaires for Commercial and Industrial Buildings | Premium | FALSE | [9 empty] | 42762 |  |  | No |  | 4 | 15529 | 141 | 109.7 | 20 | 0.9 | 3500 | 84.5
PQCX1GM8 | ETECH LED | E TECH LED | HBL-A20-1248-110-35-100277-ND | Indoor Luminaires | High-Bay | High-Bay Luminaires for Commercial and Industrial Buildings | Premium | FALSE | [9 empty] | 42762 |  |  | No |  | 4 | 14395 | 143 | 100.6 | 20 | 0.9 | 3500 | 84.5
PSG6D5ZY | ETECH LED | E TECH LED | HBL-A20-1224-80-35-100277-ND | Indoor Luminaires | High-Bay | High-Bay Luminaires for Commercial and Industrial Buildings | Standard | FALSE | [9 empty] | 42762 |  |  | No |  | 4 | 11121 | 137 | 81.23 | 14.88 | 0.91 | 3500 | 81.6
PYDU1FUF | ETECH LED | E TECH LED | HBL-A20-1848-325-35-100277-D | Indoor Luminaires | High-Bay | High-Bay Luminaires for Commercial and Industrial Buildings | Premium | FALSE | [9 empty] | 42762 |  |  | No |  | 4 | 45459 | 140.5 | 323.6 | 20 | 0.9 | 3500 | 84.5
P55Z4JZ3 | ETECH LED | E TECH LED | HBL-A20-1248-225-35-100277-D | Indoor Luminaires | High-Bay | High-Bay Luminaires for Commercial and Industrial Buildings | Premium | FALSE | [9 empty] | 42762 |  |  | No |  | 4 | 31266 | 138.41 | 225 | 20 | 0.9 | 3500 | 84.5
PR7G6WNC | ETECH LED | E TECH LED | HBL-A20-1248-165-35-100277-D | Indoor Luminaires | High-Bay | High-Bay Luminaires for Commercial and Industrial Buildings | Premium | FALSE | [9 empty] | 42762 |  |  | No |  | 4 | 23932 | 138.98 | 172.2 | 20 | 0.9 | 3500 | 84.5
PS9B82JU | ETECH LED | E TECH LED | HBL-A20-1224-110-35-100277-D | Indoor Luminaires | High-Bay | High-Bay Luminaires for Commercial and Industrial Buildings | Premium | FALSE | [9 empty] | 42762 |  |  | No |  | 4 | 15529 | 141 | 109.7 | 20 | 0.9 | 3500 | 84.5
PDYKUPKQ | ETECH LED | E TECH LED | HBL-A20-1248-110-35-100277-D | Indoor Luminaires | High-Bay | High-Bay Luminaires for Commercial and Industrial Buildings | Premium | FALSE | [9 empty] | 42762 |  |  | No |  | 4 | 14395 | 143 | 100.6 | 20 | 0.9 | 3500 | 84.5
PFQJ13NR | ETECH LED | E TECH LED | HBL-A20-1224-80-35-100277-D | Indoor Luminaires | High-Bay | High-Bay Luminaires for Commercial and Industrial Buildings | Standard | FALSE | [9 empty] | 42762 |  |  | No |  | 4 | 11121 | 137 | 81.23 | 14.88 | 0.91 | 3500 | 81.6
P3JPMS7G | ETECH LED | E TECH LED | HBL-A20-1224-80-30-100277-ND | Indoor Luminaires | High-Bay | High-Bay Luminaires for Commercial and Industrial Buildings | Standard | FALSE | [9 empty] | 42762 |  |  | No |  | 4 | 11004 | 135.7 | 81.09 | 14.88 | 0.91 | 3009 | 82.3
PXQ1ATGZ | ETECH LED | E TECH LED | HBL-A20-1848-325-30-100277-ND | Indoor Luminaires | High-Bay | High-Bay Luminaires for Commercial and Industrial Buildings | Premium | FALSE | [9 empty] | 42762 |  |  | No |  | 4 | 44537 | 137 | 325.1 | 20 | 0.9 | 3000 | 84.5
P1THA74J | ETECH LED | E TECH LED | HBL-A20-1248-225-30-100277-ND | Indoor Luminaires | High-Bay | High-Bay Luminaires for Commercial and Industrial Buildings | Premium | FALSE | [9 empty] | 42762 |  |  | No |  | 4 | 31266 | 138.41 | 225 | 20 | 0.9 | 3000 | 84.5
PJ8E46XA | ETECH LED | E TECH LED | HBL-A20-1248-165-30-100277-ND | Indoor Luminaires | High-Bay | High-Bay Luminaires for Commercial and Industrial Buildings | Premium | FALSE | [9 empty] | 42762 |  |  | No |  | 4 | 23539 | 137 | 171.8 | 20 | 0.9 | 3000 | 84.5
P581AK6R | ETECH LED | E TECH LED | HBL-A20-1224-110-30-100277-ND | Indoor Luminaires | High-Bay | High-Bay Luminaires for Commercial and Industrial Buildings | Premium | FALSE | [9 empty] | 42762 |  |  | No |  | 4 | 15194 | 138 | 110 | 20 | 0.9 | 3000 | 84.5
PEQH53DC | ETECH LED | E TECH LED | HBL-A20-1248-110-30-100277-ND | Indoor Luminaires | High-Bay | High-Bay Luminaires for Commercial and Industrial Buildings | Premium | FALSE | [9 empty] | 42762 |  |  | No |  | 4 | 14351 | 142.65 | 100.6 | 20 | 0.9 | 3000 | 84.5
PXD28M8N | Shenzhen FYT LED Co. Ltd | FYT LED | T201-60W12Â | Indoor Luminaires | High-Bay | Low-Bay Luminaires for Commercial and Industrial Buildings | Premium | TRUE | 7484.595 | 130.099 | 57.53 | 17.1 | 0.927 | 4851 | 82 | 5 | 50000 | 42762 |  |  | No |  | 4.1 | 7484.5 | 130 | 57.5 | 17.1 | 0.93 | 4851 | 82
PZDUVW6H | Shenzhen Huadian Lighting Co.LTD. | Huadian | HD-HB150WD-V-2700K | Indoor Luminaires | High-Bay | High-Bay Luminaires for Commercial and Industrial Buildings | Standard | TRUE | 20004.08 | 133.18 | 150.2 | 16.8 | 0.908 | 2756 | 84.1 | 5 | 50000 | 42762 | Dimmable | Continuous Below 10 | No |  | 4.1 | 20004 | 133.1 | 150.2 | 16.8 | 0.91 | 2756 | 84.1
P3S77C25 | Shenzhen Huadian Lighting Co.LTD. | Huadian | HD-HB150W-V-5700K | Indoor Luminaires | High-Bay | High-Bay Luminaires for Commercial and Industrial Buildings | Standard | FALSE | [9 empty] | 42762 | Not Dimmable | Not Dimmable | No |  | 4.1 | 21746.8 | 143.4 | 151.6 | 17.4 | 0.91 | 5626 | 84.3
PYQ7D5XE | Shenzhen Huadian Lighting Co.LTD. | Huadian | HD-HB150WD-V-5700K | Indoor Luminaires | High-Bay | High-Bay Luminaires for Commercial and Industrial Buildings | Standard | FALSE | [9 empty] | 42762 | Dimmable | Continuous Below 10 | No |  | 4.1 | 21746.8 | 143.4 | 151.6 | 17.4 | 0.91 | 5626 | 84.3
PBNP71X2 | Shenzhen Huadian Lighting Co.LTD. | Huadian | HD-HB150W-V-5000K | Indoor Luminaires | High-Bay | High-Bay Luminaires for Commercial and Industrial Buildings | Standard | FALSE | [9 empty] | 42762 | Not Dimmable | Not Dimmable | No |  | 4.1 | 21456.4 | 142.1 | 150.9 | 16.8 | 0.91 | 5000 | 84.1
P14HA7QX | Shenzhen Huadian Lighting Co.LTD. | Huadian | HD-HB150WD-V-5000K | Indoor Luminaires | High-Bay | High-Bay Luminaires for Commercial and Industrial Buildings | Standard | FALSE | [9 empty] | 42762 | Dimmable | Continuous Below 10 | No |  | 4.1 | 21456.4 | 142.1 | 150.9 | 16.8 | 0.91 | 5000 | 84.1
PYW1ZH1N | Shenzhen Huadian Lighting Co.LTD. | Huadian | HD-HB150W-V-4500K | Indoor Luminaires | High-Bay | High-Bay Luminaires for Commercial and Industrial Buildings | Standard | FALSE | [9 empty] | 42762 | Not Dimmable | Not Dimmable | No |  | 4.1 | 21165.9 | 140.2 | 150.9 | 16.8 | 0.91 | 4500 | 84.1
P24YMQUM | Shenzhen Huadian Lighting Co.LTD. | Huadian | HD-HB150WD-V-4500K | Indoor Luminaires | High-Bay | High-Bay Luminaires for Commercial and Industrial Buildings | Standard | FALSE | [9 empty] | 42762 | Dimmable | Continuous Below 10 | No |  | 4.1 | 21165.9 | 140.2 | 150.9 | 16.8 | 0.91 | 4500 | 84.1
PX958QQM | Shenzhen Huadian Lighting Co.LTD. | Huadian | HD-HB150W-V-4000K | Indoor Luminaires | High-Bay | High-Bay Luminaires for Commercial and Industrial Buildings | Standard | FALSE | [9 empty] | 42762 | Not Dimmable | Not Dimmable | No |  | 4.1 | 20875.4 | 138.3 | 150.9 | 16.8 | 0.91 | 4000 | 84.1
PADT4U66 | Shenzhen Huadian Lighting Co.LTD. | Huadian | HD-HB150WD-V-4000K | Indoor Luminaires | High-Bay | High-Bay Luminaires for Commercial and Industrial Buildings | Standard | FALSE | [9 empty] | 42762 | Dimmable | Continuous Below 10 | No |  | 4.1 | 20875.4 | 138.3 | 150.9 | 16.8 | 0.91 | 4000 | 84.1
P3ZN6HCU | Shenzhen Huadian Lighting Co.LTD. | Huadian | HD-HB150W-V-3500K | Indoor Luminaires | High-Bay | High-Bay Luminaires for Commercial and Industrial Buildings | Standard | FALSE | [9 empty] | 42762 | Not Dimmable | Not Dimmable | No |  | 4.1 | 20585 | 136.4 | 150.9 | 16.8 | 0.91 | 3500 | 84.1
PKRG565C | Shenzhen Huadian Lighting Co.LTD. | Huadian | HD-HB150WD-V-3500K | Indoor Luminaires | High-Bay | High-Bay Luminaires for Commercial and Industrial Buildings | Standard | FALSE | [9 empty] | 42762 | Dimmable | Continuous Below 10 | No |  | 4.1 | 20585 | 136.4 | 150.9 | 16.8 | 0.91 | 3500 | 84.1
P9B1CAM5 | Shenzhen Huadian Lighting Co.LTD. | Huadian | HD-HB150W-V-3000K | Indoor Luminaires | High-Bay | High-Bay Luminaires for Commercial and Industrial Buildings | Standard | FALSE | [9 empty] | 42762 | Not Dimmable | Not Dimmable | No |  | 4.1 | 20294.5 | 134.4 | 150.9 | 16.8 | 0.91 | 3000 | 84.1
PWXPYK3Q | Shenzhen Huadian Lighting Co.LTD. | Huadian | HD-HB150WD-V-3000K | Indoor Luminaires | High-Bay | High-Bay Luminaires for Commercial and Industrial Buildings | Standard | FALSE | [9 empty] | 42762 | Dimmable | Continuous Below 10 | No |  | 4.1 | 20294.5 | 134.4 | 150.9 | 16.8 | 0.91 | 3000 | 84.1
PQ3K7S4Y | Shenzhen Huadian Lighting Co.LTD. | Huadian | HD-HB150W-V-2700K | Indoor Luminaires | High-Bay | High-Bay Luminaires for Commercial and Industrial Buildings | Standard | FALSE | [9 empty] | 42762 | Not Dimmable | Not Dimmable | No |  | 4.1 | 20004 | 133.1 | 150.2 | 16.8 | 0.91 | 2756 | 84.1
PYK88PTW | Shenzhen Huadian Lighting Co.LTD. | Huadian | HD-HB240WD-2700K | Indoor Luminaires | High-Bay | High-Bay Luminaires for Commercial and Industrial Buildings | Standard | TRUE | 30891.74 | 128.44 | 240.5 | 17.9 | 0.995 | 2754 | 83.9 | 5 | 50000 | 42762 | Dimmable | Continuous Below 10 | No |  | 4.1 | 30891.7 | 128.4 | 240.5 | 17.9 | 0.92 | 2754 | 83.9
PWYB6BXQ | Shenzhen Huadian Lighting Co.LTD. | Huadian | HD-HB240W-5700K | Indoor Luminaires | High-Bay | High-Bay Luminaires for Commercial and Industrial Buildings | Standard | FALSE | [9 empty] | 42762 | Not Dimmable | Not Dimmable | No |  | 4.1 | 32647.3 | 135.3 | 241.2 | 18.5 | 0.92 | 5566 | 83.7
PH8XCDY6 | Shenzhen Huadian Lighting Co.LTD. | Huadian | HD-HB240WD-5700K | Indoor Luminaires | High-Bay | High-Bay Luminaires for Commercial and Industrial Buildings | Standard | FALSE | [9 empty] | 42762 | Dimmable | Continuous Below 10 | No |  | 4.1 | 32647.3 | 135.3 | 241.2 | 18.5 | 0.92 | 5566 | 83.7
PBQ6M5RX | Shenzhen Huadian Lighting Co.LTD. | Huadian | HD-HB240W-5000K | Indoor Luminaires | High-Bay | High-Bay Luminaires for Commercial and Industrial Buildings | Standard | FALSE | [9 empty] | 42762 | Not Dimmable | Not Dimmable | No |  | 4.1 | 32354.7 | 134.3 | 240.5 | 17.9 | 0.92 | 5000 | 83.9
PVGZH4HF | Shenzhen Huadian Lighting Co.LTD. | Huadian | HD-HB240WD-5000K | Indoor Luminaires | High-Bay | High-Bay Luminaires for Commercial and Industrial Buildings | Standard | FALSE | [9 empty] | 42762 | Dimmable | Continuous Below 10 | No |  | 4.1 | 32354.7 | 134.3 | 240.5 | 17.9 | 0.92 | 5000 | 83.9
PP14E7UZ | Shenzhen Huadian Lighting Co.LTD. | Huadian | HD-HB240W-4500K | Indoor Luminaires | High-Bay | High-Bay Luminaires for Commercial and Industrial Buildings | Standard | FALSE | [9 empty] | 42762 | Not Dimmable | Not Dimmable | No |  | 4.1 | 32062.1 | 133.1 | 240.5 | 17.9 | 0.92 | 4500 | 83.9
P63PR7T9 | Shenzhen Huadian Lighting Co.LTD. | Huadian | HD-HB240WD-4500K | Indoor Luminaires | High-Bay | High-Bay Luminaires for Commercial and Industrial Buildings | Standard | FALSE | [9 empty] | 42762 | Dimmable | Continuous Below 10 | No |  | 4.1 | 32062.1 | 133.1 | 240.5 | 17.9 | 0.92 | 4500 | 83.9
PZ6SA6X6 | Shenzhen Huadian Lighting Co.LTD. | Huadian | HD-HB240W-4000K | Indoor Luminaires | High-Bay | High-Bay Luminaires for Commercial and Industrial Buildings | Standard | FALSE | [9 empty] | 42762 | Not Dimmable | Not Dimmable | No |  | 4.1 | 31769.5 | 131.9 | 240.5 | 17.9 | 0.92 | 4000 | 83.9
PENN7HVQ | Shenzhen Huadian Lighting Co.LTD. | Huadian | HD-HB240WD-4000K | Indoor Luminaires | High-Bay | High-Bay Luminaires for Commercial and Industrial Buildings | Standard | FALSE | [9 empty] | 42762 | Dimmable | Continuous Below 10 | No |  | 4.1 | 31769.5 | 131.9 | 240.5 | 17.9 | 0.92 | 4000 | 83.9
P4KQVMXS | Shenzhen Huadian Lighting Co.LTD. | Huadian | HD-HB240W-3500K | Indoor Luminaires | High-Bay | High-Bay Luminaires for Commercial and Industrial Buildings | Standard | FALSE | [9 empty] | 42762 | Not Dimmable | Not Dimmable | No |  | 4.1 | 31476.9 | 130.6 | 240.5 | 17.9 | 0.92 | 3500 | 83.9
PB6WZ4D3 | Shenzhen Huadian Lighting Co.LTD. | Huadian | HD-HB240WD-3500K | Indoor Luminaires | High-Bay | High-Bay Luminaires for Commercial and Industrial Buildings | Standard | FALSE | [9 empty] | 42762 | Dimmable | Continuous Below 10 | No |  | 4.1 | 31476.9 | 130.6 | 240.5 | 17.9 | 0.92 | 3500 | 83.9
P7VBF8GT | Shenzhen Huadian Lighting Co.LTD. | Huadian | HD-HB240W-3000K | Indoor Luminaires | High-Bay | High-Bay Luminaires for Commercial and Industrial Buildings | Standard | FALSE | [9 empty] | 42762 | Not Dimmable | Not Dimmable | No |  | 4.1 | 31184.3 | 129.4 | 240.5 | 17.9 | 0.92 | 3000 | 83.9
PQXY6S4X | Shenzhen Huadian Lighting Co.LTD. | Huadian | HD-HB240WD-3000K | Indoor Luminaires | High-Bay | High-Bay Luminaires for Commercial and Industrial Buildings | Standard | FALSE | [9 empty] | 42762 | Dimmable | Continuous Below 10 | No |  | 4.1 | 31184.3 | 129.4 | 240.5 | 17.9 | 0.92 | 3000 | 83.9
PF28VVYU | Shenzhen Huadian Lighting Co.LTD. | Huadian | HD-HB240W-2700K | Indoor Luminaires | High-Bay | High-Bay Luminaires for Commercial and Industrial Buildings | Standard | FALSE | [9 empty] | 42762 | Not Dimmable | Not Dimmable | No |  | 4.1 | 30891.7 | 128.4 | 240.5 | 17.9 | 0.92 | 2754 | 83.9
P4SP5DVM | Newtronics Developments Limited | Newtronics Developments | ND-LB90W50K | Indoor Luminaires | High-Bay | High-Bay Luminaires for Commercial and Industrial Buildings | Standard | TRUE | 10211.56 | 110.92 | 92.06 | 12.29 | 0.9457 | 4865 | 83 | 5 | 50000 | 42761 |  |  | No |  | 3.1 | 10200 | 113 | 90 | 12 | 0.95 | 5000 | 80
P7FJ2PJP | Newtronics Developments Limited | Newtronics Developments | ND-LB120W50K | Indoor Luminaires | High-Bay | High-Bay Luminaires for Commercial and Industrial Buildings | Standard | TRUE | 13281 | 112.51 | 118.04 | 14.07 | 0.9093 | 4847 | 83.1 | 5 | 50000 | 42761 |  |  | No |  | 3.1 | 13300 | 111 | 120 | 14 | 0.95 | 5000 | 80
PCBC4VUS | Energy Solutions International | ESI | K-14VX-WR-N4VG2HO-35-[blankD] | Indoor Retrofit Kit | High-Bay | Retrofit Kits for High-Bay Luminaires for Commercial and Industrial Buildings | Premium | TRUE | 10486 | 143.7 | 72.95 | 3.7146 | 0.9978 | 3588 | 84.26 | 5 | 50000 | 42761 |  |  | Yes |  | 4.1 | 10486 | 143.7 | 72.95 | 7.39 | 0.94 | 3588 | 84
PQ5N4STJ | Energy Solutions International | ESI | K-14VX-WR-N4VG2HO-35-FR-[blankD] | Indoor Retrofit Kit | High-Bay | Retrofit Kits for Low-Bay Luminaires for Commercial and Industrial Buildings | Premium | TRUE | 9198 | 126.1 | 72.95 | 3.7146 | 0.9978 | 3588 | 84.26 | 5 | 50000 | 42761 |  |  | Yes |  | 4.1 | 9198 | 126.1 | 72.95 | 7.39 | 0.94 | 3588 | 84
PBWQ5QG6 | Energy Solutions International | ESI | F-14VX-WR-N4VG2HO-35-[blankD] | Indoor Luminaires | High-Bay | High-Bay Luminaires for Commercial and Industrial Buildings | Premium | TRUE | 10486 | 143.7 | 72.95 | 3.7146 | 0.9978 | 3588 | 84.26 | 5 | 50000 | 42761 |  |  | Yes |  | 4.1 | 10486 | 143.7 | 72.95 | 7.39 | 0.94 | 3588 | 84
P2N19VHZ | Energy Solutions International | ESI | F-14VX-WR-N4VG2HO-35-FR-[blankD] | Indoor Luminaires | High-Bay | Low-Bay Luminaires for Commercial and Industrial Buildings | Premium | TRUE | 9198 | 126.1 | 72.95 | 3.7146 | 0.9978 | 3588 | 84.26 | 5 | 50000 | 42761 |  |  | Yes |  | 4.1 | 9198 | 126.1 | 72.95 | 7.39 | 0.94 | 3588 | 84
PK9ZTFYV | Energy Solutions International | ESI | K-14VX-WR-N4LG2HO-50-FR-[blankD] | Indoor Retrofit Kit | High-Bay | Retrofit Kits for Low-Bay Luminaires for Commercial and Industrial Buildings | Premium | TRUE | 6191 | 126.1 | 49.083 | 7.394 | 0.9377 | 5174 | 84.36 | 5 | 50000 | 42761 |  |  | Yes |  | 4.1 | 6322 | 130.4 | 48.5 | 7.39 | 0.94 | 5174 | 84
P43JRGNY | Energy Solutions International | ESI | K-14VX-WR-N4LG2HO-35-FR-[blankD] | Indoor Retrofit Kit | High-Bay | Retrofit Kits for Low-Bay Luminaires for Commercial and Industrial Buildings | Premium | TRUE | 6143 | 126.7 | 48.481 | 7.394 | 0.9377 | 3588 | 84.26 | 5 | 50000 | 42761 |  |  | Yes |  | 4.1 | 6322 | 130.4 | 48.5 | 7.39 | 0.94 | 3588 | 84
PB8CQSPF | Energy Solutions International | ESI | F-14VX-WR-N4LG2HO-50-FR-[blankD] | Indoor Luminaires | High-Bay | Low-Bay Luminaires for Commercial and Industrial Buildings | Premium | TRUE | 6191 | 126.1 | 49.083 | 7.394 | 0.9377 | 5174 | 84.36 | 5 | 50000 | 42761 |  |  | Yes |  | 4.1 | 6322 | 130.4 | 48.5 | 7.39 | 0.94 | 5174 | 84
PGTHPT62 | Energy Solutions International | ESI | F-14VX-WR-N4LG2HO-35-FR-[blankD] | Indoor Luminaires | High-Bay | Low-Bay Luminaires for Commercial and Industrial Buildings | Premium | TRUE | 6143 | 126.7 | 48.481 | 7.394 | 0.9377 | 3588 | 84.26 | 5 | 50000 | 42761 |  |  | Yes |  | 4.1 | 6322 | 130.4 | 48.5 | 7.39 | 0.94 | 3588 | 84
PE78SJT3 | Energy Solutions International | ESI | K-14VX-N4VG2-35-[Dblank] | Indoor Retrofit Kit | High-Bay | Retrofit Kits for Low-Bay Luminaires for Commercial and Industrial Buildings | Premium | TRUE | 4737 | 146.4 | 32.363 | 14.402 | 0.8881 | 3577 | 84.14 | 5 | 50000 | 42761 |  |  | Yes |  | 4.1 | 4737 | 145 | 32.7 | 14.4 | 0.89 | 3577 | 84.1
PBHG5XZ4 | Energy Solutions International | ESI | F-14VX-N4VG2-35-[Dblank] | Indoor Luminaires | High-Bay | Low-Bay Luminaires for Commercial and Industrial Buildings | Premium | TRUE | 4737 | 146.4 | 32.363 | 14.402 | 0.8881 | 3577 | 84.14 | 5 | 50000 | 42761 |  |  | Yes |  | 4.1 | 4737 | 145 | 32.7 | 14.4 | 0.89 | 3577 | 84.1
P4FDEFQE | Energy Solutions International | ESI | K-18VX-WR-N4VG2HO-50-[blankD] | Indoor Retrofit Kit | High-Bay | Retrofit Kits for High-Bay Luminaires for Commercial and Industrial Buildings | Premium | FALSE | [9 empty] | 42761 |  |  | Yes |  | 4 | 20972 | 143.7 | 145.9 | 7.39 | 0.94 | 5174 | 84
PU7EV9CK | Energy Solutions International | ESI | K-18VX-WR-N4HG2HO-50-[blankD] | Indoor Retrofit Kit | High-Bay | Retrofit Kits for High-Bay Luminaires for Commercial and Industrial Buildings | Premium | FALSE | [9 empty] | 42761 |  |  | Yes |  | 4 | 19370 | 144.6 | 134 | 7.39 | 0.94 | 5174 | 84
PM6TRCDR | Energy Solutions International | ESI | K-18VX-WR-N4VG2HO-50-FR-[blankD] | Indoor Retrofit Kit | High-Bay | Retrofit Kits for High-Bay Luminaires for Commercial and Industrial Buildings | Premium | FALSE | [9 empty] | 42761 |  |  | Yes |  | 4 | 18396 | 126.1 | 145.9 | 7.39 | 0.94 | 5174 | 84
P331G2J1 | Energy Solutions International | ESI | K-18VX-WR-N4HG2HO-50-FR-[blankD] | Indoor Retrofit Kit | High-Bay | Retrofit Kits for High-Bay Luminaires for Commercial and Industrial Buildings | Premium | FALSE | [9 empty] | 42761 |  |  | Yes |  | 4 | 17078 | 127.5 | 134 | 7.39 | 0.94 | 5174 | 84
P8SH5TTX | Energy Solutions International | ESI | K-18VX-WR-N4MG2HO-50-[blankD] | Indoor Retrofit Kit | High-Bay | Retrofit Kits for High-Bay Luminaires for Commercial and Industrial Buildings | Premium | FALSE | [9 empty] | 42761 |  |  | Yes |  | 4 | 16583 | 145.5 | 114 | 7.39 | 0.94 | 5174 | 84
P4DY5V5S | Energy Solutions International | ESI | K-18VX-WR-N4NG2HO-50-[blankD] | Indoor Retrofit Kit | High-Bay | Retrofit Kits for High-Bay Luminaires for Commercial and Industrial Buildings | Premium | FALSE | [9 empty] | 42761 |  |  | Yes |  | 4 | 15467 | 145.9 | 106 | 7.39 | 0.94 | 5174 | 84
PXZASQV6 | Energy Solutions International | ESI | K-18VX-WR-N4MG2HO-50-FR-[blankD] | Indoor Retrofit Kit | High-Bay | Retrofit Kits for High-Bay Luminaires for Commercial and Industrial Buildings | Premium | FALSE | [9 empty] | 42761 |  |  | Yes |  | 4 | 14695 | 128.9 | 114 | 7.39 | 0.94 | 5174 | 84
P286YN91 | Energy Solutions International | ESI | K-18VX-WR-N4LG2HO-50-[blankD] | Indoor Retrofit Kit | High-Bay | Retrofit Kits for High-Bay Luminaires for Commercial and Industrial Buildings | Premium | FALSE | [9 empty] | 42761 |  |  | Yes |  | 4 | 14198 | 146.4 | 97 | 7.39 | 0.94 | 5174 | 84
PYT4DG4S | Energy Solutions International | ESI | K-18VX-WR-N4NG2HO-50-FR-[blankD] | Indoor Retrofit Kit | High-Bay | Retrofit Kits for High-Bay Luminaires for Commercial and Industrial Buildings | Premium | FALSE | [9 empty] | 42761 |  |  | Yes |  | 4 | 13740 | 129.6 | 106 | 7.39 | 0.94 | 5174 | 84
PP93C95B | Energy Solutions International | ESI | K-18VX-WR-N4LG2HO-50-FR-[blankD] | Indoor Retrofit Kit | High-Bay | Retrofit Kits for High-Bay Luminaires for Commercial and Industrial Buildings | Premium | FALSE | [9 empty] | 42761 |  |  | Yes |  | 4 | 12644 | 130.4 | 97 | 7.39 | 0.94 | 5174 | 84
PVCVZQJX | Energy Solutions International | ESI | K-14VX-WR-N4VG2HO-50-[blankD] | Indoor Retrofit Kit | High-Bay | Retrofit Kits for High-Bay Luminaires for Commercial and Industrial Buildings | Premium | FALSE | [9 empty] | 42761 |  |  | Yes |  | 4 | 10486 | 143.7 | 72.95 | 7.39 | 0.94 | 5174 | 84
P5XYX5ER | Energy Solutions International | ESI | K-14VX-WR-N4HG2HO-50-[blankD] | Indoor Retrofit Kit | High-Bay | Retrofit Kits for Low-Bay Luminaires for Commercial and Industrial Buildings | Premium | FALSE | [9 empty] | 42761 |  |  | Yes |  | 4 | 9685 | 144.6 | 67 | 7.39 | 0.94 | 5174 | 84
PWMWEBEE | Energy Solutions International | ESI | K-14VX-WR-N4VG2HO-50-FR-[blankD] | Indoor Retrofit Kit | High-Bay | Retrofit Kits for Low-Bay Luminaires for Commercial and Industrial Buildings | Premium | FALSE | [9 empty] | 42761 |  |  | Yes |  | 4 | 9198 | 126.1 | 72.95 | 7.39 | 0.94 | 5174 | 84
P4DDVX5C | Energy Solutions International | ESI | K-14VX-WR-N4HG2HO-50-FR-[blankD] | Indoor Retrofit Kit | High-Bay | Retrofit Kits for Low-Bay Luminaires for Commercial and Industrial Buildings | Premium | FALSE | [9 empty] | 42761 |  |  | Yes |  | 4 | 8539 | 127.5 | 67 | 7.39 | 0.94 | 5174 | 84
P44K3CAR | Energy Solutions International | ESI | K-14VX-WR-N4MG2HO-50-[blankD] | Indoor Retrofit Kit | High-Bay | Retrofit Kits for Low-Bay Luminaires for Commercial and Industrial Buildings | Premium | FALSE | [9 empty] | 42761 |  |  | Yes |  | 4 | 8291 | 145.5 | 57 | 7.39 | 0.94 | 5174 | 84
PP8U2HHY | Energy Solutions International | ESI | K-14VX-WR-N4NG2HO-50-[blankD] | Indoor Retrofit Kit | High-Bay | Retrofit Kits for Low-Bay Luminaires for Commercial and Industrial Buildings | Premium | FALSE | [9 empty] | 42761 |  |  | Yes |  | 4 | 7734 | 145.9 | 53 | 7.39 | 0.94 | 5174 | 84
PGUX3R7K | Energy Solutions International | ESI | K-14VX-WR-N4MG2HO-50-FR-[blankD] | Indoor Retrofit Kit | High-Bay | Retrofit Kits for Low-Bay Luminaires for Commercial and Industrial Buildings | Premium | FALSE | [9 empty] | 42761 |  |  | Yes |  | 4 | 7347 | 128.9 | 57 | 7.39 | 0.94 | 5174 | 84
PBM4A13H | Energy Solutions International | ESI | K-14VX-WR-N4LG2HO-50-[blankD] | Indoor Retrofit Kit | High-Bay | Retrofit Kits for Low-Bay Luminaires for Commercial and Industrial Buildings | Premium | FALSE | [9 empty] | 42761 |  |  | Yes |  | 4 | 7099 | 146.4 | 48.5 | 7.39 | 0.94 | 5174 | 84
P96CARJR | Energy Solutions International | ESI | K-14VX-WR-N4NG2HO-50-FR-[blankD] | Indoor Retrofit Kit | High-Bay | Retrofit Kits for Low-Bay Luminaires for Commercial and Industrial Buildings | Premium | FALSE | [9 empty] | 42761 |  |  | Yes |  | 4 | 6870 | 129.6 | 53 | 7.39 | 0.94 | 5174 | 84
PAG3ZFBS | Energy Solutions International | ESI | K-18VX-N4VG2-50-[Dblank] | Indoor Retrofit Kit | High-Bay | Retrofit Kits for Low-Bay Luminaires for Commercial and Industrial Buildings | Premium | FALSE | [9 empty] | 42761 |  |  | Yes |  | 4 | 9476 | 147 | 64.6 | 14.4 | 0.89 | 5149 | 84.3
PUMAVUGB | Energy Solutions International | ESI | K-18VX-N4HG2-50-[Dblank] | Indoor Retrofit Kit | High-Bay | Retrofit Kits for Low-Bay Luminaires for Commercial and Industrial Buildings | Premium | FALSE | [9 empty] | 42761 |  |  | Yes |  | 4 | 8837 | 147 | 60 | 14.4 | 0.89 | 5149 | 84.3
PEV8CF26 | Energy Solutions International | ESI | K-18VX-N4VG2-50-FR-[Dblank] | Indoor Retrofit Kit | High-Bay | Retrofit Kits for Low-Bay Luminaires for Commercial and Industrial Buildings | Premium | FALSE | [9 empty] | 42761 |  |  | Yes |  | 4 | 8416 | 129 | 65.4 | 14.4 | 0.89 | 5149 | 84.3
P89AZA79 | Energy Solutions International | ESI | K-18VX-N4SG2-50-[Dblank] | Indoor Retrofit Kit | High-Bay | Retrofit Kits for Low-Bay Luminaires for Commercial and Industrial Buildings | Premium | FALSE | [9 empty] | 42761 |  |  | Yes |  | 4 | 8194 | 148 | 55.4 | 14.4 | 0.89 | 5149 | 84.3
PZR347K2 | Energy Solutions International | ESI | K-18VX-N4HG2-50-FR-[Dblank] | Indoor Retrofit Kit | High-Bay | Retrofit Kits for Low-Bay Luminaires for Commercial and Industrial Buildings | Premium | FALSE | [9 empty] | 42761 |  |  | Yes |  | 4 | 7848 | 131 | 60 | 14.4 | 0.89 | 5149 | 84.3
PPWFNER7 | Energy Solutions International | ESI | K-18VX-N4SG2-50-FR-[Dblank] | Indoor Retrofit Kit | High-Bay | Retrofit Kits for Low-Bay Luminaires for Commercial and Industrial Buildings | Premium | FALSE | [9 empty] | 42761 |  |  | Yes |  | 4 | 7277 | 131 | 55.4 | 14.4 | 0.89 | 5149 | 84.3
P56H4U85 | Energy Solutions International | ESI | K-18VX-N4MG2-50-[Dblank] | Indoor Retrofit Kit | High-Bay | Retrofit Kits for Low-Bay Luminaires for Commercial and Industrial Buildings | Premium | FALSE | [9 empty] | 42761 |  |  | Yes |  | 4 | 7082 | 149 | 47.5 | 14.4 | 0.89 | 5149 | 84.3
PDKFWS19 | Energy Solutions International | ESI | K-18VX-N4MG2-50-FR-[Dblank] | Indoor Retrofit Kit | High-Bay | Retrofit Kits for Low-Bay Luminaires for Commercial and Industrial Buildings | Premium | FALSE | [9 empty] | 42761 |  |  | Yes |  | 4 | 6290 | 132 | 47.5 | 14.4 | 0.89 | 5149 | 84.3
PA3V6M7P | Energy Solutions International | ESI | K-18VX-N4NG2-50-[Dblank] | Indoor Retrofit Kit | High-Bay | Retrofit Kits for Low-Bay Luminaires for Commercial and Industrial Buildings | Premium | FALSE | [9 empty] | 42761 |  |  | Yes |  | 4 | 6007 | 150 | 40 | 14.4 | 0.89 | 5149 | 84.3
P58B4E82 | Energy Solutions International | ESI | K-18VX-N4NLG2-50-[Dblank] | Indoor Retrofit Kit | High-Bay | Retrofit Kits for Low-Bay Luminaires for Commercial and Industrial Buildings | Premium | FALSE | [9 empty] | 42761 |  |  | Yes |  | 4 | 5583 | 150 | 37.1 | 14.4 | 0.89 | 5149 | 84.3
PFWSZ3A1 | Energy Solutions International | ESI | K-18VX-N4NG2-50-FR-[Dblank] | Indoor Retrofit Kit | High-Bay | Retrofit Kits for Low-Bay Luminaires for Commercial and Industrial Buildings | Premium | FALSE | [9 empty] | 42761 |  |  | Yes |  | 4 | 5334 | 133 | 40 | 14.4 | 0.89 | 5149 | 84.3
PC14N1NF | Energy Solutions International | ESI | K-18VX-N4NLG2-50-FR-[Dblank] | Indoor Retrofit Kit | High-Bay | Retrofit Kits for Low-Bay Luminaires for Commercial and Industrial Buildings | Premium | FALSE | [9 empty] | 42761 |  |  | Yes |  | 4 | 4958 | 134 | 37.1 | 14.4 | 0.89 | 5149 | 84.3
P56R8USD | Energy Solutions International | ESI | K-14VX-N4VG2-50-[Dblank] | Indoor Retrofit Kit | High-Bay | Retrofit Kits for Low-Bay Luminaires for Commercial and Industrial Buildings | Premium | FALSE | [9 empty] | 42761 |  |  | Yes |  | 4 | 4737 | 145 | 32.7 | 14.4 | 0.89 | 5149 | 84.3
P69MH3K8 | Energy Solutions International | ESI | K-18VX-N4VG2-40-[Dblank] | Indoor Retrofit Kit | High-Bay | Retrofit Kits for Low-Bay Luminaires for Commercial and Industrial Buildings | Premium | FALSE | [9 empty] | 42761 |  |  | Yes |  | 4 | 9476 | 147 | 64.6 | 14.4 | 0.89 | 4000 | 84.2
PGMZC14Z | Energy Solutions International | ESI | K-18VX-N4HG2-40-[Dblank] | Indoor Retrofit Kit | High-Bay | Retrofit Kits for Low-Bay Luminaires for Commercial and Industrial Buildings | Premium | FALSE | [9 empty] | 42761 |  |  | Yes |  | 4 | 8837 | 147 | 60 | 14.4 | 0.89 | 4000 | 84.2
PZMXY1CB | Energy Solutions International | ESI | K-18VX-N4VG2-40-FR-[Dblank] | Indoor Retrofit Kit | High-Bay | Retrofit Kits for Low-Bay Luminaires for Commercial and Industrial Buildings | Premium | FALSE | [9 empty] | 42761 |  |  | Yes |  | 4 | 8416 | 129 | 65.4 | 14.4 | 0.89 | 4000 | 84.2
PRXNE4W9 | Energy Solutions International | ESI | K-18VX-N4SG2-40-[Dblank] | Indoor Retrofit Kit | High-Bay | Retrofit Kits for Low-Bay Luminaires for Commercial and Industrial Buildings | Premium | FALSE | [9 empty] | 42761 |  |  | Yes |  | 4 | 8194 | 148 | 55.4 | 14.4 | 0.89 | 4000 | 84.2
P93DA51P | Energy Solutions International | ESI | K-18VX-N4HG2-40-FR-[Dblank] | Indoor Retrofit Kit | High-Bay | Retrofit Kits for Low-Bay Luminaires for Commercial and Industrial Buildings | Premium | FALSE | [9 empty] | 42761 |  |  | Yes |  | 4 | 7848 | 131 | 60 | 14.4 | 0.89 | 4000 | 84.2
P24BQN7P | Energy Solutions International | ESI | K-18VX-N4SG2-40-FR-[Dblank] | Indoor Retrofit Kit | High-Bay | Retrofit Kits for Low-Bay Luminaires for Commercial and Industrial Buildings | Premium | FALSE | [9 empty] | 42761 |  |  | Yes |  | 4 | 7277 | 131 | 55.4 | 14.4 | 0.89 | 4000 | 84.2
PHM9FPB6 | Energy Solutions International | ESI | K-18VX-N4MG2-40-[Dblank] | Indoor Retrofit Kit | High-Bay | Retrofit Kits for Low-Bay Luminaires for Commercial and Industrial Buildings | Premium | FALSE | [9 empty] | 42761 |  |  | Yes |  | 4 | 7082 | 149 | 47.5 | 14.4 | 0.89 | 4000 | 84.2
P7MNPTWS | Energy Solutions International | ESI | K-18VX-N4MG2-40-FR-[Dblank] | Indoor Retrofit Kit | High-Bay | Retrofit Kits for Low-Bay Luminaires for Commercial and Industrial Buildings | Premium | FALSE | [9 empty] | 42761 |  |  | Yes |  | 4 | 6290 | 132 | 47.5 | 14.4 | 0.89 | 4000 | 84.2
PMRR1WFY | Energy Solutions International | ESI | K-18VX-N4NG2-40-[Dblank] | Indoor Retrofit Kit | High-Bay | Retrofit Kits for Low-Bay Luminaires for Commercial and Industrial Buildings | Premium | FALSE | [9 empty] | 42761 |  |  | Yes |  | 4 | 6007 | 150 | 40 | 14.4 | 0.89 | 4000 | 84.2
PSZ3NRND | Energy Solutions International | ESI | K-18VX-N4NLG2-40-[Dblank] | Indoor Retrofit Kit | High-Bay | Retrofit Kits for Low-Bay Luminaires for Commercial and Industrial Buildings | Premium | FALSE | [9 empty] | 42761 |  |  | Yes |  | 4 | 5583 | 150 | 37.1 | 14.4 | 0.89 | 4000 | 84.2
P5XADRPD | Energy Solutions International | ESI | K-18VX-N4NG2-40-FR-[Dblank] | Indoor Retrofit Kit | High-Bay | Retrofit Kits for Low-Bay Luminaires for Commercial and Industrial Buildings | Premium | FALSE | [9 empty] | 42761 |  |  | Yes |  | 4 | 5334 | 133 | 40 | 14.4 | 0.89 | 4000 | 84.2
PADX784E | Energy Solutions International | ESI | K-18VX-N4NLG2-40-FR-[Dblank] | Indoor Retrofit Kit | High-Bay | Retrofit Kits for Low-Bay Luminaires for Commercial and Industrial Buildings | Premium | FALSE | [9 empty] | 42761 |  |  | Yes |  | 4 | 4958 | 134 | 37.1 | 14.4 | 0.89 | 4000 | 84.2
PGPA13A7 | Energy Solutions International | ESI | K-14VX-N4VG2-40-[Dblank] | Indoor Retrofit Kit | High-Bay | Retrofit Kits for Low-Bay Luminaires for Commercial and Industrial Buildings | Premium | FALSE | [9 empty] | 42761 |  |  | Yes |  | 4 | 4737 | 145 | 32.7 | 14.4 | 0.89 | 4000 | 84.2
PN1EE19W | Energy Solutions International | ESI | K-18VX-WR-N4VG2HO-40-[blankD] | Indoor Retrofit Kit | High-Bay | Retrofit Kits for High-Bay Luminaires for Commercial and Industrial Buildings | Premium | FALSE | [9 empty] | 42761 |  |  | Yes |  | 4 | 20972 | 143.7 | 145.9 | 7.39 | 0.94 | 4000 | 84
PDVYDRW1 | Energy Solutions International | ESI | K-18VX-WR-N4HG2HO-40-[blankD] | Indoor Retrofit Kit | High-Bay | Retrofit Kits for High-Bay Luminaires for Commercial and Industrial Buildings | Premium | FALSE | [9 empty] | 42761 |  |  | Yes |  | 4 | 19370 | 144.6 | 134 | 7.39 | 0.94 | 4000 | 84
PUJ5DRUG | Energy Solutions International | ESI | K-18VX-WR-N4VG2HO-40-FR-[blankD] | Indoor Retrofit Kit | High-Bay | Retrofit Kits for High-Bay Luminaires for Commercial and Industrial Buildings | Premium | FALSE | [9 empty] | 42761 |  |  | Yes |  | 4 | 18396 | 126.1 | 145.9 | 7.39 | 0.94 | 4000 | 84
PYD6J6XN | Energy Solutions International | ESI | K-18VX-WR-N4HG2HO-40-FR-[blankD] | Indoor Retrofit Kit | High-Bay | Retrofit Kits for High-Bay Luminaires for Commercial and Industrial Buildings | Premium | FALSE | [9 empty] | 42761 |  |  | Yes |  | 4 | 17078 | 127.5 | 134 | 7.39 | 0.94 | 4000 | 84
PTUEFJF1 | Energy Solutions International | ESI | K-18VX-WR-N4MG2HO-40-[blankD] | Indoor Retrofit Kit | High-Bay | Retrofit Kits for High-Bay Luminaires for Commercial and Industrial Buildings | Premium | FALSE | [9 empty] | 42761 |  |  | Yes |  | 4 | 16583 | 145.5 | 114 | 7.39 | 0.94 | 4000 | 84
P5MAHNA7 | Energy Solutions International | ESI | K-18VX-WR-N4NG2HO-40-[blankD] | Indoor Retrofit Kit | High-Bay | Retrofit Kits for High-Bay Luminaires for Commercial and Industrial Buildings | Premium | FALSE | [9 empty] | 42761 |  |  | Yes |  | 4 | 15467 | 145.9 | 106 | 7.39 | 0.94 | 4000 | 84
P9YJM7WZ | Energy Solutions International | ESI | K-18VX-WR-N4MG2HO-40-FR-[blankD] | Indoor Retrofit Kit | High-Bay | Retrofit Kits for High-Bay Luminaires for Commercial and Industrial Buildings | Premium | FALSE | [9 empty] | 42761 |  |  | Yes |  | 4 | 14695 | 128.9 | 114 | 7.39 | 0.94 | 4000 | 84
PC7KM5PV | Energy Solutions International | ESI | K-18VX-WR-N4LG2HO-40-[blankD] | Indoor Retrofit Kit | High-Bay | Retrofit Kits for High-Bay Luminaires for Commercial and Industrial Buildings | Premium | FALSE | [9 empty] | 42761 |  |  | Yes |  | 4 | 14198 | 146.4 | 97 | 7.39 | 0.94 | 4000 | 84
P8XBMYY6 | Energy Solutions International | ESI | K-18VX-WR-N4NG2HO-40-FR-[blankD] | Indoor Retrofit Kit | High-Bay | Retrofit Kits for High-Bay Luminaires for Commercial and Industrial Buildings | Premium | FALSE | [9 empty] | 42761 |  |  | Yes |  | 4 | 13740 | 129.6 | 106 | 7.39 | 0.94 | 4000 | 84
PXGMMYPK | Energy Solutions International | ESI | K-18VX-WR-N4LG2HO-40-FR-[blankD] | Indoor Retrofit Kit | High-Bay | Retrofit Kits for High-Bay Luminaires for Commercial and Industrial Buildings | Premium | FALSE | [9 empty] | 42761 |  |  | Yes |  | 4 | 12644 | 130.4 | 97 | 7.39 | 0.94 | 4000 | 84
P5SB33UM | Energy Solutions International | ESI | K-14VX-WR-N4VG2HO-40-[blankD] | Indoor Retrofit Kit | High-Bay | Retrofit Kits for High-Bay Luminaires for Commercial and Industrial Buildings | Premium | FALSE | [9 empty] | 42761 |  |  | Yes |  | 4 | 10486 | 143.7 | 72.95 | 7.39 | 0.94 | 4000 | 84
PCJZ1BVU | Energy Solutions International | ESI | K-14VX-WR-N4HG2HO-40-[blankD] | Indoor Retrofit Kit | High-Bay | Retrofit Kits for Low-Bay Luminaires for Commercial and Industrial Buildings | Premium | FALSE | [9 empty] | 42761 |  |  | Yes |  | 4 | 9685 | 144.6 | 67 | 7.39 | 0.94 | 4000 | 84
PWXJRKTE | Energy Solutions International | ESI | K-14VX-WR-N4VG2HO-40-FR-[blankD] | Indoor Retrofit Kit | High-Bay | Retrofit Kits for Low-Bay Luminaires for Commercial and Industrial Buildings | Premium | FALSE | [9 empty] | 42761 |  |  | Yes |  | 4 | 9198 | 126.1 | 72.95 | 7.39 | 0.94 | 4000 | 84
P4D7PUPA | Energy Solutions International | ESI | K-14VX-WR-N4HG2HO-40-FR-[blankD] | Indoor Retrofit Kit | High-Bay | Retrofit Kits for Low-Bay Luminaires for Commercial and Industrial Buildings | Premium | FALSE | [9 empty] | 42761 |  |  | Yes |  | 4 | 8539 | 127.5 | 67 | 7.39 | 0.94 | 4000 | 84
P58WMHFU | Energy Solutions International | ESI | K-14VX-WR-N4MG2HO-40-[blankD] | Indoor Retrofit Kit | High-Bay | Retrofit Kits for Low-Bay Luminaires for Commercial and Industrial Buildings | Premium | FALSE | [9 empty] | 42761 |  |  | Yes |  | 4 | 8291 | 145.5 | 57 | 7.39 | 0.94 | 4000 | 84
PC7KGM6F | Energy Solutions International | ESI | K-14VX-WR-N4NG2HO-40-[blankD] | Indoor Retrofit Kit | High-Bay | Retrofit Kits for Low-Bay Luminaires for Commercial and Industrial Buildings | Premium | FALSE | [9 empty] | 42761 |  |  | Yes |  | 4 | 7734 | 145.9 | 53 | 7.39 | 0.94 | 4000 | 84
PJTHDUER | Energy Solutions International | ESI | K-14VX-WR-N4MG2HO-40-FR-[blankD] | Indoor Retrofit Kit | High-Bay | Retrofit Kits for Low-Bay Luminaires for Commercial and Industrial Buildings | Premium | FALSE | [9 empty] | 42761 |  |  | Yes |  | 4 | 7347 | 128.9 | 57 | 7.39 | 0.94 | 4000 | 84
PW3ZBT7J | Energy Solutions International | ESI | K-14VX-WR-N4LG2HO-40-[blankD] | Indoor Retrofit Kit | High-Bay | Retrofit Kits for Low-Bay Luminaires for Commercial and Industrial Buildings | Premium | FALSE | [9 empty] | 42761 |  |  | Yes |  | 4 | 7099 | 146.4 | 48.5 | 7.39 | 0.94 | 4000 | 84
PQ2GP23X | Energy Solutions International | ESI | K-14VX-WR-N4NG2HO-40-FR-[blankD] | Indoor Retrofit Kit | High-Bay | Retrofit Kits for Low-Bay Luminaires for Commercial and Industrial Buildings | Premium | FALSE | [9 empty] | 42761 |  |  | Yes |  | 4 | 6870 | 129.6 | 53 | 7.39 | 0.94 | 4000 | 84
PK5WNTM7 | Energy Solutions International | ESI | K-14VX-WR-N4LG2HO-40-FR-[blankD] | Indoor Retrofit Kit | High-Bay | Retrofit Kits for Low-Bay Luminaires for Commercial and Industrial Buildings | Premium | FALSE | [9 empty] | 42761 |  |  | Yes |  | 4 | 6322 | 130.4 | 48.5 | 7.39 | 0.94 | 4000 | 84
P3ME4GW2 | Energy Solutions International | ESI | K-18VX-WR-N4VG2HO-35-[blankD] | Indoor Retrofit Kit | High-Bay | Retrofit Kits for High-Bay Luminaires for Commercial and Industrial Buildings | Premium | FALSE | [9 empty] | 42761 |  |  | Yes |  | 4 | 20972 | 143.7 | 145.9 | 7.39 | 0.94 | 3588 | 84
P9G4VGT1 | Energy Solutions International | ESI | K-18VX-WR-N4HG2HO-35-[blankD] | Indoor Retrofit Kit | High-Bay | Retrofit Kits for High-Bay Luminaires for Commercial and Industrial Buildings | Premium | FALSE | [9 empty] | 42761 |  |  | Yes |  | 4 | 19370 | 144.6 | 134 | 7.39 | 0.94 | 3588 | 84
PPAHCV8U | Energy Solutions International | ESI | K-18VX-WR-N4VG2HO-35-FR-[blankD] | Indoor Retrofit Kit | High-Bay | Retrofit Kits for High-Bay Luminaires for Commercial and Industrial Buildings | Premium | FALSE | [9 empty] | 42761 |  |  | Yes |  | 4 | 18396 | 126.1 | 145.9 | 7.39 | 0.94 | 3588 | 84
PDUM6M1Y | Energy Solutions International | ESI | K-18VX-WR-N4HG2HO-35-FR-[blankD] | Indoor Retrofit Kit | High-Bay | Retrofit Kits for High-Bay Luminaires for Commercial and Industrial Buildings | Premium | FALSE | [9 empty] | 42761 |  |  | Yes |  | 4 | 17078 | 127.5 | 134 | 7.39 | 0.94 | 3588 | 84
PAUWMF8Z | Energy Solutions International | ESI | K-18VX-WR-N4MG2HO-35-[blankD] | Indoor Retrofit Kit | High-Bay | Retrofit Kits for High-Bay Luminaires for Commercial and Industrial Buildings | Premium | FALSE | [9 empty] | 42761 |  |  | Yes |  | 4 | 16583 | 145.5 | 114 | 7.39 | 0.94 | 3588 | 84
PTA2S3Q5 | Energy Solutions International | ESI | K-18VX-WR-N4NG2HO-35-[blankD] | Indoor Retrofit Kit | High-Bay | Retrofit Kits for High-Bay Luminaires for Commercial and Industrial Buildings | Premium | FALSE | [9 empty] | 42761 |  |  | Yes |  | 4 | 15467 | 145.9 | 106 | 7.39 | 0.94 | 3588 | 84
P5Q675FK | Energy Solutions International | ESI | K-18VX-WR-N4MG2HO-35-FR-[blankD] | Indoor Retrofit Kit | High-Bay | Retrofit Kits for High-Bay Luminaires for Commercial and Industrial Buildings | Premium | FALSE | [9 empty] | 42761 |  |  | Yes |  | 4 | 14695 | 128.9 | 114 | 7.39 | 0.94 | 3588 | 84
P816S4XS | Energy Solutions International | ESI | K-18VX-WR-N4LG2HO-35-[blankD] | Indoor Retrofit Kit | High-Bay | Retrofit Kits for High-Bay Luminaires for Commercial and Industrial Buildings | Premium | FALSE | [9 empty] | 42761 |  |  | Yes |  | 4 | 14198 | 146.4 | 97 | 7.39 | 0.94 | 3588 | 84
PRY71ZKA | Energy Solutions International | ESI | K-18VX-WR-N4NG2HO-35-FR-[blankD] | Indoor Retrofit Kit | High-Bay | Retrofit Kits for High-Bay Luminaires for Commercial and Industrial Buildings | Premium | FALSE | [9 empty] | 42761 |  |  | Yes |  | 4 | 13740 | 129.6 | 106 | 7.39 | 0.94 | 3588 | 84
PT7V8Y7M | Energy Solutions International | ESI | K-18VX-WR-N4LG2HO-35-FR-[blankD] | Indoor Retrofit Kit | High-Bay | Retrofit Kits for High-Bay Luminaires for Commercial and Industrial Buildings | Premium | FALSE | [9 empty] | 42761 |  |  | Yes |  | 4 | 12644 | 130.4 | 97 | 7.39 | 0.94 | 3588 | 84
PDQ2A67M | Energy Solutions International | ESI | K-14VX-WR-N4HG2HO-35-[blankD] | Indoor Retrofit Kit | High-Bay | Retrofit Kits for Low-Bay Luminaires for Commercial and Industrial Buildings | Premium | FALSE | [9 empty] | 42761 |  |  | Yes |  | 4 | 9685 | 144.6 | 67 | 7.39 | 0.94 | 3588 | 84
P2Y9S56H | Energy Solutions International | ESI | K-14VX-WR-N4HG2HO-35-FR-[blankD] | Indoor Retrofit Kit | High-Bay | Retrofit Kits for Low-Bay Luminaires for Commercial and Industrial Buildings | Premium | FALSE | [9 empty] | 42761 |  |  | Yes |  | 4 | 8539 | 127.5 | 67 | 7.39 | 0.94 | 3588 | 84
PFVFQ1SN | Energy Solutions International | ESI | K-14VX-WR-N4MG2HO-35-[blankD] | Indoor Retrofit Kit | High-Bay | Retrofit Kits for Low-Bay Luminaires for Commercial and Industrial Buildings | Premium | FALSE | [9 empty] | 42761 |  |  | Yes |  | 4 | 8291 | 145.5 | 57 | 7.39 | 0.94 | 3588 | 84
PVTNBUZG | Energy Solutions International | ESI | K-14VX-WR-N4NG2HO-35-[blankD] | Indoor Retrofit Kit | High-Bay | Retrofit Kits for Low-Bay Luminaires for Commercial and Industrial Buildings | Premium | FALSE | [9 empty] | 42761 |  |  | Yes |  | 4 | 7734 | 145.9 | 53 | 7.39 | 0.94 | 3588 | 84
P9JC9S2H | Energy Solutions International | ESI | K-14VX-WR-N4MG2HO-35-FR-[blankD] | Indoor Retrofit Kit | High-Bay | Retrofit Kits for Low-Bay Luminaires for Commercial and Industrial Buildings | Premium | FALSE | [9 empty] | 42761 |  |  | Yes |  | 4 | 7347 | 128.9 | 57 | 7.39 | 0.94 | 3588 | 84
PSEYKU6H | Energy Solutions International | ESI | K-14VX-WR-N4LG2HO-35-[blankD] | Indoor Retrofit Kit | High-Bay | Retrofit Kits for Low-Bay Luminaires for Commercial and Industrial Buildings | Premium | FALSE | [9 empty] | 42761 |  |  | Yes |  | 4 | 7099 | 146.4 | 48.5 | 7.39 | 0.94 | 3588 | 84
PNHYTXZ7 | Energy Solutions International | ESI | K-14VX-WR-N4NG2HO-35-FR-[blankD] | Indoor Retrofit Kit | High-Bay | Retrofit Kits for Low-Bay Luminaires for Commercial and Industrial Buildings | Premium | FALSE | [9 empty] | 42761 |  |  | Yes |  | 4 | 6870 | 129.6 | 53 | 7.39 | 0.94 | 3588 | 84
PJZSSK1X | Energy Solutions International | ESI | K-18VX-N4VG2-35-[Dblank] | Indoor Retrofit Kit | High-Bay | Retrofit Kits for Low-Bay Luminaires for Commercial and Industrial Buildings | Premium | FALSE | [9 empty] | 42761 |  |  | Yes |  | 4 | 9476 | 147 | 64.6 | 14.4 | 0.89 | 3577 | 84.1
PGARABDR | Energy Solutions International | ESI | K-18VX-N4HG2-35-[Dblank] | Indoor Retrofit Kit | High-Bay | Retrofit Kits for Low-Bay Luminaires for Commercial and Industrial Buildings | Premium | FALSE | [9 empty] | 42761 |  |  | Yes |  | 4 | 8837 | 147 | 60 | 14.4 | 0.89 | 3577 | 84.1
PCRH71GJ | Energy Solutions International | ESI | K-18VX-N4VG2-35-FR-[Dblank] | Indoor Retrofit Kit | High-Bay | Retrofit Kits for Low-Bay Luminaires for Commercial and Industrial Buildings | Premium | FALSE | [9 empty] | 42761 |  |  | Yes |  | 4 | 8416 | 129 | 65.4 | 14.4 | 0.89 | 3577 | 84.1
PBZA2WZZ | Energy Solutions International | ESI | K-18VX-N4SG2-35-[Dblank] | Indoor Retrofit Kit | High-Bay | Retrofit Kits for Low-Bay Luminaires for Commercial and Industrial Buildings | Premium | FALSE | [9 empty] | 42761 |  |  | Yes |  | 4 | 8194 | 148 | 55.4 | 14.4 | 0.89 | 3577 | 84.1
PRJN781Y | Energy Solutions International | ESI | K-18VX-N4HG2-35-FR-[Dblank] | Indoor Retrofit Kit | High-Bay | Retrofit Kits for Low-Bay Luminaires for Commercial and Industrial Buildings | Premium | FALSE | [9 empty] | 42761 |  |  | Yes |  | 4 | 7848 | 131 | 60 | 14.4 | 0.89 | 3577 | 84.1
P7YMNYXB | Energy Solutions International | ESI | K-18VX-N4SG2-35-FR-[Dblank] | Indoor Retrofit Kit | High-Bay | Retrofit Kits for Low-Bay Luminaires for Commercial and Industrial Buildings | Premium | FALSE | [9 empty] | 42761 |  |  | Yes |  | 4 | 7277 | 131 | 55.4 | 14.4 | 0.89 | 3577 | 84.1
PEY44JHY | Energy Solutions International | ESI | K-18VX-N4MG2-35-[Dblank] | Indoor Retrofit Kit | High-Bay | Retrofit Kits for Low-Bay Luminaires for Commercial and Industrial Buildings | Premium | FALSE | [9 empty] | 42761 |  |  | Yes |  | 4 | 7082 | 149 | 47.5 | 14.4 | 0.89 | 3577 | 84.1
PU264XPH | Energy Solutions International | ESI | K-18VX-N4MG2-35-FR-[Dblank] | Indoor Retrofit Kit | High-Bay | Retrofit Kits for Low-Bay Luminaires for Commercial and Industrial Buildings | Premium | FALSE | [9 empty] | 42761 |  |  | Yes |  | 4 | 6290 | 132 | 47.5 | 14.4 | 0.89 | 3577 | 84.1
PUE1744S | Energy Solutions International | ESI | K-18VX-N4NG2-35-[Dblank] | Indoor Retrofit Kit | High-Bay | Retrofit Kits for Low-Bay Luminaires for Commercial and Industrial Buildings | Premium | FALSE | [9 empty] | 42761 |  |  | Yes |  | 4 | 6007 | 150 | 40 | 14.4 | 0.89 | 3577 | 84.1
PCUKKCX2 | Energy Solutions International | ESI | K-18VX-N4NLG2-35-[Dblank] | Indoor Retrofit Kit | High-Bay | Retrofit Kits for Low-Bay Luminaires for Commercial and Industrial Buildings | Premium | FALSE | [9 empty] | 42761 |  |  | Yes |  | 4 | 5583 | 150 | 37.1 | 14.4 | 0.89 | 3577 | 84.1
PD4YTH5G | Energy Solutions International | ESI | K-18VX-N4NG2-35-FR-[Dblank] | Indoor Retrofit Kit | High-Bay | Retrofit Kits for Low-Bay Luminaires for Commercial and Industrial Buildings | Premium | FALSE | [9 empty] | 42761 |  |  | Yes |  | 4 | 5334 | 133 | 40 | 14.4 | 0.89 | 3577 | 84.1
P4155UKY | Energy Solutions International | ESI | K-18VX-N4NLG2-35-FR-[Dblank] | Indoor Retrofit Kit | High-Bay | Retrofit Kits for Low-Bay Luminaires for Commercial and Industrial Buildings | Premium | FALSE | [9 empty] | 42761 |  |  | Yes |  | 4 | 4958 | 134 | 37.1 | 14.4 | 0.89 | 3577 | 84.1
PTFNVJ6U | Energy Solutions International | ESI | F-18VX-WR-N4VG2HO-50-[blankD] | Indoor Luminaires | High-Bay | High-Bay Luminaires for Commercial and Industrial Buildings | Premium | FALSE | [9 empty] | 42761 |  |  | Yes |  | 4 | 20972 | 143.7 | 145.9 | 7.39 | 0.94 | 5174 | 84
P4EV3PPJ | Energy Solutions International | ESI | F-18VX-WR-N4HG2HO-50-[blankD] | Indoor Luminaires | High-Bay | High-Bay Luminaires for Commercial and Industrial Buildings | Premium | FALSE | [9 empty] | 42761 |  |  | Yes |  | 4 | 19370 | 144.6 | 134 | 7.39 | 0.94 | 5174 | 84
PVWNRX5W | Energy Solutions International | ESI | F-18VX-WR-N4VG2HO-50-FR-[blankD] | Indoor Luminaires | High-Bay | High-Bay Luminaires for Commercial and Industrial Buildings | Premium | FALSE | [9 empty] | 42761 |  |  | Yes |  | 4 | 18396 | 126.1 | 145.9 | 7.39 | 0.94 | 5174 | 84
PBPUQB36 | Energy Solutions International | ESI | F-18VX-WR-N4HG2HO-50-FR-[blankD] | Indoor Luminaires | High-Bay | High-Bay Luminaires for Commercial and Industrial Buildings | Premium | FALSE | [9 empty] | 42761 |  |  | Yes |  | 4 | 17078 | 127.5 | 134 | 7.39 | 0.94 | 5174 | 84
PGH43DDK | Energy Solutions International | ESI | F-18VX-WR-N4MG2HO-50-[blankD] | Indoor Luminaires | High-Bay | High-Bay Luminaires for Commercial and Industrial Buildings | Premium | FALSE | [9 empty] | 42761 |  |  | Yes |  | 4 | 16583 | 145.5 | 114 | 7.39 | 0.94 | 5174 | 84
P1RN2X2F | Energy Solutions International | ESI | F-18VX-WR-N4NG2HO-50-[blankD] | Indoor Luminaires | High-Bay | High-Bay Luminaires for Commercial and Industrial Buildings | Premium | FALSE | [9 empty] | 42761 |  |  | Yes |  | 4 | 15467 | 145.9 | 106 | 7.39 | 0.94 | 5174 | 84
PEE49HTM | Energy Solutions International | ESI | F-18VX-WR-N4MG2HO-50-FR-[blankD] | Indoor Luminaires | High-Bay | High-Bay Luminaires for Commercial and Industrial Buildings | Premium | FALSE | [9 empty] | 42761 |  |  | Yes |  | 4 | 14695 | 128.9 | 114 | 7.39 | 0.94 | 5174 | 84
PMRY8PZQ | Energy Solutions International | ESI | F-18VX-WR-N4LG2HO-50-[blankD] | Indoor Luminaires | High-Bay | High-Bay Luminaires for Commercial and Industrial Buildings | Premium | FALSE | [9 empty] | 42761 |  |  | Yes |  | 4 | 14198 | 146.4 | 97 | 7.39 | 0.94 | 5174 | 84
PAURT987 | Energy Solutions International | ESI | F-18VX-WR-N4NG2HO-50-FR-[blankD] | Indoor Luminaires | High-Bay | High-Bay Luminaires for Commercial and Industrial Buildings | Premium | FALSE | [9 empty] | 42761 |  |  | Yes |  | 4 | 13740 | 129.6 | 106 | 7.39 | 0.94 | 5174 | 84
P9E3BEUQ | Energy Solutions International | ESI | F-18VX-WR-N4LG2HO-50-FR-[blankD] | Indoor Luminaires | High-Bay | High-Bay Luminaires for Commercial and Industrial Buildings | Premium | FALSE | [9 empty] | 42761 |  |  | Yes |  | 4 | 12644 | 130.4 | 97 | 7.39 | 0.94 | 5174 | 84
PREU7NKG | Energy Solutions International | ESI | F-14VX-WR-N4VG2HO-50-[blankD] | Indoor Luminaires | High-Bay | High-Bay Luminaires for Commercial and Industrial Buildings | Premium | FALSE | [9 empty] | 42761 |  |  | Yes |  | 4 | 10486 | 143.7 | 72.95 | 7.39 | 0.94 | 5174 | 84
P74YVJ74 | Energy Solutions International | ESI | F-14VX-WR-N4HG2HO-50-[blankD] | Indoor Luminaires | High-Bay | Low-Bay Luminaires for Commercial and Industrial Buildings | Premium | FALSE | [9 empty] | 42761 |  |  | Yes |  | 4 | 9685 | 144.6 | 67 | 7.39 | 0.94 | 5174 | 84
PKAWKQK9 | Energy Solutions International | ESI | F-14VX-WR-N4VG2HO-50-FR-[blankD] | Indoor Luminaires | High-Bay | Low-Bay Luminaires for Commercial and Industrial Buildings | Premium | FALSE | [9 empty] | 42761 |  |  | Yes |  | 4 | 9198 | 126.1 | 72.95 | 7.39 | 0.94 | 5174 | 84
PCHRM3BT | Energy Solutions International | ESI | F-14VX-WR-N4HG2HO-50-FR-[blankD] | Indoor Luminaires | High-Bay | Low-Bay Luminaires for Commercial and Industrial Buildings | Premium | FALSE | [9 empty] | 42761 |  |  | Yes |  | 4 | 8539 | 127.5 | 67 | 7.39 | 0.94 | 5174 | 84
PJX6BBED | Energy Solutions International | ESI | F-14VX-WR-N4MG2HO-50-[blankD] | Indoor Luminaires | High-Bay | Low-Bay Luminaires for Commercial and Industrial Buildings | Premium | FALSE | [9 empty] | 42761 |  |  | Yes |  | 4 | 8291 | 145.5 | 57 | 7.39 | 0.94 | 5174 | 84
P8DF8U1W | Energy Solutions International | ESI | F-14VX-WR-N4NG2HO-50-[blankD] | Indoor Luminaires | High-Bay | Low-Bay Luminaires for Commercial and Industrial Buildings | Premium | FALSE | [9 empty] | 42761 |  |  | Yes |  | 4 | 7734 | 145.9 | 53 | 7.39 | 0.94 | 5174 | 84
P8RND8C3 | Energy Solutions International | ESI | F-14VX-WR-N4MG2HO-50-FR-[blankD] | Indoor Luminaires | High-Bay | Low-Bay Luminaires for Commercial and Industrial Buildings | Premium | FALSE | [9 empty] | 42761 |  |  | Yes |  | 4 | 7347 | 128.9 | 57 | 7.39 | 0.94 | 5174 | 84
PQZFUR4Y | Energy Solutions International | ESI | F-14VX-WR-N4LG2HO-50-[blankD] | Indoor Luminaires | High-Bay | Low-Bay Luminaires for Commercial and Industrial Buildings | Premium | FALSE | [9 empty] | 42761 |  |  | Yes |  | 4 | 7099 | 146.4 | 48.5 | 7.39 | 0.94 | 5174 | 84
PWEFYCR9 | Energy Solutions International | ESI | F-14VX-WR-N4NG2HO-50-FR-[blankD] | Indoor Luminaires | High-Bay | Low-Bay Luminaires for Commercial and Industrial Buildings | Premium | FALSE | [9 empty] | 42761 |  |  | Yes |  | 4 | 6870 | 129.6 | 53 | 7.39 | 0.94 | 5174 | 84
PJQ39EBM | Energy Solutions International | ESI | F-18VX-N4VG2-50-[Dblank] | Indoor Luminaires | High-Bay | Low-Bay Luminaires for Commercial and Industrial Buildings | Premium | FALSE | [9 empty] | 42761 |  |  | Yes |  | 4 | 9476 | 147 | 64.6 | 14.4 | 0.89 | 5149 | 84.3
P48K7FTW | Energy Solutions International | ESI | F-18VX-N4HG2-50-[Dblank] | Indoor Luminaires | High-Bay | Low-Bay Luminaires for Commercial and Industrial Buildings | Premium | FALSE | [9 empty] | 42761 |  |  | Yes |  | 4 | 8837 | 147 | 60 | 14.4 | 0.89 | 5149 | 84.3
PJ1636A1 | Energy Solutions International | ESI | F-18VX-N4VG2-50-FR-[Dblank] | Indoor Luminaires | High-Bay | Low-Bay Luminaires for Commercial and Industrial Buildings | Premium | FALSE | [9 empty] | 42761 |  |  | Yes |  | 4 | 8416 | 129 | 65.4 | 14.4 | 0.89 | 5149 | 84.3
PRCQN23C | Energy Solutions International | ESI | F-18VX-N4SG2-50-[Dblank] | Indoor Luminaires | High-Bay | Low-Bay Luminaires for Commercial and Industrial Buildings | Premium | FALSE | [9 empty] | 42761 |  |  | Yes |  | 4 | 8194 | 148 | 55.4 | 14.4 | 0.89 | 5149 | 84.3
PQ8XARGU | Energy Solutions International | ESI | F-18VX-N4HG2-50-FR-[Dblank] | Indoor Luminaires | High-Bay | Low-Bay Luminaires for Commercial and Industrial Buildings | Premium | FALSE | [9 empty] | 42761 |  |  | Yes |  | 4 | 7848 | 131 | 60 | 14.4 | 0.89 | 5149 | 84.3
P43C86KB | Energy Solutions International | ESI | F-18VX-N4SG2-50-FR-[Dblank] | Indoor Luminaires | High-Bay | Low-Bay Luminaires for Commercial and Industrial Buildings | Premium | FALSE | [9 empty] | 42761 |  |  | Yes |  | 4 | 7277 | 131 | 55.4 | 14.4 | 0.89 | 5149 | 84.3
P1XWV8CW | Energy Solutions International | ESI | F-18VX-N4MG2-50-[Dblank] | Indoor Luminaires | High-Bay | Low-Bay Luminaires for Commercial and Industrial Buildings | Premium | FALSE | [9 empty] | 42761 |  |  | Yes |  | 4 | 7082 | 149 | 47.5 | 14.4 | 0.89 | 5149 | 84.3
PZS1UG3C | Energy Solutions International | ESI | F-18VX-N4MG2-50-FR-[Dblank] | Indoor Luminaires | High-Bay | Low-Bay Luminaires for Commercial and Industrial Buildings | Premium | FALSE | [9 empty] | 42761 |  |  | Yes |  | 4 | 6290 | 132 | 47.5 | 14.4 | 0.89 | 5149 | 84.3
PK189RGR | Energy Solutions International | ESI | F-18VX-N4NG2-50-[Dblank] | Indoor Luminaires | High-Bay | Low-Bay Luminaires for Commercial and Industrial Buildings | Premium | FALSE | [9 empty] | 42761 |  |  | Yes |  | 4 | 6007 | 150 | 40 | 14.4 | 0.89 | 5149 | 84.3
PC9N96R6 | Energy Solutions International | ESI | F-18VX-N4NLG2-50-[Dblank] | Indoor Luminaires | High-Bay | Low-Bay Luminaires for Commercial and Industrial Buildings | Premium | FALSE | [9 empty] | 42761 |  |  | Yes |  | 4 | 5583 | 150 | 37.1 | 14.4 | 0.89 | 5149 | 84.3
PVGQAZ4U | Energy Solutions International | ESI | F-18VX-N4NG2-50-FR-[Dblank] | Indoor Luminaires | High-Bay | Low-Bay Luminaires for Commercial and Industrial Buildings | Premium | FALSE | [9 empty] | 42761 |  |  | Yes |  | 4 | 5334 | 133 | 40 | 14.4 | 0.89 | 5149 | 84.3
PJ2P3GRD | Energy Solutions International | ESI | F-18VX-N4NLG2-50-FR-[Dblank] | Indoor Luminaires | High-Bay | Low-Bay Luminaires for Commercial and Industrial Buildings | Premium | FALSE | [9 empty] | 42761 |  |  | Yes |  | 4 | 4958 | 134 | 37.1 | 14.4 | 0.89 | 5149 | 84.3
P1QHUZTM | Energy Solutions International | ESI | F-14VX-N4VG2-50-[Dblank] | Indoor Luminaires | High-Bay | Low-Bay Luminaires for Commercial and Industrial Buildings | Premium | FALSE | [9 empty] | 42761 |  |  | Yes |  | 4 | 4737 | 145 | 32.7 | 14.4 | 0.89 | 5149 | 84.3
P77GS81V | Energy Solutions International | ESI | F-18VX-N4VG2-40-[Dblank] | Indoor Luminaires | High-Bay | Low-Bay Luminaires for Commercial and Industrial Buildings | Premium | FALSE | [9 empty] | 42761 |  |  | Yes |  | 4 | 9476 | 147 | 64.6 | 14.4 | 0.89 | 4000 | 84.2
PGYKXBFX | Energy Solutions International | ESI | F-18VX-N4HG2-40-[Dblank] | Indoor Luminaires | High-Bay | Low-Bay Luminaires for Commercial and Industrial Buildings | Premium | FALSE | [9 empty] | 42761 |  |  | Yes |  | 4 | 8837 | 147 | 60 | 14.4 | 0.89 | 4000 | 84.2
P7N3446X | Energy Solutions International | ESI | F-18VX-N4VG2-40-FR-[Dblank] | Indoor Luminaires | High-Bay | Low-Bay Luminaires for Commercial and Industrial Buildings | Premium | FALSE | [9 empty] | 42761 |  |  | Yes |  | 4 | 8416 | 129 | 65.4 | 14.4 | 0.89 | 4000 | 84.2
PSBT15QD | Energy Solutions International | ESI | F-18VX-N4SG2-40-[Dblank] | Indoor Luminaires | High-Bay | Low-Bay Luminaires for Commercial and Industrial Buildings | Premium | FALSE | [9 empty] | 42761 |  |  | Yes |  | 4 | 8194 | 148 | 55.4 | 14.4 | 0.89 | 4000 | 84.2
PFCHP15M | Energy Solutions International | ESI | F-18VX-N4HG2-40-FR-[Dblank] | Indoor Luminaires | High-Bay | Low-Bay Luminaires for Commercial and Industrial Buildings | Premium | FALSE | [9 empty] | 42761 |  |  | Yes |  | 4 | 7848 | 131 | 60 | 14.4 | 0.89 | 4000 | 84.2
PM4UFW33 | Energy Solutions International | ESI | F-18VX-N4SG2-40-FR-[Dblank] | Indoor Luminaires | High-Bay | Low-Bay Luminaires for Commercial and Industrial Buildings | Premium | FALSE | [9 empty] | 42761 |  |  | Yes |  | 4 | 7277 | 131 | 55.4 | 14.4 | 0.89 | 4000 | 84.2
PR2RTGJJ | Energy Solutions International | ESI | F-18VX-N4MG2-40-[Dblank] | Indoor Luminaires | High-Bay | Low-Bay Luminaires for Commercial and Industrial Buildings | Premium | FALSE | [9 empty] | 42761 |  |  | Yes |  | 4 | 7082 | 149 | 47.5 | 14.4 | 0.89 | 4000 | 84.2
PR8SJ493 | Energy Solutions International | ESI | F-18VX-N4MG2-40-FR-[Dblank] | Indoor Luminaires | High-Bay | Low-Bay Luminaires for Commercial and Industrial Buildings | Premium | FALSE | [9 empty] | 42761 |  |  | Yes |  | 4 | 6290 | 132 | 47.5 | 14.4 | 0.89 | 4000 | 84.2
PQKPNY19 | Energy Solutions International | ESI | F-18VX-N4NG2-40-[Dblank] | Indoor Luminaires | High-Bay | Low-Bay Luminaires for Commercial and Industrial Buildings | Premium | FALSE | [9 empty] | 42761 |  |  | Yes |  | 4 | 6007 | 150 | 40 | 14.4 | 0.89 | 4000 | 84.2
PBGRGUH7 | Energy Solutions International | ESI | F-18VX-N4NLG2-40-[Dblank] | Indoor Luminaires | High-Bay | Low-Bay Luminaires for Commercial and Industrial Buildings | Premium | FALSE | [9 empty] | 42761 |  |  | Yes |  | 4 | 5583 | 150 | 37.1 | 14.4 | 0.89 | 4000 | 84.2
PMMCPW11 | Energy Solutions International | ESI | F-18VX-N4NG2-40-FR-[Dblank] | Indoor Luminaires | High-Bay | Low-Bay Luminaires for Commercial and Industrial Buildings | Premium | FALSE | [9 empty] | 42761 |  |  | Yes |  | 4 | 5334 | 133 | 40 | 14.4 | 0.89 | 4000 | 84.2
PSVJSCX4 | Energy Solutions International | ESI | F-18VX-N4NLG2-40-FR-[Dblank] | Indoor Luminaires | High-Bay | Low-Bay Luminaires for Commercial and Industrial Buildings | Premium | FALSE | [9 empty] | 42761 |  |  | Yes |  | 4 | 4958 | 134 | 37.1 | 14.4 | 0.89 | 4000 | 84.2
PX8XFCTH | Energy Solutions International | ESI | F-14VX-N4VG2-40-[Dblank] | Indoor Luminaires | High-Bay | Low-Bay Luminaires for Commercial and Industrial Buildings | Premium | FALSE | [9 empty] | 42761 |  |  | Yes |  | 4 | 4737 | 145 | 32.7 | 14.4 | 0.89 | 4000 | 84.2
PRUFEGDU | Energy Solutions International | ESI | F-18VX-WR-N4VG2HO-40-[blankD] | Indoor Luminaires | High-Bay | High-Bay Luminaires for Commercial and Industrial Buildings | Premium | FALSE | [9 empty] | 42761 |  |  | Yes |  | 4 | 20972 | 143.7 | 145.9 | 7.39 | 0.94 | 4000 | 84
PG1ADAGV | Energy Solutions International | ESI | F-18VX-WR-N4HG2HO-40-[blankD] | Indoor Luminaires | High-Bay | High-Bay Luminaires for Commercial and Industrial Buildings | Premium | FALSE | [9 empty] | 42761 |  |  | Yes |  | 4 | 19370 | 144.6 | 134 | 7.39 | 0.94 | 4000 | 84
PCNM2WKW | Energy Solutions International | ESI | F-18VX-WR-N4VG2HO-40-FR-[blankD] | Indoor Luminaires | High-Bay | High-Bay Luminaires for Commercial and Industrial Buildings | Premium | FALSE | [9 empty] | 42761 |  |  | Yes |  | 4 | 18396 | 126.1 | 145.9 | 7.39 | 0.94 | 4000 | 84
PDPWHEU4 | Energy Solutions International | ESI | F-18VX-WR-N4HG2HO-40-FR-[blankD] | Indoor Luminaires | High-Bay | High-Bay Luminaires for Commercial and Industrial Buildings | Premium | FALSE | [9 empty] | 42761 |  |  | Yes |  | 4 | 17078 | 127.5 | 134 | 7.39 | 0.94 | 4000 | 84
PT5KMAEC | Energy Solutions International | ESI | F-18VX-WR-N4MG2HO-40-[blankD] | Indoor Luminaires | High-Bay | High-Bay Luminaires for Commercial and Industrial Buildings | Premium | FALSE | [9 empty] | 42761 |  |  | Yes |  | 4 | 16583 | 145.5 | 114 | 7.39 | 0.94 | 4000 | 84
PWBW6UG4 | Energy Solutions International | ESI | F-18VX-WR-N4NG2HO-40-[blankD] | Indoor Luminaires | High-Bay | High-Bay Luminaires for Commercial and Industrial Buildings | Premium | FALSE | [9 empty] | 42761 |  |  | Yes |  | 4 | 15467 | 145.9 | 106 | 7.39 | 0.94 | 4000 | 84
PDEPZ6XQ | Energy Solutions International | ESI | F-18VX-WR-N4MG2HO-40-FR-[blankD] | Indoor Luminaires | High-Bay | High-Bay Luminaires for Commercial and Industrial Buildings | Premium | FALSE | [9 empty] | 42761 |  |  | Yes |  | 4 | 14695 | 128.9 | 114 | 7.39 | 0.94 | 4000 | 84
PQNB67XU | Energy Solutions International | ESI | F-18VX-WR-N4LG2HO-40-[blankD] | Indoor Luminaires | High-Bay | High-Bay Luminaires for Commercial and Industrial Buildings | Premium | FALSE | [9 empty] | 42761 |  |  | Yes |  | 4 | 14198 | 146.4 | 97 | 7.39 | 0.94 | 4000 | 84
PJZKBHRN | Energy Solutions International | ESI | F-18VX-WR-N4NG2HO-40-FR-[blankD] | Indoor Luminaires | High-Bay | High-Bay Luminaires for Commercial and Industrial Buildings | Premium | FALSE | [9 empty] | 42761 |  |  | Yes |  | 4 | 13740 | 129.6 | 106 | 7.39 | 0.94 | 4000 | 84
P66VE1QE | Energy Solutions International | ESI | F-18VX-WR-N4LG2HO-40-FR-[blankD] | Indoor Luminaires | High-Bay | High-Bay Luminaires for Commercial and Industrial Buildings | Premium | FALSE | [9 empty] | 42761 |  |  | Yes |  | 4 | 12644 | 130.4 | 97 | 7.39 | 0.94 | 4000 | 84
PJZ659GD | Energy Solutions International | ESI | F-14VX-WR-N4VG2HO-40-[blankD] | Indoor Luminaires | High-Bay | High-Bay Luminaires for Commercial and Industrial Buildings | Premium | FALSE | [9 empty] | 42761 |  |  | Yes |  | 4 | 10486 | 143.7 | 72.95 | 7.39 | 0.94 | 4000 | 84
P2N7FT6W | Energy Solutions International | ESI | F-14VX-WR-N4HG2HO-40-[blankD] | Indoor Luminaires | High-Bay | Low-Bay Luminaires for Commercial and Industrial Buildings | Premium | FALSE | [9 empty] | 42761 |  |  | Yes |  | 4 | 9685 | 144.6 | 67 | 7.39 | 0.94 | 4000 | 84
P7WT49JZ | Energy Solutions International | ESI | F-14VX-WR-N4VG2HO-40-FR-[blankD] | Indoor Luminaires | High-Bay | Low-Bay Luminaires for Commercial and Industrial Buildings | Premium | FALSE | [9 empty] | 42761 |  |  | Yes |  | 4 | 9198 | 126.1 | 72.95 | 7.39 | 0.94 | 4000 | 84
PB1DCWD5 | Energy Solutions International | ESI | F-14VX-WR-N4HG2HO-40-FR-[blankD] | Indoor Luminaires | High-Bay | Low-Bay Luminaires for Commercial and Industrial Buildings | Premium | FALSE | [9 empty] | 42761 |  |  | Yes |  | 4 | 8539 | 127.5 | 67 | 7.39 | 0.94 | 4000 | 84
PQQSK6WT | Energy Solutions International | ESI | F-14VX-WR-N4MG2HO-40-[blankD] | Indoor Luminaires | High-Bay | Low-Bay Luminaires for Commercial and Industrial Buildings | Premium | FALSE | [9 empty] | 42761 |  |  | Yes |  | 4 | 8291 | 145.5 | 57 | 7.39 | 0.94 | 4000 | 84
PHENSXYS | Energy Solutions International | ESI | F-14VX-WR-N4NG2HO-40-[blankD] | Indoor Luminaires | High-Bay | Low-Bay Luminaires for Commercial and Industrial Buildings | Premium | FALSE | [9 empty] | 42761 |  |  | Yes |  | 4 | 7734 | 145.9 | 53 | 7.39 | 0.94 | 4000 | 84
PJHZNNRS | Energy Solutions International | ESI | F-14VX-WR-N4MG2HO-40-FR-[blankD] | Indoor Luminaires | High-Bay | Low-Bay Luminaires for Commercial and Industrial Buildings | Premium | FALSE | [9 empty] | 42761 |  |  | Yes |  | 4 | 7347 | 128.9 | 57 | 7.39 | 0.94 | 4000 | 84
PHQJD8AG | Energy Solutions International | ESI | F-14VX-WR-N4LG2HO-40-[blankD] | Indoor Luminaires | High-Bay | Low-Bay Luminaires for Commercial and Industrial Buildings | Premium | FALSE | [9 empty] | 42761 |  |  | Yes |  | 4 | 7099 | 146.4 | 48.5 | 7.39 | 0.94 | 4000 | 84
PY1BE6VR | Energy Solutions International | ESI | F-14VX-WR-N4NG2HO-40-FR-[blankD] | Indoor Luminaires | High-Bay | Low-Bay Luminaires for Commercial and Industrial Buildings | Premium | FALSE | [9 empty] | 42761 |  |  | Yes |  | 4 | 6870 | 129.6 | 53 | 7.39 | 0.94 | 4000 | 84
PU9HXQZB | Energy Solutions International | ESI | F-14VX-WR-N4LG2HO-40-FR-[blankD] | Indoor Luminaires | High-Bay | Low-Bay Luminaires for Commercial and Industrial Buildings | Premium | FALSE | [9 empty] | 42761 |  |  | Yes |  | 4 | 6322 | 130.4 | 48.5 | 7.39 | 0.94 | 4000 | 84
P1DZZ24T | Energy Solutions International | ESI | F-18VX-WR-N4VG2HO-35-[blankD] | Indoor Luminaires | High-Bay | High-Bay Luminaires for Commercial and Industrial Buildings | Premium | FALSE | [9 empty] | 42761 |  |  | Yes |  | 4 | 20972 | 143.7 | 145.9 | 7.39 | 0.94 | 3588 | 84
PF48JBSS | Energy Solutions International | ESI | F-18VX-WR-N4HG2HO-35-[blankD] | Indoor Luminaires | High-Bay | High-Bay Luminaires for Commercial and Industrial Buildings | Premium | FALSE | [9 empty] | 42761 |  |  | Yes |  | 4 | 19370 | 144.6 | 134 | 7.39 | 0.94 | 3588 | 84
PDGCZMSX | Energy Solutions International | ESI | F-18VX-WR-N4VG2HO-35-FR-[blankD] | Indoor Luminaires | High-Bay | High-Bay Luminaires for Commercial and Industrial Buildings | Premium | FALSE | [9 empty] | 42761 |  |  | Yes |  | 4 | 18396 | 126.1 | 145.9 | 7.39 | 0.94 | 3588 | 84
PNBSPUDY | Energy Solutions International | ESI | F-18VX-WR-N4HG2HO-35-FR-[blankD] | Indoor Luminaires | High-Bay | High-Bay Luminaires for Commercial and Industrial Buildings | Premium | FALSE | [9 empty] | 42761 |  |  | Yes |  | 4 | 17078 | 127.5 | 134 | 7.39 | 0.94 | 3588 | 84
PV2RM2FW | Energy Solutions International | ESI | F-18VX-WR-N4MG2HO-35-[blankD] | Indoor Luminaires | High-Bay | High-Bay Luminaires for Commercial and Industrial Buildings | Premium | FALSE | [9 empty] | 42761 |  |  | Yes |  | 4 | 16583 | 145.5 | 114 | 7.39 | 0.94 | 3588 | 84
P7E5HNYS | Energy Solutions International | ESI | F-18VX-WR-N4NG2HO-35-[blankD] | Indoor Luminaires | High-Bay | High-Bay Luminaires for Commercial and Industrial Buildings | Premium | FALSE | [9 empty] | 42761 |  |  | Yes |  | 4 | 15467 | 145.9 | 106 | 7.39 | 0.94 | 3588 | 84
PATUDFM2 | Energy Solutions International | ESI | F-18VX-WR-N4MG2HO-35-FR-[blankD] | Indoor Luminaires | High-Bay | High-Bay Luminaires for Commercial and Industrial Buildings | Premium | FALSE | [9 empty] | 42761 |  |  | Yes |  | 4 | 14695 | 128.9 | 114 | 7.39 | 0.94 | 3588 | 84
PYPRQCQJ | Energy Solutions International | ESI | F-18VX-WR-N4LG2HO-35-[blankD] | Indoor Luminaires | High-Bay | High-Bay Luminaires for Commercial and Industrial Buildings | Premium | FALSE | [9 empty] | 42761 |  |  | Yes |  | 4 | 14198 | 146.4 | 97 | 7.39 | 0.94 | 3588 | 84
PJT1DPNS | Energy Solutions International | ESI | F-18VX-WR-N4NG2HO-35-FR-[blankD] | Indoor Luminaires | High-Bay | High-Bay Luminaires for Commercial and Industrial Buildings | Premium | FALSE | [9 empty] | 42761 |  |  | Yes |  | 4 | 13740 | 129.6 | 106 | 7.39 | 0.94 | 3588 | 84
PQU4NCWC | Energy Solutions International | ESI | F-18VX-WR-N4LG2HO-35-FR-[blankD] | Indoor Luminaires | High-Bay | High-Bay Luminaires for Commercial and Industrial Buildings | Premium | FALSE | [9 empty] | 42761 |  |  | Yes |  | 4 | 12644 | 130.4 | 97 | 7.39 | 0.94 | 3588 | 84
PHJCKJTU | Energy Solutions International | ESI | F-14VX-WR-N4HG2HO-35-[blankD] | Indoor Luminaires | High-Bay | Low-Bay Luminaires for Commercial and Industrial Buildings | Premium | FALSE | [9 empty] | 42761 |  |  | Yes |  | 4 | 9685 | 144.6 | 67 | 7.39 | 0.94 | 3588 | 84
P9JP24PY | Energy Solutions International | ESI | F-14VX-WR-N4HG2HO-35-FR-[blankD] | Indoor Luminaires | High-Bay | Low-Bay Luminaires for Commercial and Industrial Buildings | Premium | FALSE | [9 empty] | 42761 |  |  | Yes |  | 4 | 8539 | 127.5 | 67 | 7.39 | 0.94 | 3588 | 84
PER414CE | Energy Solutions International | ESI | F-14VX-WR-N4MG2HO-35-[blankD] | Indoor Luminaires | High-Bay | Low-Bay Luminaires for Commercial and Industrial Buildings | Premium | FALSE | [9 empty] | 42761 |  |  | Yes |  | 4 | 8291 | 145.5 | 57 | 7.39 | 0.94 | 3588 | 84
PYWUGYNA | Energy Solutions International | ESI | F-14VX-WR-N4NG2HO-35-[blankD] | Indoor Luminaires | High-Bay | Low-Bay Luminaires for Commercial and Industrial Buildings | Premium | FALSE | [9 empty] | 42761 |  |  | Yes |  | 4 | 7734 | 145.9 | 53 | 7.39 | 0.94 | 3588 | 84
P2KXDGAZ | Energy Solutions International | ESI | F-14VX-WR-N4MG2HO-35-FR-[blankD] | Indoor Luminaires | High-Bay | Low-Bay Luminaires for Commercial and Industrial Buildings | Premium | FALSE | [9 empty] | 42761 |  |  | Yes |  | 4 | 7347 | 128.9 | 57 | 7.39 | 0.94 | 3588 | 84
P693QT64 | Energy Solutions International | ESI | F-14VX-WR-N4LG2HO-35-[blankD] | Indoor Luminaires | High-Bay | Low-Bay Luminaires for Commercial and Industrial Buildings | Premium | FALSE | [9 empty] | 42761 |  |  | Yes |  | 4 | 7099 | 146.4 | 48.5 | 7.39 | 0.94 | 3588 | 84
PKZJUHF5 | Energy Solutions International | ESI | F-14VX-WR-N4NG2HO-35-FR-[blankD] | Indoor Luminaires | High-Bay | Low-Bay Luminaires for Commercial and Industrial Buildings | Premium | FALSE | [9 empty] | 42761 |  |  | Yes |  | 4 | 6870 | 129.6 | 53 | 7.39 | 0.94 | 3588 | 84
PAV4K472 | Energy Solutions International | ESI | F-18VX-N4VG2-35-[Dblank] | Indoor Luminaires | High-Bay | Low-Bay Luminaires for Commercial and Industrial Buildings | Premium | FALSE | [9 empty] | 42761 |  |  | Yes |  | 4 | 9476 | 147 | 64.6 | 14.4 | 0.89 | 3577 | 84.1
PTTA4JBV | Energy Solutions International | ESI | F-18VX-N4HG2-35-[Dblank] | Indoor Luminaires | High-Bay | Low-Bay Luminaires for Commercial and Industrial Buildings | Premium | FALSE | [9 empty] | 42761 |  |  | Yes |  | 4 | 8837 | 147 | 60 | 14.4 | 0.89 | 3577 | 84.1
PZ5BMBAC | Energy Solutions International | ESI | F-18VX-N4VG2-35-FR-[Dblank] | Indoor Luminaires | High-Bay | Low-Bay Luminaires for Commercial and Industrial Buildings | Premium | FALSE | [9 empty] | 42761 |  |  | Yes |  | 4 | 8416 | 129 | 65.4 | 14.4 | 0.89 | 3577 | 84.1
PP1SPD2U | Energy Solutions International | ESI | F-18VX-N4SG2-35-[Dblank] | Indoor Luminaires | High-Bay | Low-Bay Luminaires for Commercial and Industrial Buildings | Premium | FALSE | [9 empty] | 42761 |  |  | Yes |  | 4 | 8194 | 148 | 55.4 | 14.4 | 0.89 | 3577 | 84.1
PCPJQRMW | Energy Solutions International | ESI | F-18VX-N4HG2-35-FR-[Dblank] | Indoor Luminaires | High-Bay | Low-Bay Luminaires for Commercial and Industrial Buildings | Premium | FALSE | [9 empty] | 42761 |  |  | Yes |  | 4 | 7848 | 131 | 60 | 14.4 | 0.89 | 3577 | 84.1
PA93EWX8 | Energy Solutions International | ESI | F-18VX-N4SG2-35-FR-[Dblank] | Indoor Luminaires | High-Bay | Low-Bay Luminaires for Commercial and Industrial Buildings | Premium | FALSE | [9 empty] | 42761 |  |  | Yes |  | 4 | 7277 | 131 | 55.4 | 14.4 | 0.89 | 3577 | 84.1
PUP2XFXT | Energy Solutions International | ESI | F-18VX-N4MG2-35-[Dblank] | Indoor Luminaires | High-Bay | Low-Bay Luminaires for Commercial and Industrial Buildings | Premium | FALSE | [9 empty] | 42761 |  |  | Yes |  | 4 | 7082 | 149 | 47.5 | 14.4 | 0.89 | 3577 | 84.1
P187YNZN | Energy Solutions International | ESI | F-18VX-N4MG2-35-FR-[Dblank] | Indoor Luminaires | High-Bay | Low-Bay Luminaires for Commercial and Industrial Buildings | Premium | FALSE | [9 empty] | 42761 |  |  | Yes |  | 4 | 6290 | 132 | 47.5 | 14.4 | 0.89 | 3577 | 84.1
PAPJ44J9 | Energy Solutions International | ESI | F-18VX-N4NG2-35-[Dblank] | Indoor Luminaires | High-Bay | Low-Bay Luminaires for Commercial and Industrial Buildings | Premium | FALSE | [9 empty] | 42761 |  |  | Yes |  | 4 | 6007 | 150 | 40 | 14.4 | 0.89 | 3577 | 84.1
PQCMA4TJ | Energy Solutions International | ESI | F-18VX-N4NLG2-35-[Dblank] | Indoor Luminaires | High-Bay | Low-Bay Luminaires for Commercial and Industrial Buildings | Premium | FALSE | [9 empty] | 42761 |  |  | Yes |  | 4 | 5583 | 150 | 37.1 | 14.4 | 0.89 | 3577 | 84.1
PGGTJ8JD | Energy Solutions International | ESI | F-18VX-N4NG2-35-FR-[Dblank] | Indoor Luminaires | High-Bay | Low-Bay Luminaires for Commercial and Industrial Buildings | Premium | FALSE | [9 empty] | 42761 |  |  | Yes |  | 4 | 5334 | 133 | 40 | 14.4 | 0.89 | 3577 | 84.1
PFMGTCCZ | Energy Solutions International | ESI | F-18VX-N4NLG2-35-FR-[Dblank] | Indoor Luminaires | High-Bay | Low-Bay Luminaires for Commercial and Industrial Buildings | Premium | FALSE | [9 empty] | 42761 |  |  | Yes |  | 4 | 4958 | 134 | 37.1 | 14.4 | 0.89 | 3577 | 84.1
P1SM98MZ | WISDOM OPTOELECTRONICS TECHNOLOGY CO.LIMITED | WISDOM | WSD-CP65W27-40K-Z-* | Indoor Luminaires | High-Bay | Low-Bay Luminaires for Commercial and Industrial Buildings | Standard | TRUE | 7909.5 | 113.03 | 69.98 | 18.15 | 0.9109 | 4060 | 83.3 | 5 | 50000 | 42761 |  |  | Yes |  | 4.1 | 8000 | 123 | 65 | 18 | 0.95 | 4000 | 80
PHD1XZR8 | WISDOM OPTOELECTRONICS TECHNOLOGY CO.LIMITED | WISDOM | WSD-CP65W27-50K-Z-* | Indoor Luminaires | High-Bay | Low-Bay Luminaires for Commercial and Industrial Buildings | Standard | FALSE | [9 empty] | 42761 |  |  | Yes |  | 4.1 | 8000 | 123 | 65 | 18 | 0.95 | 5000 | 80
P66KZ54J | WISDOM OPTOELECTRONICS TECHNOLOGY CO.LIMITED | WISDOM | WSD-CP45W27-40K-Z-* | Indoor Luminaires | High-Bay | Low-Bay Luminaires for Commercial and Industrial Buildings | Standard | TRUE | 5139.3 | 115.58 | 44.47 | 16.62 | 0.9397 | 4026 | 83.5 | 5 | 50000 | 42761 |  |  | Yes |  | 4.1 | 5300 | 118 | 45 | 17 | 0.95 | 4000 | 80
PMZCMU1M | WISDOM OPTOELECTRONICS TECHNOLOGY CO.LIMITED | WISDOM | WSD-CP45W27-50K-Z-* | Indoor Luminaires | High-Bay | Low-Bay Luminaires for Commercial and Industrial Buildings | Standard | FALSE | [9 empty] | 42761 |  |  | Yes |  | 4.1 | 5300 | 118 | 45 | 17 | 0.95 | 5000 | 80
PM8NTPU1 | Atlas Lighting Products | Atlas Lighting Products Inc. | ILW190LED4WD | Indoor Luminaires | High-Bay | High-Bay Luminaires for Commercial and Industrial Buildings | Premium | TRUE | 23720 | 127.17 | 186.52 | 13.77 | 0.957 | 4597 | 85.3 | 5 | 200000 | 42761 |  |  | Yes |  | 4.1 | 23720 | 127.17 | 186.52 | 13.77 | 0.96 | 4597 | 85.3
P2FFQ92W | Green Creative LTD | GREEN CREATIVE | 95HBAY/850/GP | Indoor Luminaires | High-Bay | High-Bay Luminaires for Commercial and Industrial Buildings | Standard | TRUE | 12067 | 125.1 | 96.46 | 11.17 | 0.9502 | 5016 | 83.4 | 5 | 50000 | 42761 |  |  | Yes |  | 3 | 11900 | 125 | 95 | 20 | 0.9 | 4500 | 82
P87U27BF | Green Creative LTD | GREEN CREATIVE | 95HBAY/835/GP | Indoor Luminaires | High-Bay | High-Bay Luminaires for Commercial and Industrial Buildings | Standard | TRUE | 11212 | 116.3 | 96.41 | 13.03 | 0.9477 | 3352 | 81.7 | 5 | 50000 | 42761 |  |  | Yes |  | 4.1 | 11050 | 116 | 95 | 20 | 0.9 | 3500 | 82
PUDM6S6Q | Green Creative LTD | GREEN CREATIVE | 185HBAY/835/GP | Indoor Luminaires | High-Bay | High-Bay Luminaires for Commercial and Industrial Buildings | Standard | TRUE | 21235 | 114.8 | 185.01 | 13.49 | 0.9446 | 3512 | 85.1 | 5 | 50000 | 42761 |  |  | Yes |  | 4.1 | 21000 | 114 | 185 | 20 | 0.9 | 3500 | 82
P9YGXDV8 | Green Creative LTD | GREEN CREATIVE | 130HBAY/835/GP | Indoor Luminaires | High-Bay | High-Bay Luminaires for Commercial and Industrial Buildings | Premium | TRUE | 16809 | 127.5 | 131.84 | 20.45 | 0.9044 | 3491 | 85.4 | 5 | 50000 | 42761 |  |  | Yes |  | 4.1 | 16500 | 127 | 130 | 20 | 0.9 | 3500 | 82
PG6A9Q32 | Green Creative LTD | GREEN CREATIVE | 185HBAY/850/AL | Indoor Luminaires | High-Bay | High-Bay Luminaires for Commercial and Industrial Buildings | Premium | FALSE | [9 empty] | 42761 |  |  | Yes |  | 3 | 25000 | 135 | 185 | 20 | 0.9 | 4500 | 82
PD2KYNY7 | Green Creative LTD | GREEN CREATIVE | 185HBAY/850/ME | Indoor Luminaires | High-Bay | High-Bay Luminaires for Commercial and Industrial Buildings | Premium | FALSE | [9 empty] | 42761 | Dimmable | Continuous Below 10 | Yes |  | 3 | 25000 | 135 | 185 | 20 | 0.9 | 4500 | 82
PJND4RHZ | Green Creative LTD | GREEN CREATIVE | 185HBAY/850/GP | Indoor Luminaires | High-Bay | High-Bay Luminaires for Commercial and Industrial Buildings | Standard | FALSE | [9 empty] | 42761 |  |  | Yes |  | 3 | 22500 | 122 | 185 | 20 | 0.9 | 4500 | 82
PFYTVSA7 | Green Creative LTD | GREEN CREATIVE | 130HBAY/850/AL | Indoor Luminaires | High-Bay | High-Bay Luminaires for Commercial and Industrial Buildings | Premium | FALSE | [9 empty] | 42761 |  |  | Yes |  | 3 | 18900 | 145 | 130 | 20 | 0.9 | 4500 | 82
P99P3S4N | Green Creative LTD | GREEN CREATIVE | 130HBAY/850/ME | Indoor Luminaires | High-Bay | High-Bay Luminaires for Commercial and Industrial Buildings | Premium | FALSE | [9 empty] | 42761 | Dimmable | Continuous Below 10 | Yes |  | 3 | 18900 | 145 | 130 | 20 | 0.9 | 4500 | 82
PF3DPZ11 | Green Creative LTD | GREEN CREATIVE | 130HBAY/850/GP | Indoor Luminaires | High-Bay | High-Bay Luminaires for Commercial and Industrial Buildings | Premium | FALSE | [9 empty] | 42761 |  |  | Yes |  | 3 | 17100 | 132 | 130 | 20 | 0.9 | 4500 | 82
PU52WZUA | Green Creative LTD | GREEN CREATIVE | 95HBAY/850/ME | Indoor Luminaires | High-Bay | High-Bay Luminaires for Commercial and Industrial Buildings | Premium | FALSE | [9 empty] | 42761 |  |  | Yes |  | 3 | 13100 | 138 | 95 | 20 | 0.9 | 4500 | 82
PNEXK514 | Green Creative LTD | GREEN CREATIVE | 95HBAY/850/AL | Indoor Luminaires | High-Bay | High-Bay Luminaires for Commercial and Industrial Buildings | Premium | FALSE | [9 empty] | 42761 |  |  | Yes |  | 3 | 13100 | 138 | 95 | 20 | 0.9 | 4500 | 82
PSNG2YZ9 | Green Creative LTD | GREEN CREATIVE | 185HBAY/840/ME | Indoor Luminaires | High-Bay | High-Bay Luminaires for Commercial and Industrial Buildings | Premium | FALSE | [9 empty] | 42761 |  |  | Yes |  | 3 | 25000 | 135 | 185 | 20 | 0.9 | 4000 | 82
PGX41WPM | Green Creative LTD | GREEN CREATIVE | 185HBAY/840/AL | Indoor Luminaires | High-Bay | High-Bay Luminaires for Commercial and Industrial Buildings | Premium | FALSE | [9 empty] | 42761 |  |  | Yes |  | 3 | 25000 | 135 | 185 | 20 | 0.9 | 4000 | 82
P15VRBE8 | Green Creative LTD | GREEN CREATIVE | 185HBAY/840/GP | Indoor Luminaires | High-Bay | High-Bay Luminaires for Commercial and Industrial Buildings | Standard | FALSE | [9 empty] | 42761 |  |  | Yes |  | 3 | 22500 | 122 | 185 | 20 | 0.9 | 4000 | 82
PRAUHTA7 | Green Creative LTD | GREEN CREATIVE | 130HBAY/840/ME | Indoor Luminaires | High-Bay | High-Bay Luminaires for Commercial and Industrial Buildings | Premium | FALSE | [9 empty] | 42761 |  |  | Yes |  | 3 | 18900 | 145 | 130 | 20 | 0.9 | 4000 | 82
P3XT7JS7 | Green Creative LTD | GREEN CREATIVE | 130HBAY/840/AL | Indoor Luminaires | High-Bay | High-Bay Luminaires for Commercial and Industrial Buildings | Premium | FALSE | [9 empty] | 42761 | Dimmable | Continuous Below 10 | Yes |  | 3 | 18900 | 145 | 130 | 20 | 0.9 | 4000 | 82
P2SVBHFA | Green Creative LTD | GREEN CREATIVE | 130HBAY/840/GP | Indoor Luminaires | High-Bay | High-Bay Luminaires for Commercial and Industrial Buildings | Premium | FALSE | [9 empty] | 42761 | Dimmable | Continuous Below 10 | Yes |  | 3 | 17100 | 132 | 130 | 20 | 0.9 | 4000 | 82
PUWQSBQ9 | Green Creative LTD | GREEN CREATIVE | 95HBAY/840/AL | Indoor Luminaires | High-Bay | High-Bay Luminaires for Commercial and Industrial Buildings | Premium | FALSE | [9 empty] | 42761 |  |  | Yes |  | 3 | 13100 | 138 | 95 | 20 | 0.9 | 4000 | 82
PPBBJA6R | Green Creative LTD | GREEN CREATIVE | 95HBAY/840/ME | Indoor Luminaires | High-Bay | High-Bay Luminaires for Commercial and Industrial Buildings | Premium | FALSE | [9 empty] | 42761 |  |  | Yes |  | 3 | 13100 | 138 | 95 | 20 | 0.9 | 4000 | 82
PSDZP16R | Green Creative LTD | GREEN CREATIVE | 95HBAY/840/GP | Indoor Luminaires | High-Bay | High-Bay Luminaires for Commercial and Industrial Buildings | Standard | FALSE | [9 empty] | 42761 |  |  | Yes |  | 3 | 11800 | 124 | 95 | 20 | 0.9 | 4000 | 82
P9DM6K27 | Green Creative LTD | GREEN CREATIVE | 185HBAY/835/AL | Indoor Luminaires | High-Bay | High-Bay Luminaires for Commercial and Industrial Buildings | Premium | FALSE | [9 empty] | 42761 | Dimmable | Continuous Below 10 | Yes |  | 3 | 23500 | 127 | 185 | 20 | 0.9 | 3500 | 82
P3TFAJTZ | Green Creative LTD | GREEN CREATIVE | 185HBAY/835/ME | Indoor Luminaires | High-Bay | High-Bay Luminaires for Commercial and Industrial Buildings | Premium | FALSE | [9 empty] | 42761 | Dimmable | Continuous Below 10 | Yes |  | 3 | 23500 | 127 | 185 | 20 | 0.9 | 3500 | 82
PXAVGAB7 | Green Creative LTD | GREEN CREATIVE | 130HBAY/835/ME | Indoor Luminaires | High-Bay | High-Bay Luminaires for Commercial and Industrial Buildings | Premium | FALSE | [9 empty] | 42761 |  |  | Yes |  | 3 | 18100 | 139 | 130 | 20 | 0.9 | 3500 | 82
PQ6TB11Y | Green Creative LTD | GREEN CREATIVE | 130HBAY/835/AL | Indoor Luminaires | High-Bay | High-Bay Luminaires for Commercial and Industrial Buildings | Premium | FALSE | [9 empty] | 42761 |  |  | Yes |  | 3 | 18100 | 139 | 130 | 20 | 0.9 | 3500 | 82
PWEMSZQW | Green Creative LTD | GREEN CREATIVE | 95HBAY/835/ME | Indoor Luminaires | High-Bay | High-Bay Luminaires for Commercial and Industrial Buildings | Premium | FALSE | [9 empty] | 42761 |  |  | Yes |  | 3 | 12500 | 132 | 95 | 20 | 0.9 | 3500 | 82
P2DQCZFR | Green Creative LTD | GREEN CREATIVE | 95HBAY/835/AL | Indoor Luminaires | High-Bay | High-Bay Luminaires for Commercial and Industrial Buildings | Premium | FALSE | [9 empty] | 42761 | Dimmable | Continuous Below 10 | Yes |  | 3 | 12500 | 132 | 95 | 20 | 0.9 | 3500 | 82
P761PFQA | Shenzhen Huadian Lighting Co.LTD. | Huadian | HD-HB04-100WD-H2700KÂ | Indoor Luminaires | High-Bay | High-Bay Luminaires for Commercial and Industrial Buildings | Premium | TRUE | 13494.96 | 130.58 | 103.34 | 16.6 | 0.907 | 2773 | 81.8 | 5 | 50000 | 42760 |  |  | No |  | 4.1 | 13494.9 | 130.5 | 103.3 | 16.6 | 0.91 | 2773 | 81.8
PBNNYEY9 | Shenzhen Huadian Lighting Co.LTD. | Huadian | HD-HB04-100W-H5700K | Indoor Luminaires | High-Bay | High-Bay Luminaires for Commercial and Industrial Buildings | Premium | FALSE | [9 empty] | 42760 |  |  | No |  | 4.1 | 15657.9 | 150.6 | 103.9 | 17.9 | 0.92 | 5514 | 83.5
P4MMP62M | Shenzhen Huadian Lighting Co.LTD. | Huadian | HD-HB04-100WD-H5700K | Indoor Luminaires | High-Bay | High-Bay Luminaires for Commercial and Industrial Buildings | Premium | FALSE | [9 empty] | 42760 |  |  | No |  | 4.1 | 15657.9 | 150.6 | 103.9 | 17.9 | 0.92 | 5514 | 83.5
P3GFJFH5 | Shenzhen Huadian Lighting Co.LTD. | Huadian | HD-HB04-100W-H5000K | Indoor Luminaires | High-Bay | High-Bay Luminaires for Commercial and Industrial Buildings | Premium | FALSE | [9 empty] | 42760 |  |  | No |  | 4.1 | 15297.4 | 147.6 | 103.6 | 16.6 | 0.91 | 5000 | 81.8
PJ4S5H34 | Shenzhen Huadian Lighting Co.LTD. | Huadian | HD-HB04-100WD-H5000K | Indoor Luminaires | High-Bay | High-Bay Luminaires for Commercial and Industrial Buildings | Premium | FALSE | [9 empty] | 42760 |  |  | No |  | 4.1 | 15297.4 | 147.6 | 103.6 | 16.6 | 0.91 | 5000 | 81.8
PEX62DB2 | Shenzhen Huadian Lighting Co.LTD. | Huadian | HD-HB04-100W-H4500KÂ | Indoor Luminaires | High-Bay | High-Bay Luminaires for Commercial and Industrial Buildings | Premium | FALSE | [9 empty] | 42760 |  |  | No |  | 4.1 | 14936.9 | 144.1 | 103.6 | 16.6 | 0.91 | 4500 | 81.8
PKP5SFWV | Shenzhen Huadian Lighting Co.LTD. | Huadian | HD-HB04-100WD-H4500KÂ | Indoor Luminaires | High-Bay | High-Bay Luminaires for Commercial and Industrial Buildings | Premium | FALSE | [9 empty] | 42760 |  |  | No |  | 4.1 | 14936.9 | 144.1 | 103.6 | 16.6 | 0.91 | 4500 | 81.8
P5YABTP1 | Shenzhen Huadian Lighting Co.LTD. | Huadian | HD-HB04-100W-H4000KÂ | Indoor Luminaires | High-Bay | High-Bay Luminaires for Commercial and Industrial Buildings | Premium | FALSE | [9 empty] | 42760 |  |  | No |  | 4.1 | 14576.4 | 140.6 | 103.6 | 16.6 | 0.91 | 4000 | 81.8
PUS8JX5P | Shenzhen Huadian Lighting Co.LTD. | Huadian | HD-HB04-100WD-H4000KÂ | Indoor Luminaires | High-Bay | High-Bay Luminaires for Commercial and Industrial Buildings | Premium | FALSE | [9 empty] | 42760 |  |  | No |  | 4.1 | 14576.4 | 140.6 | 103.6 | 16.6 | 0.91 | 4000 | 81.8
P5DJKBNZ | Shenzhen Huadian Lighting Co.LTD. | Huadian | HD-HB04-100W-H3500KÂ | Indoor Luminaires | High-Bay | High-Bay Luminaires for Commercial and Industrial Buildings | Premium | FALSE | [9 empty] | 42760 |  |  | No |  | 4.1 | 14215.9 | 137.1 | 103.6 | 16.6 | 0.91 | 3500 | 81.8
P9ZF5KKH | Shenzhen Huadian Lighting Co.LTD. | Huadian | HD-HB04-100WD-H3500KÂ | Indoor Luminaires | High-Bay | High-Bay Luminaires for Commercial and Industrial Buildings | Premium | FALSE | [9 empty] | 42760 |  |  | No |  | 4.1 | 14215.9 | 137.1 | 103.6 | 16.6 | 0.91 | 3500 | 81.8
PQ3ETUXE | Shenzhen Huadian Lighting Co.LTD. | Huadian | HD-HB04-100W-H3000KÂ | Indoor Luminaires | High-Bay | High-Bay Luminaires for Commercial and Industrial Buildings | Premium | FALSE | [9 empty] | 42760 |  |  | No |  | 4.1 | 13855.4 | 133.7 | 103.6 | 16.6 | 0.91 | 3000 | 81.8
PRH91RX7 | Shenzhen Huadian Lighting Co.LTD. | Huadian | HD-HB04-100WD-H3000KÂ | Indoor Luminaires | High-Bay | High-Bay Luminaires for Commercial and Industrial Buildings | Premium | FALSE | [9 empty] | 42760 |  |  | No |  | 4.1 | 13855.4 | 133.7 | 103.6 | 16.6 | 0.91 | 3000 | 81.8
PUWXM6RN | Shenzhen Huadian Lighting Co.LTD. | Huadian | HD-HB04-100W-H2700KÂ | Indoor Luminaires | High-Bay | High-Bay Luminaires for Commercial and Industrial Buildings | Premium | FALSE | [9 empty] | 42760 |  |  | No |  | 4.1 | 13494.9 | 130.5 | 103.3 | 16.6 | 0.91 | 2773 | 81.8
PAY6CRCU | Shenzhen Huadian Lighting Co.LTD. | Huadian | HD-HB04-150WD-H2700KÂ | Indoor Luminaires | High-Bay | High-Bay Luminaires for Commercial and Industrial Buildings | Premium | TRUE | 19495.61 | 130.32 | 149.59 | 17.2 | 0.912 | 2776 | 81.7 | 5 | 50000 | 42760 |  |  | No |  | 4.1 | 19495.6 | 130.3 | 149.5 | 17.2 | 0.91 | 2776 | 81.7
P4KCKC5U | Shenzhen Huadian Lighting Co.LTD. | Huadian | HD-HB04-150W-H5700K | Indoor Luminaires | High-Bay | High-Bay Luminaires for Commercial and Industrial Buildings | Premium | FALSE | [9 empty] | 42760 |  |  | No |  | 4.1 | 22564.5 | 150.9 | 149.5 | 18 | 0.93 | 5436 | 83
PSDST4PV | Shenzhen Huadian Lighting Co.LTD. | Huadian | HD-HB04-150WD-H5700K | Indoor Luminaires | High-Bay | High-Bay Luminaires for Commercial and Industrial Buildings | Premium | FALSE | [9 empty] | 42760 |  |  | No |  | 4.1 | 22564.5 | 150.9 | 149.5 | 18 | 0.93 | 5436 | 83
PKSFV6AY | Shenzhen Huadian Lighting Co.LTD. | Huadian | HD-HB04-150W-H5000KÂ | Indoor Luminaires | High-Bay | High-Bay Luminaires for Commercial and Industrial Buildings | Premium | FALSE | [9 empty] | 42760 |  |  | No |  | 4.1 | 22053 | 147.4 | 149.5 | 17.2 | 0.91 | 5000 | 81.7
PXUMTX7Y | Shenzhen Huadian Lighting Co.LTD. | Huadian | HD-HB04-150WD-H5000KÂ | Indoor Luminaires | High-Bay | High-Bay Luminaires for Commercial and Industrial Buildings | Premium | FALSE | [9 empty] | 42760 |  |  | No |  | 4.1 | 22053 | 147.4 | 149.5 | 17.2 | 0.91 | 5000 | 81.7
PUZUFNDN | Shenzhen Huadian Lighting Co.LTD. | Huadian | HD-HB04-150W-H4500KÂ | Indoor Luminaires | High-Bay | High-Bay Luminaires for Commercial and Industrial Buildings | Premium | FALSE | [9 empty] | 42760 |  |  | No |  | 4.1 | 21541.5 | 144 | 149.5 | 17.2 | 0.91 | 4500 | 81.7
PYSB5MQN | Shenzhen Huadian Lighting Co.LTD. | Huadian | HD-HB04-150WD-H4500KÂ | Indoor Luminaires | High-Bay | High-Bay Luminaires for Commercial and Industrial Buildings | Premium | FALSE | [9 empty] | 42760 |  |  | No |  | 4.1 | 21541.5 | 144 | 149.5 | 17.2 | 0.91 | 4500 | 81.7
PDTX3BEG | Shenzhen Huadian Lighting Co.LTD. | Huadian | HD-HB04-150W-H4000KÂ | Indoor Luminaires | High-Bay | High-Bay Luminaires for Commercial and Industrial Buildings | Premium | FALSE | [9 empty] | 42760 |  |  | No |  | 4.1 | 21030 | 140.6 | 149.5 | 17.2 | 0.91 | 4000 | 81.7
PYYFBA2Y | Shenzhen Huadian Lighting Co.LTD. | Huadian | HD-HB04-150WD-H4000KÂ | Indoor Luminaires | High-Bay | High-Bay Luminaires for Commercial and Industrial Buildings | Premium | FALSE | [9 empty] | 42760 |  |  | No |  | 4.1 | 21030 | 140.6 | 149.5 | 17.2 | 0.91 | 4000 | 81.7
P7QEJB68 | Shenzhen Huadian Lighting Co.LTD. | Huadian | HD-HB04-150W-H3500KÂ | Indoor Luminaires | High-Bay | High-Bay Luminaires for Commercial and Industrial Buildings | Premium | FALSE | [9 empty] | 42760 |  |  | No |  | 4.1 | 20518.5 | 137.1 | 149.5 | 17.2 | 0.91 | 3500 | 81.7
PWY4EQ84 | Shenzhen Huadian Lighting Co.LTD. | Huadian | HD-HB04-150WD-H3500KÂ | Indoor Luminaires | High-Bay | High-Bay Luminaires for Commercial and Industrial Buildings | Premium | FALSE | [9 empty] | 42760 |  |  | No |  | 4.1 | 20518.5 | 137.1 | 149.5 | 17.2 | 0.91 | 3500 | 81.7
P91AQM54 | Shenzhen Huadian Lighting Co.LTD. | Huadian | HD-HB04-150W-H3000KÂ | Indoor Luminaires | High-Bay | High-Bay Luminaires for Commercial and Industrial Buildings | Premium | FALSE | [9 empty] | 42760 |  |  | No |  | 4.1 | 20007.1 | 133.7 | 149.5 | 17.2 | 0.91 | 3000 | 81.7
PSQRAWSH | Shenzhen Huadian Lighting Co.LTD. | Huadian | HD-HB04-150WD-H3000KÂ | Indoor Luminaires | High-Bay | High-Bay Luminaires for Commercial and Industrial Buildings | Premium | FALSE | [9 empty] | 42760 |  |  | No |  | 4.1 | 20007.1 | 133.7 | 149.5 | 17.2 | 0.91 | 3000 | 81.7
PKGUZ2UN | Shenzhen Huadian Lighting Co.LTD. | Huadian | HD-HB04-150W-H2700KÂ | Indoor Luminaires | High-Bay | High-Bay Luminaires for Commercial and Industrial Buildings | Premium | FALSE | [9 empty] | 42760 |  |  | No |  | 4.1 | 19495.6 | 130.3 | 149.5 | 17.2 | 0.91 | 2776 | 81.7
PPVED54N | Shenzhen Huadian Lighting Co.LTD. | Huadian | HD-HB04-150WD-S-H2700KÂ | Indoor Luminaires | High-Bay | High-Bay Luminaires for Commercial and Industrial Buildings | Premium | TRUE | 18956.14 | 130.09 | 145.71 | 17.3 | 0.92 | 2768 | 81.7 | 5 | 50000 | 42760 |  |  | No |  | 4.1 | 18956.1 | 130 | 145.7 | 17.3 | 0.92 | 2768 | 81.7
PF9AZE1N | Shenzhen Huadian Lighting Co.LTD. | Huadian | HD-HB04-150W-S-H5700K | Indoor Luminaires | High-Bay | High-Bay Luminaires for Commercial and Industrial Buildings | Premium | FALSE | [9 empty] | 42760 |  |  | No |  | 4.1 | 21680.4 | 150.8 | 143.7 | 18.5 | 0.93 | 5452 | 83.4
PNV7UH3S | Shenzhen Huadian Lighting Co.LTD. | Huadian | HD-HB04-150WD-S-H5700K | Indoor Luminaires | High-Bay | High-Bay Luminaires for Commercial and Industrial Buildings | Premium | FALSE | [9 empty] | 42760 |  |  | No |  | 4.1 | 21680.4 | 150.8 | 143.7 | 18.5 | 0.93 | 5452 | 83.4
PF6VSDMX | Shenzhen Huadian Lighting Co.LTD. | Huadian | HD-HB04-150W-S-H5000KÂ | Indoor Luminaires | High-Bay | High-Bay Luminaires for Commercial and Industrial Buildings | Premium | FALSE | [9 empty] | 42760 |  |  | No |  | 4.1 | 21226.3 | 146.6 | 144.7 | 17.3 | 0.92 | 5000 | 81.7
PJCCJ3KF | Shenzhen Huadian Lighting Co.LTD. | Huadian | HD-HB04-150WD-S-H5000KÂ | Indoor Luminaires | High-Bay | High-Bay Luminaires for Commercial and Industrial Buildings | Premium | FALSE | [9 empty] | 42760 |  |  | No |  | 4.1 | 21226.3 | 146.6 | 144.7 | 17.3 | 0.92 | 5000 | 81.7
PPKRP81R | Shenzhen Huadian Lighting Co.LTD. | Huadian | HD-HB04-150W-S-H4500KÂ | Indoor Luminaires | High-Bay | High-Bay Luminaires for Commercial and Industrial Buildings | Premium | FALSE | [9 empty] | 42760 |  |  | No |  | 4.1 | 20772.3 | 143.5 | 144.7 | 17.3 | 0.92 | 4500 | 81.7
P4M32S2V | Shenzhen Huadian Lighting Co.LTD. | Huadian | HD-HB04-150WD-S-H4500KÂ | Indoor Luminaires | High-Bay | High-Bay Luminaires for Commercial and Industrial Buildings | Premium | FALSE | [9 empty] | 42760 |  |  | No |  | 4.1 | 20772.3 | 143.5 | 144.7 | 17.3 | 0.92 | 4500 | 81.7
P4XT19C2 | Shenzhen Huadian Lighting Co.LTD. | Huadian | HD-HB04-150W-S-H4000KÂ | Indoor Luminaires | High-Bay | High-Bay Luminaires for Commercial and Industrial Buildings | Premium | FALSE | [9 empty] | 42760 |  |  | No |  | 4.1 | 20318.2 | 140.3 | 144.7 | 17.3 | 0.92 | 4000 | 81.7
PD8HAX1G | Shenzhen Huadian Lighting Co.LTD. | Huadian | HD-HB04-150WD-S-H4000KÂ | Indoor Luminaires | High-Bay | High-Bay Luminaires for Commercial and Industrial Buildings | Premium | FALSE | [9 empty] | 42760 |  |  | No |  | 4.1 | 20318.2 | 140.3 | 144.7 | 17.3 | 0.92 | 4000 | 81.7
P9UJXFMP | Shenzhen Huadian Lighting Co.LTD. | Huadian | HD-HB04-150W-S-H3500KÂ | Indoor Luminaires | High-Bay | High-Bay Luminaires for Commercial and Industrial Buildings | Premium | FALSE | [9 empty] | 42760 |  |  | No |  | 4.1 | 19864.2 | 137.2 | 144.7 | 17.3 | 0.92 | 3500 | 81.7
PY612TJJ | Shenzhen Huadian Lighting Co.LTD. | Huadian | HD-HB04-150WD-S-H3500KÂ | Indoor Luminaires | High-Bay | High-Bay Luminaires for Commercial and Industrial Buildings | Premium | FALSE | [9 empty] | 42760 |  |  | No |  | 4.1 | 19864.2 | 137.2 | 144.7 | 17.3 | 0.92 | 3500 | 81.7
PX6DHDFQ | Shenzhen Huadian Lighting Co.LTD. | Huadian | HD-HB04-150W-S-H3000KÂ | Indoor Luminaires | High-Bay | High-Bay Luminaires for Commercial and Industrial Buildings | Premium | FALSE | [9 empty] | 42760 |  |  | No |  | 4.1 | 19410.1 | 134.1 | 144.7 | 17.3 | 0.92 | 3000 | 81.7
PJMNBD77 | Shenzhen Huadian Lighting Co.LTD. | Huadian | HD-HB04-150WD-S-H3000KÂ | Indoor Luminaires | High-Bay | High-Bay Luminaires for Commercial and Industrial Buildings | Premium | FALSE | [9 empty] | 42760 |  |  | No |  | 4.1 | 19410.1 | 134.1 | 144.7 | 17.3 | 0.92 | 3000 | 81.7
PNE7G9YJ | Shenzhen Huadian Lighting Co.LTD. | Huadian | HD-HB04-150W-S-H2700KÂ | Indoor Luminaires | High-Bay | High-Bay Luminaires for Commercial and Industrial Buildings | Premium | FALSE | [9 empty] | 42760 |  |  | No |  | 4.1 | 18956.1 | 130 | 145.7 | 17.3 | 0.92 | 2768 | 81.7
PAA4X7XB | Shenzhen Huadian Lighting Co.LTD. | Huadian | HD-HB04-200WD-H2700KÂ | Indoor Luminaires | High-Bay | High-Bay Luminaires for Commercial and Industrial Buildings | Premium | TRUE | 26081.22 | 131.06 | 198.99 | 17.3 | 0.914 | 2765 | 81.7 | 5 | 50000 | 42760 |  |  | No |  | 4.1 | 26081.2 | 131 | 198.9 | 17.3 | 0.91 | 2765 | 81.7
PEJ5Z1J8 | Shenzhen Huadian Lighting Co.LTD. | Huadian | HD-HB04-200W-H5700K | Indoor Luminaires | High-Bay | High-Bay Luminaires for Commercial and Industrial Buildings | Premium | FALSE | [9 empty] | 42760 |  |  | No |  | 4.1 | 30014.2 | 151.2 | 198.4 | 18.5 | 0.93 | 5456 | 83
PXFRM3YJ | Shenzhen Huadian Lighting Co.LTD. | Huadian | HD-HB04-200WD-H5700K | Indoor Luminaires | High-Bay | High-Bay Luminaires for Commercial and Industrial Buildings | Premium | FALSE | [9 empty] | 42760 |  |  | No |  | 4.1 | 30014.2 | 151.2 | 198.4 | 18.5 | 0.93 | 5456 | 83
PRY78YFZ | Shenzhen Huadian Lighting Co.LTD. | Huadian | HD-HB04-200W-H5000KÂ | Indoor Luminaires | High-Bay | High-Bay Luminaires for Commercial and Industrial Buildings | Premium | FALSE | [9 empty] | 42760 |  |  | No |  | 4.1 | 29358.7 | 147.7 | 198.7 | 17.3 | 0.91 | 5000 | 81.7
PVYN3V5F | Shenzhen Huadian Lighting Co.LTD. | Huadian | HD-HB04-200WD-H5000KÂ | Indoor Luminaires | High-Bay | High-Bay Luminaires for Commercial and Industrial Buildings | Premium | FALSE | [9 empty] | 42760 |  |  | No |  | 4.1 | 29358.7 | 147.7 | 198.7 | 17.3 | 0.91 | 5000 | 81.7
P85GGDXX | Shenzhen Huadian Lighting Co.LTD. | Huadian | HD-HB04-200W-H4500KÂ | Indoor Luminaires | High-Bay | High-Bay Luminaires for Commercial and Industrial Buildings | Premium | FALSE | [9 empty] | 42760 |  |  | No |  | 4.1 | 28703.2 | 144.4 | 198.7 | 17.3 | 0.91 | 4500 | 81.7
PN4F3TU4 | Shenzhen Huadian Lighting Co.LTD. | Huadian | HD-HB04-200WD-H4500KÂ | Indoor Luminaires | High-Bay | High-Bay Luminaires for Commercial and Industrial Buildings | Premium | FALSE | [9 empty] | 42760 |  |  | No |  | 4.1 | 28703.2 | 144.4 | 198.7 | 17.3 | 0.91 | 4500 | 81.7
PMDFTT1Z | Shenzhen Huadian Lighting Co.LTD. | Huadian | HD-HB04-200W-H4000KÂ | Indoor Luminaires | High-Bay | High-Bay Luminaires for Commercial and Industrial Buildings | Premium | FALSE | [9 empty] | 42760 |  |  | No |  | 4.1 | 28047.7 | 141.1 | 198.7 | 17.3 | 0.91 | 4000 | 81.7
PNEMUA26 | Shenzhen Huadian Lighting Co.LTD. | Huadian | HD-HB04-200WD-H4000KÂ | Indoor Luminaires | High-Bay | High-Bay Luminaires for Commercial and Industrial Buildings | Premium | FALSE | [9 empty] | 42760 |  |  | No |  | 4.1 | 28047.7 | 141.1 | 198.7 | 17.3 | 0.91 | 4000 | 81.7
PZ36GY3R | Shenzhen Huadian Lighting Co.LTD. | Huadian | HD-HB04-200W-H3500KÂ | Indoor Luminaires | High-Bay | High-Bay Luminaires for Commercial and Industrial Buildings | Premium | FALSE | [9 empty] | 42760 |  |  | No |  | 4.1 | 27392.2 | 137.8 | 198.7 | 17.3 | 0.91 | 3500 | 81.7
PA9S8CP7 | Shenzhen Huadian Lighting Co.LTD. | Huadian | HD-HB04-200WD-H3500KÂ | Indoor Luminaires | High-Bay | High-Bay Luminaires for Commercial and Industrial Buildings | Premium | FALSE | [9 empty] | 42760 |  |  | No |  | 4.1 | 27392.2 | 137.8 | 198.7 | 17.3 | 0.91 | 3500 | 81.7
P6TD75E7 | Shenzhen Huadian Lighting Co.LTD. | Huadian | HD-HB04-200W-H3000KÂ | Indoor Luminaires | High-Bay | High-Bay Luminaires for Commercial and Industrial Buildings | Premium | FALSE | [9 empty] | 42760 |  |  | No |  | 4.1 | 26736.7 | 134.5 | 198.7 | 17.3 | 0.91 | 3000 | 81.7
PKT8YZHX | Shenzhen Huadian Lighting Co.LTD. | Huadian | HD-HB04-200WD-H3000KÂ | Indoor Luminaires | High-Bay | High-Bay Luminaires for Commercial and Industrial Buildings | Premium | FALSE | [9 empty] | 42760 |  |  | No |  | 4.1 | 26736.7 | 134.5 | 198.7 | 17.3 | 0.91 | 3000 | 81.7
PZNS5U5X | Shenzhen Huadian Lighting Co.LTD. | Huadian | HD-HB04-200W-H2700KÂ | Indoor Luminaires | High-Bay | High-Bay Luminaires for Commercial and Industrial Buildings | Premium | FALSE | [9 empty] | 42760 |  |  | No |  | 4.1 | 26081.2 | 131 | 198.9 | 17.3 | 0.91 | 2765 | 81.7
PA5RJ2MF | Shenzhen Huadian Lighting Co.LTD. | Huadian | HD-HB04-200WD-S-H2700KÂ | Indoor Luminaires | High-Bay | High-Bay Luminaires for Commercial and Industrial Buildings | Premium | TRUE | 26345.72 | 131.38 | 200.5 | 17.7 | 0.923 | 2767 | 81.6 | 5 | 50000 | 42760 |  |  | No |  | 4.1 | 26345.7 | 131.3 | 200.5 | 17.7 | 0.92 | 2767 | 81.6
PKZ5R872 | Shenzhen Huadian Lighting Co.LTD. | Huadian | HD-HB04-200W-S-H5700K | Indoor Luminaires | High-Bay | High-Bay Luminaires for Commercial and Industrial Buildings | Premium | FALSE | [9 empty] | 42760 |  |  | No |  | 4.1 | 29922.8 | 150 | 199.4 | 19.1 | 0.93 | 5406 | 82.7
PFUHKJ8Y | Shenzhen Huadian Lighting Co.LTD. | Huadian | HD-HB04-200WD-S-H5700K | Indoor Luminaires | High-Bay | High-Bay Luminaires for Commercial and Industrial Buildings | Premium | FALSE | [9 empty] | 42760 |  |  | No |  | 4.1 | 29922.8 | 150 | 199.4 | 19.1 | 0.93 | 5406 | 82.7
PSFDEBAK | Shenzhen Huadian Lighting Co.LTD. | Huadian | HD-HB04-200W-S-H5000KÂ | Indoor Luminaires | High-Bay | High-Bay Luminaires for Commercial and Industrial Buildings | Premium | FALSE | [9 empty] | 42760 |  |  | No |  | 4.1 | 29326.6 | 146.6 | 199.9 | 17.7 | 0.92 | 5000 | 81.6
P27GMEHH | Shenzhen Huadian Lighting Co.LTD. | Huadian | HD-HB04-200WD-S-H5000KÂ | Indoor Luminaires | High-Bay | High-Bay Luminaires for Commercial and Industrial Buildings | Premium | FALSE | [9 empty] | 42760 |  |  | No |  | 4.1 | 29326.6 | 146.6 | 199.9 | 17.7 | 0.92 | 5000 | 81.6
P4WSAZG7 | Shenzhen Huadian Lighting Co.LTD. | Huadian | HD-HB04-200W-S-H4500KÂ | Indoor Luminaires | High-Bay | High-Bay Luminaires for Commercial and Industrial Buildings | Premium | FALSE | [9 empty] | 42760 |  |  | No |  | 4.1 | 28730.4 | 143.6 | 199.9 | 17.7 | 0.92 | 4500 | 81.6
PG4PYUHV | Shenzhen Huadian Lighting Co.LTD. | Huadian | HD-HB04-200WD-S-H4500KÂ | Indoor Luminaires | High-Bay | High-Bay Luminaires for Commercial and Industrial Buildings | Premium | FALSE | [9 empty] | 42760 |  |  | No |  | 4.1 | 28730.4 | 143.6 | 199.9 | 17.7 | 0.92 | 4500 | 81.6
PGCYW1RM | Shenzhen Huadian Lighting Co.LTD. | Huadian | HD-HB04-200W-S-H4000KÂ | Indoor Luminaires | High-Bay | High-Bay Luminaires for Commercial and Industrial Buildings | Premium | FALSE | [9 empty] | 42760 |  |  | No |  | 4.1 | 28134.2 | 140.6 | 199.9 | 17.7 | 0.92 | 4000 | 81.6
PSP42JX6 | Shenzhen Huadian Lighting Co.LTD. | Huadian | HD-HB04-200WD-S-H4000KÂ | Indoor Luminaires | High-Bay | High-Bay Luminaires for Commercial and Industrial Buildings | Premium | FALSE | [9 empty] | 42760 |  |  | No |  | 4.1 | 28134.2 | 140.6 | 199.9 | 17.7 | 0.92 | 4000 | 81.6
PPUHRWAB | Shenzhen Huadian Lighting Co.LTD. | Huadian | HD-HB04-200W-S-H3500KÂ | Indoor Luminaires | High-Bay | High-Bay Luminaires for Commercial and Industrial Buildings | Premium | FALSE | [9 empty] | 42760 |  |  | No |  | 4.1 | 27538.1 | 137.7 | 199.9 | 17.7 | 0.92 | 3500 | 81.6
P3EJA28Y | Shenzhen Huadian Lighting Co.LTD. | Huadian | HD-HB04-200WD-S-H3500KÂ | Indoor Luminaires | High-Bay | High-Bay Luminaires for Commercial and Industrial Buildings | Premium | FALSE | [9 empty] | 42760 |  |  | No |  | 4.1 | 27538.1 | 137.7 | 199.9 | 17.7 | 0.92 | 3500 | 81.6
PRXSSYJK | Shenzhen Huadian Lighting Co.LTD. | Huadian | HD-HB04-200W-S-H3000KÂ | Indoor Luminaires | High-Bay | High-Bay Luminaires for Commercial and Industrial Buildings | Premium | FALSE | [9 empty] | 42760 |  |  | No |  | 4.1 | 26941.9 | 134.7 | 199.9 | 17.7 | 0.92 | 3000 | 81.6
PTG7794W | Shenzhen Huadian Lighting Co.LTD. | Huadian | HD-HB04-200WD-S-H3000KÂ | Indoor Luminaires | High-Bay | High-Bay Luminaires for Commercial and Industrial Buildings | Premium | FALSE | [9 empty] | 42760 |  |  | No |  | 4.1 | 26941.9 | 134.7 | 199.9 | 17.7 | 0.92 | 3000 | 81.6
PJNGVQFU | Shenzhen Huadian Lighting Co.LTD. | Huadian | HD-HB04-200W-S-H2700KÂ | Indoor Luminaires | High-Bay | High-Bay Luminaires for Commercial and Industrial Buildings | Premium | FALSE | [9 empty] | 42760 |  |  | No |  | 4.1 | 26345.7 | 131.3 | 200.5 | 17.7 | 0.92 | 2767 | 81.6
PXJCV8PR | Shenzhen sunpzone lighting electronic co. ltd | Sunpzone | SPZ2T8F880P(4000K) | Indoor Luminaires | High-Bay | High-Bay Luminaires for Commercial and Industrial Buildings | Premium | TRUE | 10472.68 | 133.36 | 78.53 | 8.25 | 0.965 | 4164 | 82.9 | 5 | 50000 | 42760 |  |  | No |  | 4.1 | 11000 | 138 | 80 | 20 | 0.9 | 4000 | 80
PNGJ7D4A | Shenzhen sunpzone lighting electronic co. ltd | Sunpzone | SPZ2T8F860P(4000K) | Indoor Luminaires | High-Bay | Low-Bay Luminaires for Commercial and Industrial Buildings | Premium | TRUE | 8689.3 | 154.61 | 56.2 | 9.31 | 0.952 | 4046 | 83.3 | 5 | 50000 | 42760 |  |  | No |  | 4.1 | 8600 | 143 | 60 | 20 | 0.9 | 4000 | 80
P7UXBJ7Y | Shenzhen sunpzone lighting electronic co. ltd | Sunpzone | SPZ2T8F438P(4000K) | Indoor Luminaires | High-Bay | Low-Bay Luminaires for Commercial and Industrial Buildings | Premium | TRUE | 5167.19 | 139.31 | 37.09 | 11.2 | 0.938 | 4031 | 83 | 5 | 50000 | 42760 |  |  | No |  | 4.1 | 5100 | 134 | 38 | 20 | 0.9 | 4000 | 80
P6CYVQEE | Shenzhen sunpzone lighting electronic co. ltd | Sunpzone | SPZ2T8F880P(5700K) | Indoor Luminaires | High-Bay | High-Bay Luminaires for Commercial and Industrial Buildings | Premium | FALSE | [9 empty] | 42760 |  |  | No |  | 4.1 | 11000 | 138 | 80 | 20 | 0.9 | 5700 | 80
PG15S4VA | Shenzhen sunpzone lighting electronic co. ltd | Sunpzone | SPZ2T8F860P(5700K) | Indoor Luminaires | High-Bay | Low-Bay Luminaires for Commercial and Industrial Buildings | Premium | FALSE | [9 empty] | 42760 |  |  | No |  | 4.1 | 8600 | 143 | 60 | 20 | 0.9 | 5700 | 80
P77P8Z9J | Shenzhen sunpzone lighting electronic co. ltd | Sunpzone | SPZ2T8F438P(5700K) | Indoor Luminaires | High-Bay | Low-Bay Luminaires for Commercial and Industrial Buildings | Premium | FALSE | [9 empty] | 42760 |  |  | No |  | 4.1 | 5100 | 134 | 38 | 20 | 0.9 | 5700 | 80
PM6ZP61T | Shenzhen sunpzone lighting electronic co. ltd | Sunpzone | SPZ2T8F880P(5000K) | Indoor Luminaires | High-Bay | High-Bay Luminaires for Commercial and Industrial Buildings | Premium | FALSE | [9 empty] | 42760 |  |  | No |  | 4.1 | 11000 | 138 | 80 | 20 | 0.9 | 5000 | 80
PPAMJEUE | Shenzhen sunpzone lighting electronic co. ltd | Sunpzone | SPZ2T8F860P(5000K) | Indoor Luminaires | High-Bay | Low-Bay Luminaires for Commercial and Industrial Buildings | Premium | FALSE | [9 empty] | 42760 |  |  | No |  | 4.1 | 8600 | 143 | 60 | 20 | 0.9 | 5000 | 80
P16TPUAC | Shenzhen sunpzone lighting electronic co. ltd | Sunpzone | SPZ2T8F438P(5000K) | Indoor Luminaires | High-Bay | Low-Bay Luminaires for Commercial and Industrial Buildings | Premium | FALSE | [9 empty] | 42760 |  |  | No |  | 4.1 | 5100 | 134 | 38 | 20 | 0.9 | 5000 | 80
PUEC7MVY | Shenzhen sunpzone lighting electronic co. ltd | Sunpzone | SPZ2T8F880P(4500K) | Indoor Luminaires | High-Bay | High-Bay Luminaires for Commercial and Industrial Buildings | Premium | FALSE | [9 empty] | 42760 |  |  | No |  | 4.1 | 11000 | 138 | 80 | 20 | 0.9 | 4500 | 80
PCUXZFDN | Shenzhen sunpzone lighting electronic co. ltd | Sunpzone | SPZ2T8F860P(4500K) | Indoor Luminaires | High-Bay | Low-Bay Luminaires for Commercial and Industrial Buildings | Premium | FALSE | [9 empty] | 42760 |  |  | No |  | 4.1 | 8600 | 143 | 60 | 20 | 0.9 | 4500 | 80
P32PABEW | Shenzhen sunpzone lighting electronic co. ltd | Sunpzone | SPZ2T8F438P(4500K) | Indoor Luminaires | High-Bay | Low-Bay Luminaires for Commercial and Industrial Buildings | Premium | FALSE | [9 empty] | 42760 |  |  | No |  | 4.1 | 5100 | 134 | 38 | 20 | 0.9 | 4500 | 80
PZURC8U7 | QSSI | Eco Revolution | ECVNGL40QF1X54U5KS* | Indoor Luminaires | High-Bay | Low-Bay Luminaires for Commercial and Industrial Buildings | Standard | TRUE | 7435.28 | 122.41 | 60.74 | 8.55 | 0.9237 | 5233 | 83.51 | 5 | 50000 | 42760 | Dimmable | Continuous Below 10 | No |  | 4 | 7583 | 124.84 | 60.74 | 20 | 0.99 | 5000 | 83.51
P7DBWEHG | Shenzhen Betop Electronics CoLtd | Bitco | BT-PHV200W-224L(4000K) | Indoor Luminaires | High-Bay | High-Bay Luminaires for Commercial and Industrial Buildings | Standard | TRUE | 25053 | 126.15 | 198.6 | 14.04 | 0.9423 | 3969 | 85 | 5 | 50000 | 42760 | Dimmable | Continuous Above 10 | No |  | 4.1 | 25053 | 126.15 | 198.6 | 14.04 | 0.94 | 4000 | 85
PHHBZ8G2 | Shenzhen Betop Electronics CoLtd | Bitco | BT-PHV200W-350L(4000K) | Indoor Luminaires | High-Bay | High-Bay Luminaires for Commercial and Industrial Buildings | Premium | TRUE | 26977 | 136.11 | 198.2 | 13.85 | 0.9421 | 3944 | 85.2 | 5 | 50000 | 42760 | Dimmable | Continuous Above 10 | No |  | 4.1 | 26977 | 136.11 | 198.2 | 13.85 | 0.94 | 4000 | 85.2
PKYT3D36 | Shenzhen Betop Electronics CoLtd | Bitco | BT-PHV200W-350L(5700K) | Indoor Luminaires | High-Bay | High-Bay Luminaires for Commercial and Industrial Buildings | Premium | FALSE | [9 empty] | 42760 | Dimmable | Continuous Above 10 | No |  | 4.1 | 28126 | 141.48 | 198.8 | 13.31 | 0.94 | 5700 | 84.7
P3QBGUHU | Shenzhen Betop Electronics CoLtd | Bitco | BT-PHV200W-224L(5700K) | Indoor Luminaires | High-Bay | High-Bay Luminaires for Commercial and Industrial Buildings | Standard | FALSE | [9 empty] | 42760 | Dimmable | Continuous Above 10 | No |  | 4.1 | 25699 | 129.14 | 199 | 14.42 | 0.94 | 5700 | 84.5
PVRDKZ9W | Shenzhen Betop Electronics CoLtd | Bitco | BT-PHV200W-224L(5000K) | Indoor Luminaires | High-Bay | High-Bay Luminaires for Commercial and Industrial Buildings | Standard | FALSE | [9 empty] | 42760 | Dimmable | Continuous Above 10 | No |  | 4.1 | 25355 | 127.86 | 198.3 | 14.09 | 0.94 | 5000 | 83.3
PYMYK159 | Shenzhen Betop Electronics CoLtd | Bitco | BT-PHV200W-350L(5000K) | Indoor Luminaires | High-Bay | High-Bay Luminaires for Commercial and Industrial Buildings | Premium | FALSE | [9 empty] | 42760 | Dimmable | Continuous Above 10 | No |  | 4.1 | 27709 | 138.96 | 199.4 | 13.7 | 0.94 | 5000 | 83.2
PHT69TEV | Fluence Bioengineering | VYPRx | VRXG[123][0615][N5N6L7PT][SUPX]E | Indoor Luminaires | High-Bay | High-Bay Luminaires for Commercial and Industrial Buildings | Standard | TRUE | 45720 | 139.9 | 326.9 | 8.44 | 0.959 | 3861 | 88.8 | 5 | 50000 | 42760 | Dimmable | Continuous Below 10 | No | Updated on 2/23/2017 | 4.1 | 45720 | 139.9 | 326.9 | 5.67 | 1 | 3861 | 88.8
PMHAC89X | Fluence Bioengineering | VYPRx | VRXI[123][0615][N5N6L7PT][SUPX]E | Indoor Luminaires | High-Bay | High-Bay Luminaires for Commercial and Industrial Buildings | Standard | FALSE | [9 empty] | 42760 | Dimmable | Continuous Below 10 | No | Updated on 2/23/2017 | 4.1 | 46100 | 141.5 | 325.9 | 5.69 | 1 | 4920 | 90
PG69PQBU | Tamlite Lighting |  | TLHBLED404K-60D | Indoor Luminaires | High-Bay | Low-Bay Luminaires for Commercial and Industrial Buildings | Standard | TRUE | 4509.4 | 107.97 | 41.76 | 11.5 | 0.8962 | 3910 | 80.5 | 5 | 50000 | 42760 | Dimmable | Continuous Below 10 | Yes |  | 3.1 | 5000 | 125 | 40 | 11.5 | 0.9 | 4000 | 80
PK53T9B8 | Tamlite Lighting |  | TLHBLED805K | Indoor Luminaires | High-Bay | Low-Bay Luminaires for Commercial and Industrial Buildings | Standard | FALSE | [9 empty] | 42760 | Dimmable | Continuous Below 10 | Yes |  | 3.1 | 8800 | 110 | 80 | 15.58 | 0.9 | 5000 | 80
PNWF978H | Tamlite Lighting |  | TLHBLED405K | Indoor Luminaires | High-Bay | Low-Bay Luminaires for Commercial and Industrial Buildings | Standard | FALSE | [9 empty] | 42760 | Dimmable | Continuous Below 10 | Yes |  | 3.1 | 5000 | 125 | 40 | 11.5 | 0.9 | 5000 | 80
P27H6J2H | PA-CO Lighting | PA-CO Lighting | PSPE-96-LED-200-50-XXXX-MVOLT | Indoor Luminaires | High-Bay | High-Bay Luminaires for Commercial and Industrial Buildings | Premium | TRUE | 21463 | 151.3 | 141.82 | 10.13 | 0.9217 | 5037 | 82.08 | 5 | 50000 | 42760 | Dimmable | Continuous Below 10 | Yes |  | 4.1 | 21463 | 151.3 | 141.82 | 5.6 | 1 | 5036 | 82.08
PCAAB67K | PA-CO Lighting | PA-CO Lighting | PSPE-96-LED-100-50-XXXX-MVOLT | Indoor Luminaires | High-Bay | High-Bay Luminaires for Commercial and Industrial Buildings | Premium | TRUE | 9984 | 153.1 | 65.23 | 10.13 | 0.9217 | 5036 | 82.08 | 5 | 50000 | 42760 | Dimmable | Continuous Below 10 | Yes |  | 4.1 | 9984 | 153.06 | 65.23 | 7.75 | 1 | 5036 | 82.08
PAJ45HGP | PA-CO Lighting | PA-CO Lighting | PSPE-96-LED-100-50-XXXX-347 | Indoor Luminaires | High-Bay | High-Bay Luminaires for Commercial and Industrial Buildings | Premium | FALSE | [9 empty] | 42760 | Dimmable | Continuous Below 10 | Yes |  | 4.1 | 10254.44 | 154.07 | 66.56 | 5.04 | 0.97 | 5037 | 82.08
PY5F27Q1 | PA-CO Lighting | PA-CO Lighting | PSPE-96-LED-200-50-XXXX-347 | Indoor Luminaires | High-Bay | High-Bay Luminaires for Commercial and Industrial Buildings | Premium | FALSE | [9 empty] | 42760 | Dimmable | Continuous Below 10 | Yes |  | 4.1 | 22044.38 | 152.34 | 144.7 | 3.64 | 0.98 | 5036 | 82.08
PDD6ATRD | Delviro | Delviro | Zoom-195-5K-U- XX -XX- XX - XX - XX -CLD-X | Indoor Luminaires | High-Bay | High-Bay Luminaires for Commercial and Industrial Buildings | Standard | TRUE | 22602 | 113.1 | 199.9 | 3.86 | 0.999 | 5036 | 83.37 | 10 | 150000 | 42760 | Dimmable | Continuous Below 10 | Yes |  | 4.1 | 22602 | 113.1 | 199.9 | 3.86 | 1 | 5036 | 83.37
PP4BUCMD | Delviro | Delviro | Zoom-195-3K-U- XX -XX- XX - XX - XX -CLD-X | Indoor Luminaires | High-Bay | High-Bay Luminaires for Commercial and Industrial Buildings | Standard | TRUE | 20209 | 103.4 | 195.38 | 3.8 | 0.9987 | 3081 | 83.64 | 10 | 150000 | 42760 | Dimmable | Continuous Below 10 | Yes |  | 4.1 | 20209 | 103.4 | 195.38 | 3.8 | 1 | 3081 | 83.84
PKA8FC59 | Delviro | Delviro | Zoom-70-3K-H- XX -XX- XX - XX - XX -CLD-X [347V only] | Indoor Luminaires | High-Bay | High-Bay Luminaires for Commercial and Industrial Buildings | Standard | TRUE | 9047 | 120.3 | 75.18 | 7.9 | 0.9728 | 3038 | 84.34 | 10 | 150000 | 42760 | Dimmable | Continuous Below 10 | Yes |  | 4.1 | 9047 | 120.34 | 75.18 | 7.9 | 0.97 | 3038 | 84.34
PZKWR385 | Delviro | Delviro | Zoom-195-5K-U- XX -XX- XX - XX - XX -NL-X | Indoor Luminaires | High-Bay | High-Bay Luminaires for Commercial and Industrial Buildings | Standard | FALSE | [9 empty] | 42760 | Dimmable | Continuous Below 10 | Yes |  | 4.1 | 23911 | 119.7 | 199.83 | 3.86 | 1 | 5036 | 83.37
PZPSWGR6 | Delviro | Delviro | Zoom-195-5K-H- XX -XX- XX - XX - XX -NL-X [347V only] | Indoor Luminaires | High-Bay | High-Bay Luminaires for Commercial and Industrial Buildings | Standard | FALSE | [9 empty] | 42760 | Dimmable | Continuous Below 10 | Yes |  | 4.1 | 23654.25 | 123.15 | 192.14 | 12.99 | 0.98 | 5029.46 | 83.13
PTSHW119 | Delviro | Delviro | Zoom-195-5K-H- XX -XX- XX - XX - XX -CLD-X [347V only] | Indoor Luminaires | High-Bay | High-Bay Luminaires for Commercial and Industrial Buildings | Standard | FALSE | [9 empty] | 42760 | Dimmable | Continuous Below 10 | Yes |  | 4.1 | 22359.3 | 116.38 | 192.21 | 12.99 | 0.98 | 5029.46 | 83.13
P46DPEFX | Delviro | Delviro | Zoom-150-5K-U- XX -XX- XX - XX - XX -NL-X | Indoor Luminaires | High-Bay | High-Bay Luminaires for Commercial and Industrial Buildings | Standard | FALSE | [9 empty] | 42760 | Dimmable | Continuous Below 10 | Yes |  | 4.1 | 18721.89 | 122.9 | 152.34 | 3.58 | 1 | 5013.12 | 83.44
PXVVT14J | Delviro | Delviro | Zoom-150-5K-U- XX -XX- XX - XX - XX -CLD-X | Indoor Luminaires | High-Bay | High-Bay Luminaires for Commercial and Industrial Buildings | Standard | FALSE | [9 empty] | 42760 | Dimmable | Continuous Below 10 | Yes |  | 4.1 | 18098.56 | 118.78 | 152.37 | 3.58 | 1 | 5013.12 | 83.44
PKZE54ZJ | Delviro | Delviro | Zoom-150-5K-H- XX -XX- XX - XX - XX -NL-X [347V only] | Indoor Luminaires | High-Bay | High-Bay Luminaires for Commercial and Industrial Buildings | Standard | FALSE | [9 empty] | 42760 | Dimmable | Continuous Below 10 | Yes |  | 4.1 | 18520.86 | 126.44 | 146.47 | 12.05 | 0.98 | 5006.61 | 83.2
P5TU4CQ8 | Delviro | Delviro | Zoom-150-5K-H- XX -XX- XX - XX - XX -CLD-X [347V only] | Indoor Luminaires | High-Bay | High-Bay Luminaires for Commercial and Industrial Buildings | Standard | FALSE | [9 empty] | 42760 | Dimmable | Continuous Below 10 | Yes |  | 4.1 | 17904.22 | 122.23 | 146.51 | 12.05 | 0.98 | 5006.61 | 83.2
PY14VNDG | Delviro | Delviro | Zoom-120-5K-U- XX -XX- XX - XX - XX -NL-X | Indoor Luminaires | High-Bay | High-Bay Luminaires for Commercial and Industrial Buildings | Standard | FALSE | [9 empty] | 42760 | Dimmable | Continuous Below 10 | Yes |  | 4.1 | 15405.01 | 114.7 | 120.08 | 3.66 | 1 | 4990.23 | 83.51
P4CQNVC6 | Delviro | Delviro | Zoom-120-5K-U- XX -XX- XX - XX - XX -CLD-X | Indoor Luminaires | High-Bay | High-Bay Luminaires for Commercial and Industrial Buildings | Standard | FALSE | [9 empty] | 42760 | Dimmable | Continuous Below 10 | Yes |  | 4.1 | 15405.01 | 114.7 | 120.08 | 3.66 | 1 | 4990.23 | 83.51
PPX5MGNM | Delviro | Delviro | Zoom-120-5K-H- XX -XX- XX - XX - XX -NL-X [347V only] | Indoor Luminaires | High-Bay | High-Bay Luminaires for Commercial and Industrial Buildings | Standard | FALSE | [9 empty] | 42760 | Dimmable | Continuous Below 10 | Yes |  | 4.1 | 15239.6 | 118.01 | 115.46 | 12.31 | 0.98 | 4983.75 | 83.27
PE3JQ1HG | Delviro | Delviro | Zoom-120-5K-H- XX -XX- XX - XX - XX -CLD-X [347V only] | Indoor Luminaires | High-Bay | High-Bay Luminaires for Commercial and Industrial Buildings | Standard | FALSE | [9 empty] | 42760 | Dimmable | Continuous Below 10 | Yes |  | 4.1 | 15239.6 | 118.03 | 115.46 | 12.31 | 0.98 | 4983.75 | 83.27
PYFTXZUQ | Delviro | Delviro | Zoom-90-5K-H- XX -XX- XX - XX - XX -CLD-X [347V only] | Indoor Luminaires | High-Bay | High-Bay Luminaires for Commercial and Industrial Buildings | Standard | FALSE | [9 empty] | 42760 | Dimmable | Continuous Below 10 | Yes |  | 4.1 | 11616.68 | 132.88 | 87.43 | 14.06 | 0.98 | 4972.33 | 83.43
PXSEF948 | Delviro | Delviro | Zoom-70-5K-U- XX -XX- XX - XX - XX -NL-X | Indoor Luminaires | High-Bay | High-Bay Luminaires for Commercial and Industrial Buildings | Standard | FALSE | [9 empty] | 42760 | Dimmable | Continuous Below 10 | Yes |  | 4.1 | 10709.01 | 138.14 | 77.55 | 5.42 | 1 | 4967.35 | 83.83
PXDTYMD9 | Delviro | Delviro | Zoom-70-5K-U- XX -XX- XX - XX - XX -CLD-X | Indoor Luminaires | High-Bay | High-Bay Luminaires for Commercial and Industrial Buildings | Standard | FALSE | [9 empty] | 42760 | Dimmable | Continuous Below 10 | Yes |  | 4.1 | 10122.75 | 130.82 | 77.6 | 5.42 | 1 | 4967.35 | 83.83
PYCAYSUF | Delviro | Delviro | Zoom-70-5K-H- XX -XX- XX - XX - XX -NL-X [347V only] | Indoor Luminaires | High-Bay | High-Bay Luminaires for Commercial and Industrial Buildings | Standard | FALSE | [9 empty] | 42760 | Dimmable | Continuous Below 10 | Yes |  | 4.1 | 10594.02 | 142.13 | 74.57 | 18.26 | 0.98 | 4960.9 | 83.59
PJRCJ7ZK | Delviro | Delviro | Zoom-70-5K-H- XX -XX- XX - XX - XX -CLD-X [347V only] | Indoor Luminaires | High-Bay | High-Bay Luminaires for Commercial and Industrial Buildings | Standard | FALSE | [9 empty] | 42760 | Dimmable | Continuous Below 10 | Yes |  | 4.1 | 10014.06 | 134.62 | 74.62 | 18.26 | 0.98 | 4960.9 | 83.59
PWGC51MU | Delviro | Delviro | Zoom-195-4K-U- XX -XX- XX - XX - XX -NL-X | Indoor Luminaires | High-Bay | High-Bay Luminaires for Commercial and Industrial Buildings | Standard | FALSE | [9 empty] | 42760 | Dimmable | Continuous Below 10 | Yes |  | 4.1 | 22638.1 | 114.56 | 197.61 | 3.83 | 1 | 4058.5 | 83.61
P7VYQY2Y | Delviro | Delviro | Zoom-195-4K-U- XX -XX- XX - XX - XX -CLD-X | Indoor Luminaires | High-Bay | High-Bay Luminaires for Commercial and Industrial Buildings | Standard | FALSE | [9 empty] | 42760 | Dimmable | Continuous Below 10 | Yes |  | 4.1 | 21394.53 | 108.25 | 197.64 | 3.83 | 1 | 4058.5 | 83.61
PVJU4XR4 | Delviro | Delviro | Zoom-195-4K-H- XX -XX- XX - XX - XX -NL-X [347V only] | Indoor Luminaires | High-Bay | High-Bay Luminaires for Commercial and Industrial Buildings | Standard | FALSE | [9 empty] | 42760 | Dimmable | Continuous Below 10 | Yes |  | 4.1 | 22395.02 | 117.87 | 190 | 12.89 | 0.98 | 4053.23 | 83.37
P4E9FSPW | Delviro | Delviro | Zoom-195-4K-H- XX -XX- XX - XX - XX -CLD-X [347V only] | Indoor Luminaires | High-Bay | High-Bay Luminaires for Commercial and Industrial Buildings | Standard | FALSE | [9 empty] | 42760 | Dimmable | Continuous Below 10 | Yes |  | 4.1 | 21164.8 | 111.37 | 190.03 | 12.89 | 0.98 | 4053.23 | 83.37
PRSJVD1X | Delviro | Delviro | Zoom-150-4K-U- XX -XX- XX - XX - XX -NL-X | Indoor Luminaires | High-Bay | High-Bay Luminaires for Commercial and Industrial Buildings | Standard | FALSE | [9 empty] | 42760 | Dimmable | Continuous Below 10 | Yes |  | 4.1 | 17724.73 | 117.17 | 151.28 | 3.55 | 1 | 4040.06 | 83.67
P31JZM2S | Delviro | Delviro | Zoom-150-4K-U- XX -XX- XX - XX - XX -CLD-X | Indoor Luminaires | High-Bay | High-Bay Luminaires for Commercial and Industrial Buildings | Standard | FALSE | [9 empty] | 42760 | Dimmable | Continuous Below 10 | Yes |  | 4.1 | 17134.51 | 113.25 | 151.3 | 3.55 | 1 | 4040.06 | 83.67
P1S5F1BF | Delviro | Delviro | Zoom-150-4K-H- XX -XX- XX - XX - XX -NL-X [347V only] | Indoor Luminaires | High-Bay | High-Bay Luminaires for Commercial and Industrial Buildings | Standard | FALSE | [9 empty] | 42760 | Dimmable | Continuous Below 10 | Yes |  | 4.1 | 17534.4 | 120.55 | 145.46 | 11.95 | 0.98 | 4034.81 | 83.44
PW22Z79V | Delviro | Delviro | Zoom-150-4K-H- XX -XX- XX - XX - XX -CLD-X [347V only] | Indoor Luminaires | High-Bay | High-Bay Luminaires for Commercial and Industrial Buildings | Standard | FALSE | [9 empty] | 42760 | Dimmable | Continuous Below 10 | Yes |  | 4.1 | 16950.53 | 116.52 | 145.47 | 11.95 | 0.98 | 4034.81 | 83.44
PVZQFZDT | Delviro | Delviro | Zoom-120-4K-U- XX -XX- XX - XX - XX -CLD-X | Indoor Luminaires | High-Bay | High-Bay Luminaires for Commercial and Industrial Buildings | Standard | FALSE | [9 empty] | 42760 | Dimmable | Continuous Below 10 | Yes |  | 4.1 | 13773.18 | 114.7 | 120.08 | 3.63 | 1 | 4021.62 | 83.74
PC3CD9A9 | Delviro | Delviro | Zoom-120-4K-U- XX -XX- XX - XX - XX -NL-X | Indoor Luminaires | High-Bay | High-Bay Luminaires for Commercial and Industrial Buildings | Standard | FALSE | [9 empty] | 42760 | Dimmable | Continuous Below 10 | Yes |  | 4.1 | 13773.18 | 114.7 | 120.08 | 3.63 | 1 | 4021.62 | 83.74
PWXF3UB5 | Delviro | Delviro | Zoom-120-4K-H- XX -XX- XX - XX - XX -NL-X [347V only] | Indoor Luminaires | High-Bay | High-Bay Luminaires for Commercial and Industrial Buildings | Standard | FALSE | [9 empty] | 42760 | Dimmable | Continuous Below 10 | Yes |  | 4.1 | 13625.28 | 118.01 | 115.46 | 12.21 | 0.98 | 4016.4 | 83.5
PWFQ7FS8 | Delviro | Delviro | Zoom-120-4K-H- XX -XX- XX - XX - XX -CLD-X [347V only] | Indoor Luminaires | High-Bay | High-Bay Luminaires for Commercial and Industrial Buildings | Standard | FALSE | [9 empty] | 42760 | Dimmable | Continuous Below 10 | Yes |  | 4.1 | 13625.28 | 118.01 | 115.46 | 12.21 | 0.98 | 4016.4 | 83.5
PJC18D7R | Delviro | Delviro | Zoom-90-4K-U- XX -XX- XX - XX - XX -NL-X | Indoor Luminaires | High-Bay | High-Bay Luminaires for Commercial and Industrial Buildings | Standard | FALSE | [9 empty] | 42760 | Dimmable | Continuous Below 10 | Yes |  | 4.1 | 11373.97 | 125.66 | 90.51 | 4.14 | 1 | 4012.4 | 83.9
PZNR11R5 | Delviro | Delviro | Zoom-90-4K-U- XX -XX- XX - XX - XX -CLD-X | Indoor Luminaires | High-Bay | High-Bay Luminaires for Commercial and Industrial Buildings | Standard | FALSE | [9 empty] | 42760 | Dimmable | Continuous Below 10 | Yes |  | 4.1 | 11118.59 | 122.81 | 90.53 | 4.14 | 1 | 4012.4 | 83.9
PXWRX7ZB | Delviro | Delviro | Zoom-90-4K-H- XX -XX- XX - XX - XX -NL-X [347V only] | Indoor Luminaires | High-Bay | High-Bay Luminaires for Commercial and Industrial Buildings | Standard | FALSE | [9 empty] | 42760 | Dimmable | Continuous Below 10 | Yes |  | 4.1 | 11251.84 | 129.29 | 87.03 | 13.95 | 0.98 | 4007.19 | 83.66
P5RETS91 | Delviro | Delviro | Zoom-90-4K-H- XX -XX- XX - XX - XX -CLD-X [347V only] | Indoor Luminaires | High-Bay | High-Bay Luminaires for Commercial and Industrial Buildings | Standard | FALSE | [9 empty] | 42760 | Dimmable | Continuous Below 10 | Yes |  | 4.1 | 10999.2 | 126.36 | 87.05 | 13.95 | 0.98 | 4007.19 | 83.66
P4QGC5KA | Delviro | Delviro | Zoom-70-4K-U- XX -XX- XX - XX - XX -NL-X | Indoor Luminaires | High-Bay | High-Bay Luminaires for Commercial and Industrial Buildings | Standard | FALSE | [9 empty] | 42760 | Dimmable | Continuous Below 10 | Yes |  | 4.1 | 10138.92 | 132.21 | 76.69 | 5.38 | 1 | 4003.17 | 84.06
P11VHX5V | Delviro | Delviro | Zoom-70-4K-U- XX -XX- XX - XX - XX -CLD-X | Indoor Luminaires | High-Bay | High-Bay Luminaires for Commercial and Industrial Buildings | Standard | FALSE | [9 empty] | 42760 | Dimmable | Continuous Below 10 | Yes |  | 4.1 | 9607.02 | 125.21 | 76.73 | 5.38 | 1 | 4003.17 | 84.06
PYAQTDB5 | Delviro | Delviro | Zoom-70-4K-H- XX -XX- XX - XX - XX -NL-X [347V only] | Indoor Luminaires | High-Bay | High-Bay Luminaires for Commercial and Industrial Buildings | Standard | FALSE | [9 empty] | 42760 | Dimmable | Continuous Below 10 | Yes |  | 4.1 | 10030.05 | 136.03 | 73.74 | 18.12 | 0.98 | 3997.98 | 83.82
P5KCF43V | Delviro | Delviro | Zoom-70-4K-H- XX -XX- XX - XX - XX -CLD-X [347V only] | Indoor Luminaires | High-Bay | High-Bay Luminaires for Commercial and Industrial Buildings | Standard | FALSE | [9 empty] | 42760 | Dimmable | Continuous Below 10 | Yes |  | 4.1 | 9503.87 | 128.82 | 73.77 | 18.12 | 0.98 | 3997.98 | 83.82
PXCU56BP | Delviro | Delviro | Zoom-195-35K-U- XX -XX- XX - XX - XX -NL-X | Indoor Luminaires | High-Bay | High-Bay Luminaires for Commercial and Industrial Buildings | Standard | FALSE | [9 empty] | 42760 | Dimmable | Continuous Below 10 | Yes |  | 4.1 | 22012.31 | 111.99 | 196.55 | 3.82 | 1 | 3569.75 | 83.72
P1BQBHMF | Delviro | Delviro | Zoom-195-35K-U- XX -XX- XX - XX - XX -CLD-X | Indoor Luminaires | High-Bay | High-Bay Luminaires for Commercial and Industrial Buildings | Standard | FALSE | [9 empty] | 42760 | Dimmable | Continuous Below 10 | Yes |  | 4.1 | 20807.25 | 105.83 | 196.62 | 3.82 | 1 | 3569.75 | 83.72
PDGK3NPE | Delviro | Delviro | Zoom-195-35K-H- XX -XX- XX - XX - XX -NL-X [347V only] | Indoor Luminaires | High-Bay | High-Bay Luminaires for Commercial and Industrial Buildings | Standard | FALSE | [9 empty] | 42760 | Dimmable | Continuous Below 10 | Yes |  | 4.1 | 21775.94 | 115.23 | 188.98 | 12.84 | 0.98 | 3565.12 | 83.48
PFZ6ZREC | Delviro | Delviro | Zoom-195-35K-H- XX -XX- XX - XX - XX -CLD-X [347V only] | Indoor Luminaires | High-Bay | High-Bay Luminaires for Commercial and Industrial Buildings | Standard | FALSE | [9 empty] | 42760 | Dimmable | Continuous Below 10 | Yes |  | 4.1 | 20583.83 | 108.88 | 189.05 | 12.84 | 0.98 | 3565.12 | 83.48
PZ18K9FF | Delviro | Delviro | Zoom-150-35K-U- XX -XX- XX - XX - XX -NL-X | Indoor Luminaires | High-Bay | High-Bay Luminaires for Commercial and Industrial Buildings | Standard | FALSE | [9 empty] | 42760 | Dimmable | Continuous Below 10 | Yes |  | 4.1 | 17235.25 | 114.3 | 150.79 | 3.54 | 1 | 3553.53 | 83.79
PAYWYPYB | Delviro | Delviro | Zoom-150-35K-U- XX -XX- XX - XX - XX -CLD-X | Indoor Luminaires | High-Bay | High-Bay Luminaires for Commercial and Industrial Buildings | Standard | FALSE | [9 empty] | 42760 | Dimmable | Continuous Below 10 | Yes |  | 4.1 | 16661.41 | 110.49 | 150.8 | 3.54 | 1 | 3553.53 | 83.79
PF8KN471 | Delviro | Delviro | Zoom-150-35K-H- XX -XX- XX - XX - XX -NL-X [347V only] | Indoor Luminaires | High-Bay | High-Bay Luminaires for Commercial and Industrial Buildings | Standard | FALSE | [9 empty] | 42760 | Dimmable | Continuous Below 10 | Yes |  | 4.1 | 17050.2 | 117.6 | 144.98 | 11.91 | 0.98 | 3548.92 | 83.55
PCK8WDXH | Delviro | Delviro | Zoom-150-35K-H- XX -XX- XX - XX - XX -CLD-X [347V only] | Indoor Luminaires | High-Bay | High-Bay Luminaires for Commercial and Industrial Buildings | Standard | FALSE | [9 empty] | 42760 | Dimmable | Continuous Below 10 | Yes |  | 4.1 | 16482.51 | 113.68 | 144.99 | 11.91 | 0.98 | 3548.92 | 83.55
PWCBNZYD | Delviro | Delviro | Zoom-120-35K-U- XX -XX- XX - XX - XX -CLD-X | Indoor Luminaires | High-Bay | High-Bay Luminaires for Commercial and Industrial Buildings | Standard | FALSE | [9 empty] | 42760 | Dimmable | Continuous Below 10 | Yes |  | 4.1 | 14181.75 | 114.7 | 123.64 | 3.61 | 1 | 3537.31 | 83.86
PKHV9UUD | Delviro | Delviro | Zoom-120-35K-U- XX -XX- XX - XX - XX -NL-X | Indoor Luminaires | High-Bay | High-Bay Luminaires for Commercial and Industrial Buildings | Standard | FALSE | [9 empty] | 42760 | Dimmable | Continuous Below 10 | Yes |  | 4.1 | 14181.75 | 114.7 | 123.64 | 3.61 | 1 | 3537.31 | 83.86
PCPPDQET | Delviro | Delviro | Zoom-120-35K-H- XX -XX- XX - XX - XX -CLD-X [347V only] | Indoor Luminaires | High-Bay | High-Bay Luminaires for Commercial and Industrial Buildings | Standard | FALSE | [9 empty] | 42760 | Dimmable | Continuous Below 10 | Yes |  | 4.1 | 14029.47 | 118.01 | 118.88 | 12.16 | 0.98 | 3532.72 | 83.62
P459AFWU | Delviro | Delviro | Zoom-120-35K-H- XX -XX- XX - XX - XX -NL-X [347V only] | Indoor Luminaires | High-Bay | High-Bay Luminaires for Commercial and Industrial Buildings | Standard | FALSE | [9 empty] | 42760 | Dimmable | Continuous Below 10 | Yes |  | 4.1 | 14029.47 | 118.01 | 118.88 | 12.16 | 0.98 | 3532.72 | 83.62
PYSPRBE6 | Delviro | Delviro | Zoom-90-35K-U- XX -XX- XX - XX - XX -NL-X | Indoor Luminaires | High-Bay | High-Bay Luminaires for Commercial and Industrial Buildings | Standard | FALSE | [9 empty] | 42760 | Dimmable | Continuous Below 10 | Yes |  | 4.1 | 11058.58 | 122.42 | 90.33 | 4.13 | 1 | 3529.2 | 84.02
PD7J9ZJZ | Delviro | Delviro | Zoom-90-35K-U- XX -XX- XX - XX - XX -CLD-X | Indoor Luminaires | High-Bay | High-Bay Luminaires for Commercial and Industrial Buildings | Standard | FALSE | [9 empty] | 42760 | Dimmable | Continuous Below 10 | Yes |  | 4.1 | 10810.32 | 119.66 | 90.35 | 4.13 | 1 | 3529.2 | 84.02
PE71MYA8 | Delviro | Delviro | Zoom-90-35K-H- XX -XX- XX - XX - XX -NL-X [347V only] | Indoor Luminaires | High-Bay | High-Bay Luminaires for Commercial and Industrial Buildings | Standard | FALSE | [9 empty] | 42760 | Dimmable | Continuous Below 10 | Yes |  | 4.1 | 10939.84 | 125.96 | 86.85 | 13.9 | 0.98 | 3524.62 | 83.78
P4HVEWAE | Delviro | Delviro | Zoom-90-35K-H- XX -XX- XX - XX - XX -CLD-X [347V only] | Indoor Luminaires | High-Bay | High-Bay Luminaires for Commercial and Industrial Buildings | Standard | FALSE | [9 empty] | 42760 | Dimmable | Continuous Below 10 | Yes |  | 4.1 | 10694.24 | 123.11 | 86.87 | 13.9 | 0.98 | 3524.62 | 83.78
PRXC2MYT | Delviro | Delviro | Zoom-70-35K-U- XX -XX- XX - XX - XX -NL-X | Indoor Luminaires | High-Bay | High-Bay Luminaires for Commercial and Industrial Buildings | Standard | FALSE | [9 empty] | 42760 | Dimmable | Continuous Below 10 | Yes |  | 4.1 | 9858.65 | 129.25 | 76.28 | 5.36 | 1 | 3521.09 | 84.18
PMXU1H9P | Delviro | Delviro | Zoom-70-35K-U- XX -XX- XX - XX - XX -CLD-X | Indoor Luminaires | High-Bay | High-Bay Luminaires for Commercial and Industrial Buildings | Standard | FALSE | [9 empty] | 42760 | Dimmable | Continuous Below 10 | Yes |  | 4.1 | 9318.94 | 122.4 | 76.13 | 5.36 | 1 | 3521.09 | 84.18
PXY8K455 | Delviro | Delviro | Zoom-70-35K-H- XX -XX- XX - XX - XX -NL-X [347V only] | Indoor Luminaires | High-Bay | High-Bay Luminaires for Commercial and Industrial Buildings | Standard | FALSE | [9 empty] | 42760 | Dimmable | Continuous Below 10 | Yes |  | 4.1 | 9854.29 | 130.3 | 75.63 | 7.93 | 0.97 | 3519.93 | 84.22
PF2Z2KS4 | Delviro | Delviro | Zoom-70-35K-H- XX -XX- XX - XX - XX -CLD-X [347V only] | Indoor Luminaires | High-Bay | High-Bay Luminaires for Commercial and Industrial Buildings | Standard | FALSE | [9 empty] | 42760 | Dimmable | Continuous Below 10 | Yes |  | 4.1 | 9314.82 | 123.44 | 75.46 | 7.93 | 0.97 | 3519.93 | 84.22
P1DZ29HQ | Delviro | Delviro | Zoom-195-3K-U- XX -XX- XX - XX - XX -NL-X | Indoor Luminaires | High-Bay | High-Bay Luminaires for Commercial and Industrial Buildings | Standard | FALSE | [9 empty] | 42760 | Dimmable | Continuous Below 10 | Yes |  | 4.1 | 21379.41 | 109.42 | 195.38 | 3.8 | 1 | 3081 | 83.84
PWEHVVMV | Delviro | Delviro | Zoom-195-3K-H- XX -XX- XX - XX - XX -NL-X [347V only] | Indoor Luminaires | High-Bay | High-Bay Luminaires for Commercial and Industrial Buildings | Standard | FALSE | [9 empty] | 42760 | Dimmable | Continuous Below 10 | Yes |  | 4.1 | 21149.84 | 112.58 | 187.86 | 12.79 | 0.98 | 3077 | 83.6
P15JAWV6 | Delviro | Delviro | Zoom-195-3K-H- XX -XX- XX - XX - XX -CLD-X [347V only] | Indoor Luminaires | High-Bay | High-Bay Luminaires for Commercial and Industrial Buildings | Standard | FALSE | [9 empty] | 42760 | Dimmable | Continuous Below 10 | Yes |  | 4.1 | 19992 | 106.4 | 187.86 | 12.79 | 0.98 | 3077 | 83.6
PUXC4TKK | Delviro | Delviro | Zoom-150-3K-U- XX -XX- XX - XX - XX -NL-X | Indoor Luminaires | High-Bay | High-Bay Luminaires for Commercial and Industrial Buildings | Standard | FALSE | [9 empty] | 42760 | Dimmable | Continuous Below 10 | Yes |  | 4.1 | 16739.7 | 111.44 | 150.22 | 3.52 | 1 | 3067 | 83.91
PA4P84QK | Delviro | Delviro | Zoom-150-3K-U- XX -XX- XX - XX - XX -CLD-X | Indoor Luminaires | High-Bay | High-Bay Luminaires for Commercial and Industrial Buildings | Standard | FALSE | [9 empty] | 42760 | Dimmable | Continuous Below 10 | Yes |  | 4.1 | 16182.36 | 107.73 | 150.22 | 3.52 | 1 | 3067 | 83.91
PMEHQYB7 | Delviro | Delviro | Zoom-150-3K-H- XX -XX- XX - XX - XX -NL-X [347V only] | Indoor Luminaires | High-Bay | High-Bay Luminaires for Commercial and Industrial Buildings | Standard | FALSE | [9 empty] | 42760 | Dimmable | Continuous Below 10 | Yes |  | 4.1 | 16559.97 | 114.65 | 144.44 | 11.86 | 0.98 | 3063.02 | 83.67
PPMGZB65 | Delviro | Delviro | Zoom-150-3K-H- XX -XX- XX - XX - XX -CLD-X [347V only] | Indoor Luminaires | High-Bay | High-Bay Luminaires for Commercial and Industrial Buildings | Standard | FALSE | [9 empty] | 42760 | Dimmable | Continuous Below 10 | Yes |  | 4.1 | 16008.6 | 110.83 | 144.44 | 11.86 | 0.98 | 3063.02 | 83.67
PYV9PQWE | Delviro | Delviro | Zoom-120-3K-U- XX -XX- XX - XX - XX -NL-X | Indoor Luminaires | High-Bay | High-Bay Luminaires for Commercial and Industrial Buildings | Standard | FALSE | [9 empty] | 42760 | Dimmable | Continuous Below 10 | Yes |  | 4.1 | 13774 | 114.7 | 120.08 | 3.6 | 1 | 3053 | 83.98
PG79UJTS | Delviro | Delviro | Zoom-120-3K-U- XX -XX- XX - XX - XX -CLD-X | Indoor Luminaires | High-Bay | High-Bay Luminaires for Commercial and Industrial Buildings | Standard | FALSE | [9 empty] | 42760 | Dimmable | Continuous Below 10 | Yes |  | 4.1 | 13774 | 114.7 | 120.08 | 3.6 | 1 | 3053 | 83.98
PNZUT6X7 | Delviro | Delviro | Zoom-120-3K-H- XX -XX- XX - XX - XX -NL-X [347V only] | Indoor Luminaires | High-Bay | High-Bay Luminaires for Commercial and Industrial Buildings | Standard | FALSE | [9 empty] | 42760 | Dimmable | Continuous Below 10 | Yes |  | 4.1 | 13626.1 | 118.02 | 115.46 | 12.12 | 0.98 | 3049.04 | 83.74
PFHJ571T | Delviro | Delviro | Zoom-120-3K-H- XX -XX- XX - XX - XX -CLD-X [347V only] | Indoor Luminaires | High-Bay | High-Bay Luminaires for Commercial and Industrial Buildings | Standard | FALSE | [9 empty] | 42760 | Dimmable | Continuous Below 10 | Yes |  | 4.1 | 13626.1 | 118.02 | 115.46 | 12.12 | 0.98 | 3049.04 | 83.74
PZFJKTN2 | Delviro | Delviro | Zoom-90-3K-U- XX -XX- XX - XX - XX -NL-X | Indoor Luminaires | High-Bay | High-Bay Luminaires for Commercial and Industrial Buildings | Standard | FALSE | [9 empty] | 42760 | Dimmable | Continuous Below 10 | Yes |  | 4.1 | 10740.63 | 119.19 | 90.12 | 4.11 | 1 | 3046 | 84.14
P82BQ551 | Delviro | Delviro | Zoom-90-3K-U- XX -XX- XX - XX - XX -CLD-X | Indoor Luminaires | High-Bay | High-Bay Luminaires for Commercial and Industrial Buildings | Standard | FALSE | [9 empty] | 42760 | Dimmable | Continuous Below 10 | Yes |  | 4.1 | 10499.5 | 116.5 | 90.13 | 4.11 | 1 | 3046 | 84.14
P7ZE7MWF | Delviro | Delviro | Zoom-90-3K-H- XX -XX- XX - XX - XX -NL-X [347V only] | Indoor Luminaires | High-Bay | High-Bay Luminaires for Commercial and Industrial Buildings | Standard | FALSE | [9 empty] | 42760 | Dimmable | Continuous Below 10 | Yes |  | 4.1 | 10625.3 | 122.63 | 86.65 | 13.84 | 0.98 | 3042.05 | 83.9
P63BFKMQ | Delviro | Delviro | Zoom-90-3K-H- XX -XX- XX - XX - XX -CLD-X [347V only] | Indoor Luminaires | High-Bay | High-Bay Luminaires for Commercial and Industrial Buildings | Standard | FALSE | [9 empty] | 42760 | Dimmable | Continuous Below 10 | Yes |  | 4.1 | 10386.76 | 119.86 | 86.66 | 13.84 | 0.98 | 3042.05 | 83.9
PVXHATF4 | Delviro | Delviro | Zoom-70-3K-U- XX -XX- XX - XX - XX -NL-X | Indoor Luminaires | High-Bay | High-Bay Luminaires for Commercial and Industrial Buildings | Standard | FALSE | [9 empty] | 42760 | Dimmable | Continuous Below 10 | Yes |  | 4.1 | 9575.19 | 126.28 | 75.82 | 5.34 | 1 | 3039 | 84.3
PJVEEHX8 | Delviro | Delviro | Zoom-70-3K-U- XX -XX- XX - XX - XX -CLD-X | Indoor Luminaires | High-Bay | High-Bay Luminaires for Commercial and Industrial Buildings | Standard | FALSE | [9 empty] | 42760 | Dimmable | Continuous Below 10 | Yes |  | 4.1 | 9051 | 119.6 | 75.85 | 5.34 | 1 | 3039 | 84.3
PFZRKT12 | Delviro | Delviro | Zoom-70-3K-H- XX -XX- XX - XX - XX -NL-X [347V only] | Indoor Luminaires | High-Bay | High-Bay Luminaires for Commercial and Industrial Buildings | Standard | FALSE | [9 empty] | 42760 | Dimmable | Continuous Below 10 | Yes |  | 4.1 | 9570.96 | 127.31 | 75.18 | 7.9 | 0.97 | 3038 | 84.34
PUE8ZCX7 | Shenzhen FYT LED Co. Ltd | FYT LED | T10B-180W-4000K-V | Indoor Luminaires | High-Bay | High-Bay Luminaires for Commercial and Industrial Buildings | Premium | TRUE | 25730.2 | 144.51 | 178.1 | 12 | 0.921 | 4141 | 83 | 5 | 50000 | 42759 | Not Dimmable | Not Dimmable | No |  | 4.1 | 25000 | 140 | 180 | 20 | 0.9 | 4000 | 80
PM3N569T | Shenzhen FYT LED Co. Ltd | FYT LED | T10B-180W-5000K-V | Indoor Luminaires | High-Bay | High-Bay Luminaires for Commercial and Industrial Buildings | Premium | FALSE | [9 empty] | 42759 | Not Dimmable | Not Dimmable | No |  | 4.1 | 25500 | 145 | 180 | 20 | 0.9 | 5000 | 80
PE57XBR6 | Shenzhen FYT LED Co. Ltd | FYT LED | T10B-180W-4500K-V | Indoor Luminaires | High-Bay | High-Bay Luminaires for Commercial and Industrial Buildings | Premium | FALSE | [9 empty] | 42759 | Not Dimmable | Not Dimmable | No |  | 4.1 | 25250 | 142 | 180 | 20 | 0.9 | 4500 | 80
PRB1FW6A | Shenzhen Betop Electronics CoLtd | Bitco | BT-PHV150W-168L(4000K) | Indoor Luminaires | High-Bay | High-Bay Luminaires for Commercial and Industrial Buildings | Standard | TRUE | 18786 | 126.42 | 148.6 | 9.48 | 0.9674 | 3966 | 85 | 5 | 50000 | 42759 | Dimmable | Continuous Above 10 | No |  | 4.1 | 18786 | 126.42 | 148.6 | 9.48 | 0.97 | 4000 | 85
PKUYN4YB | Shenzhen Betop Electronics CoLtd | Bitco | BT-PHV150W-266L(4000K) | Indoor Luminaires | High-Bay | High-Bay Luminaires for Commercial and Industrial Buildings | Premium | TRUE | 20251 | 136.74 | 148.1 | 14.04 | 0.9635 | 3941 | 85.2 | 5 | 50000 | 42759 | Dimmable | Continuous Above 10 | No |  | 4.1 | 20396 | 137.72 | 148.1 | 14.04 | 0.96 | 4000 | 85.2
P6EGS3PE | Shenzhen Betop Electronics CoLtd | Bitco | BT-PHV100W-175L(4000K) | Indoor Luminaires | High-Bay | High-Bay Luminaires for Commercial and Industrial Buildings | Premium | TRUE | 13796 | 136.32 | 101.2 | 10.05 | 0.9367 | 3955 | 85.2 | 5 | 50000 | 42759 | Dimmable | Continuous Above 10 | No |  | 4.1 | 13796 | 136.32 | 101.2 | 10.05 | 0.94 | 4000 | 85.2
P6MS9CX4 | Shenzhen Betop Electronics CoLtd | Bitco | BT-PHV100W-112L(4000K) | Indoor Luminaires | High-Bay | High-Bay Luminaires for Commercial and Industrial Buildings | Standard | TRUE | 13014 | 126.47 | 102.9 | 10.26 | 0.9325 | 3975 | 84.9 | 5 | 50000 | 42759 | Dimmable | Continuous Above 10 | No |  | 4.1 | 13061 | 127.3 | 102.6 | 10.26 | 0.93 | 4000 | 84.9
PGGCRHEZ | Shenzhen Betop Electronics CoLtd | Bitco | BT-PHV100W-112L(5700K) | Indoor Luminaires | High-Bay | High-Bay Luminaires for Commercial and Industrial Buildings | Standard | FALSE | [9 empty] | 42759 | Dimmable | Continuous Above 10 | No |  | 4.1 | 13234 | 130.51 | 101.4 | 10.01 | 0.93 | 5700 | 84.6
PFJSJJYG | Shenzhen Betop Electronics CoLtd | Bitco | BT-PHV150W-168L(5700K) | Indoor Luminaires | High-Bay | High-Bay Luminaires for Commercial and Industrial Buildings | Standard | FALSE | [9 empty] | 42759 | Dimmable | Continuous Above 10 | No |  | 4.1 | 19220 | 128.91 | 149.1 | 9.85 | 0.97 | 5700 | 84.5
PFGQZJ3X | Shenzhen Betop Electronics CoLtd | Bitco | BT-PHV100W-175L(5700K) | Indoor Luminaires | High-Bay | High-Bay Luminaires for Commercial and Industrial Buildings | Premium | FALSE | [9 empty] | 42759 | Dimmable | Continuous Above 10 | No |  | 4.1 | 14334 | 141.08 | 101.6 | 9.73 | 0.94 | 5700 | 84.5
PCSKGTEP | Shenzhen Betop Electronics CoLtd | Bitco | BT-PHV150W-266L(5700K) | Indoor Luminaires | High-Bay | High-Bay Luminaires for Commercial and Industrial Buildings | Premium | FALSE | [9 empty] | 42759 | Dimmable | Continuous Above 10 | No |  | 4.1 | 21160 | 142.11 | 148.9 | 14.23 | 0.96 | 5700 | 84.5
P92RQ5MQ | Shenzhen Betop Electronics CoLtd | Bitco | BT-PHV100W-175L(5000K) | Indoor Luminaires | High-Bay | High-Bay Luminaires for Commercial and Industrial Buildings | Premium | FALSE | [9 empty] | 42759 | Dimmable | Continuous Above 10 | No |  | 4.1 | 14240 | 139.61 | 102 | 9.66 | 0.94 | 5000 | 83.6
PGCACHFD | Shenzhen Betop Electronics CoLtd | Bitco | BT-PHV100W-112L(5000K) | Indoor Luminaires | High-Bay | High-Bay Luminaires for Commercial and Industrial Buildings | Standard | FALSE | [9 empty] | 42759 | Dimmable | Continuous Above 10 | No |  | 4.1 | 13121 | 129.02 | 101.7 | 10.16 | 0.93 | 5000 | 83.5
PW5YTC99 | Shenzhen Betop Electronics CoLtd | Bitco | BT-PHV150W-168L(5000K) | Indoor Luminaires | High-Bay | High-Bay Luminaires for Commercial and Industrial Buildings | Standard | FALSE | [9 empty] | 42759 | Dimmable | Continuous Above 10 | No |  | 4.1 | 19060 | 127.58 | 149.4 | 9.91 | 0.97 | 5000 | 83.2
PAX19NBR | Shenzhen Betop Electronics CoLtd | Bitco | BT-PHV150W-266L(5000K) | Indoor Luminaires | High-Bay | High-Bay Luminaires for Commercial and Industrial Buildings | Premium | FALSE | [9 empty] | 42759 | Dimmable | Continuous Above 10 | No |  | 4.1 | 20864 | 139.84 | 149.2 | 13.99 | 0.96 | 5000 | 83.2
PUPQXHHM | Enduralite International Inc | Enduralite | HBHVLW532 | Indoor Luminaires | High-Bay | Low-Bay Luminaires for Commercial and Industrial Buildings | Standard | TRUE | 5403.3 | 118.82 | 45.48 | 14.65 | 0.8765 | 4759 | 71.4 | 5 | 50000 | 42759 | Dimmable | Continuous Below 10 | No |  | 4.1 | 5500 | 108 | 51 | 14 | 0.9 | 5000 | 70
P4J4UHR7 | Neptun Light Inc. | Neptun Light Inc. | LED-55600-UNV-0-10VDIM-850 | Indoor Luminaires | High-Bay | High-Bay Luminaires for Commercial and Industrial Buildings | Standard | TRUE | 62938 | 104.6 | 601.6 | 9.6 | 0.955 | 5233 | 84.2 | 5 | 50000 | 42759 | Dimmable | Continuous Below 10 | No |  | 4.1 | 62938 | 104.6 | 601.6 | 5.25 | 1 | 5233 | 84.2
PDDZRN6U | Litetronics International | LITETRONICS | HB125[BW]240DL | Indoor Luminaires | High-Bay | High-Bay Luminaires for Commercial and Industrial Buildings | Standard | TRUE | 13959 | 105.8 | 131.9 | 14.45 | 0.932 | 4140 | 84.1 | 5 | 50000 | 42759 | Dimmable | Continuous Below 10 | Yes |  | 4 | 14628 | 111.3 | 131.4 | 7.02 | 0.99 | 4140 | 84.1
PK4R7AV6 | Litetronics International | LITETRONICS | HB125[BW]250DL | Indoor Luminaires | High-Bay | High-Bay Luminaires for Commercial and Industrial Buildings | Standard | TRUE | 13442 | 106.3 | 126.5 | 15.31 | 0.927 | 5374 | 86 | 5 | 50000 | 42759 | Dimmable | Continuous Below 10 | Yes |  | 4 | 14118 | 111.6 | 126.5 | 7.41 | 0.99 | 5374 | 86
P3RYDY3B | Litetronics International | LITETRONICS | HB185[BW]240DL | Indoor Luminaires | High-Bay | High-Bay Luminaires for Commercial and Industrial Buildings | Standard | TRUE | 19854 | 106.2 | 186.9 | 18.93 | 0.906 | 4158 | 84.3 | 5 | 50000 | 42759 | Dimmable | Continuous Below 10 | Yes |  | 4 | 20694 | 110.8 | 186.7 | 7.93 | 0.99 | 4158 | 84.3
PWHVKXNC | Litetronics International | LITETRONICS | HB185[BW]250DL | Indoor Luminaires | High-Bay | High-Bay Luminaires for Commercial and Industrial Buildings | Standard | TRUE | 19032 | 104.1 | 182.8 | 17.97 | 0.906 | 5374 | 85.9 | 5 | 50000 | 42759 | Dimmable | Continuous Below 10 | Yes |  | 4 | 19987 | 109.3 | 182.8 | 7.14 | 0.99 | 5374 | 85.9
P9D7VQYP | Neptun Light Inc. | Neptun Light Inc. | LED-55600-UNV-850 | Indoor Luminaires | High-Bay | High-Bay Luminaires for Commercial and Industrial Buildings | Standard | FALSE | [9 empty] | 42759 | Not Dimmable | Not Dimmable | No |  | 4.1 | 62938 | 104.6 | 601.6 | 5.25 | 1 | 5233 | 84.2
P3M86CBX | Acuity Brands Lighting | Lithonia Lighting | JHBL 45000LM GL ND [All Voltages] GZ10 50K 70CRI [All Options Excluding WGX] | Indoor Luminaires | High-Bay | High-Bay Luminaires for Commercial and Industrial Buildings | Standard | TRUE | 47424 | 120.15 | 394.7 | 13.9 | 0.96 | 5031 | 73.98 | 5 | 100000 | 42759 | Dimmable | Continuous Below 10 | Yes |  | 4.1 | 46604.73 | 117.39 | 397 | 3.74 | 0.98 | 5000 | 70
P86KZBRN | Acuity Brands Lighting | Lithonia Lighting | JHBL 45000LM GL ND [All Voltages] GZ10 35K 80CRI [All Options Excluding WGX] | Indoor Luminaires | High-Bay | High-Bay Luminaires for Commercial and Industrial Buildings | Standard | TRUE | 41007 | 103.76 | 395.2 | 13.9 | 0.96 | 3495 | 82.27 | 5 | 100000 | 42759 | Dimmable | Continuous Below 10 | Yes |  | 4.1 | 40525.85 | 102.08 | 397 | 3.74 | 0.98 | 3500 | 80
PBR1UUUY | Acuity Brands Lighting | Lithonia Lighting | JHBL 12000LM GL ND [All Voltages] GZ10 35K 80CRI [All Options Excluding WGX] | Indoor Luminaires | High-Bay | High-Bay Luminaires for Commercial and Industrial Buildings | Standard | TRUE | 10915 | 107.64 | 101.4 | 12.29 | 0.94 | 3494 | 81.94 | 5 | 100000 | 42759 | Dimmable | Continuous Below 10 | Yes |  | 4.1 | 10670.77 | 106.71 | 100 | 7.6 | 0.99 | 3500 | 80
PMA7QFJA | Acuity Brands Lighting | Lithonia Lighting | JHBL 35000LM ACL ND [All Voltages] GZ10 50K 80CRI [All Options Excluding WGX] | Indoor Luminaires | High-Bay | High-Bay Luminaires for Commercial and Industrial Buildings | Standard | FALSE | [9 empty] | 42759 | Dimmable | Continuous Below 10 | Yes |  | 4.1 | 30581.52 | 107.3 | 285 | 7.6 | 0.99 | 5000 | 80
P5K7HYVC | Acuity Brands Lighting | Lithonia Lighting | JHBL 35000LM ACL WD [All Voltages] GZ10 50K 80CRI [All Options Excluding WGX] | Indoor Luminaires | High-Bay | High-Bay Luminaires for Commercial and Industrial Buildings | Standard | FALSE | [9 empty] | 42759 | Dimmable | Continuous Below 10 | Yes |  | 4.1 | 30548.57 | 107.19 | 285 | 7.6 | 0.99 | 5000 | 80
P1CHNQ38 | Acuity Brands Lighting | Lithonia Lighting | JHBL 35000LM GL WD [All Voltages] GZ10 50K 80CRI [All Options Excluding WGX] | Indoor Luminaires | High-Bay | High-Bay Luminaires for Commercial and Industrial Buildings | Standard | FALSE | [9 empty] | 42759 | Dimmable | Continuous Below 10 | Yes |  | 4.1 | 30250.74 | 106.14 | 285 | 7.6 | 0.99 | 5000 | 80
PPF6GKSV | Acuity Brands Lighting | Lithonia Lighting | JHBL 35000LM GL ND [All Voltages] GZ10 50K 80CRI [All Options Excluding WGX] | Indoor Luminaires | High-Bay | High-Bay Luminaires for Commercial and Industrial Buildings | Standard | FALSE | [9 empty] | 42759 | Dimmable | Continuous Below 10 | Yes |  | 4.1 | 30089.02 | 105.58 | 285 | 7.6 | 0.99 | 5000 | 80
PNDNWF24 | Acuity Brands Lighting | Lithonia Lighting | JHBL 30000LM ACL ND [All Voltages] GZ10 50K 80CRI [All Options Excluding WGX] | Indoor Luminaires | High-Bay | High-Bay Luminaires for Commercial and Industrial Buildings | Standard | FALSE | [9 empty] | 42759 | Dimmable | Continuous Below 10 | Yes |  | 4.1 | 26931.14 | 107.3 | 251 | 7.6 | 0.99 | 5000 | 80
PYKWCGWY | Acuity Brands Lighting | Lithonia Lighting | JHBL 30000LM ACL WD [All Voltages] GZ10 50K 80CRI [All Options Excluding WGX] | Indoor Luminaires | High-Bay | High-Bay Luminaires for Commercial and Industrial Buildings | Standard | FALSE | [9 empty] | 42759 | Dimmable | Continuous Below 10 | Yes |  | 4.1 | 26902.12 | 107.18 | 251 | 7.6 | 0.99 | 5000 | 80
PGQTPX64 | Acuity Brands Lighting | Lithonia Lighting | JHBL 30000LM GL WD [All Voltages] GZ10 50K 80CRI [All Options Excluding WGX] | Indoor Luminaires | High-Bay | High-Bay Luminaires for Commercial and Industrial Buildings | Standard | FALSE | [9 empty] | 42759 | Dimmable | Continuous Below 10 | Yes |  | 4.1 | 26639.84 | 106.13 | 251 | 7.6 | 0.99 | 5000 | 80
P7KG3CVZ | Acuity Brands Lighting | Lithonia Lighting | JHBL 30000LM GL ND [All Voltages] GZ10 50K 80CRI [All Options Excluding WGX] | Indoor Luminaires | High-Bay | High-Bay Luminaires for Commercial and Industrial Buildings | Standard | FALSE | [9 empty] | 42759 | Dimmable | Continuous Below 10 | Yes |  | 4.1 | 26497.43 | 105.57 | 251 | 7.6 | 0.99 | 5000 | 80
PBBYP8PP | Acuity Brands Lighting | Lithonia Lighting | JHBL 18000LM ACL ND [All Voltages] GZ10 50K 80CRI [All Options Excluding WGX] | Indoor Luminaires | High-Bay | High-Bay Luminaires for Commercial and Industrial Buildings | Standard | FALSE | [9 empty] | 42759 | Dimmable | Continuous Below 10 | Yes |  | 4.1 | 16622.77 | 108.65 | 153 | 7.6 | 0.99 | 5000 | 80
P5W7USRV | Acuity Brands Lighting | Lithonia Lighting | JHBL 18000LM ACL WD [All Voltages] GZ10 50K 80CRI [All Options Excluding WGX] | Indoor Luminaires | High-Bay | High-Bay Luminaires for Commercial and Industrial Buildings | Standard | FALSE | [9 empty] | 42759 | Dimmable | Continuous Below 10 | Yes |  | 4.1 | 16604.86 | 108.53 | 153 | 7.6 | 0.99 | 5000 | 80
P6HAASX3 | Acuity Brands Lighting | Lithonia Lighting | JHBL 12000LM ACL ND [All Voltages] GZ10 50K 80CRI [All Options Excluding WGX] | Indoor Luminaires | High-Bay | High-Bay Luminaires for Commercial and Industrial Buildings | Standard | FALSE | [9 empty] | 42759 | Dimmable | Continuous Below 10 | Yes |  | 4.1 | 10845.42 | 108.45 | 100 | 7.6 | 0.99 | 5000 | 80
P64FWC7X | Acuity Brands Lighting | Lithonia Lighting | JHBL 12000LM ACL WD [All Voltages] GZ10 50K 80CRI [All Options Excluding WGX] | Indoor Luminaires | High-Bay | High-Bay Luminaires for Commercial and Industrial Buildings | Standard | FALSE | [9 empty] | 42759 | Dimmable | Continuous Below 10 | Yes |  | 4.1 | 10833.74 | 108.34 | 100 | 7.6 | 0.99 | 5000 | 80
PE5HHYQG | Acuity Brands Lighting | Lithonia Lighting | JHBL 40000LM ACL ND [All Voltages] GZ10 50K 80CRI [All Options Excluding WGX] | Indoor Luminaires | High-Bay | High-Bay Luminaires for Commercial and Industrial Buildings | Standard | FALSE | [9 empty] | 42759 | Dimmable | Continuous Below 10 | Yes |  | 4.1 | 35951.8 | 104.51 | 344 | 3.74 | 0.98 | 5000 | 80
PXUNSVSV | Acuity Brands Lighting | Lithonia Lighting | JHBL 40000LM ACL WD [All Voltages] GZ10 50K 80CRI [All Options Excluding WGX] | Indoor Luminaires | High-Bay | High-Bay Luminaires for Commercial and Industrial Buildings | Standard | FALSE | [9 empty] | 42759 | Dimmable | Continuous Below 10 | Yes |  | 4.1 | 35913.07 | 104.4 | 344 | 3.74 | 0.98 | 5000 | 80
PXWAWW4Z | Acuity Brands Lighting | Lithonia Lighting | JHBL 40000LM GL WD [All Voltages] GZ10 50K 80CRI [All Options Excluding WGX] | Indoor Luminaires | High-Bay | High-Bay Luminaires for Commercial and Industrial Buildings | Standard | FALSE | [9 empty] | 42759 | Dimmable | Continuous Below 10 | Yes |  | 4.1 | 35562.93 | 103.38 | 344 | 3.74 | 0.98 | 5000 | 80
PN64YYS3 | Acuity Brands Lighting | Lithonia Lighting | JHBL 40000LM GL ND [All Voltages] GZ10 50K 80CRI [All Options Excluding WGX] | Indoor Luminaires | High-Bay | High-Bay Luminaires for Commercial and Industrial Buildings | Standard | FALSE | [9 empty] | 42759 | Dimmable | Continuous Below 10 | Yes |  | 4.1 | 35372.82 | 102.83 | 344 | 3.74 | 0.98 | 5000 | 80
P9BCXDU7 | Acuity Brands Lighting | Lithonia Lighting | JHBL 24000LM ACL ND [All Voltages] GZ10 50K 80CRI [All Options Excluding WGX] | Indoor Luminaires | High-Bay | High-Bay Luminaires for Commercial and Industrial Buildings | Standard | FALSE | [9 empty] | 42759 | Dimmable | Continuous Below 10 | Yes |  | 4.1 | 21355.74 | 108.4 | 197 | 3.74 | 0.98 | 5000 | 80
PZNSGNPH | Acuity Brands Lighting | Lithonia Lighting | JHBL 24000LM ACL WD [All Voltages] GZ10 50K 80CRI [All Options Excluding WGX] | Indoor Luminaires | High-Bay | High-Bay Luminaires for Commercial and Industrial Buildings | Standard | FALSE | [9 empty] | 42759 | Dimmable | Continuous Below 10 | Yes |  | 4.1 | 21332.73 | 108.29 | 197 | 3.74 | 0.98 | 5000 | 80
PHJB1HVF | Acuity Brands Lighting | Lithonia Lighting | JHBL 35000LM ACL ND [All Voltages] GZ10 50K 70CRI [All Options Excluding WGX] | Indoor Luminaires | High-Bay | High-Bay Luminaires for Commercial and Industrial Buildings | Standard | FALSE | [9 empty] | 42759 | Dimmable | Continuous Below 10 | Yes |  | 4.1 | 35168.75 | 123.4 | 285 | 7.6 | 0.99 | 5000 | 70
PH74UZZU | Acuity Brands Lighting | Lithonia Lighting | JHBL 35000LM ACL WD [All Voltages] GZ10 50K 70CRI [All Options Excluding WGX] | Indoor Luminaires | High-Bay | High-Bay Luminaires for Commercial and Industrial Buildings | Standard | FALSE | [9 empty] | 42759 | Dimmable | Continuous Below 10 | Yes |  | 4.1 | 35130.85 | 123.27 | 285 | 7.6 | 0.99 | 5000 | 70
P9NFHXNE | Acuity Brands Lighting | Lithonia Lighting | JHBL 35000LM GL WD [All Voltages] GZ10 50K 70CRI [All Options Excluding WGX] | Indoor Luminaires | High-Bay | High-Bay Luminaires for Commercial and Industrial Buildings | Standard | FALSE | [9 empty] | 42759 | Dimmable | Continuous Below 10 | Yes |  | 4.1 | 34788.35 | 122.06 | 285 | 7.6 | 0.99 | 5000 | 70
PDZ8J9KT | Acuity Brands Lighting | Lithonia Lighting | JHBL 35000LM GL ND [All Voltages] GZ10 50K 70CRI [All Options Excluding WGX] | Indoor Luminaires | High-Bay | High-Bay Luminaires for Commercial and Industrial Buildings | Standard | FALSE | [9 empty] | 42759 | Dimmable | Continuous Below 10 | Yes |  | 4.1 | 34602.38 | 121.41 | 285 | 7.6 | 0.99 | 5000 | 70
PAT1Z82S | Acuity Brands Lighting | Lithonia Lighting | JHBL 30000LM ACL ND [All Voltages] GZ10 50K 70CRI [All Options Excluding WGX] | Indoor Luminaires | High-Bay | High-Bay Luminaires for Commercial and Industrial Buildings | Standard | FALSE | [9 empty] | 42759 | Dimmable | Continuous Below 10 | Yes |  | 4.1 | 30970.81 | 123.39 | 251 | 7.6 | 0.99 | 5000 | 70
PK6B91GH | Acuity Brands Lighting | Lithonia Lighting | JHBL 30000LM ACL WD [All Voltages] GZ10 50K 70CRI [All Options Excluding WGX] | Indoor Luminaires | High-Bay | High-Bay Luminaires for Commercial and Industrial Buildings | Standard | FALSE | [9 empty] | 42759 | Dimmable | Continuous Below 10 | Yes |  | 4.1 | 30937.44 | 123.26 | 251 | 7.6 | 0.99 | 5000 | 70
PXQJ55NK | Acuity Brands Lighting | Lithonia Lighting | JHBL 30000LM GL WD [All Voltages] GZ10 50K 70CRI [All Options Excluding WGX] | Indoor Luminaires | High-Bay | High-Bay Luminaires for Commercial and Industrial Buildings | Standard | FALSE | [9 empty] | 42759 | Dimmable | Continuous Below 10 | Yes |  | 4.1 | 30635.82 | 122.06 | 251 | 7.6 | 0.99 | 5000 | 70
PGG1CEEK | Acuity Brands Lighting | Lithonia Lighting | JHBL 30000LM GL ND [All Voltages] GZ10 50K 70CRI [All Options Excluding WGX] | Indoor Luminaires | High-Bay | High-Bay Luminaires for Commercial and Industrial Buildings | Standard | FALSE | [9 empty] | 42759 | Dimmable | Continuous Below 10 | Yes |  | 4.1 | 30472.04 | 121.4 | 251 | 7.6 | 0.99 | 5000 | 70
P1W7KHRZ | Acuity Brands Lighting | Lithonia Lighting | JHBL 18000LM ACL ND [All Voltages] GZ10 50K 70CRI [All Options Excluding WGX] | Indoor Luminaires | High-Bay | High-Bay Luminaires for Commercial and Industrial Buildings | Standard | FALSE | [9 empty] | 42759 | Dimmable | Continuous Below 10 | Yes |  | 4.1 | 19116.19 | 124.94 | 153 | 7.6 | 0.99 | 5000 | 70
PQRTEWPG | Acuity Brands Lighting | Lithonia Lighting | JHBL 18000LM ACL WD [All Voltages] GZ10 50K 70CRI [All Options Excluding WGX] | Indoor Luminaires | High-Bay | High-Bay Luminaires for Commercial and Industrial Buildings | Standard | FALSE | [9 empty] | 42759 | Dimmable | Continuous Below 10 | Yes |  | 4.1 | 19095.59 | 124.81 | 153 | 7.6 | 0.99 | 5000 | 70
PZ3G3XKX | Acuity Brands Lighting | Lithonia Lighting | JHBL 12000LM ACL ND [All Voltages] GZ10 50K 70CRI [All Options Excluding WGX] | Indoor Luminaires | High-Bay | High-Bay Luminaires for Commercial and Industrial Buildings | Standard | FALSE | [9 empty] | 42759 | Dimmable | Continuous Below 10 | Yes |  | 4.1 | 12472.24 | 124.72 | 100 | 7.6 | 0.99 | 5000 | 70
PMAGZRXZ | Acuity Brands Lighting | Lithonia Lighting | JHBL 12000LM ACL WD [All Voltages] GZ10 50K 70CRI [All Options Excluding WGX] | Indoor Luminaires | High-Bay | High-Bay Luminaires for Commercial and Industrial Buildings | Standard | FALSE | [9 empty] | 42759 | Dimmable | Continuous Below 10 | Yes |  | 4.1 | 12458.8 | 124.59 | 100 | 7.6 | 0.99 | 5000 | 70
PWXDM72H | Acuity Brands Lighting | Lithonia Lighting | JHBL 45000LM ACL ND [All Voltages] GZ10 50K 70CRI [All Options Excluding WGX] | Indoor Luminaires | High-Bay | High-Bay Luminaires for Commercial and Industrial Buildings | Standard | FALSE | [9 empty] | 42759 | Dimmable | Continuous Below 10 | Yes |  | 4.1 | 46107.31 | 116.14 | 397 | 3.74 | 0.98 | 5000 | 70
PZ53NBZF | Acuity Brands Lighting | Lithonia Lighting | JHBL 45000LM ACL WD [All Voltages] GZ10 50K 70CRI [All Options Excluding WGX] | Indoor Luminaires | High-Bay | High-Bay Luminaires for Commercial and Industrial Buildings | Standard | FALSE | [9 empty] | 42759 | Dimmable | Continuous Below 10 | Yes |  | 4.1 | 46057.63 | 116.01 | 397 | 3.74 | 0.98 | 5000 | 70
PTBZBMQH | Acuity Brands Lighting | Lithonia Lighting | JHBL 45000LM GL WD [All Voltages] GZ10 50K 70CRI [All Options Excluding WGX] | Indoor Luminaires | High-Bay | High-Bay Luminaires for Commercial and Industrial Buildings | Standard | FALSE | [9 empty] | 42759 | Dimmable | Continuous Below 10 | Yes |  | 4.1 | 45608.6 | 114.88 | 397 | 3.74 | 0.98 | 5000 | 70
PM41BUVU | Acuity Brands Lighting | Lithonia Lighting | JHBL 40000LM ACL ND [All Voltages] GZ10 50K 70CRI [All Options Excluding WGX] | Indoor Luminaires | High-Bay | High-Bay Luminaires for Commercial and Industrial Buildings | Standard | FALSE | [9 empty] | 42759 | Dimmable | Continuous Below 10 | Yes |  | 4.1 | 41344.57 | 120.19 | 344 | 3.74 | 0.98 | 5000 | 70
PSARWW83 | Acuity Brands Lighting | Lithonia Lighting | JHBL 40000LM ACL WD [All Voltages] GZ10 50K 70CRI [All Options Excluding WGX] | Indoor Luminaires | High-Bay | High-Bay Luminaires for Commercial and Industrial Buildings | Standard | FALSE | [9 empty] | 42759 | Dimmable | Continuous Below 10 | Yes |  | 4.1 | 41300.03 | 120.06 | 344 | 3.74 | 0.98 | 5000 | 70
PZAF72RU | Acuity Brands Lighting | Lithonia Lighting | JHBL 40000LM GL WD [All Voltages] GZ10 50K 70CRI [All Options Excluding WGX] | Indoor Luminaires | High-Bay | High-Bay Luminaires for Commercial and Industrial Buildings | Standard | FALSE | [9 empty] | 42759 | Dimmable | Continuous Below 10 | Yes |  | 4.1 | 40897.37 | 118.89 | 344 | 3.74 | 0.98 | 5000 | 70
PXK6QR5F | Acuity Brands Lighting | Lithonia Lighting | JHBL 40000LM GL ND [All Voltages] GZ10 50K 70CRI [All Options Excluding WGX] | Indoor Luminaires | High-Bay | High-Bay Luminaires for Commercial and Industrial Buildings | Standard | FALSE | [9 empty] | 42759 | Dimmable | Continuous Below 10 | Yes |  | 4.1 | 40678.74 | 118.25 | 344 | 3.74 | 0.98 | 5000 | 70
P7JF8BW3 | Acuity Brands Lighting | Lithonia Lighting | JHBL 24000LM ACL ND [All Voltages] GZ10 50K 70CRI [All Options Excluding WGX] | Indoor Luminaires | High-Bay | High-Bay Luminaires for Commercial and Industrial Buildings | Standard | FALSE | [9 empty] | 42759 | Dimmable | Continuous Below 10 | Yes |  | 4.1 | 24559.1 | 124.67 | 197 | 3.74 | 0.98 | 5000 | 70
PS4Y4AW9 | Acuity Brands Lighting | Lithonia Lighting | JHBL 24000LM ACL WD [All Voltages] GZ10 50K 70CRI [All Options Excluding WGX] | Indoor Luminaires | High-Bay | High-Bay Luminaires for Commercial and Industrial Buildings | Standard | FALSE | [9 empty] | 42759 | Dimmable | Continuous Below 10 | Yes |  | 4.1 | 24532.64 | 124.53 | 197 | 3.74 | 0.98 | 5000 | 70
PV2QMKAV | Acuity Brands Lighting | Lithonia Lighting | JHBL 35000LM ACL ND [All Voltages] GZ10 40K 80CRI [All Options Excluding WGX] | Indoor Luminaires | High-Bay | High-Bay Luminaires for Commercial and Industrial Buildings | Standard | FALSE | [9 empty] | 42759 | Dimmable | Continuous Below 10 | Yes |  | 4.1 | 30799.96 | 108.07 | 285 | 7.6 | 0.99 | 4000 | 80
PDK9FZ46 | Acuity Brands Lighting | Lithonia Lighting | JHBL 35000LM ACL WD [All Voltages] GZ10 40K 80CRI [All Options Excluding WGX] | Indoor Luminaires | High-Bay | High-Bay Luminaires for Commercial and Industrial Buildings | Standard | FALSE | [9 empty] | 42759 | Dimmable | Continuous Below 10 | Yes |  | 4.1 | 30766.77 | 107.95 | 285 | 7.6 | 0.99 | 4000 | 80
PVJ81NNH | Acuity Brands Lighting | Lithonia Lighting | JHBL 35000LM GL WD [All Voltages] GZ10 40K 80CRI [All Options Excluding WGX] | Indoor Luminaires | High-Bay | High-Bay Luminaires for Commercial and Industrial Buildings | Standard | FALSE | [9 empty] | 42759 | Dimmable | Continuous Below 10 | Yes |  | 4.1 | 30466.81 | 106.9 | 285 | 7.6 | 0.99 | 4000 | 80
P2MPHPCB | Acuity Brands Lighting | Lithonia Lighting | JHBL 35000LM GL ND [All Voltages] GZ10 40K 80CRI [All Options Excluding WGX] | Indoor Luminaires | High-Bay | High-Bay Luminaires for Commercial and Industrial Buildings | Standard | FALSE | [9 empty] | 42759 | Dimmable | Continuous Below 10 | Yes |  | 4.1 | 30303.94 | 106.33 | 285 | 7.6 | 0.99 | 4000 | 80
P7EYQ8A9 | Acuity Brands Lighting | Lithonia Lighting | JHBL 30000LM ACL ND [All Voltages] GZ10 40K 80CRI [All Options Excluding WGX] | Indoor Luminaires | High-Bay | High-Bay Luminaires for Commercial and Industrial Buildings | Standard | FALSE | [9 empty] | 42759 | Dimmable | Continuous Below 10 | Yes |  | 4.1 | 27123.5 | 108.06 | 251 | 7.6 | 0.99 | 4000 | 80
PJERG369 | Acuity Brands Lighting | Lithonia Lighting | JHBL 30000LM ACL WD [All Voltages] GZ10 40K 80CRI [All Options Excluding WGX] | Indoor Luminaires | High-Bay | High-Bay Luminaires for Commercial and Industrial Buildings | Standard | FALSE | [9 empty] | 42759 | Dimmable | Continuous Below 10 | Yes |  | 4.1 | 27094.28 | 107.95 | 251 | 7.6 | 0.99 | 4000 | 80
PNB466EP | Acuity Brands Lighting | Lithonia Lighting | JHBL 30000LM GL WD [All Voltages] GZ10 40K 80CRI [All Options Excluding WGX] | Indoor Luminaires | High-Bay | High-Bay Luminaires for Commercial and Industrial Buildings | Standard | FALSE | [9 empty] | 42759 | Dimmable | Continuous Below 10 | Yes |  | 4.1 | 26830.12 | 106.89 | 251 | 7.6 | 0.99 | 4000 | 80
PXRTGURJ | Acuity Brands Lighting | Lithonia Lighting | JHBL 30000LM GL ND [All Voltages] GZ10 40K 80CRI [All Options Excluding WGX] | Indoor Luminaires | High-Bay | High-Bay Luminaires for Commercial and Industrial Buildings | Standard | FALSE | [9 empty] | 42759 | Dimmable | Continuous Below 10 | Yes |  | 4.1 | 26686.69 | 106.32 | 251 | 7.6 | 0.99 | 4000 | 80
PQ21U17F | Acuity Brands Lighting | Lithonia Lighting | JHBL 18000LM ACL ND [All Voltages] GZ10 40K 80CRI [All Options Excluding WGX] | Indoor Luminaires | High-Bay | High-Bay Luminaires for Commercial and Industrial Buildings | Standard | FALSE | [9 empty] | 42759 | Dimmable | Continuous Below 10 | Yes |  | 4.1 | 16741.5 | 109.42 | 153 | 7.6 | 0.99 | 4000 | 80
PWVRXUVU | Acuity Brands Lighting | Lithonia Lighting | JHBL 18000LM ACL WD [All Voltages] GZ10 40K 80CRI [All Options Excluding WGX] | Indoor Luminaires | High-Bay | High-Bay Luminaires for Commercial and Industrial Buildings | Standard | FALSE | [9 empty] | 42759 | Dimmable | Continuous Below 10 | Yes |  | 4.1 | 16723.47 | 109.3 | 153 | 7.6 | 0.99 | 4000 | 80
PE9MYGDN | Acuity Brands Lighting | Lithonia Lighting | JHBL 12000LM ACL ND [All Voltages] GZ10 40K 80CRI [All Options Excluding WGX] | Indoor Luminaires | High-Bay | High-Bay Luminaires for Commercial and Industrial Buildings | Standard | FALSE | [9 empty] | 42759 | Dimmable | Continuous Below 10 | Yes |  | 4.1 | 10922.89 | 109.23 | 100 | 7.6 | 0.99 | 4000 | 80
P2BCCZSJ | Acuity Brands Lighting | Lithonia Lighting | JHBL 12000LM ACL WD [All Voltages] GZ10 40K 80CRI [All Options Excluding WGX] | Indoor Luminaires | High-Bay | High-Bay Luminaires for Commercial and Industrial Buildings | Standard | FALSE | [9 empty] | 42759 | Dimmable | Continuous Below 10 | Yes |  | 4.1 | 10911.12 | 109.11 | 100 | 7.6 | 0.99 | 4000 | 80
PVPQUMY7 | Acuity Brands Lighting | Lithonia Lighting | JHBL 45000LM GL ND [All Voltages] GZ10 40K 80CRI [All Options Excluding WGX] | Indoor Luminaires | High-Bay | High-Bay Luminaires for Commercial and Industrial Buildings | Standard | FALSE | [9 empty] | 42759 | Dimmable | Continuous Below 10 | Yes |  | 4.1 | 40815.32 | 102.81 | 397 | 3.74 | 0.98 | 4000 | 80
PMY743Z5 | Acuity Brands Lighting | Lithonia Lighting | JHBL 40000LM ACL ND [All Voltages] GZ10 40K 80CRI [All Options Excluding WGX] | Indoor Luminaires | High-Bay | High-Bay Luminaires for Commercial and Industrial Buildings | Standard | FALSE | [9 empty] | 42759 | Dimmable | Continuous Below 10 | Yes |  | 4.1 | 36208.6 | 105.26 | 344 | 3.74 | 0.98 | 4000 | 80
PAQ3WRTF | Acuity Brands Lighting | Lithonia Lighting | JHBL 40000LM ACL WD [All Voltages] GZ10 40K 80CRI [All Options Excluding WGX] | Indoor Luminaires | High-Bay | High-Bay Luminaires for Commercial and Industrial Buildings | Standard | FALSE | [9 empty] | 42759 | Dimmable | Continuous Below 10 | Yes |  | 4.1 | 36169.59 | 105.14 | 344 | 3.74 | 0.98 | 4000 | 80
PK9JA6NH | Acuity Brands Lighting | Lithonia Lighting | JHBL 40000LM GL WD [All Voltages] GZ10 40K 80CRI [All Options Excluding WGX] | Indoor Luminaires | High-Bay | High-Bay Luminaires for Commercial and Industrial Buildings | Standard | FALSE | [9 empty] | 42759 | Dimmable | Continuous Below 10 | Yes |  | 4.1 | 35816.95 | 104.12 | 344 | 3.74 | 0.98 | 4000 | 80
P9HTE464 | Acuity Brands Lighting | Lithonia Lighting | JHBL 40000LM GL ND [All Voltages] GZ10 40K 80CRI [All Options Excluding WGX] | Indoor Luminaires | High-Bay | High-Bay Luminaires for Commercial and Industrial Buildings | Standard | FALSE | [9 empty] | 42759 | Dimmable | Continuous Below 10 | Yes |  | 4.1 | 35625.48 | 103.56 | 344 | 3.74 | 0.98 | 4000 | 80
P777WJ37 | Acuity Brands Lighting | Lithonia Lighting | JHBL 24000LM ACL ND [All Voltages] GZ10 40K 80CRI [All Options Excluding WGX] | Indoor Luminaires | High-Bay | High-Bay Luminaires for Commercial and Industrial Buildings | Standard | FALSE | [9 empty] | 42759 | Dimmable | Continuous Below 10 | Yes |  | 4.1 | 21508.28 | 109.18 | 197 | 3.74 | 0.98 | 4000 | 80
PRVD1TTD | Acuity Brands Lighting | Lithonia Lighting | JHBL 24000LM ACL WD [All Voltages] GZ10 40K 80CRI [All Options Excluding WGX] | Indoor Luminaires | High-Bay | High-Bay Luminaires for Commercial and Industrial Buildings | Standard | FALSE | [9 empty] | 42759 | Dimmable | Continuous Below 10 | Yes |  | 4.1 | 21485.11 | 109.06 | 197 | 3.74 | 0.98 | 4000 | 80
PGJ4JZ81 | Acuity Brands Lighting | Lithonia Lighting | JHBL 35000LM ACL ND [All Voltages] GZ10 40K 70CRI [All Options Excluding WGX] | Indoor Luminaires | High-Bay | High-Bay Luminaires for Commercial and Industrial Buildings | Standard | FALSE | [9 empty] | 42759 | Dimmable | Continuous Below 10 | Yes |  | 4.1 | 34950.31 | 122.63 | 285 | 7.6 | 0.99 | 4000 | 70
P7PXF8UN | Acuity Brands Lighting | Lithonia Lighting | JHBL 35000LM ACL WD [All Voltages] GZ10 40K 70CRI [All Options Excluding WGX] | Indoor Luminaires | High-Bay | High-Bay Luminaires for Commercial and Industrial Buildings | Standard | FALSE | [9 empty] | 42759 | Dimmable | Continuous Below 10 | Yes |  | 4.1 | 34912.65 | 122.5 | 285 | 7.6 | 0.99 | 4000 | 70
PVPCCRMU | Acuity Brands Lighting | Lithonia Lighting | JHBL 35000LM GL WD [All Voltages] GZ10 40K 70CRI [All Options Excluding WGX] | Indoor Luminaires | High-Bay | High-Bay Luminaires for Commercial and Industrial Buildings | Standard | FALSE | [9 empty] | 42759 | Dimmable | Continuous Below 10 | Yes |  | 4.1 | 34572.27 | 121.31 | 285 | 7.6 | 0.99 | 4000 | 70
PWEHPTD8 | Acuity Brands Lighting | Lithonia Lighting | JHBL 35000LM GL ND [All Voltages] GZ10 40K 70CRI [All Options Excluding WGX] | Indoor Luminaires | High-Bay | High-Bay Luminaires for Commercial and Industrial Buildings | Standard | FALSE | [9 empty] | 42759 | Dimmable | Continuous Below 10 | Yes |  | 4.1 | 34387.45 | 120.66 | 285 | 7.6 | 0.99 | 4000 | 70
PNPJXFSA | Acuity Brands Lighting | Lithonia Lighting | JHBL 30000LM ACL ND [All Voltages] GZ10 40K 70CRI [All Options Excluding WGX] | Indoor Luminaires | High-Bay | High-Bay Luminaires for Commercial and Industrial Buildings | Standard | FALSE | [9 empty] | 42759 | Dimmable | Continuous Below 10 | Yes |  | 4.1 | 30778.44 | 122.62 | 251 | 7.6 | 0.99 | 4000 | 70
P8S34J13 | Acuity Brands Lighting | Lithonia Lighting | JHBL 30000LM ACL WD [All Voltages] GZ10 40K 70CRI [All Options Excluding WGX] | Indoor Luminaires | High-Bay | High-Bay Luminaires for Commercial and Industrial Buildings | Standard | FALSE | [9 empty] | 42759 | Dimmable | Continuous Below 10 | Yes |  | 4.1 | 30745.28 | 122.49 | 251 | 7.6 | 0.99 | 4000 | 70
P3Y3RNEQ | Acuity Brands Lighting | Lithonia Lighting | JHBL 30000LM GL WD [All Voltages] GZ10 40K 70CRI [All Options Excluding WGX] | Indoor Luminaires | High-Bay | High-Bay Luminaires for Commercial and Industrial Buildings | Standard | FALSE | [9 empty] | 42759 | Dimmable | Continuous Below 10 | Yes |  | 4.1 | 30445.53 | 121.3 | 251 | 7.6 | 0.99 | 4000 | 70
PM7WB7QB | Acuity Brands Lighting | Lithonia Lighting | JHBL 30000LM GL ND [All Voltages] GZ10 40K 70CRI [All Options Excluding WGX] | Indoor Luminaires | High-Bay | High-Bay Luminaires for Commercial and Industrial Buildings | Standard | FALSE | [9 empty] | 42759 | Dimmable | Continuous Below 10 | Yes |  | 4.1 | 30282.77 | 120.65 | 251 | 7.6 | 0.99 | 4000 | 70
PVRE6CA3 | Acuity Brands Lighting | Lithonia Lighting | JHBL 18000LM ACL ND [All Voltages] GZ10 40K 70CRI [All Options Excluding WGX] | Indoor Luminaires | High-Bay | High-Bay Luminaires for Commercial and Industrial Buildings | Standard | FALSE | [9 empty] | 42759 | Dimmable | Continuous Below 10 | Yes |  | 4.1 | 18997.45 | 124.17 | 153 | 7.6 | 0.99 | 4000 | 70
PX7KRYD7 | Acuity Brands Lighting | Lithonia Lighting | JHBL 18000LM ACL WD [All Voltages] GZ10 40K 70CRI [All Options Excluding WGX] | Indoor Luminaires | High-Bay | High-Bay Luminaires for Commercial and Industrial Buildings | Standard | FALSE | [9 empty] | 42759 | Dimmable | Continuous Below 10 | Yes |  | 4.1 | 18976.98 | 124.03 | 153 | 7.6 | 0.99 | 4000 | 70
PEUBGGCQ | Acuity Brands Lighting | Lithonia Lighting | JHBL 12000LM ACL ND [All Voltages] GZ10 40K 70CRI [All Options Excluding WGX] | Indoor Luminaires | High-Bay | High-Bay Luminaires for Commercial and Industrial Buildings | Standard | FALSE | [9 empty] | 42759 | Dimmable | Continuous Below 10 | Yes |  | 4.1 | 12394.77 | 123.95 | 100 | 7.6 | 0.99 | 4000 | 70
PXFVK8CH | Acuity Brands Lighting | Lithonia Lighting | JHBL 12000LM ACL WD [All Voltages] GZ10 40K 70CRI [All Options Excluding WGX] | Indoor Luminaires | High-Bay | High-Bay Luminaires for Commercial and Industrial Buildings | Standard | FALSE | [9 empty] | 42759 | Dimmable | Continuous Below 10 | Yes |  | 4.1 | 12381.42 | 123.81 | 100 | 7.6 | 0.99 | 4000 | 70
P5N1X9N1 | Acuity Brands Lighting | Lithonia Lighting | JHBL 45000LM GL ND [All Voltages] GZ10 40K 70CRI [All Options Excluding WGX] | Indoor Luminaires | High-Bay | High-Bay Luminaires for Commercial and Industrial Buildings | Standard | FALSE | [9 empty] | 42759 | Dimmable | Continuous Below 10 | Yes |  | 4.1 | 46315.26 | 116.66 | 397 | 3.74 | 0.98 | 4000 | 70
PTGZ1WZE | Acuity Brands Lighting | Lithonia Lighting | JHBL 45000LM ACL ND [All Voltages] GZ10 40K 70CRI [All Options Excluding WGX] | Indoor Luminaires | High-Bay | High-Bay Luminaires for Commercial and Industrial Buildings | Standard | FALSE | [9 empty] | 42759 | Dimmable | Continuous Below 10 | Yes |  | 4.1 | 45820.93 | 115.42 | 397 | 3.74 | 0.98 | 4000 | 70
P2XMMBPS | Acuity Brands Lighting | Lithonia Lighting | JHBL 45000LM ACL WD [All Voltages] GZ10 40K 70CRI [All Options Excluding WGX] | Indoor Luminaires | High-Bay | High-Bay Luminaires for Commercial and Industrial Buildings | Standard | FALSE | [9 empty] | 42759 | Dimmable | Continuous Below 10 | Yes |  | 4.1 | 45771.56 | 115.29 | 397 | 3.74 | 0.98 | 4000 | 70
P2BW97D5 | Acuity Brands Lighting | Lithonia Lighting | JHBL 45000LM GL WD [All Voltages] GZ10 40K 70CRI [All Options Excluding WGX] | Indoor Luminaires | High-Bay | High-Bay Luminaires for Commercial and Industrial Buildings | Standard | FALSE | [9 empty] | 42759 | Dimmable | Continuous Below 10 | Yes |  | 4.1 | 45325.31 | 114.17 | 397 | 3.74 | 0.98 | 4000 | 70
PMNJYKBF | Acuity Brands Lighting | Lithonia Lighting | JHBL 40000LM ACL ND [All Voltages] GZ10 40K 70CRI [All Options Excluding WGX] | Indoor Luminaires | High-Bay | High-Bay Luminaires for Commercial and Industrial Buildings | Standard | FALSE | [9 empty] | 42759 | Dimmable | Continuous Below 10 | Yes |  | 4.1 | 41087.78 | 119.44 | 344 | 3.74 | 0.98 | 4000 | 70
PRFXN97R | Acuity Brands Lighting | Lithonia Lighting | JHBL 40000LM ACL WD [All Voltages] GZ10 40K 70CRI [All Options Excluding WGX] | Indoor Luminaires | High-Bay | High-Bay Luminaires for Commercial and Industrial Buildings | Standard | FALSE | [9 empty] | 42759 | Dimmable | Continuous Below 10 | Yes |  | 4.1 | 41043.5 | 119.31 | 344 | 3.74 | 0.98 | 4000 | 70
P4PX875C | Acuity Brands Lighting | Lithonia Lighting | JHBL 40000LM GL WD [All Voltages] GZ10 40K 70CRI [All Options Excluding WGX] | Indoor Luminaires | High-Bay | High-Bay Luminaires for Commercial and Industrial Buildings | Standard | FALSE | [9 empty] | 42759 | Dimmable | Continuous Below 10 | Yes |  | 4.1 | 40643.35 | 118.15 | 344 | 3.74 | 0.98 | 4000 | 70
PWW55WHH | Acuity Brands Lighting | Lithonia Lighting | JHBL 40000LM GL ND [All Voltages] GZ10 40K 70CRI [All Options Excluding WGX] | Indoor Luminaires | High-Bay | High-Bay Luminaires for Commercial and Industrial Buildings | Standard | FALSE | [9 empty] | 42759 | Dimmable | Continuous Below 10 | Yes |  | 4.1 | 40426.08 | 117.52 | 344 | 3.74 | 0.98 | 4000 | 70
PCU6M7VT | Acuity Brands Lighting | Lithonia Lighting | JHBL 24000LM ACL ND [All Voltages] GZ10 40K 70CRI [All Options Excluding WGX] | Indoor Luminaires | High-Bay | High-Bay Luminaires for Commercial and Industrial Buildings | Standard | FALSE | [9 empty] | 42759 | Dimmable | Continuous Below 10 | Yes |  | 4.1 | 24406.56 | 123.89 | 197 | 3.74 | 0.98 | 4000 | 70
PR8WPUFS | Acuity Brands Lighting | Lithonia Lighting | JHBL 24000LM ACL WD [All Voltages] GZ10 40K 70CRI [All Options Excluding WGX] | Indoor Luminaires | High-Bay | High-Bay Luminaires for Commercial and Industrial Buildings | Standard | FALSE | [9 empty] | 42759 | Dimmable | Continuous Below 10 | Yes |  | 4.1 | 24380.26 | 123.76 | 197 | 3.74 | 0.98 | 4000 | 70
PWPNZQJ9 | Acuity Brands Lighting | Lithonia Lighting | JHBL 35000LM ACL ND [All Voltages] GZ10 35K 80CRI [All Options Excluding WGX] | Indoor Luminaires | High-Bay | High-Bay Luminaires for Commercial and Industrial Buildings | Standard | FALSE | [9 empty] | 42759 | Dimmable | Continuous Below 10 | Yes |  | 4.1 | 30581.52 | 107.3 | 285 | 7.6 | 0.99 | 3500 | 80
PFYE78DX | Acuity Brands Lighting | Lithonia Lighting | JHBL 35000LM ACL WD [All Voltages] GZ10 35K 80CRI [All Options Excluding WGX] | Indoor Luminaires | High-Bay | High-Bay Luminaires for Commercial and Industrial Buildings | Standard | FALSE | [9 empty] | 42759 | Dimmable | Continuous Below 10 | Yes |  | 4.1 | 30548.57 | 107.19 | 285 | 7.6 | 0.99 | 3500 | 80
PEY4FSE4 | Acuity Brands Lighting | Lithonia Lighting | JHBL 35000LM GL WD [All Voltages] GZ10 35K 80CRI [All Options Excluding WGX] | Indoor Luminaires | High-Bay | High-Bay Luminaires for Commercial and Industrial Buildings | Standard | FALSE | [9 empty] | 42759 | Dimmable | Continuous Below 10 | Yes |  | 4.1 | 30250.74 | 106.14 | 285 | 7.6 | 0.99 | 3500 | 80
PXKHHZX6 | Acuity Brands Lighting | Lithonia Lighting | JHBL 35000LM GL ND [All Voltages] GZ10 35K 80CRI [All Options Excluding WGX] | Indoor Luminaires | High-Bay | High-Bay Luminaires for Commercial and Industrial Buildings | Standard | FALSE | [9 empty] | 42759 | Dimmable | Continuous Below 10 | Yes |  | 4.1 | 30089.02 | 105.58 | 285 | 7.6 | 0.99 | 3500 | 80
P426EEVP | Acuity Brands Lighting | Lithonia Lighting | JHBL 30000LM ACL ND [All Voltages] GZ10 35K 80CRI [All Options Excluding WGX] | Indoor Luminaires | High-Bay | High-Bay Luminaires for Commercial and Industrial Buildings | Standard | FALSE | [9 empty] | 42759 | Dimmable | Continuous Below 10 | Yes |  | 4.1 | 26931.14 | 107.3 | 251 | 7.6 | 0.99 | 3500 | 80
PMUST81Y | Acuity Brands Lighting | Lithonia Lighting | JHBL 30000LM ACL WD [All Voltages] GZ10 35K 80CRI [All Options Excluding WGX] | Indoor Luminaires | High-Bay | High-Bay Luminaires for Commercial and Industrial Buildings | Standard | FALSE | [9 empty] | 42759 | Dimmable | Continuous Below 10 | Yes |  | 4.1 | 26902.12 | 107.18 | 251 | 7.6 | 0.99 | 3500 | 80
PN9AJFXM | Acuity Brands Lighting | Lithonia Lighting | JHBL 30000LM GL WD [All Voltages] GZ10 35K 80CRI [All Options Excluding WGX] | Indoor Luminaires | High-Bay | High-Bay Luminaires for Commercial and Industrial Buildings | Standard | FALSE | [9 empty] | 42759 | Dimmable | Continuous Below 10 | Yes |  | 4.1 | 26639.84 | 106.13 | 251 | 7.6 | 0.99 | 3500 | 80
PWU36ABQ | Acuity Brands Lighting | Lithonia Lighting | JHBL 30000LM GL ND [All Voltages] GZ10 35K 80CRI [All Options Excluding WGX] | Indoor Luminaires | High-Bay | High-Bay Luminaires for Commercial and Industrial Buildings | Standard | FALSE | [9 empty] | 42759 | Dimmable | Continuous Below 10 | Yes |  | 4.1 | 26497.43 | 105.57 | 251 | 7.6 | 0.99 | 3500 | 80
PYGT16AJ | Acuity Brands Lighting | Lithonia Lighting | JHBL 18000LM ACL ND [All Voltages] GZ10 35K 80CRI [All Options Excluding WGX] | Indoor Luminaires | High-Bay | High-Bay Luminaires for Commercial and Industrial Buildings | Standard | FALSE | [9 empty] | 42759 | Dimmable | Continuous Below 10 | Yes |  | 4.1 | 16622.77 | 108.65 | 153 | 7.6 | 0.99 | 3500 | 80
PFC2VM87 | Acuity Brands Lighting | Lithonia Lighting | JHBL 18000LM ACL WD [All Voltages] GZ10 35K 80CRI [All Options Excluding WGX] | Indoor Luminaires | High-Bay | High-Bay Luminaires for Commercial and Industrial Buildings | Standard | FALSE | [9 empty] | 42759 | Dimmable | Continuous Below 10 | Yes |  | 4.1 | 16604.86 | 108.53 | 153 | 7.6 | 0.99 | 3500 | 80
PWJQ1U13 | Acuity Brands Lighting | Lithonia Lighting | JHBL 18000LM GL WD [All Voltages] GZ10 35K 80CRI [All Options Excluding WGX] | Indoor Luminaires | High-Bay | High-Bay Luminaires for Commercial and Industrial Buildings | Standard | FALSE | [9 empty] | 42759 | Dimmable | Continuous Below 10 | Yes |  | 4.1 | 16442.97 | 107.47 | 153 | 7.6 | 0.99 | 3500 | 80
PDP8JKSW | Acuity Brands Lighting | Lithonia Lighting | JHBL 18000LM GL ND [All Voltages] GZ10 35K 80CRI [All Options Excluding WGX] | Indoor Luminaires | High-Bay | High-Bay Luminaires for Commercial and Industrial Buildings | Standard | FALSE | [9 empty] | 42759 | Dimmable | Continuous Below 10 | Yes |  | 4.1 | 16355.07 | 106.9 | 153 | 7.6 | 0.99 | 3500 | 80
P7UJ5ZAE | Acuity Brands Lighting | Lithonia Lighting | JHBL 12000LM ACL ND [All Voltages] GZ10 35K 80CRI [All Options Excluding WGX] | Indoor Luminaires | High-Bay | High-Bay Luminaires for Commercial and Industrial Buildings | Standard | FALSE | [9 empty] | 42759 | Dimmable | Continuous Below 10 | Yes |  | 4.1 | 10845.42 | 108.45 | 100 | 7.6 | 0.99 | 3500 | 80
PBM47CMB | Acuity Brands Lighting | Lithonia Lighting | JHBL 12000LM ACL WD [All Voltages] GZ10 35K 80CRI [All Options Excluding WGX] | Indoor Luminaires | High-Bay | High-Bay Luminaires for Commercial and Industrial Buildings | Standard | FALSE | [9 empty] | 42759 | Dimmable | Continuous Below 10 | Yes |  | 4.1 | 10833.74 | 108.34 | 100 | 7.6 | 0.99 | 3500 | 80
PKXHXYN2 | Acuity Brands Lighting | Lithonia Lighting | JHBL 12000LM GL WD [All Voltages] GZ10 35K 80CRI [All Options Excluding WGX] | Indoor Luminaires | High-Bay | High-Bay Luminaires for Commercial and Industrial Buildings | Standard | FALSE | [9 empty] | 42759 | Dimmable | Continuous Below 10 | Yes |  | 4.1 | 10728.12 | 107.28 | 100 | 7.6 | 0.99 | 3500 | 80
P24E4EBB | Acuity Brands Lighting | Lithonia Lighting | JHBL 40000LM ACL ND [All Voltages] GZ10 35K 80CRI [All Options Excluding WGX] | Indoor Luminaires | High-Bay | High-Bay Luminaires for Commercial and Industrial Buildings | Standard | FALSE | [9 empty] | 42759 | Dimmable | Continuous Below 10 | Yes |  | 4.1 | 35951.8 | 104.51 | 344 | 3.74 | 0.98 | 3500 | 80
P19YE23Z | Acuity Brands Lighting | Lithonia Lighting | JHBL 40000LM ACL WD [All Voltages] GZ10 35K 80CRI [All Options Excluding WGX] | Indoor Luminaires | High-Bay | High-Bay Luminaires for Commercial and Industrial Buildings | Standard | FALSE | [9 empty] | 42759 | Dimmable | Continuous Below 10 | Yes |  | 4.1 | 35913.07 | 104.4 | 344 | 3.74 | 0.98 | 3500 | 80
P7SW9HM5 | Acuity Brands Lighting | Lithonia Lighting | JHBL 40000LM GL WD [All Voltages] GZ10 35K 80CRI [All Options Excluding WGX] | Indoor Luminaires | High-Bay | High-Bay Luminaires for Commercial and Industrial Buildings | Standard | FALSE | [9 empty] | 42759 | Dimmable | Continuous Below 10 | Yes |  | 4.1 | 35562.93 | 103.38 | 344 | 3.74 | 0.98 | 3500 | 80
PZV5YS2T | Acuity Brands Lighting | Lithonia Lighting | JHBL 40000LM GL ND [All Voltages] GZ10 35K 80CRI [All Options Excluding WGX] | Indoor Luminaires | High-Bay | High-Bay Luminaires for Commercial and Industrial Buildings | Standard | FALSE | [9 empty] | 42759 | Dimmable | Continuous Below 10 | Yes |  | 4.1 | 35372.82 | 102.83 | 344 | 3.74 | 0.98 | 3500 | 80
PQ11B3EK | Acuity Brands Lighting | Lithonia Lighting | JHBL 24000LM ACL ND [All Voltages] GZ10 35K 80CRI [All Options Excluding WGX] | Indoor Luminaires | High-Bay | High-Bay Luminaires for Commercial and Industrial Buildings | Standard | FALSE | [9 empty] | 42759 | Dimmable | Continuous Below 10 | Yes |  | 4.1 | 21355.74 | 108.4 | 197 | 3.74 | 0.98 | 3500 | 80
PZUQWFJQ | Acuity Brands Lighting | Lithonia Lighting | JHBL 24000LM ACL WD [All Voltages] GZ10 35K 80CRI [All Options Excluding WGX] | Indoor Luminaires | High-Bay | High-Bay Luminaires for Commercial and Industrial Buildings | Standard | FALSE | [9 empty] | 42759 | Dimmable | Continuous Below 10 | Yes |  | 4.1 | 21332.73 | 108.29 | 197 | 3.74 | 0.98 | 3500 | 80
P113EYQ2 | Acuity Brands Lighting | Lithonia Lighting | JHBL 24000LM GL WD [All Voltages] GZ10 35K 80CRI [All Options Excluding WGX] | Indoor Luminaires | High-Bay | High-Bay Luminaires for Commercial and Industrial Buildings | Standard | FALSE | [9 empty] | 42759 | Dimmable | Continuous Below 10 | Yes |  | 4.1 | 21124.75 | 107.23 | 197 | 3.74 | 0.98 | 3500 | 80
PDRJUPQS | Acuity Brands Lighting | Lithonia Lighting | JHBL 24000LM GL ND [All Voltages] GZ10 35K 80CRI [All Options Excluding WGX] | Indoor Luminaires | High-Bay | High-Bay Luminaires for Commercial and Industrial Buildings | Standard | FALSE | [9 empty] | 42759 | Dimmable | Continuous Below 10 | Yes |  | 4.1 | 21011.82 | 106.66 | 197 | 3.74 | 0.98 | 3500 | 80
PGZ38S8E | Acuity Brands Lighting | Lithonia Lighting | JHBL 35000LM ACL ND [All Voltages] GZ10 35K 70CRI [All Options Excluding WGX] | Indoor Luminaires | High-Bay | High-Bay Luminaires for Commercial and Industrial Buildings | Standard | FALSE | [9 empty] | 42759 | Dimmable | Continuous Below 10 | Yes |  | 4.1 | 33421.23 | 117.27 | 285 | 7.6 | 0.99 | 3500 | 70
PA6EQCM9 | Acuity Brands Lighting | Lithonia Lighting | JHBL 35000LM ACL WD [All Voltages] GZ10 35K 70CRI [All Options Excluding WGX] | Indoor Luminaires | High-Bay | High-Bay Luminaires for Commercial and Industrial Buildings | Standard | FALSE | [9 empty] | 42759 | Dimmable | Continuous Below 10 | Yes |  | 4.1 | 33385.22 | 117.14 | 285 | 7.6 | 0.99 | 3500 | 70
PWWM9BYJ | Acuity Brands Lighting | Lithonia Lighting | JHBL 35000LM GL WD [All Voltages] GZ10 35K 70CRI [All Options Excluding WGX] | Indoor Luminaires | High-Bay | High-Bay Luminaires for Commercial and Industrial Buildings | Standard | FALSE | [9 empty] | 42759 | Dimmable | Continuous Below 10 | Yes |  | 4.1 | 33059.73 | 116 | 285 | 7.6 | 0.99 | 3500 | 70
PW63KSTP | Acuity Brands Lighting | Lithonia Lighting | JHBL 35000LM GL ND [All Voltages] GZ10 35K 70CRI [All Options Excluding WGX] | Indoor Luminaires | High-Bay | High-Bay Luminaires for Commercial and Industrial Buildings | Standard | FALSE | [9 empty] | 42759 | Dimmable | Continuous Below 10 | Yes |  | 4.1 | 32883 | 115.38 | 285 | 7.6 | 0.99 | 3500 | 70
PWDFG2J1 | Acuity Brands Lighting | Lithonia Lighting | JHBL 30000LM ACL ND [All Voltages] GZ10 35K 70CRI [All Options Excluding WGX] | Indoor Luminaires | High-Bay | High-Bay Luminaires for Commercial and Industrial Buildings | Standard | FALSE | [9 empty] | 42759 | Dimmable | Continuous Below 10 | Yes |  | 4.1 | 29431.89 | 117.26 | 251 | 7.6 | 0.99 | 3500 | 70
PYRP354P | Acuity Brands Lighting | Lithonia Lighting | JHBL 30000LM ACL WD [All Voltages] GZ10 35K 70CRI [All Options Excluding WGX] | Indoor Luminaires | High-Bay | High-Bay Luminaires for Commercial and Industrial Buildings | Standard | FALSE | [9 empty] | 42759 | Dimmable | Continuous Below 10 | Yes |  | 4.1 | 29400.17 | 117.13 | 251 | 7.6 | 0.99 | 3500 | 70
PMJCZE4N | Acuity Brands Lighting | Lithonia Lighting | JHBL 30000LM GL WD [All Voltages] GZ10 35K 70CRI [All Options Excluding WGX] | Indoor Luminaires | High-Bay | High-Bay Luminaires for Commercial and Industrial Buildings | Standard | FALSE | [9 empty] | 42759 | Dimmable | Continuous Below 10 | Yes |  | 4.1 | 29113.54 | 115.99 | 251 | 7.6 | 0.99 | 3500 | 70
P9HFAA4Q | Acuity Brands Lighting | Lithonia Lighting | JHBL 30000LM GL ND [All Voltages] GZ10 35K 70CRI [All Options Excluding WGX] | Indoor Luminaires | High-Bay | High-Bay Luminaires for Commercial and Industrial Buildings | Standard | FALSE | [9 empty] | 42759 | Dimmable | Continuous Below 10 | Yes |  | 4.1 | 28957.9 | 115.37 | 251 | 7.6 | 0.99 | 3500 | 70
PMPY5FWK | Acuity Brands Lighting | Lithonia Lighting | JHBL 18000LM ACL ND [All Voltages] GZ10 35K 70CRI [All Options Excluding WGX] | Indoor Luminaires | High-Bay | High-Bay Luminaires for Commercial and Industrial Buildings | Standard | FALSE | [9 empty] | 42759 | Dimmable | Continuous Below 10 | Yes |  | 4.1 | 18166.31 | 118.73 | 153 | 7.6 | 0.99 | 3500 | 70
PG7EXFR1 | Acuity Brands Lighting | Lithonia Lighting | JHBL 18000LM ACL WD [All Voltages] GZ10 35K 70CRI [All Options Excluding WGX] | Indoor Luminaires | High-Bay | High-Bay Luminaires for Commercial and Industrial Buildings | Standard | FALSE | [9 empty] | 42759 | Dimmable | Continuous Below 10 | Yes |  | 4.1 | 18146.74 | 118.61 | 153 | 7.6 | 0.99 | 3500 | 70
PMY9W6F2 | Acuity Brands Lighting | Lithonia Lighting | JHBL 18000LM GL WD [All Voltages] GZ10 35K 70CRI [All Options Excluding WGX] | Indoor Luminaires | High-Bay | High-Bay Luminaires for Commercial and Industrial Buildings | Standard | FALSE | [9 empty] | 42759 | Dimmable | Continuous Below 10 | Yes |  | 4.1 | 17969.82 | 117.45 | 153 | 7.6 | 0.99 | 3500 | 70
PTFZ6T2P | Acuity Brands Lighting | Lithonia Lighting | JHBL 18000LM GL ND [All Voltages] GZ10 35K 70CRI [All Options Excluding WGX] | Indoor Luminaires | High-Bay | High-Bay Luminaires for Commercial and Industrial Buildings | Standard | FALSE | [9 empty] | 42759 | Dimmable | Continuous Below 10 | Yes |  | 4.1 | 17873.76 | 116.82 | 153 | 7.6 | 0.99 | 3500 | 70
PGXTJSBR | Acuity Brands Lighting | Lithonia Lighting | JHBL 12000LM ACL ND [All Voltages] GZ10 35K 70CRI [All Options Excluding WGX] | Indoor Luminaires | High-Bay | High-Bay Luminaires for Commercial and Industrial Buildings | Standard | FALSE | [9 empty] | 42759 | Dimmable | Continuous Below 10 | Yes |  | 4.1 | 11852.5 | 118.52 | 100 | 7.6 | 0.99 | 3500 | 70
PRDSSWAR | Acuity Brands Lighting | Lithonia Lighting | JHBL 12000LM ACL WD [All Voltages] GZ10 35K 70CRI [All Options Excluding WGX] | Indoor Luminaires | High-Bay | High-Bay Luminaires for Commercial and Industrial Buildings | Standard | FALSE | [9 empty] | 42759 | Dimmable | Continuous Below 10 | Yes |  | 4.1 | 11839.73 | 118.4 | 100 | 7.6 | 0.99 | 3500 | 70
PCQQ6UG1 | Acuity Brands Lighting | Lithonia Lighting | JHBL 12000LM GL WD [All Voltages] GZ10 35K 70CRI [All Options Excluding WGX] | Indoor Luminaires | High-Bay | High-Bay Luminaires for Commercial and Industrial Buildings | Standard | FALSE | [9 empty] | 42759 | Dimmable | Continuous Below 10 | Yes |  | 4.1 | 11724.3 | 117.24 | 100 | 7.6 | 0.99 | 3500 | 70
PSP5V9WH | Acuity Brands Lighting | Lithonia Lighting | JHBL 12000LM GL ND [All Voltages] GZ10 35K 70CRI [All Options Excluding WGX] | Indoor Luminaires | High-Bay | High-Bay Luminaires for Commercial and Industrial Buildings | Standard | FALSE | [9 empty] | 42759 | Dimmable | Continuous Below 10 | Yes |  | 4.1 | 11661.62 | 116.62 | 100 | 7.6 | 0.99 | 3500 | 70
P4SGF1PA | Acuity Brands Lighting | Lithonia Lighting | JHBL 45000LM GL ND [All Voltages] GZ10 35K 70CRI [All Options Excluding WGX] | Indoor Luminaires | High-Bay | High-Bay Luminaires for Commercial and Industrial Buildings | Standard | FALSE | [9 empty] | 42759 | Dimmable | Continuous Below 10 | Yes |  | 4.1 | 44288.97 | 111.56 | 397 | 3.74 | 0.98 | 3500 | 70
P3JQHTKU | Acuity Brands Lighting | Lithonia Lighting | JHBL 45000LM ACL ND [All Voltages] GZ10 35K 70CRI [All Options Excluding WGX] | Indoor Luminaires | High-Bay | High-Bay Luminaires for Commercial and Industrial Buildings | Standard | FALSE | [9 empty] | 42759 | Dimmable | Continuous Below 10 | Yes |  | 4.1 | 43816.27 | 110.37 | 397 | 3.74 | 0.98 | 3500 | 70
PRQBS6MG | Acuity Brands Lighting | Lithonia Lighting | JHBL 45000LM ACL WD [All Voltages] GZ10 35K 70CRI [All Options Excluding WGX] | Indoor Luminaires | High-Bay | High-Bay Luminaires for Commercial and Industrial Buildings | Standard | FALSE | [9 empty] | 42759 | Dimmable | Continuous Below 10 | Yes |  | 4.1 | 43769.05 | 110.25 | 397 | 3.74 | 0.98 | 3500 | 70
P84ME7F4 | Acuity Brands Lighting | Lithonia Lighting | JHBL 45000LM GL WD [All Voltages] GZ10 35K 70CRI [All Options Excluding WGX] | Indoor Luminaires | High-Bay | High-Bay Luminaires for Commercial and Industrial Buildings | Standard | FALSE | [9 empty] | 42759 | Dimmable | Continuous Below 10 | Yes |  | 4.1 | 43342.33 | 109.17 | 397 | 3.74 | 0.98 | 3500 | 70
PBDDSEZ3 | Acuity Brands Lighting | Lithonia Lighting | JHBL 40000LM ACL ND [All Voltages] GZ10 35K 70CRI [All Options Excluding WGX] | Indoor Luminaires | High-Bay | High-Bay Luminaires for Commercial and Industrial Buildings | Standard | FALSE | [9 empty] | 42759 | Dimmable | Continuous Below 10 | Yes |  | 4.1 | 39290.19 | 114.22 | 344 | 3.74 | 0.98 | 3500 | 70
PTBPSMDP | Acuity Brands Lighting | Lithonia Lighting | JHBL 40000LM ACL WD [All Voltages] GZ10 35K 70CRI [All Options Excluding WGX] | Indoor Luminaires | High-Bay | High-Bay Luminaires for Commercial and Industrial Buildings | Standard | FALSE | [9 empty] | 42759 | Dimmable | Continuous Below 10 | Yes |  | 4.1 | 39247.85 | 114.09 | 344 | 3.74 | 0.98 | 3500 | 70
PQV7EGJA | Acuity Brands Lighting | Lithonia Lighting | JHBL 40000LM GL WD [All Voltages] GZ10 35K 70CRI [All Options Excluding WGX] | Indoor Luminaires | High-Bay | High-Bay Luminaires for Commercial and Industrial Buildings | Standard | FALSE | [9 empty] | 42759 | Dimmable | Continuous Below 10 | Yes |  | 4.1 | 38865.21 | 112.98 | 344 | 3.74 | 0.98 | 3500 | 70
P4B6234Z | Acuity Brands Lighting | Lithonia Lighting | JHBL 40000LM GL ND [All Voltages] GZ10 35K 70CRI [All Options Excluding WGX] | Indoor Luminaires | High-Bay | High-Bay Luminaires for Commercial and Industrial Buildings | Standard | FALSE | [9 empty] | 42759 | Dimmable | Continuous Below 10 | Yes |  | 4.1 | 38657.44 | 112.38 | 344 | 3.74 | 0.98 | 3500 | 70
PMP6GXNC | Acuity Brands Lighting | Lithonia Lighting | JHBL 24000LM ACL ND [All Voltages] GZ10 35K 70CRI [All Options Excluding WGX] | Indoor Luminaires | High-Bay | High-Bay Luminaires for Commercial and Industrial Buildings | Standard | FALSE | [9 empty] | 42759 | Dimmable | Continuous Below 10 | Yes |  | 4.1 | 23338.78 | 118.47 | 197 | 3.74 | 0.98 | 3500 | 70
P8HUDBRT | Acuity Brands Lighting | Lithonia Lighting | JHBL 24000LM ACL WD [All Voltages] GZ10 35K 70CRI [All Options Excluding WGX] | Indoor Luminaires | High-Bay | High-Bay Luminaires for Commercial and Industrial Buildings | Standard | FALSE | [9 empty] | 42759 | Dimmable | Continuous Below 10 | Yes |  | 4.1 | 23313.63 | 118.34 | 197 | 3.74 | 0.98 | 3500 | 70
PYRNU8QG | Acuity Brands Lighting | Lithonia Lighting | JHBL 24000LM GL WD [All Voltages] GZ10 35K 70CRI [All Options Excluding WGX] | Indoor Luminaires | High-Bay | High-Bay Luminaires for Commercial and Industrial Buildings | Standard | FALSE | [9 empty] | 42759 | Dimmable | Continuous Below 10 | Yes |  | 4.1 | 23086.33 | 117.19 | 197 | 3.74 | 0.98 | 3500 | 70
P12M5NPT | Acuity Brands Lighting | Lithonia Lighting | JHBL 24000LM GL ND [All Voltages] GZ10 35K 70CRI [All Options Excluding WGX] | Indoor Luminaires | High-Bay | High-Bay Luminaires for Commercial and Industrial Buildings | Standard | FALSE | [9 empty] | 42759 | Dimmable | Continuous Below 10 | Yes |  | 4.1 | 22962.92 | 116.56 | 197 | 3.74 | 0.98 | 3500 | 70
PD3WQ1DF | Torshare Ltd | TORSHARE | TS-HB5-160W(4000K) | Indoor Luminaires | High-Bay | High-Bay Luminaires for Commercial and Industrial Buildings | Premium | TRUE | 22720 | 143.62 | 158.2 | 8.79 | 0.9608 | 4065 | 82.3 | 5 | 50000 | 42759 | Dimmable | Continuous Below 10 | No |  | 4.1 | 22720 | 143.62 | 158.2 | 8.79 | 0.96 | 4000 | 82.3
PUN39P16 | Torshare Ltd | TORSHARE | TS-HB5-160W(5000K) | Indoor Luminaires | High-Bay | High-Bay Luminaires for Commercial and Industrial Buildings | Premium | FALSE | [9 empty] | 42759 | Dimmable | Continuous Below 10 | No |  | 4.1 | 22807 | 145.36 | 156.9 | 8.85 | 0.96 | 5000 | 83
PDEXQWB9 | Orion Energy Systems Inc | ISON High Bay | HBIF3A1AAUNVFDXX850LFXXXXXXXXXX | Indoor Luminaires | High-Bay | High-Bay Aisle Luminaires | Premium | TRUE | 10500 | 158.6 | 65.55 | 16.9 | 0.915 | 4990 | 82.2 | 10 | 150000 | 42759 | Dimmable | Continuous Below 10 | Yes |  | 4.1 | 10500 | 158.83 | 66.11 | 16.9 | 0.92 | 4990 | 82.2
PAUSB8RF | Orion Energy Systems Inc | ISON High Bay | HBIF3C1AAUNVFDXX850LFXXXXXXXXXX | Indoor Luminaires | High-Bay | High-Bay Aisle Luminaires | Premium | TRUE | 18050 | 149.3 | 120.7 | 17.7 | 0.912 | 5014 | 82.7 | 10 | 150000 | 42759 | Dimmable | Continuous Below 10 | Yes |  | 4.1 | 18050 | 149.3 | 120.9 | 17.7 | 0.91 | 5014 | 82.7
P89DJ921 | Orion Energy Systems Inc | ISON High Bay | HBIF3D1OAUNVNDXX850LCXXXXXXXXXX | Indoor Luminaires | High-Bay | High-Bay Luminaires for Commercial and Industrial Buildings | Premium | FALSE | [9 empty] | 42759 | Not Dimmable | Not Dimmable | Yes |  | 4.1 | 24450 | 168.85 | 144.8 | 16.2 | 0.93 | 5056 | 83.3
P1CPFPYN | Orion Energy Systems Inc | ISON High Bay | HBIF3B2OAUNVNDXX850LCXXXXXXXXXX | Indoor Luminaires | High-Bay | High-Bay Luminaires for Commercial and Industrial Buildings | Premium | FALSE | [9 empty] | 42759 | Not Dimmable | Not Dimmable | Yes |  | 4.1 | 17260 | 171.06 | 100.9 | 14.1 | 0.95 | 5056 | 82.9
P8VCBH3P | Orion Energy Systems Inc | ISON High Bay | HBIF3D1OAUNVFDXX850LCXXXXXXXXXX | Indoor Luminaires | High-Bay | High-Bay Luminaires for Commercial and Industrial Buildings | Premium | FALSE | [9 empty] | 42759 | Dimmable | Continuous Below 10 | Yes |  | 4.1 | 24450 | 168.85 | 144.8 | 16.2 | 0.93 | 5056 | 83.3
PTCE8P49 | Orion Energy Systems Inc | ISON High Bay | HBIF3B2OAUNVFDXX850LCXXXXXXXXXX | Indoor Luminaires | High-Bay | High-Bay Luminaires for Commercial and Industrial Buildings | Premium | FALSE | [9 empty] | 42759 | Dimmable | Continuous Below 10 | Yes |  | 4.1 | 17260 | 171.06 | 100.9 | 14.1 | 0.95 | 5056 | 82.9
P9XKMZ1F | Orion Energy Systems Inc | ISON High Bay | HBIF3D1AAUNVNDXX850LCXXXXXXXXXX | Indoor Luminaires | High-Bay | High-Bay Aisle Luminaires | Premium | FALSE | [9 empty] | 42759 | Not Dimmable | Not Dimmable | Yes |  | 4.1 | 22710 | 156.73 | 144.9 | 16.1 | 0.93 | 5053 | 83
PZHEBXMQ | Orion Energy Systems Inc | ISON High Bay | HBIF3D1AAUNVFDXX850LCXXXXXXXXXX | Indoor Luminaires | High-Bay | High-Bay Aisle Luminaires | Premium | FALSE | [9 empty] | 42759 | Dimmable | Continuous Below 10 | Yes |  | 4.1 | 22710 | 156.73 | 144.9 | 16.1 | 0.93 | 5053 | 83
P6KAGEKN | Orion Energy Systems Inc | ISON High Bay | HBIF3B2AAUNVNDXX850LCXXXXXXXXXX | Indoor Luminaires | High-Bay | High-Bay Aisle Luminaires | Premium | FALSE | [9 empty] | 42759 | Not Dimmable | Not Dimmable | Yes |  | 4.1 | 16240 | 160.95 | 100.9 | 14.1 | 0.95 | 5052 | 82.7
PR7KGGXF | Orion Energy Systems Inc | ISON High Bay | HBIF3B2AAUNVFDXX850LCXXXXXXXXXX | Indoor Luminaires | High-Bay | High-Bay Aisle Luminaires | Premium | FALSE | [9 empty] | 42759 | Dimmable | Continuous Below 10 | Yes |  | 4.1 | 16240 | 160.95 | 100.9 | 14.1 | 0.95 | 5052 | 82.7
PPHZT2TA | Orion Energy Systems Inc | ISON High Bay | HBIF3C1AAUNVNDXX850LCXXXXXXXXXX | Indoor Luminaires | High-Bay | High-Bay Aisle Luminaires | Premium | FALSE | [9 empty] | 42759 | Not Dimmable | Not Dimmable | Yes |  | 4.1 | 18390 | 152.36 | 120.7 | 17.7 | 0.91 | 5050 | 83
P9A3Q8UQ | Orion Energy Systems Inc | ISON High Bay | HBIF3C1AAUNVFDXX850LCXXXXXXXXXX | Indoor Luminaires | High-Bay | High-Bay Aisle Luminaires | Premium | FALSE | [9 empty] | 42759 | Dimmable | Continuous Below 10 | Yes |  | 4.1 | 18390 | 152.36 | 120.7 | 17.7 | 0.91 | 5050 | 83
P4VRTTUX | Orion Energy Systems Inc | ISON High Bay | HBIF3A1OAXXXNDXX850LCXXXXXXXXXX | Indoor Luminaires | High-Bay | High-Bay Luminaires for Commercial and Industrial Buildings | Premium | FALSE | [9 empty] | 42759 | Not Dimmable | Not Dimmable | Yes |  | 4.1 | 11620 | 175.05 | 66.38 | 10.7 | 0.94 | 5046 | 83
PESF98ED | Orion Energy Systems Inc | ISON High Bay | HBIF3A1OAXXXFDXX850LCXXXXXXXXXX | Indoor Luminaires | High-Bay | High-Bay Luminaires for Commercial and Industrial Buildings | Premium | FALSE | [9 empty] | 42759 | Dimmable | Continuous Below 10 | Yes |  | 4.1 | 11620 | 175.05 | 66.38 | 10.7 | 0.94 | 5046 | 83
PB6J37GU | Orion Energy Systems Inc | ISON High Bay | HBIF3B1OAUNVNDXX850LCXXXXXXXXXX | Indoor Luminaires | High-Bay | High-Bay Luminaires for Commercial and Industrial Buildings | Premium | FALSE | [9 empty] | 42759 | Not Dimmable | Not Dimmable | Yes |  | 4.1 | 14350 | 175.88 | 81.59 | 15.4 | 0.93 | 5045 | 83
PTX51M3J | Orion Energy Systems Inc | ISON High Bay | HBIF3B1OAUNVFDXX850LCXXXXXXXXXX | Indoor Luminaires | High-Bay | High-Bay Luminaires for Commercial and Industrial Buildings | Premium | FALSE | [9 empty] | 42759 | Dimmable | Continuous Below 10 | Yes |  | 4.1 | 14350 | 175.88 | 81.59 | 15.4 | 0.93 | 5045 | 83
PFH7Y25K | Orion Energy Systems Inc | ISON High Bay | HBIF3B1AAUNVNDXX850LCXXXXXXXXXX | Indoor Luminaires | High-Bay | High-Bay Aisle Luminaires | Premium | FALSE | [9 empty] | 42759 | Not Dimmable | Not Dimmable | Yes |  | 4.1 | 13510 | 165.28 | 81.74 | 15.3 | 0.94 | 5042 | 82.7
PGRBRHC8 | Orion Energy Systems Inc | ISON High Bay | HBIF3B1AAUNVFDXX850LCXXXXXXXXXX | Indoor Luminaires | High-Bay | High-Bay Aisle Luminaires | Premium | FALSE | [9 empty] | 42759 | Dimmable | Continuous Below 10 | Yes |  | 4.1 | 13510 | 165.28 | 81.74 | 15.3 | 0.94 | 5042 | 82.7
PVWNBEE1 | Orion Energy Systems Inc | ISON High Bay | HBIF3D1AAXXXNDXX850LCXXXXXXXXXX | Indoor Luminaires | High-Bay | High-Bay Aisle Luminaires | Premium | FALSE | [9 empty] | 42759 | Not Dimmable | Not Dimmable | Yes |  | 4.1 | 22290 | 154.68 | 144.1 | 9.18 | 0.97 | 5040 | 82.9
PG6PW1UM | Orion Energy Systems Inc | ISON High Bay | HBIF3D1AAXXXFDXX850LCXXXXXXXXXX | Indoor Luminaires | High-Bay | High-Bay Aisle Luminaires | Premium | FALSE | [9 empty] | 42759 | Dimmable | Continuous Below 10 | Yes |  | 4.1 | 22290 | 154.68 | 144.1 | 9.18 | 0.97 | 5040 | 82.9
PUMQERJT | Orion Energy Systems Inc | ISON High Bay | HBIF3C1OAUNVNDXX850LCXXXXXXXXXX | Indoor Luminaires | High-Bay | High-Bay Luminaires for Commercial and Industrial Buildings | Premium | FALSE | [9 empty] | 42759 | Not Dimmable | Not Dimmable | Yes |  | 4.1 | 19470 | 160.91 | 121 | 17.7 | 0.91 | 5039 | 83.2
PGZNKS33 | Orion Energy Systems Inc | ISON High Bay | HBIF3C1OAUNVFDXX850LCXXXXXXXXXX | Indoor Luminaires | High-Bay | High-Bay Luminaires for Commercial and Industrial Buildings | Premium | FALSE | [9 empty] | 42759 | Dimmable | Continuous Below 10 | Yes |  | 4.1 | 19470 | 160.91 | 121 | 17.7 | 0.91 | 5039 | 83.2
PEDNY63K | Orion Energy Systems Inc | ISON High Bay | HBIF3A1AAXXXNDXX850LCXXXXXXXXXX | Indoor Luminaires | High-Bay | High-Bay Aisle Luminaires | Premium | FALSE | [9 empty] | 42759 | Not Dimmable | Not Dimmable | Yes |  | 4.1 | 10830 | 163.3 | 66.32 | 10.5 | 0.94 | 5036 | 82.8
PDFMMZB2 | Orion Energy Systems Inc | ISON High Bay | HBIF3A1AAXXXFDXX850LCXXXXXXXXXX | Indoor Luminaires | High-Bay | High-Bay Aisle Luminaires | Premium | FALSE | [9 empty] | 42759 | Dimmable | Continuous Below 10 | Yes |  | 4.1 | 10830 | 163.3 | 66.32 | 10.5 | 0.94 | 5036 | 82.8
PSQSCC6S | Orion Energy Systems Inc | ISON High Bay | HBIF3D1AAUNVNDXX850NLXXXXXXXXXX | Indoor Luminaires | High-Bay | High-Bay Aisle Luminaires | Premium | FALSE | [9 empty] | 42759 | Not Dimmable | Not Dimmable | Yes |  | 4.1 | 24200 | 167.36 | 144.6 | 16.2 | 0.94 | 5035 | 82.9
PK3V47BP | Orion Energy Systems Inc | ISON High Bay | HBIF3D1AAUNVFDXX850NLXXXXXXXXXX | Indoor Luminaires | High-Bay | High-Bay Aisle Luminaires | Premium | FALSE | [9 empty] | 42759 | Dimmable | Continuous Below 10 | Yes |  | 4.1 | 24200 | 167.36 | 144.6 | 16.2 | 0.94 | 5035 | 82.9
PGR2MDQZ | Orion Energy Systems Inc | ISON High Bay | HBIF3B2AAUNVNDXX850NLXXXXXXXXXX | Indoor Luminaires | High-Bay | High-Bay Aisle Luminaires | Premium | FALSE | [9 empty] | 42759 | Not Dimmable | Not Dimmable | Yes |  | 4.1 | 17340 | 171.51 | 101.1 | 14.1 | 0.95 | 5032 | 82.5
P6CUPCK6 | Orion Energy Systems Inc | ISON High Bay | HBIF3B2AAUNVFDXX850NLXXXXXXXXXX | Indoor Luminaires | High-Bay | High-Bay Aisle Luminaires | Premium | FALSE | [9 empty] | 42759 | Dimmable | Continuous Below 10 | Yes |  | 4.1 | 17340 | 171.51 | 101.1 | 14.1 | 0.95 | 5032 | 82.5
P19NNGWF | Orion Energy Systems Inc | ISON High Bay | HBIF3C1AAXXXNDXX850LCXXXXXXXXXX | Indoor Luminaires | High-Bay | High-Bay Aisle Luminaires | Premium | FALSE | [9 empty] | 42759 | Not Dimmable | Not Dimmable | Yes |  | 4.1 | 19220 | 157.93 | 121.7 | 10.9 | 0.96 | 5030 | 82.9
P9FA2MKS | Orion Energy Systems Inc | ISON High Bay | HBIF3C1AAXXXFDXX850LCXXXXXXXXXX | Indoor Luminaires | High-Bay | High-Bay Aisle Luminaires | Premium | FALSE | [9 empty] | 42759 | Dimmable | Continuous Below 10 | Yes |  | 4.1 | 19220 | 157.93 | 121.7 | 10.9 | 0.96 | 5030 | 82.9
PY715DAK | Orion Energy Systems Inc | ISON High Bay | HBIF3B2OAUNVNDXX850LFXXXXXXXXXX | Indoor Luminaires | High-Bay | High-Bay Luminaires for Commercial and Industrial Buildings | Premium | FALSE | [9 empty] | 42759 | Not Dimmable | Not Dimmable | Yes |  | 4.1 | 17090 | 169.68 | 100.9 | 14.1 | 0.95 | 5027 | 82.5
PF2G9MWQ | Orion Energy Systems Inc | ISON High Bay | HBIF3B2OAUNVFDXX850LFXXXXXXXXXX | Indoor Luminaires | High-Bay | High-Bay Luminaires for Commercial and Industrial Buildings | Premium | FALSE | [9 empty] | 42759 | Dimmable | Continuous Below 10 | Yes |  | 4.1 | 17090 | 169.68 | 100.9 | 14.1 | 0.95 | 5027 | 82.5
PXD3H3WQ | Orion Energy Systems Inc | ISON High Bay | HBIF3B2OAXXXNDXX850LCXXXXXXXXXX | Indoor Luminaires | High-Bay | High-Bay Luminaires for Commercial and Industrial Buildings | Premium | FALSE | [9 empty] | 42759 | Not Dimmable | Not Dimmable | Yes |  | 4.1 | 17280 | 172.11 | 100.4 | 7.3 | 0.97 | 5025 | 83.1
P92WNJJK | Orion Energy Systems Inc | ISON High Bay | HBIF3A1OAUNVNDXX850LCXXXXXXXXXX | Indoor Luminaires | High-Bay | High-Bay Luminaires for Commercial and Industrial Buildings | Premium | FALSE | [9 empty] | 42759 | Not Dimmable | Not Dimmable | Yes |  | 4.1 | 11260 | 170.17 | 66.17 | 16.9 | 0.91 | 5025 | 82.9
PJMJG8FT | Orion Energy Systems Inc | ISON High Bay | HBIF3D1AAUNVNDXX850LFXXXXXXXXXX | Indoor Luminaires | High-Bay | High-Bay Aisle Luminaires | Premium | FALSE | [9 empty] | 42759 | Not Dimmable | Not Dimmable | Yes |  | 4.1 | 22440 | 155.29 | 144.5 | 16.2 | 0.93 | 5025 | 82.7
PADE2BW1 | Orion Energy Systems Inc | ISON High Bay | HBIF3B2OAXXXFDXX850LCXXXXXXXXXX | Indoor Luminaires | High-Bay | High-Bay Luminaires for Commercial and Industrial Buildings | Premium | FALSE | [9 empty] | 42759 | Dimmable | Continuous Below 10 | Yes |  | 4.1 | 17280 | 172.11 | 100.4 | 7.3 | 0.97 | 5025 | 83.1
P8Y5RYM8 | Orion Energy Systems Inc | ISON High Bay | HBIF3A1OAUNVFDXX850LCXXXXXXXXXX | Indoor Luminaires | High-Bay | High-Bay Luminaires for Commercial and Industrial Buildings | Premium | FALSE | [9 empty] | 42759 | Dimmable | Continuous Below 10 | Yes |  | 4.1 | 11260 | 170.17 | 66.17 | 16.9 | 0.91 | 5025 | 82.9
PWMQ2WZ7 | Orion Energy Systems Inc | ISON High Bay | HBIF3D1AAUNVFDXX850LFXXXXXXXXXX | Indoor Luminaires | High-Bay | High-Bay Aisle Luminaires | Premium | FALSE | [9 empty] | 42759 | Dimmable | Continuous Below 10 | Yes |  | 4.1 | 22440 | 155.29 | 144.5 | 16.2 | 0.93 | 5025 | 82.7
P7EU7R37 | Orion Energy Systems Inc | ISON High Bay | HBIF3D1OAXXXNDXX850LCXXXXXXXXXX | Indoor Luminaires | High-Bay | High-Bay Luminaires for Commercial and Industrial Buildings | Premium | FALSE | [9 empty] | 42759 | Not Dimmable | Not Dimmable | Yes |  | 4.1 | 25240 | 197.19 | 128 | 9.15 | 0.97 | 5024 | 83.2
PC3YD96P | Orion Energy Systems Inc | ISON High Bay | HBIF3D1OAXXXFDXX850LCXXXXXXXXXX | Indoor Luminaires | High-Bay | High-Bay Luminaires for Commercial and Industrial Buildings | Premium | FALSE | [9 empty] | 42759 | Dimmable | Continuous Below 10 | Yes |  | 4.1 | 25240 | 197.19 | 128 | 9.15 | 0.97 | 5024 | 83.2
PHMYNBKF | Orion Energy Systems Inc | ISON High Bay | HBIF3D1OAUNVNDXX850NLXXXXXXXXXX | Indoor Luminaires | High-Bay | High-Bay Luminaires for Commercial and Industrial Buildings | Premium | FALSE | [9 empty] | 42759 | Not Dimmable | Not Dimmable | Yes |  | 4.1 | 26080 | 179.61 | 145.2 | 16.2 | 0.93 | 5023 | 83
P4T1KTUC | Orion Energy Systems Inc | ISON High Bay | HBIF3B2AAXXXNDXX850LCXXXXXXXXXX | Indoor Luminaires | High-Bay | High-Bay Aisle Luminaires | Premium | FALSE | [9 empty] | 42759 | Not Dimmable | Not Dimmable | Yes |  | 4.1 | 16150 | 160.86 | 100.4 | 7.26 | 0.97 | 5023 | 82.8
PS8Y6D1X | Orion Energy Systems Inc | ISON High Bay | HBIF3A1AAUNVNDXX850LCXXXXXXXXXX | Indoor Luminaires | High-Bay | High-Bay Aisle Luminaires | Premium | FALSE | [9 empty] | 42759 | Not Dimmable | Not Dimmable | Yes |  | 4.1 | 10570 | 160.13 | 66.01 | 17 | 0.91 | 5023 | 82.7
P5HJPD4E | Orion Energy Systems Inc | ISON High Bay | HBIF3B2OAUNVNDXX850NLXXXXXXXXXX | Indoor Luminaires | High-Bay | High-Bay Luminaires for Commercial and Industrial Buildings | Premium | FALSE | [9 empty] | 42759 | Not Dimmable | Not Dimmable | Yes |  | 4.1 | 18310 | 181.11 | 101.1 | 14 | 0.95 | 5023 | 82.6
PN631KK4 | Orion Energy Systems Inc | ISON High Bay | HBIF3D1OAUNVFDXX850NLXXXXXXXXXX | Indoor Luminaires | High-Bay | High-Bay Luminaires for Commercial and Industrial Buildings | Premium | FALSE | [9 empty] | 42759 | Dimmable | Continuous Below 10 | Yes |  | 4.1 | 26080 | 179.61 | 145.2 | 16.2 | 0.93 | 5023 | 83
P6P72JHW | Orion Energy Systems Inc | ISON High Bay | HBIF3B2AAXXXFDXX850LCXXXXXXXXXX | Indoor Luminaires | High-Bay | High-Bay Aisle Luminaires | Premium | FALSE | [9 empty] | 42759 | Dimmable | Continuous Below 10 | Yes |  | 4.1 | 16150 | 160.86 | 100.4 | 7.26 | 0.97 | 5023 | 82.8
PV99QZ6Z | Orion Energy Systems Inc | ISON High Bay | HBIF3A1AAUNVFDXX850LCXXXXXXXXXX | Indoor Luminaires | High-Bay | High-Bay Aisle Luminaires | Premium | FALSE | [9 empty] | 42759 | Dimmable | Continuous Below 10 | Yes |  | 4.1 | 10570 | 160.13 | 66.01 | 17 | 0.91 | 5023 | 82.7
PAY54XTR | Orion Energy Systems Inc | ISON High Bay | HBIF3B2OAUNVFDXX850NLXXXXXXXXXX | Indoor Luminaires | High-Bay | High-Bay Luminaires for Commercial and Industrial Buildings | Premium | FALSE | [9 empty] | 42759 | Dimmable | Continuous Below 10 | Yes |  | 4.1 | 18310 | 181.11 | 101.1 | 14 | 0.95 | 5023 | 82.6
PRFG4A3D | Orion Energy Systems Inc | ISON High Bay | HBIF3C1OAXXXNDXX850LCXXXXXXXXXX | Indoor Luminaires | High-Bay | High-Bay Luminaires for Commercial and Industrial Buildings | Premium | FALSE | [9 empty] | 42759 | Not Dimmable | Not Dimmable | Yes |  | 4.1 | 20640 | 169.6 | 121.7 | 10.8 | 0.96 | 5022 | 83.2
P1F4ZXPP | Orion Energy Systems Inc | ISON High Bay | HBIF3C1AAUNVNDXX850NLXXXXXXXXXX | Indoor Luminaires | High-Bay | High-Bay Aisle Luminaires | Premium | FALSE | [9 empty] | 42759 | Not Dimmable | Not Dimmable | Yes |  | 4.1 | 19810 | 164.13 | 120.7 | 17.7 | 0.91 | 5022 | 82.8
P9TEFUFU | Orion Energy Systems Inc | ISON High Bay | HBIF3C1OAXXXFDXX850LCXXXXXXXXXX | Indoor Luminaires | High-Bay | High-Bay Luminaires for Commercial and Industrial Buildings | Premium | FALSE | [9 empty] | 42759 | Dimmable | Continuous Below 10 | Yes |  | 4.1 | 20640 | 169.6 | 121.7 | 10.8 | 0.96 | 5022 | 83.2
PWPQF7P6 | Orion Energy Systems Inc | ISON High Bay | HBIF3C1AAUNVFDXX850NLXXXXXXXXXX | Indoor Luminaires | High-Bay | High-Bay Aisle Luminaires | Premium | FALSE | [9 empty] | 42759 | Dimmable | Continuous Below 10 | Yes |  | 4.1 | 19810 | 164.13 | 120.7 | 17.7 | 0.91 | 5022 | 82.8
PAPSAXZW | Orion Energy Systems Inc | ISON High Bay | HBIF3B2AAUNVNDXX850LFXXXXXXXXXX | Indoor Luminaires | High-Bay | High-Bay Aisle Luminaires | Premium | FALSE | [9 empty] | 42759 | Not Dimmable | Not Dimmable | Yes |  | 4.1 | 16160 | 160 | 101 | 14.1 | 0.95 | 5020 | 82.3
PGK26M97 | Orion Energy Systems Inc | ISON High Bay | HBIF3B2AAUNVFDXX850LFXXXXXXXXXX | Indoor Luminaires | High-Bay | High-Bay Aisle Luminaires | Premium | FALSE | [9 empty] | 42759 | Dimmable | Continuous Below 10 | Yes |  | 4.1 | 16160 | 160 | 101 | 14.1 | 0.95 | 5020 | 82.3
PK4MXNN3 | Orion Energy Systems Inc | ISON High Bay | HBIF3A1OAXXXNDXX850LFXXXXXXXXXX | Indoor Luminaires | High-Bay | High-Bay Luminaires for Commercial and Industrial Buildings | Premium | FALSE | [9 empty] | 42759 | Not Dimmable | Not Dimmable | Yes |  | 4.1 | 11470 | 172.85 | 66.36 | 10.5 | 0.94 | 5019 | 82.6
P8YBN79N | Orion Energy Systems Inc | ISON High Bay | HBIF3A1OAXXXFDXX850LFXXXXXXXXXX | Indoor Luminaires | High-Bay | High-Bay Luminaires for Commercial and Industrial Buildings | Premium | FALSE | [9 empty] | 42759 | Dimmable | Continuous Below 10 | Yes |  | 4.1 | 11470 | 172.85 | 66.36 | 10.5 | 0.94 | 5019 | 82.6
P7CD5823 | Orion Energy Systems Inc | ISON High Bay | HBIF3B1OAUNVNDXX850NLXXXXXXXXXX | Indoor Luminaires | High-Bay | High-Bay Luminaires for Commercial and Industrial Buildings | Premium | FALSE | [9 empty] | 42759 | Not Dimmable | Not Dimmable | Yes |  | 4.1 | 15280 | 186.66 | 81.86 | 15.3 | 0.94 | 5018 | 82.7
PYQG7SBC | Orion Energy Systems Inc | ISON High Bay | HBIF3B1OAUNVFDXX850NLXXXXXXXXXX | Indoor Luminaires | High-Bay | High-Bay Luminaires for Commercial and Industrial Buildings | Premium | FALSE | [9 empty] | 42759 | Dimmable | Continuous Below 10 | Yes |  | 4.1 | 15280 | 186.66 | 81.86 | 15.3 | 0.94 | 5018 | 82.7
P7EGH2TX | Orion Energy Systems Inc | ISON High Bay | HBIF3B1OAXXXNDXX850LCXXXXXXXXXX | Indoor Luminaires | High-Bay | High-Bay Luminaires for Commercial and Industrial Buildings | Premium | FALSE | [9 empty] | 42759 | Not Dimmable | Not Dimmable | Yes |  | 4.1 | 14290 | 173.21 | 82.5 | 8.61 | 0.96 | 5016 | 83.2
PWRB9BQA | Orion Energy Systems Inc | ISON High Bay | HBIF3D1OAUNVNDXX850LFXXXXXXXXXX | Indoor Luminaires | High-Bay | High-Bay Luminaires for Commercial and Industrial Buildings | Premium | FALSE | [9 empty] | 42759 | Not Dimmable | Not Dimmable | Yes |  | 4.1 | 24260 | 167.54 | 144.8 | 16.2 | 0.93 | 5016 | 82.9
PST7JBU1 | Orion Energy Systems Inc | ISON High Bay | HBIF3B1OAXXXFDXX850LCXXXXXXXXXX | Indoor Luminaires | High-Bay | High-Bay Luminaires for Commercial and Industrial Buildings | Premium | FALSE | [9 empty] | 42759 | Dimmable | Continuous Below 10 | Yes |  | 4.1 | 14290 | 173.21 | 82.5 | 8.61 | 0.96 | 5016 | 83.2
P48KJSKK | Orion Energy Systems Inc | ISON High Bay | HBIF3D1OAUNVFDXX850LFXXXXXXXXXX | Indoor Luminaires | High-Bay | High-Bay Luminaires for Commercial and Industrial Buildings | Premium | FALSE | [9 empty] | 42759 | Dimmable | Continuous Below 10 | Yes |  | 4.1 | 24260 | 167.54 | 144.8 | 16.2 | 0.93 | 5016 | 82.9
PPBKY4ZC | Orion Energy Systems Inc | ISON High Bay | HBIF3A1OAXXXNDXX850NLXXXXXXXXXX | Indoor Luminaires | High-Bay | High-Bay Luminaires for Commercial and Industrial Buildings | Premium | FALSE | [9 empty] | 42759 | Not Dimmable | Not Dimmable | Yes |  | 4.1 | 12290 | 185.2 | 66.36 | 10.6 | 0.94 | 5015 | 82.7
PNZ8Z839 | Orion Energy Systems Inc | ISON High Bay | HBIF3B1AAUNVNDXX850LFXXXXXXXXXX | Indoor Luminaires | High-Bay | High-Bay Aisle Luminaires | Premium | FALSE | [9 empty] | 42759 | Not Dimmable | Not Dimmable | Yes |  | 4.1 | 13390 | 163.83 | 81.73 | 15.3 | 0.94 | 5015 | 82.4
PQKNDK5Z | Orion Energy Systems Inc | ISON High Bay | HBIF3A1OAXXXFDXX850NLXXXXXXXXXX | Indoor Luminaires | High-Bay | High-Bay Luminaires for Commercial and Industrial Buildings | Premium | FALSE | [9 empty] | 42759 | Dimmable | Continuous Below 10 | Yes |  | 4.1 | 12290 | 185.2 | 66.36 | 10.6 | 0.94 | 5015 | 82.7
PQWSAZ43 | Orion Energy Systems Inc | ISON High Bay | HBIF3B1AAUNVFDXX850LFXXXXXXXXXX | Indoor Luminaires | High-Bay | High-Bay Aisle Luminaires | Premium | FALSE | [9 empty] | 42759 | Dimmable | Continuous Below 10 | Yes |  | 4.1 | 13390 | 163.83 | 81.73 | 15.3 | 0.94 | 5015 | 82.4
PGZPNYN8 | Orion Energy Systems Inc | ISON High Bay | HBIF3C1AAUNVNDXX850LFXXXXXXXXXX | Indoor Luminaires | High-Bay | High-Bay Aisle Luminaires | Premium | FALSE | [9 empty] | 42759 | Not Dimmable | Not Dimmable | Yes |  | 4.1 | 18050 | 149.3 | 120.9 | 17.7 | 0.91 | 5014 | 82.7
PPY9HVSU | Orion Energy Systems Inc | ISON High Bay | HBIF3B1AAUNVNDXX850NLXXXXXXXXXX | Indoor Luminaires | High-Bay | High-Bay Aisle Luminaires | Premium | FALSE | [9 empty] | 42759 | Not Dimmable | Not Dimmable | Yes |  | 4.1 | 14310 | 174.54 | 81.99 | 15.3 | 0.93 | 5014 | 82.5
PR5N365V | Orion Energy Systems Inc | ISON High Bay | HBIF3B1AAUNVFDXX850NLXXXXXXXXXX | Indoor Luminaires | High-Bay | High-Bay Aisle Luminaires | Premium | FALSE | [9 empty] | 42759 | Dimmable | Continuous Below 10 | Yes |  | 4.1 | 14310 | 174.54 | 81.99 | 15.3 | 0.93 | 5014 | 82.5
P9KVN2J5 | Orion Energy Systems Inc | ISON High Bay | HBIF3C1OAUNVNDXX850NLXXXXXXXXXX | Indoor Luminaires | High-Bay | High-Bay Luminaires for Commercial and Industrial Buildings | Premium | FALSE | [9 empty] | 42759 | Not Dimmable | Not Dimmable | Yes |  | 4.1 | 20800 | 171.33 | 121.4 | 17.7 | 0.91 | 5010 | 82.9
PJE5ENBS | Orion Energy Systems Inc | ISON High Bay | HBIF3C1OAUNVFDXX850NLXXXXXXXXXX | Indoor Luminaires | High-Bay | High-Bay Luminaires for Commercial and Industrial Buildings | Premium | FALSE | [9 empty] | 42759 | Dimmable | Continuous Below 10 | Yes |  | 4.1 | 20800 | 171.33 | 121.4 | 17.7 | 0.91 | 5010 | 82.9
P8KEJ73A | Orion Energy Systems Inc | ISON High Bay | HBIF3B1AAXXXNDXX850LCXXXXXXXXXX | Indoor Luminaires | High-Bay | High-Bay Aisle Luminaires | Premium | FALSE | [9 empty] | 42759 | Not Dimmable | Not Dimmable | Yes |  | 4.1 | 13230 | 160.27 | 82.55 | 8.57 | 0.96 | 5009 | 82.9
PW2DPNNP | Orion Energy Systems Inc | ISON High Bay | HBIF3C1OAUNVNDXX850LFXXXXXXXXXX | Indoor Luminaires | High-Bay | High-Bay Luminaires for Commercial and Industrial Buildings | Premium | FALSE | [9 empty] | 42759 | Not Dimmable | Not Dimmable | Yes |  | 4.1 | 19340 | 159.7 | 121.1 | 17.7 | 0.91 | 5009 | 82.8
PCD1KDWX | Orion Energy Systems Inc | ISON High Bay | HBIF3B1AAXXXFDXX850LCXXXXXXXXXX | Indoor Luminaires | High-Bay | High-Bay Aisle Luminaires | Premium | FALSE | [9 empty] | 42759 | Dimmable | Continuous Below 10 | Yes |  | 4.1 | 13230 | 160.27 | 82.55 | 8.57 | 0.96 | 5009 | 82.9
P1YTD171 | Orion Energy Systems Inc | ISON High Bay | HBIF3C1OAUNVFDXX850LFXXXXXXXXXX | Indoor Luminaires | High-Bay | High-Bay Luminaires for Commercial and Industrial Buildings | Premium | FALSE | [9 empty] | 42759 | Dimmable | Continuous Below 10 | Yes |  | 4.1 | 19340 | 159.7 | 121.1 | 17.7 | 0.91 | 5009 | 82.8
PBGFCJ5S | Orion Energy Systems Inc | ISON High Bay | HBIF3B1OAUNVNDXX850LFXXXXXXXXXX | Indoor Luminaires | High-Bay | High-Bay Luminaires for Commercial and Industrial Buildings | Premium | FALSE | [9 empty] | 42759 | Not Dimmable | Not Dimmable | Yes |  | 4.1 | 14230 | 174.02 | 81.77 | 15.3 | 0.93 | 5008 | 82.5
PETMWD5K | Orion Energy Systems Inc | ISON High Bay | HBIF3A1AAXXXNDXX850NLXXXXXXXXXX | Indoor Luminaires | High-Bay | High-Bay Aisle Luminaires | Premium | FALSE | [9 empty] | 42759 | Not Dimmable | Not Dimmable | Yes |  | 4.1 | 11490 | 173.09 | 66.38 | 10.6 | 0.94 | 5008 | 82.5
P2T74ZH7 | Orion Energy Systems Inc | ISON High Bay | HBIF3B1OAUNVFDXX850LFXXXXXXXXXX | Indoor Luminaires | High-Bay | High-Bay Luminaires for Commercial and Industrial Buildings | Premium | FALSE | [9 empty] | 42759 | Dimmable | Continuous Below 10 | Yes |  | 4.1 | 14230 | 174.02 | 81.77 | 15.3 | 0.93 | 5008 | 82.5
PTA5HRZC | Orion Energy Systems Inc | ISON High Bay | HBIF3A1AAXXXFDXX850NLXXXXXXXXXX | Indoor Luminaires | High-Bay | High-Bay Aisle Luminaires | Premium | FALSE | [9 empty] | 42759 | Dimmable | Continuous Below 10 | Yes |  | 4.1 | 11490 | 173.09 | 66.38 | 10.6 | 0.94 | 5008 | 82.5
PJTFTWCC | Orion Energy Systems Inc | ISON High Bay | HBIF3D1AAXXXNDXX850NLXXXXXXXXXX | Indoor Luminaires | High-Bay | High-Bay Aisle Luminaires | Premium | FALSE | [9 empty] | 42759 | Not Dimmable | Not Dimmable | Yes |  | 4.1 | 23890 | 165.21 | 144.6 | 9.14 | 0.97 | 5006 | 82.6
PC3884GN | Orion Energy Systems Inc | ISON High Bay | HBIF3D1AAXXXFDXX850NLXXXXXXXXXX | Indoor Luminaires | High-Bay | High-Bay Aisle Luminaires | Premium | FALSE | [9 empty] | 42759 | Dimmable | Continuous Below 10 | Yes |  | 4.1 | 23890 | 165.21 | 144.6 | 9.14 | 0.97 | 5006 | 82.6
PBP1PKQM | Orion Energy Systems Inc | ISON High Bay | HBIF3A1AAXXXNDXX850LFXXXXXXXXXX | Indoor Luminaires | High-Bay | High-Bay Aisle Luminaires | Premium | FALSE | [9 empty] | 42759 | Not Dimmable | Not Dimmable | Yes |  | 4.1 | 10750 | 161.95 | 66.38 | 10.6 | 0.94 | 5001 | 82.4
PWNCA6MW | Orion Energy Systems Inc | ISON High Bay | HBIF3A1AAXXXFDXX850LFXXXXXXXXXX | Indoor Luminaires | High-Bay | High-Bay Aisle Luminaires | Premium | FALSE | [9 empty] | 42759 | Dimmable | Continuous Below 10 | Yes |  | 4.1 | 10750 | 161.95 | 66.38 | 10.6 | 0.94 | 5001 | 82.4
P196SVP7 | Orion Energy Systems Inc | ISON High Bay | HBIF3A1OAUNVNDXX850NLXXXXXXXXXX | Indoor Luminaires | High-Bay | High-Bay Luminaires for Commercial and Industrial Buildings | Premium | FALSE | [9 empty] | 42759 | Not Dimmable | Not Dimmable | Yes |  | 4.1 | 11950 | 180.11 | 66.35 | 16.9 | 0.92 | 5000 | 82.6
PPZT9XR9 | Orion Energy Systems Inc | ISON High Bay | HBIF3D1AAXXXNDXX850LFXXXXXXXXXX | Indoor Luminaires | High-Bay | High-Bay Aisle Luminaires | Premium | FALSE | [9 empty] | 42759 | Not Dimmable | Not Dimmable | Yes |  | 4.1 | 22260 | 154.26 | 144.3 | 9.19 | 0.97 | 5000 | 82.5
P3YUDCGQ | Orion Energy Systems Inc | ISON High Bay | HBIF3A1OAUNVFDXX850NLXXXXXXXXXX | Indoor Luminaires | High-Bay | High-Bay Luminaires for Commercial and Industrial Buildings | Premium | FALSE | [9 empty] | 42759 | Dimmable | Continuous Below 10 | Yes |  | 4.1 | 11950 | 180.11 | 66.35 | 16.9 | 0.92 | 5000 | 82.6
PJCJDE6V | Orion Energy Systems Inc | ISON High Bay | HBIF3D1AAXXXFDXX850LFXXXXXXXXXX | Indoor Luminaires | High-Bay | High-Bay Aisle Luminaires | Premium | FALSE | [9 empty] | 42759 | Dimmable | Continuous Below 10 | Yes |  | 4.1 | 22260 | 154.26 | 144.3 | 9.19 | 0.97 | 5000 | 82.5
P91VMG2R | Orion Energy Systems Inc | ISON High Bay | HBIF3B2AAXXXNDXX850NLXXXXXXXXXX | Indoor Luminaires | High-Bay | High-Bay Aisle Luminaires | Premium | FALSE | [9 empty] | 42759 | Not Dimmable | Not Dimmable | Yes |  | 4.1 | 17280 | 171.77 | 100.6 | 7.29 | 0.97 | 4998 | 82.5
PNX3X8Z3 | Orion Energy Systems Inc | ISON High Bay | HBIF3B2AAXXXFDXX850NLXXXXXXXXXX | Indoor Luminaires | High-Bay | High-Bay Aisle Luminaires | Premium | FALSE | [9 empty] | 42759 | Dimmable | Continuous Below 10 | Yes |  | 4.1 | 17280 | 171.77 | 100.6 | 7.29 | 0.97 | 4998 | 82.5
P1QS6RXR | Orion Energy Systems Inc | ISON High Bay | HBIF3D1OAXXXNDXX850NLXXXXXXXXXX | Indoor Luminaires | High-Bay | High-Bay Luminaires for Commercial and Industrial Buildings | Premium | FALSE | [9 empty] | 42759 | Not Dimmable | Not Dimmable | Yes |  | 4.1 | 25820 | 178.69 | 144.5 | 9.12 | 0.97 | 4997 | 82.7
PYDHW1F1 | Orion Energy Systems Inc | ISON High Bay | HBIF3B2OAXXXNDXX850NLXXXXXXXXXX | Indoor Luminaires | High-Bay | High-Bay Luminaires for Commercial and Industrial Buildings | Premium | FALSE | [9 empty] | 42759 | Not Dimmable | Not Dimmable | Yes |  | 4.1 | 18410 | 183.18 | 100.5 | 7.29 | 0.97 | 4997 | 82.7
PY4Q9E9C | Orion Energy Systems Inc | ISON High Bay | HBIF3C1AAXXXNDXX850LFXXXXXXXXXX | Indoor Luminaires | High-Bay | High-Bay Aisle Luminaires | Premium | FALSE | [9 empty] | 42759 | Not Dimmable | Not Dimmable | Yes |  | 4.1 | 19050 | 156.28 | 121.9 | 10.7 | 0.96 | 4997 | 82.4
PTQGG1HV | Orion Energy Systems Inc | ISON High Bay | HBIF3D1OAXXXFDXX850NLXXXXXXXXXX | Indoor Luminaires | High-Bay | High-Bay Luminaires for Commercial and Industrial Buildings | Premium | FALSE | [9 empty] | 42759 | Dimmable | Continuous Below 10 | Yes |  | 4.1 | 25820 | 178.69 | 144.5 | 9.12 | 0.97 | 4997 | 82.7
P3AZF6HU | Orion Energy Systems Inc | ISON High Bay | HBIF3B2OAXXXFDXX850NLXXXXXXXXXX | Indoor Luminaires | High-Bay | High-Bay Luminaires for Commercial and Industrial Buildings | Premium | FALSE | [9 empty] | 42759 | Dimmable | Continuous Below 10 | Yes |  | 4.1 | 18410 | 183.18 | 100.5 | 7.29 | 0.97 | 4997 | 82.7
PWEPXW44 | Orion Energy Systems Inc | ISON High Bay | HBIF3C1AAXXXFDXX850LFXXXXXXXXXX | Indoor Luminaires | High-Bay | High-Bay Aisle Luminaires | Premium | FALSE | [9 empty] | 42759 | Dimmable | Continuous Below 10 | Yes |  | 4.1 | 19050 | 156.28 | 121.9 | 10.7 | 0.96 | 4997 | 82.4
PF91KDC6 | Orion Energy Systems Inc | ISON High Bay | HBIF3A1AAUNVNDXX850NLXXXXXXXXXX | Indoor Luminaires | High-Bay | High-Bay Aisle Luminaires | Premium | FALSE | [9 empty] | 42759 | Not Dimmable | Not Dimmable | Yes |  | 4.1 | 11340 | 170.91 | 66.35 | 16.9 | 0.91 | 4996 | 82.3
PPSZMX24 | Orion Energy Systems Inc | ISON High Bay | HBIF3A1AAUNVFDXX850NLXXXXXXXXXX | Indoor Luminaires | High-Bay | High-Bay Aisle Luminaires | Premium | FALSE | [9 empty] | 42759 | Dimmable | Continuous Below 10 | Yes |  | 4.1 | 11340 | 170.91 | 66.35 | 16.9 | 0.91 | 4996 | 82.3
P46VSZT7 | Orion Energy Systems Inc | ISON High Bay | HBIF3C1AAXXXNDXX850NLXXXXXXXXXX | Indoor Luminaires | High-Bay | High-Bay Aisle Luminaires | Premium | FALSE | [9 empty] | 42759 | Not Dimmable | Not Dimmable | Yes |  | 4.1 | 20490 | 167.68 | 122.2 | 10.7 | 0.96 | 4993 | 82.6
PDJF1N8F | Orion Energy Systems Inc | ISON High Bay | HBIF3C1AAXXXFDXX850NLXXXXXXXXXX | Indoor Luminaires | High-Bay | High-Bay Aisle Luminaires | Premium | FALSE | [9 empty] | 42759 | Dimmable | Continuous Below 10 | Yes |  | 4.1 | 20490 | 167.68 | 122.2 | 10.7 | 0.96 | 4993 | 82.6
PZMD4DBY | Orion Energy Systems Inc | ISON High Bay | HBIF3C1OAXXXNDXX850NLXXXXXXXXXX | Indoor Luminaires | High-Bay | High-Bay Luminaires for Commercial and Industrial Buildings | Premium | FALSE | [9 empty] | 42759 | Not Dimmable | Not Dimmable | Yes |  | 4.1 | 22040 | 180.51 | 122.1 | 10.8 | 0.96 | 4991 | 82.8
P1WG3235 | Orion Energy Systems Inc | ISON High Bay | HBIF3B2AAXXXNDXX850LFXXXXXXXXXX | Indoor Luminaires | High-Bay | High-Bay Aisle Luminaires | Premium | FALSE | [9 empty] | 42759 | Not Dimmable | Not Dimmable | Yes |  | 4.1 | 16070 | 160.06 | 100.4 | 7.25 | 0.97 | 4991 | 82.4
PUY9ZE8K | Orion Energy Systems Inc | ISON High Bay | HBIF3C1OAXXXFDXX850NLXXXXXXXXXX | Indoor Luminaires | High-Bay | High-Bay Luminaires for Commercial and Industrial Buildings | Premium | FALSE | [9 empty] | 42759 | Dimmable | Continuous Below 10 | Yes |  | 4.1 | 22040 | 180.51 | 122.1 | 10.8 | 0.96 | 4991 | 82.8
PM3NWXKC | Orion Energy Systems Inc | ISON High Bay | HBIF3B2AAXXXFDXX850LFXXXXXXXXXX | Indoor Luminaires | High-Bay | High-Bay Aisle Luminaires | Premium | FALSE | [9 empty] | 42759 | Dimmable | Continuous Below 10 | Yes |  | 4.1 | 16070 | 160.06 | 100.4 | 7.25 | 0.97 | 4991 | 82.4
P2ECGQRP | Orion Energy Systems Inc | ISON High Bay | HBIF3D1OAXXXNDXX850LFXXXXXXXXXX | Indoor Luminaires | High-Bay | High-Bay Luminaires for Commercial and Industrial Buildings | Premium | FALSE | [9 empty] | 42759 | Not Dimmable | Not Dimmable | Yes |  | 4.1 | 24040 | 166.6 | 144.3 | 9.15 | 0.97 | 4990 | 82.6
PCPH2XT7 | Orion Energy Systems Inc | ISON High Bay | HBIF3A1AAUNVNDXX850LFXXXXXXXXXX | Indoor Luminaires | High-Bay | High-Bay Aisle Luminaires | Premium | FALSE | [9 empty] | 42759 | Not Dimmable | Not Dimmable | Yes |  | 4.1 | 10500 | 158.83 | 66.11 | 16.9 | 0.92 | 4990 | 82.2
PVXVH8XG | Orion Energy Systems Inc | ISON High Bay | HBIF3D1OAXXXFDXX850LFXXXXXXXXXX | Indoor Luminaires | High-Bay | High-Bay Luminaires for Commercial and Industrial Buildings | Premium | FALSE | [9 empty] | 42759 | Dimmable | Continuous Below 10 | Yes |  | 4.1 | 24040 | 166.6 | 144.3 | 9.15 | 0.97 | 4990 | 82.6
P8Q1AVPC | Orion Energy Systems Inc | ISON High Bay | HBIF3A1OAUNVNDXX850LFXXXXXXXXXX | Indoor Luminaires | High-Bay | High-Bay Luminaires for Commercial and Industrial Buildings | Premium | FALSE | [9 empty] | 42759 | Not Dimmable | Not Dimmable | Yes |  | 4.1 | 11190 | 168.98 | 66.22 | 16.9 | 0.92 | 4989 | 82.4
PBZEWW33 | Orion Energy Systems Inc | ISON High Bay | HBIF3A1OAUNVFDXX850LFXXXXXXXXXX | Indoor Luminaires | High-Bay | High-Bay Luminaires for Commercial and Industrial Buildings | Premium | FALSE | [9 empty] | 42759 | Dimmable | Continuous Below 10 | Yes |  | 4.1 | 11190 | 168.98 | 66.22 | 16.9 | 0.92 | 4989 | 82.4
PD66PTZN | Orion Energy Systems Inc | ISON High Bay | HBIF3B1OAXXXNDXX850NLXXXXXXXXXX | Indoor Luminaires | High-Bay | High-Bay Luminaires for Commercial and Industrial Buildings | Premium | FALSE | [9 empty] | 42759 | Not Dimmable | Not Dimmable | Yes |  | 4.1 | 15230 | 184.23 | 82.67 | 8.62 | 0.96 | 4988 | 82.8
PQZA2VFW | Orion Energy Systems Inc | ISON High Bay | HBIF3B1OAXXXFDXX850NLXXXXXXXXXX | Indoor Luminaires | High-Bay | High-Bay Luminaires for Commercial and Industrial Buildings | Premium | FALSE | [9 empty] | 42759 | Dimmable | Continuous Below 10 | Yes |  | 4.1 | 15230 | 184.23 | 82.67 | 8.62 | 0.96 | 4988 | 82.8
PWRXSB3M | Orion Energy Systems Inc | ISON High Bay | HBIF3B2OAXXXNDXX850LFXXXXXXXXXX | Indoor Luminaires | High-Bay | High-Bay Luminaires for Commercial and Industrial Buildings | Premium | FALSE | [9 empty] | 42759 | Not Dimmable | Not Dimmable | Yes |  | 4.1 | 17110 | 170.42 | 100.4 | 7.3 | 0.97 | 4987 | 82.6
PB29TW8K | Orion Energy Systems Inc | ISON High Bay | HBIF3B2OAXXXFDXX850LFXXXXXXXXXX | Indoor Luminaires | High-Bay | High-Bay Luminaires for Commercial and Industrial Buildings | Premium | FALSE | [9 empty] | 42759 | Dimmable | Continuous Below 10 | Yes |  | 4.1 | 17110 | 170.42 | 100.4 | 7.3 | 0.97 | 4987 | 82.6
PYWWHAZQ | Orion Energy Systems Inc | ISON High Bay | HBIF3C1OAXXXNDXX850LFXXXXXXXXXX | Indoor Luminaires | High-Bay | High-Bay Luminaires for Commercial and Industrial Buildings | Premium | FALSE | [9 empty] | 42759 | Not Dimmable | Not Dimmable | Yes |  | 4.1 | 20430 | 167.73 | 121.8 | 10.9 | 0.96 | 4986 | 82.6
PAXT55B7 | Orion Energy Systems Inc | ISON High Bay | HBIF3C1OAXXXFDXX850LFXXXXXXXXXX | Indoor Luminaires | High-Bay | High-Bay Luminaires for Commercial and Industrial Buildings | Premium | FALSE | [9 empty] | 42759 | Dimmable | Continuous Below 10 | Yes |  | 4.1 | 20430 | 167.73 | 121.8 | 10.9 | 0.96 | 4986 | 82.6
PZQQRXQV | Orion Energy Systems Inc | ISON High Bay | HBIF3B1OAXXXNDXXX850LFXXXXXXXXXX | Indoor Luminaires | High-Bay | High-Bay Luminaires for Commercial and Industrial Buildings | Premium | FALSE | [9 empty] | 42759 | Not Dimmable | Not Dimmable | Yes |  | 4.1 | 14200 | 172.06 | 82.53 | 8.59 | 0.96 | 4983 | 82.7
P1H7XZH6 | Orion Energy Systems Inc | ISON High Bay | HBIF3B1OAXXXFDXXX850LFXXXXXXXXXX | Indoor Luminaires | High-Bay | High-Bay Luminaires for Commercial and Industrial Buildings | Premium | FALSE | [9 empty] | 42759 | Dimmable | Continuous Below 10 | Yes |  | 4.1 | 14200 | 172.06 | 82.53 | 8.59 | 0.96 | 4983 | 82.7
PXDWUVET | Orion Energy Systems Inc | ISON High Bay | HBIF3B1AAXXXNDXX850NLXXXXXXXXXX | Indoor Luminaires | High-Bay | High-Bay Aisle Luminaires | Premium | FALSE | [9 empty] | 42759 | Not Dimmable | Not Dimmable | Yes |  | 4.1 | 14030 | 169.73 | 82.66 | 8.71 | 0.96 | 4980 | 82.6
P3X6HCZX | Orion Energy Systems Inc | ISON High Bay | HBIF3B1AAXXXFDXX850NLXXXXXXXXXX | Indoor Luminaires | High-Bay | High-Bay Aisle Luminaires | Premium | FALSE | [9 empty] | 42759 | Dimmable | Continuous Below 10 | Yes |  | 4.1 | 14030 | 169.73 | 82.66 | 8.71 | 0.96 | 4980 | 82.6
P7XTC6R1 | Orion Energy Systems Inc | ISON High Bay | HBIF3B1AAXXXNDXX850LFXXXXXXXXXX | Indoor Luminaires | High-Bay | High-Bay Aisle Luminaires | Premium | FALSE | [9 empty] | 42759 | Not Dimmable | Not Dimmable | Yes |  | 4.1 | 13160 | 159.44 | 82.54 | 8.58 | 0.96 | 4978 | 82.5
PBA4FGDP | Orion Energy Systems Inc | ISON High Bay | HBIF3B1AAXXXFDXX850LFXXXXXXXXXX | Indoor Luminaires | High-Bay | High-Bay Aisle Luminaires | Premium | FALSE | [9 empty] | 42759 | Dimmable | Continuous Below 10 | Yes |  | 4.1 | 13160 | 159.44 | 82.54 | 8.58 | 0.96 | 4978 | 82.5
PPV7R4WX | GREEN INOVA LIGHTING TECHNOLOGY (SHENZHEN) LTD | GREENN INOVA | GI-2HB10-40-ALN-D | Indoor Luminaires | High-Bay | High-Bay Luminaires for Commercial and Industrial Buildings | Standard | TRUE | 11540 | 120.3 | 95.9 | 14 | 0.961 | 4094 | 74 | 5 | 50000 | 42759 | Dimmable | Continuous Below 10 | No |  | 4.1 | 11088 | 115.5 | 96 | 18 | 0.9 | 4000 | 73
PJ6H3KNU | GREEN INOVA LIGHTING TECHNOLOGY (SHENZHEN) LTD | GREENN INOVA | GI-2HB10-50-ALN-D | Indoor Luminaires | High-Bay | High-Bay Luminaires for Commercial and Industrial Buildings | Standard | FALSE | [9 empty] | 42759 | Dimmable | Continuous Below 10 | No |  | 4.1 | 11088 | 115.5 | 96 | 18 | 0.9 | 5000 | 73
PZ72TFSZ | GREEN INOVA LIGHTING TECHNOLOGY (SHENZHEN) LTD | GREENN INOVA | GI-2HB10-45-ALN-D | Indoor Luminaires | High-Bay | High-Bay Luminaires for Commercial and Industrial Buildings | Standard | FALSE | [9 empty] | 42759 | Dimmable | Continuous Below 10 | No |  | 4.1 | 11088 | 115.5 | 96 | 18 | 0.9 | 4500 | 73
PSMQKDNG | ZhongShan Halcon Lighting & Electrical Co. Ltd | Halcon | HG-L225A/DM-XE-3000K | Indoor Luminaires | High-Bay | High-Bay Luminaires for Commercial and Industrial Buildings | Premium | TRUE | 12737 | 133.72 | 95.25 | 7.46 | 0.9562 | 3053 | 83.6 | 5 | 50000 | 42759 | Dimmable | Continuous Below 10 | No |  | 4.1 | 13000 | 130 | 100 | 10 | 0.9 | 3000 | 80
PSJY64AR | ZhongShan Halcon Lighting & Electrical Co. Ltd | Halcon | HG-L225A/DM-XE-5700K | Indoor Luminaires | High-Bay | High-Bay Luminaires for Commercial and Industrial Buildings | Premium | FALSE | [9 empty] | 42759 | Dimmable | Continuous Below 10 | No |  | 4.1 | 13000 | 130 | 100 | 10 | 0.9 | 5700 | 80
P1DWFAWS | ZhongShan Halcon Lighting & Electrical Co. Ltd | Halcon | HG-L225A/DM-XE-5000K | Indoor Luminaires | High-Bay | High-Bay Luminaires for Commercial and Industrial Buildings | Premium | FALSE | [9 empty] | 42759 | Dimmable | Continuous Below 10 | No |  | 4.1 | 13000 | 130 | 100 | 10 | 0.9 | 5000 | 80
PXQWH5QS | ZhongShan Halcon Lighting & Electrical Co. Ltd | Halcon | HG-L225A/DM-XE-4500K | Indoor Luminaires | High-Bay | High-Bay Luminaires for Commercial and Industrial Buildings | Premium | FALSE | [9 empty] | 42759 | Dimmable | Continuous Below 10 | No |  | 4.1 | 13000 | 130 | 100 | 10 | 0.9 | 4500 | 80
P3S22ER3 | ZhongShan Halcon Lighting & Electrical Co. Ltd | Halcon | HG-L225A/DM-XE-4000K | Indoor Luminaires | High-Bay | High-Bay Luminaires for Commercial and Industrial Buildings | Premium | FALSE | [9 empty] | 42759 | Dimmable | Continuous Below 10 | No |  | 4.1 | 13000 | 130 | 100 | 10 | 0.9 | 4000 | 80
P7J15PVT | ZhongShan Halcon Lighting & Electrical Co. Ltd | Halcon | HG-L225A/DM-XE-3500K | Indoor Luminaires | High-Bay | High-Bay Luminaires for Commercial and Industrial Buildings | Premium | FALSE | [9 empty] | 42759 | Dimmable | Continuous Below 10 | No |  | 4.1 | 13000 | 130 | 100 | 10 | 0.9 | 3500 | 80
P9JDMDU4 | GREEN INOVA LIGHTING TECHNOLOGY (SHENZHEN) LTD | GREENN INOVA | GI-2HB10-40-ACN-D | Indoor Luminaires | High-Bay | High-Bay Luminaires for Commercial and Industrial Buildings | Standard | TRUE | 11041 | 115.2 | 95.8 | 14 | 0.952 | 4106 | 75 | 5 | 50000 | 42759 | Dimmable | Continuous Below 10 | No |  | 4.1 | 10675.2 | 111.2 | 96 | 18 | 0.9 | 4000 | 73
P7JQTYKG | GREEN INOVA LIGHTING TECHNOLOGY (SHENZHEN) LTD | GREENN INOVA | GI-2HB10-50-ACN-D | Indoor Luminaires | High-Bay | High-Bay Luminaires for Commercial and Industrial Buildings | Standard | FALSE | [9 empty] | 42759 | Dimmable | Continuous Below 10 | No |  | 4.1 | 10675.2 | 111.2 | 96 | 18 | 0.9 | 5000 | 73
PUXU33WY | GREEN INOVA LIGHTING TECHNOLOGY (SHENZHEN) LTD | GREENN INOVA | GI-2HB10-45-ACN-D | Indoor Luminaires | High-Bay | High-Bay Luminaires for Commercial and Industrial Buildings | Standard | FALSE | [9 empty] | 42759 | Dimmable | Continuous Below 10 | No |  | 4.1 | 10675.2 | 111.2 | 96 | 18 | 0.9 | 4500 | 73
PSV2APH9 | LIGHTING BEST INTERNATIONAL LIMITED | LightingBest | LB-LM130-XBBB-D (3000K) | Indoor Luminaires | High-Bay | High-Bay Luminaires for Commercial and Industrial Buildings | Premium | TRUE | 21712 | 139.99 | 155.1 | 8.25 | 0.9783 | 3079 | 82 | 5 | 50000 | 42758 |  |  | No |  | 4.1 | 21712 | 139.99 | 155.1 | 8.25 | 0.98 | 3000 | 82
PZBJG7V6 | Zhongshan Luxmode Industrial Co. LTD | Luxmode | LHB17W090E140-50K | Indoor Luminaires | High-Bay | High-Bay Luminaires for Commercial and Industrial Buildings | Premium | TRUE | 11394.13 | 140.89 | 80.87 | 8.817 | 0.96 | 5292 | 82.9 | 5 | 90000 | 42758 |  |  | No | Product Updated on 3/10/2017 | 4.1 | 11262 | 139.4 | 80.8 | 6.72 | 0.99 | 5000 | 82
P9BDTST5 | Zhongshan Luxmode Industrial Co. LTD | Luxmode | LHB17W090E140-40K | Indoor Luminaires | High-Bay | High-Bay Luminaires for Commercial and Industrial Buildings | Premium | TRUE | 11262.84 | 139.44 | 80.77 | 8.817 | 0.96 | 4137 | 84.1 | 5 | 90000 | 42758 |  |  | No | Product Updated on 3/10/2017 | 4.1 | 11262 | 139.38 | 80.8 | 6.72 | 0.99 | 4000 | 82
PQK95P6R | Pozeen LED LTD | Pozeen | HBCC130HU40K10D[PSMSPM] | Indoor Luminaires | High-Bay | High-Bay Luminaires for Commercial and Industrial Buildings | Premium | TRUE | 16618 | 130.95 | 126.9 | 9.59 | 0.9599 | 4014 | 84.9 | 5 | 100000 | 42758 |  |  | Yes |  | 4.1 | 16618 | 130.95 | 126.9 | 9.59 | 0.96 | 4000 | 84.9
PCQAA3H1 | Zhongshan Luxmode Industrial Co. LTD | Luxmode | LHB18W130E140-50K | Indoor Luminaires | High-Bay | High-Bay Luminaires for Commercial and Industrial Buildings | Premium | FALSE | [9 empty] | 42758 |  |  | No | Product Updated on 3/10/2017 | 4.1 | 16895.28 | 139.4 | 121.2 | 6.72 | 0.99 | 5000 | 82
P69HG9RA | Zhongshan Luxmode Industrial Co. LTD | Luxmode | LHB17W110E140-50K | Indoor Luminaires | High-Bay | High-Bay Luminaires for Commercial and Industrial Buildings | Premium | FALSE | [9 empty] | 42758 |  |  | No | Product Updated on 3/10/2017 | 4.1 | 14079.4 | 139.4 | 101 | 6.72 | 0.99 | 5000 | 82
P2RF2WRH | Zhongshan Luxmode Industrial Co. LTD | Luxmode | LHB18W130E140-40K | Indoor Luminaires | High-Bay | High-Bay Luminaires for Commercial and Industrial Buildings | Premium | FALSE | [9 empty] | 42758 |  |  | No | Product Updated on 3/10/2017 | 4.1 | 16895.28 | 139.4 | 121.2 | 6.72 | 0.99 | 4000 | 82
PXC76TWH | Zhongshan Luxmode Industrial Co. LTD | Luxmode | LHB17W110E140-40K | Indoor Luminaires | High-Bay | High-Bay Luminaires for Commercial and Industrial Buildings | Premium | FALSE | [9 empty] | 42758 |  |  | No | Product Updated on 3/10/2017 | 4.1 | 14079.4 | 139.4 | 101 | 6.72 | 0.99 | 4000 | 82
PY7U77TB | Pozeen LED LTD | Pozeen | HBCC130HU50K[PSMSPM] | Indoor Luminaires | High-Bay | High-Bay Luminaires for Commercial and Industrial Buildings | Premium | FALSE | [9 empty] | 42758 |  |  | Yes |  | 4.1 | 16852 | 132.17 | 127.5 | 12.56 | 0.95 | 5000 | 74.9
PV6WBQAU | Pozeen LED LTD | Pozeen | HBCC130HU50K10D[PSMSPM] | Indoor Luminaires | High-Bay | High-Bay Luminaires for Commercial and Industrial Buildings | Premium | FALSE | [9 empty] | 42758 |  |  | Yes |  | 4.1 | 16852 | 132.17 | 127.5 | 12.56 | 0.95 | 5000 | 74.9
PD2XRP4Z | Pozeen LED LTD | Pozeen | HBCC130HU45K[PSMSPM] | Indoor Luminaires | High-Bay | High-Bay Luminaires for Commercial and Industrial Buildings | Premium | FALSE | [9 empty] | 42758 |  |  | Yes |  | 4.1 | 16735 | 131.77 | 127 | 9.59 | 0.96 | 4500 | 84.8
PYFC7HVM | Pozeen LED LTD | Pozeen | HBCC130HU45K10D[PSMSPM] | Indoor Luminaires | High-Bay | High-Bay Luminaires for Commercial and Industrial Buildings | Premium | FALSE | [9 empty] | 42758 |  |  | Yes |  | 4.1 | 16735 | 131.77 | 127 | 9.59 | 0.96 | 4500 | 84.9
PK68KZE8 | Pozeen LED LTD | Pozeen | HBCC130HU40K[PSMSPM] | Indoor Luminaires | High-Bay | High-Bay Luminaires for Commercial and Industrial Buildings | Premium | FALSE | [9 empty] | 42758 |  |  | Yes |  | 4.1 | 16618 | 130.95 | 126.9 | 9.59 | 0.96 | 4000 | 84.9
P9D1W8T5 | LIGHTING BEST INTERNATIONAL LIMITED | LightingBest | LB-LM130-XBBB-D(5700K) | Indoor Luminaires | High-Bay | High-Bay Luminaires for Commercial and Industrial Buildings | Premium | FALSE | [9 empty] | 42758 |  |  | No |  | 4.1 | 22334 | 143.35 | 155.8 | 9.52 | 0.97 | 5700 | 83.9
P1WJ4HCV | LIGHTING BEST INTERNATIONAL LIMITED | LightingBest | LB-LM130-XBBB-D (5000K) | Indoor Luminaires | High-Bay | High-Bay Luminaires for Commercial and Industrial Buildings | Premium | FALSE | [9 empty] | 42758 |  |  | No |  | 4.1 | 21712 | 139.99 | 155.1 | 8.25 | 0.98 | 5000 | 82
PE96QM49 | LIGHTING BEST INTERNATIONAL LIMITED | LightingBest | LB-LM130-XBBB-D (4500K) | Indoor Luminaires | High-Bay | High-Bay Luminaires for Commercial and Industrial Buildings | Premium | FALSE | [9 empty] | 42758 |  |  | No |  | 4.1 | 21712 | 139.99 | 155.1 | 8.25 | 0.98 | 4500 | 82
P7GTHQ6Z | LIGHTING BEST INTERNATIONAL LIMITED | LightingBest | LB-LM130-XBBB-D (4000K) | Indoor Luminaires | High-Bay | High-Bay Luminaires for Commercial and Industrial Buildings | Premium | FALSE | [9 empty] | 42758 |  |  | No |  | 4.1 | 21712 | 139.99 | 155.1 | 8.25 | 0.98 | 4000 | 82
PJ7E3T31 | LIGHTING BEST INTERNATIONAL LIMITED | LightingBest | LB-LM130-XBBB-D (3500K) | Indoor Luminaires | High-Bay | High-Bay Luminaires for Commercial and Industrial Buildings | Premium | FALSE | [9 empty] | 42758 |  |  | No |  | 4.1 | 21712 | 139.99 | 155.1 | 8.25 | 0.98 | 3500 | 82
PQQS41X7 | Gielight Co. Ltd | Gielight | GL-UFO-Y2-200W(H5700K) | Indoor Luminaires | High-Bay | High-Bay Luminaires for Commercial and Industrial Buildings | Premium | FALSE | [9 empty] | 42758 |  |  | No |  | 4 | 28000 | 140 | 200 | 20 | 0.9 | 5700 | 80
PQAVY1TV | Gielight Co. Ltd | Gielight | GL-UFO-Y2-200W(H5000K) | Indoor Luminaires | High-Bay | High-Bay Luminaires for Commercial and Industrial Buildings | Premium | FALSE | [9 empty] | 42758 |  |  | No |  | 4 | 28000 | 140 | 200 | 20 | 0.9 | 5000 | 80
PGEUUTMD | Gielight Co. Ltd | Gielight | GL-UFO-Y2-200W(H4500K) | Indoor Luminaires | High-Bay | High-Bay Luminaires for Commercial and Industrial Buildings | Premium | FALSE | [9 empty] | 42758 |  |  | No |  | 4 | 28000 | 140 | 200 | 20 | 0.9 | 4500 | 80
PRF7ATHP | Gielight Co. Ltd | Gielight | GL-UFO-Y2-200W(H4000K) | Indoor Luminaires | High-Bay | High-Bay Luminaires for Commercial and Industrial Buildings | Premium | FALSE | [9 empty] | 42758 |  |  | No |  | 4 | 28000 | 140 | 200 | 20 | 0.9 | 4000 | 80
P29GSENR | Philips Day-Brite | Philips Day-Brite | FBX24LL50-480-W-55-MD360D | Indoor Luminaires | High-Bay | High-Bay Luminaires for Commercial and Industrial Buildings | Standard | TRUE | 24058.6 | 126.49 | 190.2 | 14.3 | 0.964 | 5124 | 83.04 | 5 | 50000 | 42758 |  |  | Yes |  | 4.1 | 24058 | 126.4 | 190.6 | 20 | 0.9 | 5000 | 80
P2PGWP6Z | Philips Day-Brite | Philips Day-Brite | FBX16LL40-UNV-EMLED | Indoor Luminaires | High-Bay | High-Bay Luminaires for Commercial and Industrial Buildings | Standard | TRUE | 17044.1 | 128.54 | 132.6 | 14.2 | 0.955 | 4060 | 83.8 | 5 | 50000 | 42758 |  |  | Yes |  | 4.1 | 17044 | 128.5 | 132.6 | 20 | 0.9 | 4000 | 80
P86JWAAP | Halco Lighting Technologies | Pro LED Linear LED High Bays | LHB250/840/UNV/N/[BlankMS] | Indoor Luminaires | High-Bay | High-Bay Luminaires for Commercial and Industrial Buildings | Standard | TRUE | 27584.21 | 108.89 | 253.33 | 8.33 | 0.948 | 4183 | 83.6 | 5 | 75000 | 42758 |  |  | No |  | 4 | 27500 | 110 | 250 | 15 | 0.96 | 4000 | 82
PJSRYG46 | Halco Lighting Technologies | Pro LED Linear LED High Bays | LHB200/840/UNV/W/[BlankMS] | Indoor Luminaires | High-Bay | High-Bay Luminaires for Commercial and Industrial Buildings | Standard | TRUE | 24316.52 | 117.7 | 206.6 | 11.44 | 0.947 | 4163 | 83.8 | 5 | 75000 | 42758 |  |  | No |  | 4 | 23000 | 115 | 200 | 15 | 0.96 | 4000 | 82
P222726M | Halco Lighting Technologies | Pro LED Linear LED High Bays | LHB250/840/UNV/W/[BlankMS] | Indoor Luminaires | High-Bay | High-Bay Luminaires for Commercial and Industrial Buildings | Standard | TRUE | 29579.63 | 114.78 | 257.71 | 12.38 | 0.945 | 4206 | 84 | 5 | 75000 | 42758 |  |  | No |  | 4 | 28750 | 115 | 250 | 15 | 0.96 | 4000 | 82
P6R4NPQF | Halco Lighting Technologies | Pro LED Linear LED High Bays | LHB160/840/UNV/W/[BlankMS] | Indoor Luminaires | High-Bay | High-Bay Luminaires for Commercial and Industrial Buildings | Standard | TRUE | 19083.59 | 119.88 | 159.19 | 11.22 | 0.942 | 4143 | 83.6 | 5 | 75000 | 42758 |  |  | No |  | 4 | 18400 | 115 | 160 | 15 | 0.96 | 4000 | 82
PYMFBEE3 | Halco Lighting Technologies | Pro LED Linear LED High Bays | LHB200/840/UNV/N/[BlankMS] | Indoor Luminaires | High-Bay | High-Bay Luminaires for Commercial and Industrial Buildings | Standard | TRUE | 23194.13 | 116.18 | 199.64 | 12.38 | 0.941 | 4136 | 83.4 | 5 | 75000 | 42758 |  |  | No |  | 4 | 22000 | 110 | 200 | 15 | 0.96 | 4000 | 82
P38ADEV9 | Halco Lighting Technologies | Pro LED Linear LED High Bays | LHB160/840/UNV/N/[BlankMS] | Indoor Luminaires | High-Bay | High-Bay Luminaires for Commercial and Industrial Buildings | Standard | TRUE | 18217.79 | 115.08 | 158.3 | 13.35 | 0.935 | 4146 | 84.1 | 5 | 750000 | 42758 |  |  | No |  | 4 | 17600 | 110 | 160 | 15 | 0.96 | 4000 | 82
P7TUPW45 | Halco Lighting Technologies | Pro LED Linear LED High Bays | LHB250/850/UNV/W/[BlankMS] | Indoor Luminaires | High-Bay | High-Bay Luminaires for Commercial and Industrial Buildings | Standard | FALSE | [9 empty] | 42758 |  |  | No |  | 4 | 28750 | 115 | 250 | 15 | 0.96 | 5000 | 82
P4SBF1BH | Halco Lighting Technologies | Pro LED Linear LED High Bays | LHB250/850/UNV/N/[BlankMS] | Indoor Luminaires | High-Bay | High-Bay Luminaires for Commercial and Industrial Buildings | Standard | FALSE | [9 empty] | 42758 |  |  | No |  | 4 | 27500 | 110 | 250 | 15 | 0.96 | 5000 | 82
PG3TFMKB | Halco Lighting Technologies | Pro LED Linear LED High Bays | LHB200/850/UNV/W/[BlankMS] | Indoor Luminaires | High-Bay | High-Bay Luminaires for Commercial and Industrial Buildings | Standard | FALSE | [9 empty] | 42758 |  |  | No |  | 4 | 23000 | 115 | 200 | 15 | 0.96 | 5000 | 82
PHNA527M | Halco Lighting Technologies | Pro LED Linear LED High Bays | LHB200/850/UNV/N/[BlankMS] | Indoor Luminaires | High-Bay | High-Bay Luminaires for Commercial and Industrial Buildings | Standard | FALSE | [9 empty] | 42758 |  |  | No |  | 4 | 22000 | 110 | 200 | 15 | 0.96 | 5000 | 82
PUAE8XXJ | Halco Lighting Technologies | Pro LED Linear LED High Bays | LHB160/850/UNV/W/[BlankMS] | Indoor Luminaires | High-Bay | High-Bay Luminaires for Commercial and Industrial Buildings | Standard | FALSE | [9 empty] | 42758 |  |  | No |  | 4 | 18400 | 115 | 160 | 15 | 0.96 | 5000 | 82
PT6P4TJZ | Halco Lighting Technologies | Pro LED Linear LED High Bays | LHB160/850/UNV/N/[BlankMS] | Indoor Luminaires | High-Bay | High-Bay Luminaires for Commercial and Industrial Buildings | Standard | FALSE | [9 empty] | 42758 |  |  | No |  | 4 | 17600 | 110 | 160 | 15 | 0.96 | 5000 | 82
PS8A2F2J | Shenzhen FYT LED Co. Ltd | FYT LED | T10B-150W-4000K-V | Indoor Luminaires | High-Bay | High-Bay Luminaires for Commercial and Industrial Buildings | Premium | TRUE | 22478.9 | 149.51 | 150.4 | 14 | 0.885 | 4125 | 83 | 5 | 50000 | 42758 | Not Dimmable | Not Dimmable | No |  | 4.1 | 22500 | 148 | 150 | 20 | 0.9 | 4000 | 80
P3Z89FHP | Shenzhen FYT LED Co. Ltd | FYT LED | T10B-150W-5000K-V | Indoor Luminaires | High-Bay | High-Bay Luminaires for Commercial and Industrial Buildings | Premium | FALSE | [9 empty] | 42758 | Not Dimmable | Not Dimmable | No |  | 4.1 | 23000 | 152 | 150 | 20 | 0.9 | 5000 | 80
P941E988 | Shenzhen FYT LED Co. Ltd | FYT LED | T10B-150W-4500K-V | Indoor Luminaires | High-Bay | High-Bay Luminaires for Commercial and Industrial Buildings | Premium | FALSE | [9 empty] | 42758 | Not Dimmable | Not Dimmable | No |  | 4.1 | 22250 | 150 | 150 | 20 | 0.9 | 4500 | 80
P8JQBJES | Shenzhen FYT LED Co. Ltd | FYT LED | T10B-200W-4000K-V | Indoor Luminaires | High-Bay | High-Bay Luminaires for Commercial and Industrial Buildings | Premium | TRUE | 29212.9 | 146.85 | 198.9 | 19 | 0.91 | 4119 | 83 | 5 | 50000 | 42758 | Not Dimmable | Not Dimmable | No |  | 4.1 | 28500 | 142 | 200 | 20 | 0.9 | 4000 | 80
PVFZ1MZG | Shenzhen FYT LED Co. Ltd | FYT LED | T10B-200W-5000K-V | Indoor Luminaires | High-Bay | High-Bay Luminaires for Commercial and Industrial Buildings | Premium | FALSE | [9 empty] | 42758 | Not Dimmable | Not Dimmable | No |  | 4.1 | 29500 | 146 | 200 | 20 | 0.9 | 5000 | 80
P7CRAPTS | Shenzhen FYT LED Co. Ltd | FYT LED | T10B-200W-4500K-V | Indoor Luminaires | High-Bay | High-Bay Luminaires for Commercial and Industrial Buildings | Premium | FALSE | [9 empty] | 42758 | Not Dimmable | Not Dimmable | No |  | 4.1 | 29000 | 144 | 200 | 20 | 0.9 | 4500 | 80
P7CCNH4Z | Shenzhen FYT LED Co. Ltd | FYT LED | T10B-240W-4000K-V | Indoor Luminaires | High-Bay | High-Bay Luminaires for Commercial and Industrial Buildings | Premium | TRUE | 33553 | 141.37 | 237.3 | 16 | 0.935 | 4119 | 82.9 | 5 | 50000 | 42758 | Not Dimmable | Not Dimmable | No |  | 4.1 | 33500 | 140 | 240 | 20 | 0.9 | 4000 | 80
PBAPXKZA | Shenzhen FYT LED Co. Ltd | FYT LED | T10B-240W-5000K-V | Indoor Luminaires | High-Bay | High-Bay Luminaires for Commercial and Industrial Buildings | Premium | FALSE | [9 empty] | 42758 | Not Dimmable | Not Dimmable | No |  | 4.1 | 34500 | 144 | 240 | 20 | 0.9 | 5000 | 80
PJ1ENKCR | Shenzhen FYT LED Co. Ltd | FYT LED | T10B-240W-4500K-V | Indoor Luminaires | High-Bay | High-Bay Luminaires for Commercial and Industrial Buildings | Premium | FALSE | [9 empty] | 42758 | Not Dimmable | Not Dimmable | No |  | 4.1 | 34000 | 142 | 240 | 20 | 0.9 | 4500 | 80
PU88BA21 | GS Thermal Solutions Inc | GS Thermal Solutions | GSTS-1000-4 | Indoor Luminaires | High-Bay | High-Bay Luminaires for Commercial and Industrial Buildings | Standard | TRUE | 102456 | 104.42 | 981.2 | 17.5 | 0.915 | 5426 | 71.4 | 5 | 50000 | 42755 | Dimmable | Continuous Below 10 | No |  | 4.1 | 104303.4 | 105.7 | 986.2 | 17.5 | 0.92 | 5426 | 71.4
P1XTAHZN | GREEN INOVA LIGHTING TECHNOLOGY (SHENZHEN) LTD | GREENN INOVA | GI-2HB15-50-ALN | Indoor Luminaires | High-Bay | High-Bay Luminaires for Commercial and Industrial Buildings | Standard | TRUE | 16297 | 120.9 | 134.8 | 15.6 | 0.922 | 5196 | 76 | 6 | 50000 | 42755 | Not Dimmable | Not Dimmable | No |  | 4.1 | 16051.5 | 118.9 | 135 | 18 | 0.9 | 5000 | 73
P142D529 | GREEN INOVA LIGHTING TECHNOLOGY (SHENZHEN) LTD | GREENN INOVA | GI-2HB16-50-ACN | Indoor Luminaires | High-Bay | High-Bay Luminaires for Commercial and Industrial Buildings | Standard | TRUE | 19494 | 107.9 | 180.7 | 10.6 | 0.912 | 5252 | 78 | 6 | 50000 | 42755 | Not Dimmable | Not Dimmable | No |  | 4.1 | 19062 | 105.9 | 180 | 18 | 0.9 | 5000 | 73
PU34S2ZY | GREEN INOVA LIGHTING TECHNOLOGY (SHENZHEN) LTD | GREENN INOVA | GI-2HB16-50-ALN | Indoor Luminaires | High-Bay | High-Bay Luminaires for Commercial and Industrial Buildings | Standard | TRUE | 20369 | 112.8 | 180.5 | 10.6 | 0.906 | 5206 | 77 | 6 | 50000 | 42755 | Not Dimmable | Not Dimmable | No |  | 4.1 | 19944 | 110.8 | 180 | 18 | 0.9 | 5000 | 73
PQF1USUG | QSSI | DuraGuard Products Inc. | VNGL40QF1X54U5KS* | Indoor Luminaires | High-Bay | Low-Bay Luminaires for Commercial and Industrial Buildings | Standard | TRUE | 7435.28 | 122.41 | 60.74 | 8.55 | 0.9237 | 5233 | 83.51 | 5 | 50000 | 42755 | Dimmable | Continuous Below 10 | No |  | 4 | 7583 | 124.84 | 60.74 | 20 | 0.99 | 5000 | 83.51
PFRNYSB9 | KONKA GREEN LIGHTING CO.LTD | KONKA | KK-HB-12D091-ZGUP | Indoor Luminaires | High-Bay | High-Bay Luminaires for Commercial and Industrial Buildings | Premium | TRUE | 11290.856 | 128.145 | 88.11 | 17.4 | 0.912 | 4012 | 83 | 5 | 50000 | 42754 | Dimmable | Continuous Below 10 | No |  | 4.1 | 11290.8 | 128.1 | 88.1 | 17.4 | 0.91 | 4012 | 83
PJYG1SVR | KONKA GREEN LIGHTING CO.LTD | KONKA | KK-HB-22D140-ZGUP | Indoor Luminaires | High-Bay | High-Bay Luminaires for Commercial and Industrial Buildings | Premium | TRUE | 17597.62 | 128.44 | 137.01 | 18.3 | 0.909 | 3999 | 83.1 | 5 | 50000 | 42754 | Dimmable | Continuous Below 10 | No |  | 4.1 | 17775.4 | 129.5 | 137.1 | 18.3 | 0.91 | 3999 | 83.1
P6764DCC | KONKA GREEN LIGHTING CO.LTD | KONKA | KK-HB-12D070-ZGUP | Indoor Luminaires | High-Bay | High-Bay Luminaires for Commercial and Industrial Buildings | Premium | TRUE | 9063.4 | 132.08 | 68.62 | 17.7 | 0.907 | 4056 | 83.4 | 5 | 50000 | 42754 | Dimmable | Continuous Below 10 | No |  | 4.1 | 9095.5 | 132.2 | 68.7 | 17.7 | 0.91 | 4056 | 83.4
PZV7NNXR | KONKA GREEN LIGHTING CO.LTD | KONKA | KK-HB-22D182-ZGUP | Indoor Luminaires | High-Bay | High-Bay Luminaires for Commercial and Industrial Buildings | Premium | TRUE | 22391.8 | 127.19 | 176.05 | 17.7 | 0.906 | 4013 | 83.1 | 5 | 50000 | 42754 | Dimmable | Continuous Below 10 | No |  | 4.1 | 22759.6 | 128.4 | 177.14 | 17.7 | 0.91 | 4013 | 83.1
PVDHYXU4 | KONKA GREEN LIGHTING CO.LTD | KONKA | KK-HB-22E182-ZGUP | Indoor Luminaires | High-Bay | High-Bay Luminaires for Commercial and Industrial Buildings | Premium | FALSE | [9 empty] | 42754 | Dimmable | Continuous Below 10 | No |  | 4.1 | 23491.2 | 131.8 | 178.21 | 18.1 | 0.91 | 5056 | 84.7
PSNNSTYC | KONKA GREEN LIGHTING CO.LTD | KONKA | KK-HB-22E140-ZGUP | Indoor Luminaires | High-Bay | High-Bay Luminaires for Commercial and Industrial Buildings | Premium | FALSE | [9 empty] | 42754 | Dimmable | Continuous Below 10 | No |  | 4.1 | 18410.9 | 133.3 | 138 | 18.7 | 0.92 | 5044 | 84.8
PH9HR55X | KONKA GREEN LIGHTING CO.LTD | KONKA | KK-HB-12E091-ZGUP | Indoor Luminaires | High-Bay | High-Bay Luminaires for Commercial and Industrial Buildings | Premium | FALSE | [9 empty] | 42754 | Dimmable | Continuous Below 10 | No |  | 4.1 | 11700.1 | 132.4 | 88.3 | 17.9 | 0.92 | 4986 | 84.6
PM517Q5Y | KONKA GREEN LIGHTING CO.LTD | KONKA | KK-HB-12E070-ZGUP | Indoor Luminaires | High-Bay | High-Bay Luminaires for Commercial and Industrial Buildings | Premium | FALSE | [9 empty] | 42754 | Dimmable | Continuous Below 10 | No |  | 4.1 | 9407.3 | 135.1 | 69.6 | 18.4 | 0.91 | 4984 | 85.3
PZZGWQTW | HOLDLED | HOLDLED | HD-IW-L100W-A00E | Indoor Luminaires | High-Bay | High-Bay Luminaires for Commercial and Industrial Buildings | Standard | TRUE | 12880 | 123.07 | 104.7 | 10.13 | 0.969 | 3079 | 72.7 | 5 | 50000 | 42754 | Not Dimmable | Not Dimmable | No |  | 4.1 | 12000 | 120 | 100 | 20 | 0.9 | 3000 | 70
PJNN921N | HOLDLED | HOLDLED | HD-IW-W100W-A00E | Indoor Luminaires | High-Bay | High-Bay Luminaires for Commercial and Industrial Buildings | Standard | FALSE | [9 empty] | 42754 | Not Dimmable | Not Dimmable | No |  | 4.1 | 12500 | 125 | 100 | 20 | 0.9 | 5700 | 70
PJYJ1NGM | HOLDLED | HOLDLED | HD-IW-N100W-A00E | Indoor Luminaires | High-Bay | High-Bay Luminaires for Commercial and Industrial Buildings | Standard | FALSE | [9 empty] | 42754 | Not Dimmable | Not Dimmable | No |  | 4.1 | 12400 | 124 | 100 | 20 | 0.9 | 5000 | 70
PZ3969ZU | HOLDLED | HOLDLED | HD-IW-T100W-A00E | Indoor Luminaires | High-Bay | High-Bay Luminaires for Commercial and Industrial Buildings | Standard | FALSE | [9 empty] | 42754 | Not Dimmable | Not Dimmable | No |  | 4.1 | 12200 | 122 | 100 | 20 | 0.9 | 4000 | 70
PXNBPNUM | KONKA GREEN LIGHTING CO.LTD | KONKA | KK-HB-24D282-ZMUPÂ | Indoor Luminaires | High-Bay | High-Bay Luminaires for Commercial and Industrial Buildings | Premium | TRUE | 36767.53 | 132.28 | 277.95 | 18.6 | 0.914 | 3926 | 83.7 | 5 | 50000 | 42754 | Dimmable | Continuous Below 10 | No |  | 4.1 | 36927.3 | 132.7 | 278.1 | 17.9 | 0.91 | 3926 | 83.7
PZX3MPC3 | KONKA GREEN LIGHTING CO.LTD | KONKA | KK-HB-24E282-ZMUP | Indoor Luminaires | High-Bay | High-Bay Luminaires for Commercial and Industrial Buildings | Premium | FALSE | [9 empty] | 42754 | Dimmable | Continuous Below 10 | No |  | 4.1 | 37786.2 | 135.5 | 278.8 | 18.6 | 0.92 | 5008 | 85.1
PVX5F2TM | CNA International Enterprises Inc. | CNA | HB170W40KHPD-347V | Indoor Luminaires | High-Bay | High-Bay Luminaires for Commercial and Industrial Buildings | Standard | TRUE | 19016.2 | 108.42 | 175.4 | 18.13 | 0.9872 | 3975 | 83.9 | 5 | 50000 | 42754 | Dimmable | Continuous Below 10 | Yes |  | 4 | 18600 | 109 | 170 | 18 | 0.9 | 4000 | 82
P18WCKRU | CNA International Enterprises Inc. | CNA | HB170W50KHPD-347V | Indoor Luminaires | High-Bay | High-Bay Luminaires for Commercial and Industrial Buildings | Standard | FALSE | [9 empty] | 42754 | Dimmable | Continuous Below 10 | Yes |  | 4 | 19000 | 112 | 170 | 18 | 0.9 | 5000 | 82
P2P4GV7V | Fujian Juan Kuang Yaming Electric Ltd | JK Lite | GC301-200W-P540-D1-PCD-HK | Indoor Luminaires | High-Bay | High-Bay Luminaires for Commercial and Industrial Buildings | Standard | TRUE | 26753 | 125.25 | 213.6 | 8.15 | 0.9636 | 3929 | 75.6 | 5 | 50000 | 42753 |  |  | Yes |  | 4.1 | 26753 | 125.25 | 213.6 | 8.15 | 0.96 | 4000 | 75.6
PA7GWWN8 | Fujian Juan Kuang Yaming Electric Ltd | JK Lite | GC301-300W-P540-D1-PCD-HK-480V | Indoor Luminaires | High-Bay | High-Bay Luminaires for Commercial and Industrial Buildings | Standard | TRUE | 38394 | 124.45 | 308.5 | 9.21 | 0.9632 | 3931 | 75.8 | 5 | 50000 | 42753 |  |  | Yes |  | 4.1 | 38789 | 125.09 | 310.1 | 9.21 | 0.96 | 4000 | 75.8
PS5YTT1A | Fujian Juan Kuang Yaming Electric Ltd | JK Lite | GC301-250W-P540-D1-PCD-HK | Indoor Luminaires | High-Bay | High-Bay Luminaires for Commercial and Industrial Buildings | Standard | TRUE | 32850 | 124.06 | 264.8 | 10.1 | 0.9627 | 3933 | 75.6 | 5 | 50000 | 42753 |  |  | Yes |  | 4.1 | 32850 | 124.06 | 264.8 | 10.1 | 0.96 | 4000 | 75.6
P6QTDQ88 | Fujian Juan Kuang Yaming Electric Ltd | JK Lite | GC301-300W-P540-D1-PCD-HK | Indoor Luminaires | High-Bay | High-Bay Luminaires for Commercial and Industrial Buildings | Standard | TRUE | 39434 | 123.46 | 319.4 | 13.38 | 0.9409 | 3910 | 75.6 | 5 | 50000 | 42753 |  |  | Yes |  | 4.1 | 39434 | 123.46 | 319.4 | 13.38 | 0.94 | 4000 | 75.6
P9CD278D | Fujian Juan Kuang Yaming Electric Ltd | JK Lite | GC301-250W-P540-D1-PCD-HK-480V | Indoor Luminaires | High-Bay | High-Bay Luminaires for Commercial and Industrial Buildings | Standard | TRUE | 32575 | 125.24 | 260.1 | 11.7 | 0.9336 | 3914 | 75.6 | 5 | 50000 | 42753 |  |  | Yes |  | 4.1 | 32889 | 125.96 | 261.1 | 11.7 | 0.93 | 4000 | 75.6
PGBTVQYN | GREEN INOVA LIGHTING TECHNOLOGY (SHENZHEN) LTD | GREENN INOVA | GI-2HB15-50-ACN | Indoor Luminaires | High-Bay | High-Bay Luminaires for Commercial and Industrial Buildings | Standard | TRUE | 15409 | 114.4 | 134.7 | 15.6 | 0.922 | 5234 | 77.8 | 6 | 50000 | 42753 |  |  | No |  | 4.1 | 15174 | 112.4 | 135 | 18 | 0.9 | 5000 | 73
PKRC7GRH | Fujian Juan Kuang Yaming Electric Ltd | JK Lite | GC301-200W-P540-D1-PCD-HK-480V | Indoor Luminaires | High-Bay | High-Bay Luminaires for Commercial and Industrial Buildings | Standard | TRUE | 26346 | 126.48 | 208.3 | 13.61 | 0.9091 | 3901 | 75.6 | 5 | 50000 | 42753 |  |  | Yes |  | 4.1 | 26559 | 127.26 | 208.7 | 13.61 | 0.91 | 4000 | 75.6
PMWWXKN9 | Fujian Juan Kuang Yaming Electric Ltd | JK Lite | GC301-200W-P550-D0-PCD-HK-480V | Indoor Luminaires | High-Bay | High-Bay Luminaires for Commercial and Industrial Buildings | Standard | FALSE | [9 empty] | 42753 |  |  | Yes |  | 4.1 | 27036 | 129.05 | 209.5 | 13.63 | 0.91 | 5000 | 82.6
PFFV977D | Fujian Juan Kuang Yaming Electric Ltd | JK Lite | GC301-300W-P550-D0-PCD-HK-480V | Indoor Luminaires | High-Bay | High-Bay Luminaires for Commercial and Industrial Buildings | Standard | FALSE | [9 empty] | 42753 |  |  | Yes |  | 4.1 | 39421 | 126.35 | 312 | 9.72 | 0.96 | 5000 | 82.5
PMUBH4V7 | Fujian Juan Kuang Yaming Electric Ltd | JK Lite | GC301-200W-P550-D0-PCD-HK | Indoor Luminaires | High-Bay | High-Bay Luminaires for Commercial and Industrial Buildings | Standard | FALSE | [9 empty] | 42753 |  |  | Yes |  | 4.1 | 27008 | 126.74 | 213.1 | 8.5 | 0.96 | 5000 | 82.5
PMD2WC45 | Fujian Juan Kuang Yaming Electric Ltd | JK Lite | GC301-300W-P550-D0-PCD-HK | Indoor Luminaires | High-Bay | High-Bay Luminaires for Commercial and Industrial Buildings | Standard | FALSE | [9 empty] | 42753 |  |  | Yes |  | 4.1 | 40224 | 125.27 | 321.1 | 13.5 | 0.94 | 5000 | 82.4
PH6NHT86 | Fujian Juan Kuang Yaming Electric Ltd | JK Lite | GC301-250W-P550-D0-PCD-HK-480V | Indoor Luminaires | High-Bay | High-Bay Luminaires for Commercial and Industrial Buildings | Standard | FALSE | [9 empty] | 42753 |  |  | Yes |  | 4.1 | 33508 | 127.65 | 262.5 | 11.52 | 0.93 | 5000 | 82.4
PS8SXS86 | Fujian Juan Kuang Yaming Electric Ltd | JK Lite | GC301-250W-P550-D0-PCD-HK | Indoor Luminaires | High-Bay | High-Bay Luminaires for Commercial and Industrial Buildings | Standard | FALSE | [9 empty] | 42753 |  |  | Yes |  | 4.1 | 33132 | 125.93 | 263.1 | 10.6 | 0.96 | 5000 | 82.4
PKQHCGTU | Fujian Juan Kuang Yaming Electric Ltd | JK Lite | GC301-200W-P550-D1-PCD-HK-480V | Indoor Luminaires | High-Bay | High-Bay Luminaires for Commercial and Industrial Buildings | Standard | FALSE | [9 empty] | 42753 |  |  | Yes |  | 4.1 | 27036 | 129.05 | 209.5 | 13.63 | 0.91 | 5000 | 82.6
PMZ1VFN9 | Fujian Juan Kuang Yaming Electric Ltd | JK Lite | GC301-300W-P550-D1-PCD-HK-480V | Indoor Luminaires | High-Bay | High-Bay Luminaires for Commercial and Industrial Buildings | Standard | FALSE | [9 empty] | 42753 |  |  | Yes |  | 4.1 | 39421 | 126.35 | 312 | 9.72 | 0.96 | 5000 | 82.5
PEMJ195N | Fujian Juan Kuang Yaming Electric Ltd | JK Lite | GC301-200W-P550-D1-PCD-HK | Indoor Luminaires | High-Bay | High-Bay Luminaires for Commercial and Industrial Buildings | Standard | FALSE | [9 empty] | 42753 |  |  | Yes |  | 4.1 | 27008 | 126.74 | 213.1 | 8.5 | 0.96 | 5000 | 82.5
P6YV76PU | Fujian Juan Kuang Yaming Electric Ltd | JK Lite | GC301-300W-P550-D1-PCD-HK | Indoor Luminaires | High-Bay | High-Bay Luminaires for Commercial and Industrial Buildings | Standard | FALSE | [9 empty] | 42753 |  |  | Yes |  | 4.1 | 40224 | 125.27 | 321.1 | 13.5 | 0.94 | 5000 | 82.4
PCT9JS63 | Fujian Juan Kuang Yaming Electric Ltd | JK Lite | GC301-250W-P550-D1-PCD-HK-480V | Indoor Luminaires | High-Bay | High-Bay Luminaires for Commercial and Industrial Buildings | Standard | FALSE | [9 empty] | 42753 |  |  | Yes |  | 4.1 | 33508 | 127.65 | 262.5 | 11.52 | 0.93 | 5000 | 82.4
PWVWREAZ | Fujian Juan Kuang Yaming Electric Ltd | JK Lite | GC301-250W-P550-D1-PCD-HK | Indoor Luminaires | High-Bay | High-Bay Luminaires for Commercial and Industrial Buildings | Standard | FALSE | [9 empty] | 42753 |  |  | Yes |  | 4.1 | 33132 | 125.93 | 263.1 | 10.6 | 0.96 | 5000 | 82.4
P3WR7FV2 | Fujian Juan Kuang Yaming Electric Ltd | JK Lite | GC301-300W-P545-D0-PCD-HK-480V | Indoor Luminaires | High-Bay | High-Bay Luminaires for Commercial and Industrial Buildings | Standard | FALSE | [9 empty] | 42753 |  |  | Yes |  | 4.1 | 39105 | 126.1 | 310.1 | 9.21 | 0.96 | 4500 | 75.8
PWXA976H | Fujian Juan Kuang Yaming Electric Ltd | JK Lite | GC301-200W-P545-D0-PCD-HK-480V | Indoor Luminaires | High-Bay | High-Bay Luminaires for Commercial and Industrial Buildings | Standard | FALSE | [9 empty] | 42753 |  |  | Yes |  | 4.1 | 26797.5 | 128.4 | 208.7 | 13.61 | 0.91 | 4500 | 75.6
P946JZTV | Fujian Juan Kuang Yaming Electric Ltd | JK Lite | GC301-300W-P545-D0-PCD-HK | Indoor Luminaires | High-Bay | High-Bay Luminaires for Commercial and Industrial Buildings | Standard | FALSE | [9 empty] | 42753 |  |  | Yes |  | 4.1 | 39829 | 124.7 | 319.4 | 13.38 | 0.94 | 4500 | 75.6
PU3K3VZ4 | Fujian Juan Kuang Yaming Electric Ltd | JK Lite | GC301-250W-P545-D0-PCD-HK-480V | Indoor Luminaires | High-Bay | High-Bay Luminaires for Commercial and Industrial Buildings | Standard | FALSE | [9 empty] | 42753 |  |  | Yes |  | 4.1 | 33198.5 | 127.15 | 261.1 | 11.7 | 0.93 | 4500 | 75.6
PUFVJR5Y | Fujian Juan Kuang Yaming Electric Ltd | JK Lite | GC301-250W-P545-D0-PCD-HK | Indoor Luminaires | High-Bay | High-Bay Luminaires for Commercial and Industrial Buildings | Standard | FALSE | [9 empty] | 42753 |  |  | Yes |  | 4.1 | 32991 | 124.59 | 264.8 | 10.1 | 0.96 | 4500 | 75.6
PWD3YC32 | Fujian Juan Kuang Yaming Electric Ltd | JK Lite | GC301-200W-P545-D0-PCD-HK | Indoor Luminaires | High-Bay | High-Bay Luminaires for Commercial and Industrial Buildings | Standard | FALSE | [9 empty] | 42753 |  |  | Yes |  | 4.1 | 26880.5 | 125.85 | 213.6 | 8.15 | 0.96 | 4500 | 75.6
PSEFKQNT | Fujian Juan Kuang Yaming Electric Ltd | JK Lite | GC301-300W-P545-D1-PCD-HK-480V | Indoor Luminaires | High-Bay | High-Bay Luminaires for Commercial and Industrial Buildings | Standard | FALSE | [9 empty] | 42753 |  |  | Yes |  | 4.1 | 39105 | 126.1 | 310.1 | 9.21 | 0.96 | 4500 | 75.8
PV3NW8CR | Fujian Juan Kuang Yaming Electric Ltd | JK Lite | GC301-200W-P545-D1-PCD-HK-480V | Indoor Luminaires | High-Bay | High-Bay Luminaires for Commercial and Industrial Buildings | Standard | FALSE | [9 empty] | 42753 |  |  | Yes |  | 4.1 | 26797.5 | 128.4 | 208.7 | 13.61 | 0.91 | 4500 | 75.6
P2NY7HNM | Fujian Juan Kuang Yaming Electric Ltd | JK Lite | GC301-300W-P545-D1-PCD-HK | Indoor Luminaires | High-Bay | High-Bay Luminaires for Commercial and Industrial Buildings | Standard | FALSE | [9 empty] | 42753 |  |  | Yes |  | 4.1 | 39829 | 124.7 | 319.4 | 13.38 | 0.94 | 4500 | 75.6
PDUQF2MD | Fujian Juan Kuang Yaming Electric Ltd | JK Lite | GC301-250W-P545-D1-PCD-HK-480V | Indoor Luminaires | High-Bay | High-Bay Luminaires for Commercial and Industrial Buildings | Standard | FALSE | [9 empty] | 42753 |  |  | Yes |  | 4.1 | 33198.5 | 127.15 | 261.1 | 11.7 | 0.93 | 4500 | 75.6
P65BD9A5 | Fujian Juan Kuang Yaming Electric Ltd | JK Lite | GC301-250W-P545-D1-PCD-HK | Indoor Luminaires | High-Bay | High-Bay Luminaires for Commercial and Industrial Buildings | Standard | FALSE | [9 empty] | 42753 |  |  | Yes |  | 4.1 | 32991 | 124.59 | 264.8 | 10.1 | 0.96 | 4500 | 75.6
PW8U26Q9 | Fujian Juan Kuang Yaming Electric Ltd | JK Lite | GC301-200W-P545-D1-PCD-HK | Indoor Luminaires | High-Bay | High-Bay Luminaires for Commercial and Industrial Buildings | Standard | FALSE | [9 empty] | 42753 |  |  | Yes |  | 4.1 | 26880.5 | 125.85 | 213.6 | 8.15 | 0.96 | 4500 | 75.6
PEMXAFG8 | Fujian Juan Kuang Yaming Electric Ltd | JK Lite | GC301-300W-P540-D0-PCD-HK-480V | Indoor Luminaires | High-Bay | High-Bay Luminaires for Commercial and Industrial Buildings | Standard | FALSE | [9 empty] | 42753 |  |  | Yes |  | 4.1 | 38789 | 125.09 | 310.1 | 9.21 | 0.96 | 4000 | 75.8
P2DNGWJ5 | Fujian Juan Kuang Yaming Electric Ltd | JK Lite | GC301-200W-P540-D0-PCD-HK-480V | Indoor Luminaires | High-Bay | High-Bay Luminaires for Commercial and Industrial Buildings | Standard | FALSE | [9 empty] | 42753 |  |  | Yes |  | 4.1 | 26559 | 127.26 | 208.7 | 13.61 | 0.91 | 4000 | 75.6
P3MADFRB | Fujian Juan Kuang Yaming Electric Ltd | JK Lite | GC301-300W-P540-D0-PCD-HK | Indoor Luminaires | High-Bay | High-Bay Luminaires for Commercial and Industrial Buildings | Standard | FALSE | [9 empty] | 42753 |  |  | Yes |  | 4.1 | 39434 | 123.46 | 319.4 | 13.38 | 0.94 | 4000 | 75.6
PT3YU51V | Fujian Juan Kuang Yaming Electric Ltd | JK Lite | GC301-250W-P540-D0-PCD-HK-480V | Indoor Luminaires | High-Bay | High-Bay Luminaires for Commercial and Industrial Buildings | Standard | FALSE | [9 empty] | 42753 |  |  | Yes |  | 4.1 | 32889 | 125.96 | 261.1 | 11.7 | 0.93 | 4000 | 75.6
PT1NH32E | Fujian Juan Kuang Yaming Electric Ltd | JK Lite | GC301-250W-P540-D0-PCD-HK | Indoor Luminaires | High-Bay | High-Bay Luminaires for Commercial and Industrial Buildings | Standard | FALSE | [9 empty] | 42753 |  |  | Yes |  | 4.1 | 32850 | 124.06 | 264.8 | 10.1 | 0.96 | 4000 | 75.6
PYR4TFFD | Fujian Juan Kuang Yaming Electric Ltd | JK Lite | GC301-200W-P540-D0-PCD-HK | Indoor Luminaires | High-Bay | High-Bay Luminaires for Commercial and Industrial Buildings | Standard | FALSE | [9 empty] | 42753 |  |  | Yes |  | 4.1 | 26753 | 125.25 | 213.6 | 8.15 | 0.96 | 4000 | 75.6
PUMTJQAS | DONGGUAN THAILIGHT SEMICONDUCTOR LIGHTING CO.LTD. | Thailight | TLHBF360H4YYZZ | Indoor Luminaires | High-Bay | High-Bay Luminaires for Commercial and Industrial Buildings | Standard | TRUE | 43304 | 117.2 | 369.5 | 11.66 | 0.9445 | 4092 | 82.4 | 5 | 50000 | 42753 | Dimmable | Continuous Below 10 | No |  | 4.1 | 43304 | 117.2 | 369.5 | 11.66 | 0.94 | 4000 | 82.4
PGFADJ4Z | DONGGUAN THAILIGHT SEMICONDUCTOR LIGHTING CO.LTD. | Thailight | TLHBF360H5YYZZ | Indoor Luminaires | High-Bay | High-Bay Luminaires for Commercial and Industrial Buildings | Standard | FALSE | [9 empty] | 42753 | Dimmable | Continuous Below 10 | No |  | 4.1 | 45062 | 123.19 | 365.8 | 11.74 | 0.94 | 5000 | 83.3
PP7V1X5H | Energy Solutions International | ESI | F-14ME-EA-L8HG2-35-D | Indoor Luminaires | High-Bay | High-Bay Luminaires for Commercial and Industrial Buildings | Premium | TRUE | 41398 | 140.3 | 295.14 | 7.1328 | 0.9967 | 3556 | 83.61 | 5 | 50000 | 42753 | Dimmable | Continuous Below 10 | Yes |  | 4.1 | 41398 | 140.33 | 295 | 10 | 0.96 | 3556 | 83.6
PY2G37NY | Zhongshan Luxmode Industrial Co. LTD | Luxmode | LHB19W090E140-50K | Indoor Luminaires | High-Bay | High-Bay Luminaires for Commercial and Industrial Buildings | Premium | TRUE | 11492.5 | 140.03 | 82.07 | 8.502 | 0.964 | 5312 | 82.6 | 5 | 50000 | 42753 | Not Dimmable | Not Dimmable | No | Product Updated on 3/10/2017 | 4.1 | 11128 | 139.1 | 80 | 8.5 | 0.96 | 5000 | 82
PSTP1A4W | Zhongshan Luxmode Industrial Co. LTD | Luxmode | LHB19W090E140-40K | Indoor Luminaires | High-Bay | High-Bay Luminaires for Commercial and Industrial Buildings | Premium | TRUE | 11236.95 | 139.16 | 80.75 | 8.502 | 0.964 | 4178 | 84.2 | 5 | 50000 | 42753 | Not Dimmable | Not Dimmable | No | Product Updated on 3/10/2017 | 4.1 | 11128 | 139.1 | 80 | 8.5 | 0.96 | 4000 | 82
PKEAUEMR | Energy Solutions International | ESI | F-14ME-EA-L3LG2-50-D | Indoor Luminaires | High-Bay | High-Bay Luminaires for Commercial and Industrial Buildings | Premium | TRUE | 11672 | 159.5 | 73.19 | 10.001 | 0.9621 | 5193 | 83.77 | 5 | 50000 | 42753 | Dimmable | Continuous Below 10 | Yes |  | 4.1 | 11106 | 151.1 | 73.5 | 10 | 0.96 | 5193 | 83.8
P2W9TGXC | Energy Solutions International | ESI | F-14ME-EA-L3LG2-35-D | Indoor Luminaires | High-Bay | High-Bay Luminaires for Commercial and Industrial Buildings | Premium | TRUE | 11106 | 151.1 | 73.51 | 10.001 | 0.9621 | 3556 | 83.61 | 5 | 50000 | 42753 | Dimmable | Continuous Below 10 | Yes |  | 4.1 | 11106 | 151.1 | 73.5 | 10 | 0.96 | 3556 | 83.6
P49ME6CT | Zhongshan Luxmode Industrial Co. LTD | Luxmode | LHB22W340E140-50K | Indoor Luminaires | High-Bay | High-Bay Luminaires for Commercial and Industrial Buildings | Premium | FALSE | [9 empty] | 42753 | Not Dimmable | Not Dimmable | No | Product Updated on 3/10/2017 | 4.1 | 44512 | 139.1 | 320 | 8.5 | 0.96 | 5000 | 82
PSXVMN9Z | Zhongshan Luxmode Industrial Co. LTD | Luxmode | LHB22W260E140-50K | Indoor Luminaires | High-Bay | High-Bay Luminaires for Commercial and Industrial Buildings | Premium | FALSE | [9 empty] | 42753 | Not Dimmable | Not Dimmable | No | Product Updated on 3/10/2017 | 4.1 | 33384 | 139.1 | 240 | 8.5 | 0.96 | 5000 | 82
PEZ1TGUY | Zhongshan Luxmode Industrial Co. LTD | Luxmode | LHB21W210E140-50K | Indoor Luminaires | High-Bay | High-Bay Luminaires for Commercial and Industrial Buildings | Premium | FALSE | [9 empty] | 42753 | Not Dimmable | Not Dimmable | No | Product Updated on 3/10/2017 | 4.1 | 27820 | 139.1 | 200 | 8.5 | 0.96 | 5000 | 82
P6FCJ98M | Zhongshan Luxmode Industrial Co. LTD | Luxmode | LHB21W170E140-50K | Indoor Luminaires | High-Bay | High-Bay Luminaires for Commercial and Industrial Buildings | Premium | FALSE | [9 empty] | 42753 | Not Dimmable | Not Dimmable | No | Product Updated on 3/10/2017 | 4.1 | 22256 | 139.1 | 160 | 8.5 | 0.96 | 5000 | 82
PRGPA91D | Zhongshan Luxmode Industrial Co. LTD | Luxmode | LHB20W130E140-50K | Indoor Luminaires | High-Bay | High-Bay Luminaires for Commercial and Industrial Buildings | Premium | FALSE | [9 empty] | 42753 | Not Dimmable | Not Dimmable | No | Product Updated on 3/10/2017 | 4.1 | 16692 | 139.1 | 120 | 8.5 | 0.96 | 5000 | 82
PC7Y672R | Zhongshan Luxmode Industrial Co. LTD | Luxmode | LHB19W110E140-50K | Indoor Luminaires | High-Bay | High-Bay Luminaires for Commercial and Industrial Buildings | Premium | FALSE | [9 empty] | 42753 | Not Dimmable | Not Dimmable | No | Product Updated on 3/10/2017 | 4.1 | 13910 | 139.1 | 100 | 8.5 | 0.96 | 5000 | 82
PUSSN45A | Zhongshan Luxmode Industrial Co. LTD | Luxmode | LHB22W340E140-40K | Indoor Luminaires | High-Bay | High-Bay Luminaires for Commercial and Industrial Buildings | Premium | FALSE | [9 empty] | 42753 | Not Dimmable | Not Dimmable | No | Product Updated on 3/10/2017 | 4.1 | 44512 | 139.1 | 320 | 8.5 | 0.96 | 4000 | 82
PTMWKQZM | Zhongshan Luxmode Industrial Co. LTD | Luxmode | LHB22W260E140-40K | Indoor Luminaires | High-Bay | High-Bay Luminaires for Commercial and Industrial Buildings | Premium | FALSE | [9 empty] | 42753 | Not Dimmable | Not Dimmable | No | Product Updated on 3/10/2017 | 4.1 | 33384 | 139.1 | 240 | 8.5 | 0.96 | 4000 | 82
PQPQY55A | Zhongshan Luxmode Industrial Co. LTD | Luxmode | LHB21W210E140-40K | Indoor Luminaires | High-Bay | High-Bay Luminaires for Commercial and Industrial Buildings | Premium | FALSE | [9 empty] | 42753 | Not Dimmable | Not Dimmable | No | Product Updated on 3/10/2017 | 4.1 | 27820 | 139.1 | 200 | 8.5 | 0.96 | 4000 | 82
PYGXBPZT | Zhongshan Luxmode Industrial Co. LTD | Luxmode | LHB21W170E140-40K | Indoor Luminaires | High-Bay | High-Bay Luminaires for Commercial and Industrial Buildings | Premium | FALSE | [9 empty] | 42753 | Not Dimmable | Not Dimmable | No | Product Updated on 3/10/2017 | 4.1 | 22256 | 139.1 | 160 | 8.5 | 0.96 | 4000 | 82
PWZU2M2G | Zhongshan Luxmode Industrial Co. LTD | Luxmode | LHB20W130E140-40K | Indoor Luminaires | High-Bay | High-Bay Luminaires for Commercial and Industrial Buildings | Premium | FALSE | [9 empty] | 42753 | Not Dimmable | Not Dimmable | No | Product Updated on 3/10/2017 | 4.1 | 16692 | 139.1 | 120 | 8.5 | 0.96 | 4000 | 82
PKATGDWS | Zhongshan Luxmode Industrial Co. LTD | Luxmode | LHB19W110E140-40K | Indoor Luminaires | High-Bay | High-Bay Luminaires for Commercial and Industrial Buildings | Premium | FALSE | [9 empty] | 42753 | Not Dimmable | Not Dimmable | No | Product Updated on 3/10/2017 | 4.1 | 13910 | 139.1 | 100 | 8.5 | 0.96 | 4000 | 82
PBCZ363U | Energy Solutions International | ESI | F-14ME-EA-L8HG2-50-D | Indoor Luminaires | High-Bay | High-Bay Luminaires for Commercial and Industrial Buildings | Premium | FALSE | [9 empty] | 42753 | Dimmable | Continuous Below 10 | Yes |  | 4.1 | 41398 | 140.33 | 295 | 10 | 0.96 | 5193 | 83.8
PQPDGMUT | Energy Solutions International | ESI | F-14ME-EA-L8NG2-50-D | Indoor Luminaires | High-Bay | High-Bay Luminaires for Commercial and Industrial Buildings | Premium | FALSE | [9 empty] | 42753 | Dimmable | Continuous Below 10 | Yes |  | 4.1 | 36128.03 | 143.94 | 251 | 10 | 0.96 | 5193 | 83.8
P8XW94TG | Energy Solutions International | ESI | F-14ME-EA-L6NG2-50-D | Indoor Luminaires | High-Bay | High-Bay Luminaires for Commercial and Industrial Buildings | Premium | FALSE | [9 empty] | 42753 | Dimmable | Continuous Below 10 | Yes |  | 4.1 | 26630.26 | 143.95 | 185 | 10 | 0.96 | 5193 | 83.8
PP2PRGA8 | Energy Solutions International | ESI | F-14ME-EA-L4NG2-50-D | Indoor Luminaires | High-Bay | High-Bay Luminaires for Commercial and Industrial Buildings | Premium | FALSE | [9 empty] | 42753 | Dimmable | Continuous Below 10 | Yes |  | 4.1 | 18726.65 | 144.05 | 130 | 10 | 0.96 | 5193 | 83.8
PZUMRNNU | Energy Solutions International | ESI | F-14ME-EA-L3HG2-50-D | Indoor Luminaires | High-Bay | High-Bay Luminaires for Commercial and Industrial Buildings | Premium | FALSE | [9 empty] | 42753 | Dimmable | Continuous Below 10 | Yes |  | 4.1 | 15009.44 | 140.28 | 107 | 10 | 0.96 | 5193 | 83.8
PK817YQQ | Energy Solutions International | ESI | F-14ME-EA-L8HG2-40-D | Indoor Luminaires | High-Bay | High-Bay Luminaires for Commercial and Industrial Buildings | Premium | FALSE | [9 empty] | 42753 | Dimmable | Continuous Below 10 | Yes |  | 4.1 | 41398 | 140.33 | 295 | 10 | 0.96 | 4000 | 83.67
P7V7S8YF | Energy Solutions International | ESI | F-14ME-EA-L8NG2-40-D | Indoor Luminaires | High-Bay | High-Bay Luminaires for Commercial and Industrial Buildings | Premium | FALSE | [9 empty] | 42753 | Dimmable | Continuous Below 10 | Yes |  | 4.1 | 36128.03 | 143.94 | 251 | 10 | 0.96 | 4000 | 83.67
PGH3ZFY6 | Energy Solutions International | ESI | F-14ME-EA-L6NG2-40-D | Indoor Luminaires | High-Bay | High-Bay Luminaires for Commercial and Industrial Buildings | Premium | FALSE | [9 empty] | 42753 | Dimmable | Continuous Below 10 | Yes |  | 4.1 | 26630.26 | 143.95 | 185 | 10 | 0.96 | 4000 | 83.67
PS9KVFA1 | Energy Solutions International | ESI | F-14ME-EA-L4NG2-40-D | Indoor Luminaires | High-Bay | High-Bay Luminaires for Commercial and Industrial Buildings | Premium | FALSE | [9 empty] | 42753 | Dimmable | Continuous Below 10 | Yes |  | 4.1 | 18726.65 | 144.05 | 130 | 10 | 0.96 | 4000 | 83.67
PFFQMFTP | Energy Solutions International | ESI | F-14ME-EA-L3HG2-40-D | Indoor Luminaires | High-Bay | High-Bay Luminaires for Commercial and Industrial Buildings | Premium | FALSE | [9 empty] | 42753 | Dimmable | Continuous Below 10 | Yes |  | 4.1 | 15009.44 | 140.28 | 107 | 10 | 0.96 | 4000 | 83.67
PSA4WSKG | Energy Solutions International | ESI | F-14ME-EA-L3LG2-40-D | Indoor Luminaires | High-Bay | High-Bay Luminaires for Commercial and Industrial Buildings | Premium | FALSE | [9 empty] | 42753 | Dimmable | Continuous Below 10 | Yes |  | 4.1 | 11106 | 151.1 | 73.5 | 10 | 0.96 | 4000 | 83.67
PBPB9XG1 | Energy Solutions International | ESI | F-14ME-EA-L8NG2-35-D | Indoor Luminaires | High-Bay | High-Bay Luminaires for Commercial and Industrial Buildings | Premium | FALSE | [9 empty] | 42753 | Dimmable | Continuous Below 10 | Yes |  | 4.1 | 36128.03 | 143.94 | 251 | 10 | 0.96 | 3556 | 83.6
PXZN87YU | Energy Solutions International | ESI | F-14ME-EA-L6NG2-35-D | Indoor Luminaires | High-Bay | High-Bay Luminaires for Commercial and Industrial Buildings | Premium | FALSE | [9 empty] | 42753 | Dimmable | Continuous Below 10 | Yes |  | 4.1 | 26630.26 | 143.95 | 185 | 10 | 0.96 | 3556 | 83.6
PVD9HXRC | Energy Solutions International | ESI | F-14ME-EA-L4NG2-35-D | Indoor Luminaires | High-Bay | High-Bay Luminaires for Commercial and Industrial Buildings | Premium | FALSE | [9 empty] | 42753 | Dimmable | Continuous Below 10 | Yes |  | 4.1 | 18726.65 | 144.05 | 130 | 10 | 0.96 | 3556 | 83.6
P7Y9ZU5E | Energy Solutions International | ESI | F-14ME-EA-L3HG2-35-D | Indoor Luminaires | High-Bay | High-Bay Luminaires for Commercial and Industrial Buildings | Premium | FALSE | [9 empty] | 42753 | Dimmable | Continuous Below 10 | Yes |  | 4.1 | 15009.44 | 140.28 | 107 | 10 | 0.96 | 3556 | 83.6
PGJFPZXZ | Eaton (formerly Cooper Lighting) | Metalux | HBLED-LD4-12-W-A/WG-[Voltages Include UNV UNC 120 277]-L835-[ALL EMERGENCY OPTIONS]-ED1-[ALL OPTIONS][ALL MOTION SENSORS][ALL PACKAGING] | Indoor Luminaires | High-Bay | Low-Bay Luminaires for Commercial and Industrial Buildings | Standard | TRUE | 8883 | 89 | 99.8 | 7.59 | 0.9952 | 3499 | 82.4 | 5 | 60000 | 42753 | Dimmable | Continuous Below 10 | Yes |  | 3.1 | 8883 | 88.99 | 99.82 | 6.4 | 1 | 3500 | 82
PT7TFE5P | Eaton (formerly Cooper Lighting) | Metalux | HBLED-LD4-12-W--[Voltages Include UNV UNC 120 277]-L835-[ALL EMERGENCY OPTIONS]-CD1-[ALL OPTIONS][ALL MOTION SENSORS][ALL PACKAGING] | Indoor Luminaires | High-Bay | Low-Bay Luminaires for Commercial and Industrial Buildings | Standard | FALSE | [9 empty] | 42753 | Dimmable | Continuous Below 10 | Yes |  | 3 | 10997.15 | 110.19 | 99.8 | 6.4 | 1 | 3500 | 82
P4R8UJA7 | Eaton (formerly Cooper Lighting) | Metalux | HBLED-LD4-12-W-FLI-[Voltages Include UNV UNC 120 277]-L835-[ALL EMERGENCY OPTIONS]-CD1-[ALL OPTIONS][ALL MOTION SENSORS][ALL PACKAGING] | Indoor Luminaires | High-Bay | Low-Bay Luminaires for Commercial and Industrial Buildings | Standard | FALSE | [9 empty] | 42753 | Dimmable | Continuous Below 10 | Yes |  | 3 | 9389.33 | 94.08 | 99.8 | 6.4 | 1 | 3500 | 82
P14NT5KW | Eaton (formerly Cooper Lighting) | Metalux | HBLED-LD4-12-W-AI-[Voltages Include UNV UNC 120 277]-L835-[ALL EMERGENCY OPTIONS]-CD1-[ALL OPTIONS][ALL MOTION SENSORS][ALL PACKAGING] | Indoor Luminaires | High-Bay | Low-Bay Luminaires for Commercial and Industrial Buildings | Standard | FALSE | [9 empty] | 42753 | Dimmable | Continuous Below 10 | Yes |  | 3 | 9336.03 | 93.55 | 99.8 | 6.4 | 1 | 3500 | 82
P6PCZB1U | Grandlite International Corp | Grandlite International | LED-HB-A-95[S]-4K | Indoor Luminaires | High-Bay | High-Bay Aisle Luminaires | Standard | TRUE | 13010 | 126.91 | 102.5 | 16.31 | 0.9341 | 3872 | 82.2 | 5 | 50000 | 42753 | Dimmable | Continuous Below 10 | Yes |  | 4.1 | 13010 | 126.91 | 102.5 | 10.16 | 0.99 | 3872 | 82.2
PK4YFKSH | Grandlite International Corp | Grandlite International | LED-HB-A-95[S]-5K | Indoor Luminaires | High-Bay | High-Bay Aisle Luminaires | Standard | FALSE | [9 empty] | 42753 | Dimmable | Continuous Below 10 | Yes |  | 4.1 | 13155 | 129.84 | 101.3 | 10.16 | 0.99 | 4784 | 81.9
PZ2ZPK9J | Grandlite International Corp | Grandlite International | LED-HB-A-135[S]-4K | Indoor Luminaires | High-Bay | High-Bay Aisle Luminaires | Standard | TRUE | 18936 | 117.31 | 161.4 | 12.66 | 0.9326 | 3896 | 82 | 5 | 50000 | 42753 | Dimmable | Continuous Below 10 | Yes |  | 4.1 | 18936 | 117.31 | 161.4 | 7.3 | 0.99 | 3896 | 82
PRUKYFY6 | Grandlite International Corp | Grandlite International | LED-HB-A-135[S]-5K | Indoor Luminaires | High-Bay | High-Bay Aisle Luminaires | Standard | FALSE | [9 empty] | 42753 | Dimmable | Continuous Below 10 | Yes |  | 4.1 | 19075 | 119.62 | 159.5 | 7.3 | 0.99 | 4833 | 81.7
PSCT9E6W | HOLDLED | HOLDLED | HD-SD-L200W-A00 | Indoor Luminaires | High-Bay | High-Bay Luminaires for Commercial and Industrial Buildings | Standard | TRUE | 24994 | 120.91 | 206.7 | 8.1 | 0.958 | 3090 | 73.1 | 5 | 50000 | 42752 |  |  | No |  | 4.1 | 24000 | 120 | 200 | 20 | 0.9 | 3000 | 70
PV5MSQP3 | HOLDLED | HOLDLED | HD-IW-L250W-A00E | Indoor Luminaires | High-Bay | High-Bay Luminaires for Commercial and Industrial Buildings | Standard | TRUE | 28743 | 113 | 254.4 | 14.2 | 0.944 | 3096 | 72 | 5 | 50000 | 42752 |  |  | No |  | 4.1 | 29000 | 115 | 250 | 20 | 0.9 | 3000 | 70
PARA4BFZ | HOLDLED | HOLDLED | HD-IW-L150W-A00E | Indoor Luminaires | High-Bay | High-Bay Luminaires for Commercial and Industrial Buildings | Standard | TRUE | 18416 | 121.7 | 151.4 | 13.3 | 0.943 | 3084 | 72 | 5 | 50000 | 42752 |  |  | No |  | 4.1 | 18000 | 120 | 150 | 20 | 0.9 | 3000 | 70
PBAU5H66 | HOLDLED | HOLDLED | HD-IW-L200W-A00E | Indoor Luminaires | High-Bay | High-Bay Luminaires for Commercial and Industrial Buildings | Standard | TRUE | 24601 | 124 | 198.4 | 16.1 | 0.939 | 3083 | 72 | 5 | 50000 | 42752 |  |  | No |  | 4.1 | 25000 | 125 | 200 | 20 | 0.9 | 3000 | 70
PJ9DUSR1 | HOLDLED | HOLDLED | HD-IW-W250W-A00E | Indoor Luminaires | High-Bay | High-Bay Luminaires for Commercial and Industrial Buildings | Standard | FALSE | [9 empty] | 42752 |  |  | No |  | 4.1 | 29500 | 118 | 250 | 20 | 0.9 | 5700 | 70
PEH27REC | HOLDLED | HOLDLED | HD-IW-W200W-A00E | Indoor Luminaires | High-Bay | High-Bay Luminaires for Commercial and Industrial Buildings | Standard | FALSE | [9 empty] | 42752 |  |  | No |  | 4.1 | 25500 | 128 | 200 | 20 | 0.9 | 5700 | 70
PVKB6JJU | HOLDLED | HOLDLED | HD-SD-W200W-A00 | Indoor Luminaires | High-Bay | High-Bay Luminaires for Commercial and Industrial Buildings | Standard | FALSE | [9 empty] | 42752 |  |  | No |  | 4.1 | 24600 | 123 | 200 | 20 | 0.9 | 5700 | 70
PH778CVW | HOLDLED | HOLDLED | HD-IW-W150W-A00E | Indoor Luminaires | High-Bay | High-Bay Luminaires for Commercial and Industrial Buildings | Standard | FALSE | [9 empty] | 42752 |  |  | No |  | 4.1 | 18750 | 125 | 150 | 20 | 0.9 | 5700 | 70
PU6XDQT5 | HOLDLED | HOLDLED | HD-IW-N250W-A00E | Indoor Luminaires | High-Bay | High-Bay Luminaires for Commercial and Industrial Buildings | Standard | FALSE | [9 empty] | 42752 |  |  | No |  | 4.1 | 29400 | 117 | 250 | 20 | 0.9 | 5000 | 70
P76U8HQE | HOLDLED | HOLDLED | HD-IW-N200W-A00E | Indoor Luminaires | High-Bay | High-Bay Luminaires for Commercial and Industrial Buildings | Standard | FALSE | [9 empty] | 42752 |  |  | No |  | 4.1 | 25400 | 127 | 200 | 20 | 0.9 | 5000 | 70
PWGRHQBR | HOLDLED | HOLDLED | HD-SD-N200W-A00 | Indoor Luminaires | High-Bay | High-Bay Luminaires for Commercial and Industrial Buildings | Standard | FALSE | [9 empty] | 42752 |  |  | No |  | 4.1 | 24400 | 122 | 200 | 20 | 0.9 | 5000 | 70
PRTUZ1K5 | HOLDLED | HOLDLED | HD-IW-N150W-A00E | Indoor Luminaires | High-Bay | High-Bay Luminaires for Commercial and Industrial Buildings | Standard | FALSE | [9 empty] | 42752 |  |  | No |  | 4.1 | 18600 | 124 | 150 | 20 | 0.9 | 5000 | 70
PJYK6V46 | HOLDLED | HOLDLED | HD-IW-T250W-A00E | Indoor Luminaires | High-Bay | High-Bay Luminaires for Commercial and Industrial Buildings | Standard | FALSE | [9 empty] | 42752 |  |  | No |  | 4.1 | 29200 | 116 | 250 | 20 | 0.9 | 4000 | 70
PZJ2AQNJ | HOLDLED | HOLDLED | HD-IW-T200W-A00E | Indoor Luminaires | High-Bay | High-Bay Luminaires for Commercial and Industrial Buildings | Standard | FALSE | [9 empty] | 42752 |  |  | No |  | 4.1 | 25200 | 126 | 200 | 20 | 0.9 | 4000 | 70
PGE1K4V4 | HOLDLED | HOLDLED | HD-SD-T200W-A00 | Indoor Luminaires | High-Bay | High-Bay Luminaires for Commercial and Industrial Buildings | Standard | FALSE | [9 empty] | 42752 |  |  | No |  | 4.1 | 24200 | 121 | 200 | 20 | 0.9 | 4000 | 70
P3PZX8BQ | HOLDLED | HOLDLED | HD-IW-T150W-A00E | Indoor Luminaires | High-Bay | High-Bay Luminaires for Commercial and Industrial Buildings | Standard | FALSE | [9 empty] | 42752 |  |  | No |  | 4.1 | 18300 | 122 | 150 | 20 | 0.9 | 4000 | 70
PP69MW6B | Nuwave LLC | ALSET | HBL-48L-40K-UL | Indoor Luminaires | High-Bay | High-Bay Luminaires for Commercial and Industrial Buildings | Premium | TRUE | 47694 | 147.34 | 323.7 | 13.97 | 0.9416 | 4068 | 82.8 | 5 | 50000 | 42752 |  |  | No |  | 4.1 | 47694 | 147.34 | 323.7 | 13.97 | 0.94 | 4000 | 82.8
PZCWE2EH | Nuwave LLC | ALSET | HBL-32L-40K-UL | Indoor Luminaires | High-Bay | High-Bay Luminaires for Commercial and Industrial Buildings | Premium | TRUE | 31433 | 147.64 | 212.9 | 16.34 | 0.9401 | 4044 | 82.8 | 5 | 50000 | 42752 |  |  | No |  | 4.1 | 31433 | 147.64 | 212.9 | 16.34 | 0.94 | 4000 | 82.8
PZ8BU691 | Nuwave LLC | ALSET | HBL-30L-40K-UL | Indoor Luminaires | High-Bay | High-Bay Luminaires for Commercial and Industrial Buildings | Premium | TRUE | 30316 | 143.14 | 211.8 | 12.78 | 0.9395 | 4001 | 82.5 | 5 | 50000 | 42752 |  |  | No |  | 4.1 | 30316 | 143.14 | 211.8 | 12.78 | 0.94 | 4000 | 82.5
PQ4A29ZD | Nuwave LLC | ALSET | HBL-16L-40K-UL | Indoor Luminaires | High-Bay | High-Bay Luminaires for Commercial and Industrial Buildings | Premium | TRUE | 15909 | 152.53 | 104.3 | 12.47 | 0.9366 | 4031 | 82.6 | 5 | 50000 | 42752 |  |  | No |  | 4.1 | 15909 | 152.53 | 104.3 | 12.47 | 0.94 | 4000 | 82.6
PD3X1CGH | Nuwave LLC | ALSET | HBL-48L-50K-UL | Indoor Luminaires | High-Bay | High-Bay Luminaires for Commercial and Industrial Buildings | Premium | FALSE | [9 empty] | 42752 |  |  | No |  | 4.1 | 48185 | 149.83 | 321.6 | 13.64 | 0.94 | 5000 | 82.9
P91H2763 | Nuwave LLC | ALSET | HBL-32L-50K-UL | Indoor Luminaires | High-Bay | High-Bay Luminaires for Commercial and Industrial Buildings | Premium | FALSE | [9 empty] | 42752 |  |  | No |  | 4.1 | 32042 | 149.87 | 213.8 | 16.7 | 0.94 | 5000 | 82.6
PFDAY21A | Nuwave LLC | ALSET | HBL-30L-50K-UL | Indoor Luminaires | High-Bay | High-Bay Luminaires for Commercial and Industrial Buildings | Premium | FALSE | [9 empty] | 42752 |  |  | No |  | 4.1 | 30684 | 145.49 | 210.9 | 12.67 | 0.94 | 5000 | 82.3
PFXEHWHK | Nuwave LLC | ALSET | HBL-16L-50K-UL | Indoor Luminaires | High-Bay | High-Bay Luminaires for Commercial and Industrial Buildings | Premium | FALSE | [9 empty] | 42752 |  |  | No |  | 4.1 | 16073 | 154.85 | 103.8 | 12.71 | 0.94 | 5000 | 82.2
PH5TRNF8 | YANKON LIGHTING INC. | Yankon | YGA15A01-150W-347V-830-1[123] | Indoor Luminaires | High-Bay | High-Bay Luminaires for Commercial and Industrial Buildings | Standard | TRUE | 17214 | 117.43 | 146.6 | 17.03 | 0.9403 | 2962 | 83.2 | 5 | 50000 | 42752 |  |  | No |  | 4.1 | 17214 | 117.43 | 146.6 | 17.03 | 0.94 | 3000 | 83.2
PU3QFRJN | YANKON LIGHTING INC. | Yankon | YGA15A01-150W-347V-850-1[123] | Indoor Luminaires | High-Bay | High-Bay Luminaires for Commercial and Industrial Buildings | Standard | FALSE | [9 empty] | 42752 |  |  | No |  | 4.1 | 19631 | 130.44 | 150.5 | 17.35 | 0.94 | 5000 | 85.2
PVNATT2K | YANKON LIGHTING INC. | Yankon | YGA15A01-150W-347V-845-1[123] | Indoor Luminaires | High-Bay | High-Bay Luminaires for Commercial and Industrial Buildings | Standard | FALSE | [9 empty] | 42752 |  |  | No |  | 4.1 | 17214 | 117.43 | 146.6 | 17.03 | 0.94 | 4500 | 83.2
PNGFC13M | YANKON LIGHTING INC. | Yankon | YGA15A01-150W-347V-840-1[123] | Indoor Luminaires | High-Bay | High-Bay Luminaires for Commercial and Industrial Buildings | Standard | FALSE | [9 empty] | 42752 |  |  | No |  | 4.1 | 17214 | 117.43 | 146.6 | 17.03 | 0.94 | 4000 | 83.2
PGBTB2J1 | YANKON LIGHTING INC. | Yankon | YGA15A01-150W-347V-835-1[123] | Indoor Luminaires | High-Bay | High-Bay Luminaires for Commercial and Industrial Buildings | Standard | FALSE | [9 empty] | 42752 |  |  | No |  | 4.1 | 17214 | 117.43 | 146.6 | 17.03 | 0.94 | 3500 | 83.2
PWHA9A6K | Cree Inc. | Cree LS Series | LS4-50L-35K-10V-FD-xxx | Indoor Luminaires | High-Bay | Low-Bay Luminaires for Commercial and Industrial Buildings | Premium | TRUE | 5056 | 131.02 | 38.51 | 21.3 | 0.909 | 3475 | 83 | 5 | 50000 | 42752 |  |  | No |  | 4.1 | 5000 | 130.2 | 38.4 | 20 | 0.9 | 3500 | 80
PAA2RU66 | Cree Inc. | Cree LS Series | LS8-100L-50K-10V-FD-xxx | Indoor Luminaires | High-Bay | Low-Bay Luminaires for Commercial and Industrial Buildings | Premium | FALSE | [9 empty] | 42752 |  |  | No |  | 4.1 | 10000 | 130.2 | 76.8 | 20 | 0.9 | 5000 | 80
PUBXREYF | Cree Inc. | Cree LS Series | LS8-80L-50K-10V-FD-xxx | Indoor Luminaires | High-Bay | Low-Bay Luminaires for Commercial and Industrial Buildings | Premium | FALSE | [9 empty] | 42752 |  |  | No |  | 4.1 | 8000 | 130.1 | 61.5 | 20 | 0.9 | 5000 | 80
PC494HAN | Cree Inc. | Cree LS Series | LS4-50L-50K-10V-FD-xxx | Indoor Luminaires | High-Bay | Low-Bay Luminaires for Commercial and Industrial Buildings | Premium | FALSE | [9 empty] | 42752 |  |  | No |  | 4.1 | 5000 | 130.2 | 38.4 | 20 | 0.9 | 5000 | 80
P4J86654 | Cree Inc. | Cree LS Series | LS8-100L-40K-10V-FD-xxx | Indoor Luminaires | High-Bay | Low-Bay Luminaires for Commercial and Industrial Buildings | Premium | FALSE | [9 empty] | 42752 |  |  | No |  | 4.1 | 10000 | 130.2 | 76.8 | 20 | 0.9 | 4000 | 80
PVW1H8J4 | Cree Inc. | Cree LS Series | LS8-80L-40K-10V-FD-xxx | Indoor Luminaires | High-Bay | Low-Bay Luminaires for Commercial and Industrial Buildings | Premium | FALSE | [9 empty] | 42752 |  |  | No |  | 4.1 | 8000 | 130.1 | 61.5 | 20 | 0.9 | 4000 | 80
PSWJ1313 | Cree Inc. | Cree LS Series | LS4-50L-40K-10V-FD-xxx | Indoor Luminaires | High-Bay | Low-Bay Luminaires for Commercial and Industrial Buildings | Premium | FALSE | [9 empty] | 42752 |  |  | No |  | 4.1 | 5000 | 130.2 | 38.4 | 20 | 0.9 | 4000 | 80
PY4CYHSG | Cree Inc. | Cree LS Series | LS8-100L-35K-10V-FD-xxx | Indoor Luminaires | High-Bay | Low-Bay Luminaires for Commercial and Industrial Buildings | Premium | FALSE | [9 empty] | 42752 |  |  | No |  | 4.1 | 10000 | 130.2 | 76.8 | 20 | 0.9 | 3500 | 80
P2GAHVMP | Cree Inc. | Cree LS Series | LS8-80L-35K-10V-FD-xxx | Indoor Luminaires | High-Bay | Low-Bay Luminaires for Commercial and Industrial Buildings | Premium | FALSE | [9 empty] | 42752 |  |  | No |  | 4.1 | 8000 | 130.1 | 61.5 | 20 | 0.9 | 3500 | 80
PY5DGXAT | LIGHTING BEST INTERNATIONAL LIMITED | LightingBest | LB-LM130-XBBB-F (3000K) | Indoor Luminaires | High-Bay | High-Bay Luminaires for Commercial and Industrial Buildings | Premium | TRUE | 20672 | 132.94 | 155.5 | 8.14 | 0.9783 | 3075 | 82 | 5 | 50000 | 42752 |  |  | No |  | 4.1 | 20672 | 132.94 | 155.5 | 8.14 | 0.98 | 3000 | 82
P4JW1EDJ | Power Concepts LLC | Power Concepts LLC ? | P-HB126180NC6A3A0 | Indoor Luminaires | High-Bay | High-Bay Luminaires for Commercial and Industrial Buildings | Standard | TRUE | 18109.31 | 103.56 | 174.86 | 10.81 | 0.94 | 3519 | 82.4 | 5 | 50000 | 42752 |  |  | No |  | 4.1 | 18109.31 | 103.56 | 174.86 | 10.81 | 0.94 | 3519 | 82.4
PZ6MDQVF | Power Concepts LLC | Power Concepts LLC ? | P-HB126200NC6A3A0 | Indoor Luminaires | High-Bay | High-Bay Luminaires for Commercial and Industrial Buildings | Standard | TRUE | 18109.31 | 103.56 | 174.86 | 10.81 | 0.94 | 3519 | 82.4 | 5 | 50000 | 42752 |  |  | No |  | 4 | 18109.31 | 103.56 | 174.86 | 10.81 | 0.94 | 3519 | 82.4
PAJ9E931 | LIGHTING BEST INTERNATIONAL LIMITED | LightingBest | LB-LM130-XBBB-F (5700K) | Indoor Luminaires | High-Bay | High-Bay Luminaires for Commercial and Industrial Buildings | Premium | FALSE | [9 empty] | 42752 |  |  | No |  | 4.1 | 21531 | 137.58 | 156.5 | 10.23 | 0.97 | 5700 | 83.8
P49KS3ND | LIGHTING BEST INTERNATIONAL LIMITED | LightingBest | LB-LM130-XBBB-F (5000K) | Indoor Luminaires | High-Bay | High-Bay Luminaires for Commercial and Industrial Buildings | Premium | FALSE | [9 empty] | 42752 |  |  | No |  | 4.1 | 20672 | 132.94 | 155.5 | 8.14 | 0.98 | 5000 | 82
PWA9MGJD | LIGHTING BEST INTERNATIONAL LIMITED | LightingBest | LB-LM130-XBBB-F (4500K) | Indoor Luminaires | High-Bay | High-Bay Luminaires for Commercial and Industrial Buildings | Premium | FALSE | [9 empty] | 42752 |  |  | No |  | 4.1 | 20672 | 132.94 | 155.5 | 8.14 | 0.98 | 4500 | 82
PA88XV5C | LIGHTING BEST INTERNATIONAL LIMITED | LightingBest | LB-LM130-XBBB-F (4000K) | Indoor Luminaires | High-Bay | High-Bay Luminaires for Commercial and Industrial Buildings | Premium | FALSE | [9 empty] | 42752 |  |  | No |  | 4.1 | 20672 | 132.94 | 155.5 | 8.14 | 0.98 | 4000 | 82
PPUV9Y46 | LIGHTING BEST INTERNATIONAL LIMITED | LightingBest | LB-LM130-XBBB-F (3500K) | Indoor Luminaires | High-Bay | High-Bay Luminaires for Commercial and Industrial Buildings | Premium | FALSE | [9 empty] | 42752 |  |  | No |  | 4.1 | 20672 | 132.94 | 155.5 | 8.14 | 0.98 | 3500 | 82
PGVN7XCV | Power Concepts LLC | Power Concepts LLC ? | P-HB126200NC5A3A0 | Indoor Luminaires | High-Bay | High-Bay Luminaires for Commercial and Industrial Buildings | Standard | FALSE | [9 empty] | 42752 |  |  | No |  | 4 | 19263 | 106.5 | 180.9 | 10.44 | 0.94 | 3970 | 82.2
P36PF29M | Power Concepts LLC | Power Concepts LLC ? | P-HB126180NC5A3A0 | Indoor Luminaires | High-Bay | High-Bay Luminaires for Commercial and Industrial Buildings | Standard | FALSE | [9 empty] | 42752 |  |  | No |  | 4.1 | 19263 | 106.5 | 180.9 | 10.44 | 0.94 | 3970 | 82.2
PZCMMNJD | VGO Energy Solutions | VGO | VGO-H100SST1A1 4000K | Indoor Luminaires | High-Bay | High-Bay Luminaires for Commercial and Industrial Buildings | Standard | TRUE | 12933 | 131.7 | 98.2 | 11.56 | 0.9683 | 4062 | 75.5 | 5 | 50000 | 42752 |  |  | No |  | 4 | 12933 | 131.7 | 98.2 | 11.56 | 0.9693 | 4000 | 75.5
PDJ1G8MP | Texas Fluorescents | Fleco | HIS48LFR165W21450LDMV40K | Indoor Luminaires | High-Bay | High-Bay Luminaires for Commercial and Industrial Buildings | Premium | TRUE | 21786 | 132.68 | 164.2 | 8.1 | 0.9645 | 3984 | 83.3 | 5 | 50000 | 42752 |  |  | No |  | 4 | 21786 | 132.68 | 164.2 | 8.1 | 0.96 | 4000 | 83.3
PCDBFHU5 | VGO Energy Solutions | VGO | VGO-HB02-100WD1 4000K | Indoor Luminaires | High-Bay | High-Bay Luminaires for Commercial and Industrial Buildings | Standard | TRUE | 12002 | 127.61 | 94.05 | 12.41 | 0.963 | 3981 | 83.2 | 5 | 50000 | 42752 |  |  | Yes |  | 4 | 12002 | 127.61 | 94.05 | 12.41 | 0.96 | 4000 | 83.2
PQQ87W4Z | Texas Fluorescents | Fleco | HIS48LFR105W13650LDMV40K | Indoor Luminaires | High-Bay | High-Bay Luminaires for Commercial and Industrial Buildings | Premium | TRUE | 13976 | 130.37 | 107.2 | 7.92 | 0.9605 | 4014 | 83.3 | 5 | 50000 | 42752 |  |  | No |  | 4 | 13976 | 130.37 | 107.2 | 7.92 | 0.96 | 4000 | 83.3
PNG3YRT2 | Texas Fluorescents | Fleco | HIS48LFR220W28600LDMV40K | Indoor Luminaires | High-Bay | High-Bay Luminaires for Commercial and Industrial Buildings | Premium | TRUE | 28092 | 130.48 | 215.3 | 8.03 | 0.9583 | 3994 | 83.6 | 5 | 50000 | 42752 |  |  | No |  | 4 | 28092 | 127.69 | 220 | 8.03 | 0.96 | 4000 | 83.6
P3B6RYKQ | VGO Energy Solutions | VGO | VGO-HB02-150WD1 4000K | Indoor Luminaires | High-Bay | High-Bay Luminaires for Commercial and Industrial Buildings | Standard | TRUE | 19901 | 130.93 | 152 | 13.54 | 0.9384 | 3968 | 83.1 | 5 | 50000 | 42752 |  |  | Yes |  | 4 | 19901 | 130.93 | 152 | 13.54 | 0.94 | 4000 | 83.1
PE99CNUK | VGO Energy Solutions | VGO | VGO-HB02-200WD1 4000K | Indoor Luminaires | High-Bay | High-Bay Luminaires for Commercial and Industrial Buildings | Standard | TRUE | 24355 | 128.05 | 190.2 | 13.38 | 0.9137 | 4035 | 82.6 | 5 | 50000 | 42752 |  |  | Yes |  | 4 | 24355 | 128.05 | 190.2 | 13.38 | 0.91 | 4000 | 82.6
PPUT3QUF | Newtronics Developments Limited | Newtronics Developments | ND-HR150WD50K-40*130 | Indoor Luminaires | High-Bay | High-Bay Luminaires for Commercial and Industrial Buildings | Standard | TRUE | 19797 | 123.73 | 158.7 | 10.85 | 0.9111 | 5184 | 75.6 | 5 | 50000 | 42752 |  |  | No |  | 3.1 | 19797 | 123.73 | 160 | 10.85 | 0.911 | 5000 | 75.6
PZP9AWT3 | Newtronics Developments Limited | Newtronics Developments | ND-HR120WD50K-40*130 | Indoor Luminaires | High-Bay | High-Bay Luminaires for Commercial and Industrial Buildings | Standard | TRUE | 15524 | 125.13 | 124.1 | 10.39 | 0.9105 | 5159 | 75.4 | 5 | 50000 | 42752 |  |  | No |  | 3.1 | 15524 | 125.13 | 124.1 | 10.39 | 0.911 | 5000 | 75.4
P29N1XCH | Newtronics Developments Limited | Newtronics Developments | ND-HR180WD50K-40*130 | Indoor Luminaires | High-Bay | High-Bay Luminaires for Commercial and Industrial Buildings | Standard | TRUE | 24215 | 123.13 | 195.2 | 11.06 | 0.9097 | 5166 | 75.7 | 5 | 50000 | 42752 |  |  | No |  | 3.1 | 24215 | 123.13 | 196.7 | 11.06 | 0.91 | 5000 | 75.7
PPNF6KQU | Newtronics Developments Limited | Newtronics Developments | ND-HR90WD50K-40*130 | Indoor Luminaires | High-Bay | High-Bay Luminaires for Commercial and Industrial Buildings | Standard | TRUE | 11464 | 125.65 | 90.47 | 12.48 | 0.9083 | 5274 | 76.7 | 5 | 50000 | 42752 |  |  | No |  | 3.1 | 11464 | 125.65 | 91.24 | 12.48 | 0.908 | 5000 | 76.7
PUBJE41U | VGO Energy Solutions | VGO | VGO-H50SST1A1 4000K | Indoor Luminaires | High-Bay | High-Bay Luminaires for Commercial and Industrial Buildings | Standard | TRUE | 6488.5 | 130.29 | 49.8 | 19.62 | 0.9012 | 4033 | 75.1 | 5 | 50000 | 42752 |  |  | No |  | 4 | 6545.1 | 131.96 | 49.6 | 19.62 | 0.9012 | 4000 | 75.1
P717U31A | VGO Energy Solutions | VGO | VGO-H100SST1A1 5700K | Indoor Luminaires | High-Bay | High-Bay Luminaires for Commercial and Industrial Buildings | Standard | FALSE | [9 empty] | 42752 |  |  | No |  | 4 | 13605 | 136.16 | 99.92 | 11.09 | 0.969 | 5700 | 76
PB6NM1EV | VGO Energy Solutions | VGO | VGO-H50SST1A1 5700K | Indoor Luminaires | High-Bay | High-Bay Luminaires for Commercial and Industrial Buildings | Standard | FALSE | [9 empty] | 42752 |  |  | No |  | 4 | 6758 | 132.51 | 51 | 19.11 | 0.9025 | 5700 | 75.8
PCE1UJQM | VGO Energy Solutions | VGO | VGO-HB02-200WD1 5700K | Indoor Luminaires | High-Bay | High-Bay Luminaires for Commercial and Industrial Buildings | Standard | FALSE | [9 empty] | 42752 |  |  | Yes |  | 4 | 25075 | 132.88 | 188.7 | 13.86 | 0.92 | 5700 | 82
P1FQC626 | VGO Energy Solutions | VGO | VGO-HB02-100WD1 5700K | Indoor Luminaires | High-Bay | High-Bay Luminaires for Commercial and Industrial Buildings | Standard | FALSE | [9 empty] | 42752 |  |  | Yes |  | 4 | 12133 | 130.34 | 93.09 | 12.83 | 0.97 | 5700 | 82
PF3FMBXR | VGO Energy Solutions | VGO | VGO-HB02-150WD1 5700K | Indoor Luminaires | High-Bay | High-Bay Luminaires for Commercial and Industrial Buildings | Standard | FALSE | [9 empty] | 42752 |  |  | Yes |  | 4 | 20098 | 132.14 | 152.1 | 13.41 | 0.94 | 5700 | 81.9
PEGZYTK2 | Texas Fluorescents | Fleco | HIS48LFR220W28600LDMV57K | Indoor Luminaires | High-Bay | High-Bay Luminaires for Commercial and Industrial Buildings | Premium | FALSE | [9 empty] | 42752 |  |  | No |  | 4 | 30380 | 136.17 | 223.1 | 8.19 | 0.95 | 5700 | 85.2
P42Q63Z3 | Texas Fluorescents | Fleco | HIS48LFR105W13650LDMV57K | Indoor Luminaires | High-Bay | High-Bay Luminaires for Commercial and Industrial Buildings | Premium | FALSE | [9 empty] | 42752 |  |  | No |  | 4 | 14324 | 132.38 | 108.2 | 7.41 | 0.96 | 5700 | 85
PJZZVFSS | Texas Fluorescents | Fleco | HIS48LFR165W21450LDMV57K | Indoor Luminaires | High-Bay | High-Bay Luminaires for Commercial and Industrial Buildings | Premium | FALSE | [9 empty] | 42752 |  |  | No |  | 4 | 21911 | 134.59 | 162.8 | 8.13 | 0.96 | 5700 | 83.3
P329T8Z6 | Newtronics Developments Limited | Newtronics Developments | ND-HR90W50K-40*130 | Indoor Luminaires | High-Bay | High-Bay Luminaires for Commercial and Industrial Buildings | Standard | FALSE | [9 empty] | 42752 |  |  | No |  | 3.1 | 11464 | 125.65 | 91.24 | 12.48 | 0.908 | 5000 | 76.7
PXX6JGPW | Newtronics Developments Limited | Newtronics Developments | ND-HR180W50K-40*130 | Indoor Luminaires | High-Bay | High-Bay Luminaires for Commercial and Industrial Buildings | Standard | FALSE | [9 empty] | 42752 |  |  | No |  | 3.1 | 24215 | 123.13 | 196.7 | 11.06 | 0.91 | 5000 | 75.7
PP7EGBJ5 | Newtronics Developments Limited | Newtronics Developments | ND-HR150W50K-40*130 | Indoor Luminaires | High-Bay | High-Bay Luminaires for Commercial and Industrial Buildings | Standard | FALSE | [9 empty] | 42752 |  |  | No |  | 3.1 | 19797 | 123.73 | 160 | 10.85 | 0.911 | 5000 | 75.6
PYR33GDV | VGO Energy Solutions | VGO | VGO-H100SST1A1 5000K | Indoor Luminaires | High-Bay | High-Bay Luminaires for Commercial and Industrial Buildings | Standard | FALSE | [9 empty] | 42752 |  |  | No |  | 4 | 12933 | 131.7 | 98.2 | 11.56 | 0.9693 | 5000 | 75.5
PG3D137Z | Newtronics Developments Limited | Newtronics Developments | ND-HR120W50K-40*130 | Indoor Luminaires | High-Bay | High-Bay Luminaires for Commercial and Industrial Buildings | Standard | FALSE | [9 empty] | 42752 |  |  | No |  | 3.1 | 15524 | 125.13 | 124.1 | 10.39 | 0.911 | 5000 | 75.4
PNH24DRX | VGO Energy Solutions | VGO | VGO-H50SST1A1 5000K | Indoor Luminaires | High-Bay | High-Bay Luminaires for Commercial and Industrial Buildings | Standard | FALSE | [9 empty] | 42752 |  |  | No |  | 4 | 6545.1 | 131.96 | 49.6 | 19.62 | 0.9012 | 5000 | 75.1
PJU4HHXK | VGO Energy Solutions | VGO | VGO-HB02-100WD1 5000K | Indoor Luminaires | High-Bay | High-Bay Luminaires for Commercial and Industrial Buildings | Standard | FALSE | [9 empty] | 42752 |  |  | Yes |  | 4 | 12002 | 127.61 | 94.05 | 12.41 | 0.96 | 5000 | 83.2
P8939C3U | VGO Energy Solutions | VGO | VGO-HB02-150WD1 5000K | Indoor Luminaires | High-Bay | High-Bay Luminaires for Commercial and Industrial Buildings | Standard | FALSE | [9 empty] | 42752 |  |  | Yes |  | 4 | 19901 | 130.93 | 152 | 13.54 | 0.94 | 5000 | 83.1
PNJZX1RK | VGO Energy Solutions | VGO | VGO-HB02-200WD1 5000K | Indoor Luminaires | High-Bay | High-Bay Luminaires for Commercial and Industrial Buildings | Standard | FALSE | [9 empty] | 42752 |  |  | Yes |  | 4 | 24355 | 128.05 | 190.2 | 13.38 | 0.91 | 5000 | 82.6
PTECUPEK | Texas Fluorescents | Fleco | HIS48LFR220W28600LDMV50K | Indoor Luminaires | High-Bay | High-Bay Luminaires for Commercial and Industrial Buildings | Premium | FALSE | [9 empty] | 42752 |  |  | No |  | 4 | 29378 | 133.54 | 220 | 8.1 | 0.96 | 5000 | 82.2
PUZWQ7YT | Texas Fluorescents | Fleco | HIS48LFR165W21450LDMV50K | Indoor Luminaires | High-Bay | High-Bay Luminaires for Commercial and Industrial Buildings | Premium | FALSE | [9 empty] | 42752 |  |  | No |  | 4 | 22027 | 133.58 | 164.9 | 8.23 | 0.96 | 5000 | 82.1
PK3UXXE9 | Texas Fluorescents | Fleco | HIS48LFR105W13650LDMV50K | Indoor Luminaires | High-Bay | High-Bay Luminaires for Commercial and Industrial Buildings | Premium | FALSE | [9 empty] | 42752 |  |  | No |  | 4 | 14131 | 131.21 | 107.7 | 7.97 | 0.96 | 5000 | 82
PN4EXMK7 | KONKA GREEN LIGHTING CO.LTD | KONKA | KK-HB-24D282-ZAUP | Indoor Luminaires | High-Bay | High-Bay Luminaires for Commercial and Industrial Buildings | Premium | TRUE | 36580.43 | 131.43 | 278.32 | 18.2 | 0.916 | 3962 | 83.3 | 5 | 50000 | 42752 |  |  | No |  | 4.1 | 36580.4 | 131.4 | 278.3 | 18.2 | 0.92 | 3962 | 83.3
PWATX36F | KONKA GREEN LIGHTING CO.LTD | KONKA | KK-HB-24E282-ZAUP | Indoor Luminaires | High-Bay | High-Bay Luminaires for Commercial and Industrial Buildings | Premium | FALSE | [9 empty] | 42752 |  |  | No |  | 4.1 | 37559.6 | 135.1 | 277.9 | 18.9 | 0.92 | 4985 | 85
PAB1A5B9 | Energy Solutions International | Energy Solutions International | F-24IC-F4VV-50-UNV | Indoor Luminaires | High-Bay | Specialty: Indirect High-Bay | Standard | TRUE | 43915 | 114.1 | 384.85 | 8.532 | 0.98 | 5100 | 82.58 | 5 | 50000 | 42752 | Dimmable | Continuous Below 10 | Yes |  | 4.1 | 43915 | 114.06 | 385 | 8.53 | 0.98 | 5100 | 82.6
PM9S4E6C | Foshan Naturaled Electric Co.Ltd | Naturaled | LED-FXHBL100/22FR/840 | Indoor Luminaires | High-Bay | High-Bay Luminaires for Commercial and Industrial Buildings | Premium | TRUE | 13216 | 130.85 | 101 | 13.29 | 0.9834 | 3955 | 82.5 | 5 | 50000 | 42748 |  |  | No |  | 4.1 | 13216 | 130.85 | 101 | 13.29 | 0.99 | 4000 | 82.5
PQPZ7RZT | Foshan Naturaled Electric Co.Ltd | Naturaled | LED-FXHBL75/22FR/840 | Indoor Luminaires | High-Bay | Low-Bay Luminaires for Commercial and Industrial Buildings | Premium | TRUE | 9907.2 | 132.15 | 74.97 | 11.33 | 0.9497 | 3909 | 84.5 | 5 | 50000 | 42748 |  |  | No |  | 4.1 | 9907.2 | 132.15 | 74.97 | 11.33 | 0.99 | 4000 | 84.5
P5HVM51U | Foshan Naturaled Electric Co.Ltd | Naturaled | LED-FXHBL150/22FR/840 | Indoor Luminaires | High-Bay | High-Bay Luminaires for Commercial and Industrial Buildings | Premium | TRUE | 19017 | 129.08 | 147.3 | 12.34 | 0.9453 | 3899 | 84.3 | 5 | 50000 | 42748 |  |  | No |  | 4.1 | 19017 | 129.08 | 147.3 | 12.34 | 0.99 | 4000 | 84.3
PJG7Z82F | Foshan Naturaled Electric Co.Ltd | Naturaled | LED-FXHBL100/22FR/850 | Indoor Luminaires | High-Bay | High-Bay Luminaires for Commercial and Industrial Buildings | Premium | FALSE | [9 empty] | 42748 |  |  | No |  | 4.1 | 13852 | 134.82 | 102.7 | 13.29 | 0.99 | 5000 | 83.5
PB71XPSV | Foshan Naturaled Electric Co.Ltd | Naturaled | LED-FXHBL150/22FR/850 | Indoor Luminaires | High-Bay | High-Bay Luminaires for Commercial and Industrial Buildings | Premium | FALSE | [9 empty] | 42748 |  |  | No |  | 4.1 | 19476 | 130.85 | 148.8 | 12.34 | 0.99 | 5000 | 83.5
P7TMP2TA | Foshan Naturaled Electric Co.Ltd | Naturaled | LED-FXHBL75/22FR/850 | Indoor Luminaires | High-Bay | Low-Bay Luminaires for Commercial and Industrial Buildings | Premium | FALSE | [9 empty] | 42748 |  |  | No |  | 4.1 | 10163 | 134.9 | 75.34 | 11.33 | 0.99 | 5000 | 83.3
P5DGGDQ8 | KONKA GREEN LIGHTING CO.LTD | KONKA | KK-HB-24D282-ZGUP | Indoor Luminaires | High-Bay | High-Bay Luminaires for Commercial and Industrial Buildings | Premium | TRUE | 35750.023 | 128.394 | 278.44 | 18.1 | 0.908 | 3976 | 83.3 | 5 | 50000 | 42748 |  |  | No |  | 4.1 | 35750 | 128.3 | 278.4 | 18.1 | 0.91 | 3976 | 83.3
PW4SMU92 | KONKA GREEN LIGHTING CO.LTD | KONKA | KK-HB-24E282-ZGUP | Indoor Luminaires | High-Bay | High-Bay Luminaires for Commercial and Industrial Buildings | Premium | FALSE | [9 empty] | 42748 |  |  | No |  | 4.1 | 36844.5 | 132.5 | 277.9 | 18.6 | 0.91 | 4971 | 85.1
PMNU8PCX | Cree Inc. | E-Conolight | E-HTB08A-PD40UW-P1 | Indoor Luminaires | High-Bay | Low-Bay Luminaires for Commercial and Industrial Buildings | Premium | TRUE | 8034.4 | 135.84 | 59.15 | 16 | 0.9238 | 3787 | 73 | 5 | 50000 | 42748 |  |  | No |  | 4.1 | 8000 | 135 | 59 | 20 | 0.9 | 4000 | 70
PXUMHSXM | Cree Inc. | E-Conolight | E-HTB08A-PD40UW-A1 | Indoor Luminaires | High-Bay | Low-Bay Luminaires for Commercial and Industrial Buildings | Premium | TRUE | 8026.9 | 135.52 | 59.23 | 16.59 | 0.9237 | 3785 | 73 | 5 | 50000 | 42748 |  |  | No |  | 4.1 | 8000 | 135 | 59 | 20 | 0.9 | 4000 | 70
P87EGZ8R | Cree Inc. | E-Conolight | E-HTB08A-PD50UW-P1 | Indoor Luminaires | High-Bay | Low-Bay Luminaires for Commercial and Industrial Buildings | Premium | FALSE | [9 empty] | 42748 |  |  | No |  | 4.1 | 8000 | 135 | 59 | 20 | 0.9 | 5000 | 70
P3SEAGZ8 | Cree Inc. | E-Conolight | E-HTB08A-PD50UW-A1 | Indoor Luminaires | High-Bay | Low-Bay Luminaires for Commercial and Industrial Buildings | Premium | FALSE | [9 empty] | 42748 |  |  | No |  | 4.1 | 8000 | 135 | 59 | 20 | 0.9 | 5000 | 70
PRE54C4N | CSC LED Corp | CSC LED | HBE-100-40K | Indoor Luminaires | High-Bay | High-Bay Luminaires for Commercial and Industrial Buildings | Standard | TRUE | 12992 | 127.5 | 102.1 | 9.9 | 0.9677 | 3922 | 82.8 | 5 | 50000 | 42748 |  |  | No |  | 4.1 | 12707 | 130.46 | 97.4 | 9.9 | 0.97 | 4000 | 82.8
PWV6H91K | CSC LED Corp | CSC LED | HBE-150H-40K | Indoor Luminaires | High-Bay | High-Bay Luminaires for Commercial and Industrial Buildings | Standard | TRUE | 19535 | 130.49 | 149.7 | 8.21 | 0.955 | 3952 | 83.3 | 5 | 50000 | 42748 |  |  | No |  | 4.1 | 19535 | 130.49 | 149.7 | 8.21 | 0.96 | 4000 | 83.3
P8JM9ENB | CSC LED Corp | CSC LED | HBF-300H-40K | Indoor Luminaires | High-Bay | High-Bay Luminaires for Commercial and Industrial Buildings | Standard | TRUE | 37400 | 132.58 | 282.1 | 12.75 | 0.9536 | 3981 | 83.5 | 5 | 50000 | 42748 |  |  | No |  | 4 | 37400 | 132.58 | 282.1 | 12.75 | 0.95 | 4000 | 83.5
PW5ZQJVU | CSC LED Corp | CSC LED | HBE-220H-40K | Indoor Luminaires | High-Bay | High-Bay Luminaires for Commercial and Industrial Buildings | Standard | TRUE | 25598 | 119.12 | 214.9 | 11.15 | 0.9489 | 3981 | 83.1 | 5 | 50000 | 42748 |  |  | No |  | 4.1 | 26161 | 119.62 | 218.7 | 11.15 | 0.95 | 4000 | 83.1
P1H3MU3S | CSC LED Corp | CSC LED | HBE-220-40K | Indoor Luminaires | High-Bay | High-Bay Luminaires for Commercial and Industrial Buildings | Standard | TRUE | 26266 | 118.58 | 221.5 | 18.67 | 0.9274 | 3980 | 83 | 5 | 50000 | 42748 |  |  | No |  | 4.1 | 26266 | 118.58 | 221.5 | 18.67 | 0.93 | 4000 | 83
P368YG2H | CSC LED Corp | CSC LED | HBF-300-40K | Indoor Luminaires | High-Bay | High-Bay Luminaires for Commercial and Industrial Buildings | Standard | TRUE | 38586 | 131.69 | 293 | 17.68 | 0.9264 | 4010 | 83.8 | 5 | 50000 | 42748 |  |  | No |  | 4 | 38586 | 131.69 | 293 | 17.68 | 0.93 | 4000 | 83.8
PWG21HM4 | CSC LED Corp | CSC LED | HBE-150-40K | Indoor Luminaires | High-Bay | High-Bay Luminaires for Commercial and Industrial Buildings | Standard | TRUE | 19283 | 130.03 | 148.3 | 19.16 | 0.909 | 3960 | 83.3 | 5 | 50000 | 42748 |  |  | No |  | 4.1 | 19283 | 130.03 | 148.3 | 19.16 | 0.91 | 4000 | 83.3
P6KTAUXE | CSC LED Corp | CSC LED | HBF-300 | Indoor Luminaires | High-Bay | High-Bay Luminaires for Commercial and Industrial Buildings | Standard | FALSE | [9 empty] | 42748 |  |  | No |  | 4 | 39108 | 135.37 | 288.9 | 17.81 | 0.93 | 5000 | 84
PAB45N7Q | CSC LED Corp | CSC LED | HBF-300H | Indoor Luminaires | High-Bay | High-Bay Luminaires for Commercial and Industrial Buildings | Standard | FALSE | [9 empty] | 42748 |  |  | No |  | 4 | 37508 | 134.15 | 279.6 | 12.81 | 0.95 | 5000 | 83.4
PMTK855W | CSC LED Corp | CSC LED | HBE-150 | Indoor Luminaires | High-Bay | High-Bay Luminaires for Commercial and Industrial Buildings | Standard | FALSE | [9 empty] | 42748 |  |  | No |  | 4.1 | 20879 | 142.32 | 146.7 | 19.23 | 0.91 | 5000 | 83
PYW7B4CH | CSC LED Corp | CSC LED | HBE-220 | Indoor Luminaires | High-Bay | High-Bay Luminaires for Commercial and Industrial Buildings | Standard | FALSE | [9 empty] | 42748 |  |  | No |  | 4.1 | 27023 | 119.73 | 225.7 | 18.42 | 0.93 | 5000 | 82.9
PXNJXDP4 | CSC LED Corp | CSC LED | HBE-220H | Indoor Luminaires | High-Bay | High-Bay Luminaires for Commercial and Industrial Buildings | Standard | FALSE | [9 empty] | 42748 |  |  | No |  | 4.1 | 27456 | 126.18 | 217.6 | 11.23 | 0.95 | 5000 | 82.9
PBWSR2WE | CSC LED Corp | CSC LED | HBE-100 | Indoor Luminaires | High-Bay | High-Bay Luminaires for Commercial and Industrial Buildings | Standard | FALSE | [9 empty] | 42748 |  |  | No |  | 4.1 | 13092 | 131.53 | 99.54 | 9.78 | 0.97 | 5000 | 82.8
PNYDH4Y7 | CSC LED Corp | CSC LED | HBE-150H | Indoor Luminaires | High-Bay | High-Bay Luminaires for Commercial and Industrial Buildings | Standard | FALSE | [9 empty] | 42748 |  |  | No |  | 4.1 | 19648 | 131.95 | 148.9 | 8.27 | 0.96 | 5000 | 82.6
P5U5N3SF | HOLDLED | HOLDLED | HD-SD-L300W-A00 | Indoor Luminaires | High-Bay | High-Bay Luminaires for Commercial and Industrial Buildings | Standard | TRUE | 38236 | 122.52 | 312.1 | 7.33 | 0.933 | 3083 | 73 | 5 | 50000 | 42748 | Not Dimmable | Not Dimmable | No |  | 4.1 | 37500 | 125 | 300 | 20 | 0.9 | 3000 | 70
PW4CJBTJ | HOLDLED | HOLDLED | HD-SD-W300W-A00 | Indoor Luminaires | High-Bay | High-Bay Luminaires for Commercial and Industrial Buildings | Standard | FALSE | [9 empty] | 42748 | Not Dimmable | Not Dimmable | No |  | 4.1 | 38400 | 128 | 300 | 20 | 0.9 | 5700 | 70
P7VK3UK3 | HOLDLED | HOLDLED | HD-SD-N300W-A00 | Indoor Luminaires | High-Bay | High-Bay Luminaires for Commercial and Industrial Buildings | Standard | FALSE | [9 empty] | 42748 | Not Dimmable | Not Dimmable | No |  | 4.1 | 38100 | 127 | 300 | 20 | 0.9 | 5000 | 70
P4ACTH4A | HOLDLED | HOLDLED | HD-SD-T300W-A00 | Indoor Luminaires | High-Bay | High-Bay Luminaires for Commercial and Industrial Buildings | Standard | FALSE | [9 empty] | 42748 | Not Dimmable | Not Dimmable | No |  | 4.1 | 37800 | 126 | 300 | 20 | 0.9 | 4000 | 70
PV66FP83 | HOLDLED | HOLDLED | HD-SD-L400W-A00 | Indoor Luminaires | High-Bay | High-Bay Luminaires for Commercial and Industrial Buildings | Standard | TRUE | 50322.8 | 118.91 | 423.2 | 9.96 | 0.963 | 3082 | 73 | 5 | 50000 | 42748 | Not Dimmable | Not Dimmable | No |  | 4.1 | 48000 | 120 | 400 | 20 | 0.9 | 3000 | 70
P8B37NRT | HOLDLED | HOLDLED | HD-SD-W400W-A00 | Indoor Luminaires | High-Bay | High-Bay Luminaires for Commercial and Industrial Buildings | Standard | FALSE | [9 empty] | 42748 | Not Dimmable | Not Dimmable | No |  | 4.1 | 49200 | 123 | 400 | 20 | 0.9 | 5700 | 70
PBMGGCPQ | HOLDLED | HOLDLED | HD-SD-N400W-A00 | Indoor Luminaires | High-Bay | High-Bay Luminaires for Commercial and Industrial Buildings | Standard | FALSE | [9 empty] | 42748 | Not Dimmable | Not Dimmable | No |  | 4.1 | 48800 | 122 | 400 | 20 | 0.9 | 5000 | 70
P9WKFW9W | HOLDLED | HOLDLED | HD-SD-T400W-A00 | Indoor Luminaires | High-Bay | High-Bay Luminaires for Commercial and Industrial Buildings | Standard | FALSE | [9 empty] | 42748 | Not Dimmable | Not Dimmable | No |  | 4.1 | 48400 | 121 | 400 | 20 | 0.9 | 4000 | 70
PUTEXGCF | Acuity Brands Lighting | Lithonia Lighting | *237EK6 | Indoor Luminaires | High-Bay | High-Bay Luminaires for Commercial and Industrial Buildings | Standard | FALSE | [9 empty] | 42748 | Dimmable | Continuous Below 10 | Yes | The IBL fixtures IBL 48L ND 277 OCS10 LP750 DLC LAPZU uses CI Code 237EK6 for identification on the label and within Acuity Brands systems. This part number and code description falls within the listed fixtures within the DesignLights Consortium Qualified Products List. | 3 | 63595 | 130.05 | 489 | 5.23 | 0.99 | 5042 | 73.3
P3XPTQWH | Acuity Brands Lighting | Lithonia Lighting | *237EJ6 | Indoor Luminaires | High-Bay | High-Bay Luminaires for Commercial and Industrial Buildings | Standard | FALSE | [9 empty] | 42748 | Dimmable | Continuous Below 10 | Yes | The IBL fixtures IBL 24L ND 277 OCS10 LP750 DLC LCPZU uses CI Code 237EJ6 for identification on the label and within Acuity Brands systems. This part number and code description falls within the listed fixtures within the DesignLights Consortium Qualified Products List. | 3 | 31798 | 129.79 | 245 | 5.23 | 0.99 | 5042 | 73.3
PSNJGKZ6 | Nebulite Technology Inc. | Nebulite | NBRK-150W-40K-XXX | Indoor Retrofit Kit | High-Bay | Retrofit Kits for High-Bay Luminaires for Commercial and Industrial Buildings | Premium | TRUE | 16614 | 108.9 | 152.5 | 10.16 | 0.9317 | 4161 | 74.7 | 10 | 50000 | 42747 |  |  | Yes |  | 3.1 | 16614 | 108.9 | 152.5 | 10.16 | 0.9217 | 4100 | 74.7
PWZJSS6C | Nebulite Technology Inc. | Nebulite | NBRK-100W-40K-XXX | Indoor Retrofit Kit | High-Bay | Retrofit Kits for High-Bay Luminaires for Commercial and Industrial Buildings | Premium | TRUE | 10572 | 108.68 | 97.28 | 10.36 | 0.929 | 4183 | 75.7 | 5 | 50000 | 42747 |  |  | NotYetVerified |  | 3 | 10572 | 108.68 | 97.28 | 10.36 | 0.929 | 4100 | 75.7
PF85WZQZ | Nebulite Technology Inc. | Nebulite | NBRK-100W-57K-XXX | Indoor Retrofit Kit | High-Bay | Retrofit Kits for High-Bay Luminaires for Commercial and Industrial Buildings | Premium | FALSE | [9 empty] | 42747 |  |  | NotYetVerified |  | 3 | 11063 | 114.11 | 96.95 | 10.68 | 0.9214 | 5700 | 71.5
PKAT1GZT | Nebulite Technology Inc. | Nebulite | NBRK-100W-50K-XXX | Indoor Retrofit Kit | High-Bay | Retrofit Kits for High-Bay Luminaires for Commercial and Industrial Buildings | Premium | FALSE | [9 empty] | 42747 |  |  | NotYetVerified |  | 3 | 10572 | 108.68 | 97.28 | 10.36 | 0.929 | 5000 | 75.7
PCVAKFFN | Nebulite Technology Inc. | Nebulite | NBRK-150W-57K-XXX | Indoor Retrofit Kit | High-Bay | Retrofit Kits for High-Bay Luminaires for Commercial and Industrial Buildings | Premium | FALSE | [9 empty] | 42747 |  |  | Yes |  | 3.1 | 17520 | 110.54 | 158.5 | 10.68 | 0.9384 | 5700 | 72.6
P7HHG81F | Nebulite Technology Inc. | Nebulite | NBRK-150W-50K-XXX | Indoor Retrofit Kit | High-Bay | Retrofit Kits for High-Bay Luminaires for Commercial and Industrial Buildings | Premium | FALSE | [9 empty] | 42747 |  |  | Yes |  | 3.1 | 16614 | 108.9 | 152.5 | 10.16 | 0.9217 | 5000 | 74.7
PFU3M9F4 | FOSHAN INNOVATIVE LIGHTING | Innovative | LHB-1504808(4000K) | Indoor Luminaires | High-Bay | High-Bay Luminaires for Commercial and Industrial Buildings | Standard | TRUE | 15312.062 | 102.326 | 149.64 | 18.1 | 0.923 | 4014 | 83.3 | 5 | 50000 | 42747 |  |  | No |  | 4.1 | 15312.06 | 102.33 | 149.64 | 18.1 | 1 | 4014 | 83.3
PUXBXSWE | FOSHAN INNOVATIVE LIGHTING | Innovative | LHB-1504808(5000K) | Indoor Luminaires | High-Bay | High-Bay Luminaires for Commercial and Industrial Buildings | Standard | FALSE | [9 empty] | 42747 |  |  | No |  | 4.1 | 15881.95 | 105.32 | 150.8 | 17.6 | 1 | 4985 | 82.7
P5UX7J56 | FOSHAN INNOVATIVE LIGHTING | Innovative | LHB-1504808(4500K) | Indoor Luminaires | High-Bay | High-Bay Luminaires for Commercial and Industrial Buildings | Standard | FALSE | [9 empty] | 42747 |  |  | No |  | 4.1 | 15312.06 | 102.33 | 149.64 | 18.1 | 1 | 4500 | 83.3
PVBGAS3C | Zhongshan Luxmode Industrial Co. LTD | Luxmode | LHB15W050E140-40K | Indoor Luminaires | High-Bay | Low-Bay Luminaires for Commercial and Industrial Buildings | Premium | TRUE | 5731.29 | 138.71 | 41.42 | 10.514 | 0.958 | 4129 | 84.1 | 5 | 50000 | 42747 |  |  | No | Product Updated on 3/10/2017 | 4.1 | 5730 | 138.67 | 41.32 | 10.51 | 0.95 | 4000 | 82
PK219SCD | Zhongshan Luxmode Industrial Co. LTD | Luxmode | LHB15W050E140-50K | Indoor Luminaires | High-Bay | Low-Bay Luminaires for Commercial and Industrial Buildings | Premium | FALSE | [9 empty] | 42747 |  |  | No | Product Updated on 3/10/2017 | 4.1 | 5770 | 139.37 | 41.4 | 10.51 | 0.95 | 5000 | 82
PVAQKJE4 | Wen Lighting | WEN | WEN-HB02-240WD1 4000K | Indoor Luminaires | High-Bay | High-Bay Luminaires for Commercial and Industrial Buildings | Standard | TRUE | 30595 | 131.08 | 233.4 | 13.84 | 0.9325 | 3985 | 82.6 | 5 | 50000 | 42747 |  |  | Yes |  | 4 | 30595 | 131.08 | 233.4 | 13.84 | 0.93 | 4000 | 82.6
PGWTYDW8 | Wen Lighting | WEN | WEN-HB02-240WD1 5700K | Indoor Luminaires | High-Bay | High-Bay Luminaires for Commercial and Industrial Buildings | Standard | FALSE | [9 empty] | 42747 |  |  | Yes |  | 4 | 31231 | 135.73 | 230.1 | 14.11 | 0.93 | 5700 | 82
P4G9ARY3 | Wen Lighting | WEN | WEN-HB02-240WD1 5000K | Indoor Luminaires | High-Bay | High-Bay Luminaires for Commercial and Industrial Buildings | Standard | FALSE | [9 empty] | 42747 |  |  | Yes |  | 4 | 30595 | 131.08 | 233.4 | 13.84 | 0.93 | 5000 | 82.6
PDH39S46 | Shenzhen FYT LED Co. Ltd | FYT LED | HBR-150W-4000K-V | Indoor Luminaires | High-Bay | High-Bay Luminaires for Commercial and Industrial Buildings | Premium | TRUE | 20777 | 142.42 | 145.9 | 14 | 0.885 | 4116 | 74 | 5 | 50000 | 42746 |  |  | No |  | 4.1 | 20500 | 142 | 150 | 20 | 0.9 | 4000 | 70
PHVZGJPG | Shenzhen FYT LED Co. Ltd | FYT LED | HBR-150W-5000K-V | Indoor Luminaires | High-Bay | High-Bay Luminaires for Commercial and Industrial Buildings | Premium | FALSE | [9 empty] | 42746 |  |  | No |  | 4.1 | 22000 | 144 | 150 | 20 | 0.9 | 5000 | 70
PE1S63HY | Shenzhen FYT LED Co. Ltd | FYT LED | HBR-150W-4500K-V | Indoor Luminaires | High-Bay | High-Bay Luminaires for Commercial and Industrial Buildings | Premium | FALSE | [9 empty] | 42746 |  |  | No |  | 4.1 | 21000 | 143 | 150 | 20 | 0.9 | 4500 | 70
P8DVKDUW | Beghelli North America | Valore | V2HOWT30120-277V | Indoor Luminaires | High-Bay | High-Bay Luminaires for Commercial and Industrial Buildings | Premium | TRUE | 23539 | 137.01 | 171.8 | 10.76 | 0.9741 | 3057 | 81.7 | 5 | 50000 | 42746 |  |  | No |  | 4 | 23539 | 137 | 171.8 | 20 | 0.9 | 3000 | 84.5
P4AR84QU | SKYLER LED Lighting | SKYLER | SKT-SD-PHB-165-4K | Indoor Luminaires | High-Bay | High-Bay Luminaires for Commercial and Industrial Buildings | Premium | TRUE | 21786 | 132.68 | 164.2 | 8.1 | 0.9645 | 3984 | 83.3 | 5 | 50000 | 42746 |  |  | No |  | 4 | 21786 | 132.68 | 164.2 | 8.1 | 0.96 | 4000 | 83.3
PSMHNTCC | SKYLER LED Lighting | SKYLER | SKT-SD-PHB-105-4K | Indoor Luminaires | High-Bay | High-Bay Luminaires for Commercial and Industrial Buildings | Premium | TRUE | 13976 | 130.37 | 107.2 | 7.92 | 0.9605 | 4014 | 83.3 | 5 | 50000 | 42746 |  |  | No |  | 4 | 13976 | 130.37 | 107.2 | 7.92 | 0.96 | 4000 | 83.3
P3DUEUTH | SKYLER LED Lighting | SKYLER | SKT-SD-PHB-220-4K | Indoor Luminaires | High-Bay | High-Bay Luminaires for Commercial and Industrial Buildings | Premium | TRUE | 28092 | 130.48 | 215.3 | 8.03 | 0.9583 | 3994 | 83.6 | 5 | 50000 | 42746 |  |  | No |  | 4 | 28092 | 127.69 | 220 | 8.03 | 0.96 | 4000 | 83.6
PBB5RQ26 | Beghelli North America | Valore | V4HOWT30120-277V | Indoor Luminaires | High-Bay | High-Bay Luminaires for Commercial and Industrial Buildings | Premium | TRUE | 44537 | 136.99 | 325.1 | 16.11 | 0.9558 | 3073 | 81.7 | 5 | 50000 | 42746 |  |  | No |  | 4 | 44537 | 137 | 325.1 | 20 | 0.9 | 3000 | 84.5
PM2RAEUH | Beghelli North America | Valore | V2LOWT30120-277V | Indoor Luminaires | High-Bay | High-Bay Luminaires for Commercial and Industrial Buildings | Premium | TRUE | 15194 | 138.13 | 110 | 8.7 | 0.9534 | 3011 | 82.5 | 5 | 50000 | 42746 |  |  | No |  | 4 | 15194 | 138 | 110 | 20 | 0.9 | 3000 | 84.5
PFHC3HRC | Beghelli North America | Valore | V4LOWT30120-277V | Indoor Luminaires | High-Bay | High-Bay Luminaires for Commercial and Industrial Buildings | Premium | TRUE | 31266 | 138.41 | 225.9 | 8.35 | 0.95 | 3102 | 81.6 | 5 | 50000 | 42746 |  |  | No |  | 4 | 31266 | 138.41 | 225 | 20 | 0.9 | 3000 | 84.5
P4DABFD7 | Barron Lighting Group | TRACE*LITE | ALH1-C-VS-4K | Indoor Luminaires | High-Bay | High-Bay Luminaires for Commercial and Industrial Buildings | Standard | TRUE | 13106.79 | 126.31 | 103.77 | 8.97 | 0.941 | 4117 | 84.3 | 5 | 50000 | 42746 |  |  | No |  | 4 | 13106 | 126 | 104 | 8.8 | 0.94 | 4000 | 83
PM2PZYUR | SKYLER LED Lighting | SKYLER | SKT-SD-PHB-220-57K | Indoor Luminaires | High-Bay | High-Bay Luminaires for Commercial and Industrial Buildings | Premium | FALSE | [9 empty] | 42746 |  |  | No |  | 4 | 30380 | 136.17 | 223.1 | 8.19 | 0.95 | 5700 | 85.2
P4B8GZJ1 | SKYLER LED Lighting | SKYLER | SKT-SD-PHB-105-57K | Indoor Luminaires | High-Bay | High-Bay Luminaires for Commercial and Industrial Buildings | Premium | FALSE | [9 empty] | 42746 |  |  | No |  | 4 | 14324 | 132.38 | 108.2 | 7.41 | 0.96 | 5700 | 85
PTWFR5WA | Beghelli North America | Valore | V4HOWT57120-277V | Indoor Luminaires | High-Bay | High-Bay Luminaires for Commercial and Industrial Buildings | Premium | FALSE | [9 empty] | 42746 |  |  | No |  | 4 | 47272 | 144.43 | 327.3 | 20 | 0.9 | 5700 | 84.5
P3W7W3UN | Beghelli North America | Valore | V4LOWT57120-277V | Indoor Luminaires | High-Bay | High-Bay Luminaires for Commercial and Industrial Buildings | Premium | FALSE | [9 empty] | 42746 |  |  | No |  | 4 | 32000 | 142 | 225 | 20 | 0.9 | 5700 | 84.5
P7B6MPA1 | Beghelli North America | Valore | V2HOWT57120-277V | Indoor Luminaires | High-Bay | High-Bay Luminaires for Commercial and Industrial Buildings | Premium | FALSE | [9 empty] | 42746 |  |  | No |  | 4 | 24563 | 142.97 | 171.8 | 20 | 0.9 | 5700 | 84.5
PSMUUSQX | Beghelli North America | Valore | V2LOWT57120-277V | Indoor Luminaires | High-Bay | High-Bay Luminaires for Commercial and Industrial Buildings | Premium | FALSE | [9 empty] | 42746 |  |  | No |  | 4 | 16406 | 149 | 110.1 | 20 | 0.9 | 5700 | 84.5
PZZTXPH8 | SKYLER LED Lighting | SKYLER | SKT-SD-PHB-165-57K | Indoor Luminaires | High-Bay | High-Bay Luminaires for Commercial and Industrial Buildings | Premium | FALSE | [9 empty] | 42746 |  |  | No |  | 4 | 21911 | 134.59 | 162.8 | 8.13 | 0.96 | 5700 | 83.3
P6EFHKWZ | Beghelli North America | Valore | V4HOWT50120-277V | Indoor Luminaires | High-Bay | High-Bay Luminaires for Commercial and Industrial Buildings | Premium | FALSE | [9 empty] | 42746 |  |  | No |  | 4 | 46361 | 143.13 | 323.9 | 20 | 0.9 | 5000 | 84.5
PKM8W9ER | Beghelli North America | Valore | V4LOWT50120-277V | Indoor Luminaires | High-Bay | High-Bay Luminaires for Commercial and Industrial Buildings | Premium | FALSE | [9 empty] | 42746 |  |  | No |  | 4 | 32000 | 142 | 225 | 20 | 0.9 | 5000 | 84.5
PP4HNTUS | Beghelli North America | Valore | V2HOWT50120-277V | Indoor Luminaires | High-Bay | High-Bay Luminaires for Commercial and Industrial Buildings | Premium | FALSE | [9 empty] | 42746 |  |  | No |  | 4 | 24563 | 142.97 | 171.8 | 20 | 0.9 | 5000 | 84.5
PSNX23AY | Beghelli North America | Valore | V2LOWT50120-277V | Indoor Luminaires | High-Bay | High-Bay Luminaires for Commercial and Industrial Buildings | Premium | FALSE | [9 empty] | 42746 |  |  | No |  | 4 | 16406 | 149 | 110.1 | 20 | 0.9 | 5000 | 84.5
PGJ7UU2D | Barron Lighting Group | TRACE*LITE | ALH3-C-VS-5K | Indoor Luminaires | High-Bay | High-Bay Luminaires for Commercial and Industrial Buildings | Standard | FALSE | [9 empty] | 42746 |  |  | No |  | 4 | 40748 | 130 | 312 | 8.8 | 0.94 | 5000 | 83
P6WHE6DS | Barron Lighting Group | TRACE*LITE | ALH2-C-VS-5K | Indoor Luminaires | High-Bay | High-Bay Luminaires for Commercial and Industrial Buildings | Standard | FALSE | [9 empty] | 42746 |  |  | No |  | 4 | 27087 | 129 | 209 | 8.8 | 0.94 | 5000 | 83
PNC9MPNH | Barron Lighting Group | TRACE*LITE | ALH1-C-VS-5K | Indoor Luminaires | High-Bay | High-Bay Luminaires for Commercial and Industrial Buildings | Standard | FALSE | [9 empty] | 42746 |  |  | No |  | 4 | 13199 | 127 | 104 | 8.8 | 0.94 | 5000 | 83
P9UV9XFX | SKYLER LED Lighting | SKYLER | SKT-SD-PHB-220-5K | Indoor Luminaires | High-Bay | High-Bay Luminaires for Commercial and Industrial Buildings | Premium | FALSE | [9 empty] | 42746 |  |  | No |  | 4 | 29378 | 133.54 | 220 | 8.1 | 0.96 | 5000 | 82.2
P2WZHVDB | SKYLER LED Lighting | SKYLER | SKT-SD-PHB-165-5K | Indoor Luminaires | High-Bay | High-Bay Luminaires for Commercial and Industrial Buildings | Premium | FALSE | [9 empty] | 42746 |  |  | No |  | 4 | 22027 | 133.58 | 164.9 | 8.23 | 0.96 | 5000 | 82.1
PH22ZXYP | SKYLER LED Lighting | SKYLER | SKT-SD-PHB-105-5K | Indoor Luminaires | High-Bay | High-Bay Luminaires for Commercial and Industrial Buildings | Premium | FALSE | [9 empty] | 42746 |  |  | No |  | 4 | 14131 | 131.21 | 107.7 | 7.97 | 0.96 | 5000 | 82
PX9U4HG5 | Beghelli North America | Valore | V4HOWT40120-277V | Indoor Luminaires | High-Bay | High-Bay Luminaires for Commercial and Industrial Buildings | Premium | FALSE | [9 empty] | 42746 |  |  | No |  | 4 | 46361 | 143.13 | 323.9 | 20 | 0.9 | 4000 | 84.5
PBQ63U3U | Beghelli North America | Valore | V4LOWT40120-277V | Indoor Luminaires | High-Bay | High-Bay Luminaires for Commercial and Industrial Buildings | Premium | FALSE | [9 empty] | 42746 |  |  | No |  | 4 | 31725 | 141 | 225 | 20 | 0.9 | 4000 | 84.5
PTJEYZ55 | Beghelli North America | Valore | V2HOWT40120-277V | Indoor Luminaires | High-Bay | High-Bay Luminaires for Commercial and Industrial Buildings | Premium | FALSE | [9 empty] | 42746 |  |  | No |  | 4 | 24124 | 141.74 | 170.2 | 20 | 0.9 | 4000 | 84.5
PZJ3P73B | Beghelli North America | Valore | V2LOWT40120-277V | Indoor Luminaires | High-Bay | High-Bay Luminaires for Commercial and Industrial Buildings | Premium | FALSE | [9 empty] | 42746 |  |  | No |  | 4 | 15792 | 143 | 110.4 | 20 | 0.9 | 4000 | 84.5
P6AZGSS4 | Barron Lighting Group | TRACE*LITE | ALH3-C-VS-4K | Indoor Luminaires | High-Bay | High-Bay Luminaires for Commercial and Industrial Buildings | Standard | FALSE | [9 empty] | 42746 |  |  | No |  | 4 | 40401 | 129 | 312 | 8.8 | 0.94 | 4000 | 83
P9PMHUG9 | Barron Lighting Group | TRACE*LITE | ALH2-C-VS-4K | Indoor Luminaires | High-Bay | High-Bay Luminaires for Commercial and Industrial Buildings | Standard | FALSE | [9 empty] | 42746 |  |  | No |  | 4 | 26805 | 128 | 209 | 8.8 | 0.94 | 4000 | 83
PY1VKFT6 | Beghelli North America | Valore | V4HOWT35120-277V | Indoor Luminaires | High-Bay | High-Bay Luminaires for Commercial and Industrial Buildings | Premium | FALSE | [9 empty] | 42746 |  |  | No |  | 4 | 45459 | 140.5 | 323.6 | 20 | 0.9 | 3500 | 84.5
PSET3HP8 | Beghelli North America | Valore | V4LOWT35120-277V | Indoor Luminaires | High-Bay | High-Bay Luminaires for Commercial and Industrial Buildings | Premium | FALSE | [9 empty] | 42746 |  |  | No |  | 4 | 31266 | 138.41 | 225 | 20 | 0.9 | 3500 | 84.5
PP5SJ93K | Beghelli North America | Valore | V2HOWT35120-277V | Indoor Luminaires | High-Bay | High-Bay Luminaires for Commercial and Industrial Buildings | Premium | FALSE | [9 empty] | 42746 |  |  | No |  | 4 | 23932 | 138.98 | 172.2 | 20 | 0.9 | 3500 | 84.5
P8HWQ43Y | Beghelli North America | Valore | V2LOWT35120-277V | Indoor Luminaires | High-Bay | High-Bay Luminaires for Commercial and Industrial Buildings | Premium | FALSE | [9 empty] | 42746 |  |  | No |  | 4 | 15529 | 141 | 109.7 | 20 | 0.9 | 3500 | 84.5
PKZD6Y4B | Utopia Lighting | UTOPIA LIGHTING | LHB-110LED/40K-UNV-DM | Indoor Luminaires | High-Bay | High-Bay Luminaires for Commercial and Industrial Buildings | Premium | TRUE | 12282 | 115.2 | 106.6 | 15.2 | 0.963 | 4092 | 84 | 5 | 50000 | 42746 |  |  | No |  | 3.1 | 13061.6 | 118.7 | 110 | 15.2 | 0.963 | 4000 | 80
PSJZMXFY | Utopia Lighting | UTOPIA LIGHTING | LHB-110LED/57K-UNV-DM | Indoor Luminaires | High-Bay | High-Bay Luminaires for Commercial and Industrial Buildings | Premium | FALSE | [9 empty] | 42746 |  |  | No |  | 3.1 | 13949.4 | 126.8 | 110 | 15.2 | 0.963 | 5700 | 80
P36DNC7D | Utopia Lighting | UTOPIA LIGHTING | LHB-110LED/50K-UNV-DM | Indoor Luminaires | High-Bay | High-Bay Luminaires for Commercial and Industrial Buildings | Premium | FALSE | [9 empty] | 42746 |  |  | No |  | 3.1 | 13750 | 125 | 110 | 15.2 | 0.963 | 5000 | 80
PC7Z1G5H | Jiangmen Brandon Lighting Co. Limited | Brandon | MX898HLD10022B30[ABCD] | Indoor Luminaires | High-Bay | High-Bay Luminaires for Commercial and Industrial Buildings | Premium | TRUE | 14437 | 151.57 | 95.25 | 6.93 | 0.959 | 3028 | 79.5 | 5 | 50000 | 42746 |  |  | Yes |  | 4.1 | 16350 | 163.5 | 100 | 10 | 0.95 | 3000 | 80
PK74FH8R | Jiangmen Brandon Lighting Co. Limited | Brandon | MX898HLD10022B50[ABCD] | Indoor Luminaires | High-Bay | High-Bay Luminaires for Commercial and Industrial Buildings | Premium | FALSE | [9 empty] | 42746 |  |  | Yes |  | 4.1 | 16350 | 163.5 | 100 | 10 | 0.95 | 5000 | 80
PA1G5UGR | Jiangmen Brandon Lighting Co. Limited | Brandon | MX898HLD10022B45[ABCD] | Indoor Luminaires | High-Bay | High-Bay Luminaires for Commercial and Industrial Buildings | Premium | FALSE | [9 empty] | 42746 |  |  | Yes |  | 4.1 | 16350 | 163.5 | 100 | 10 | 0.95 | 4500 | 80
P8THUE8W | Jiangmen Brandon Lighting Co. Limited | Brandon | MX898HLD10022B40[ABCD] | Indoor Luminaires | High-Bay | High-Bay Luminaires for Commercial and Industrial Buildings | Premium | FALSE | [9 empty] | 42746 |  |  | Yes |  | 4.1 | 16350 | 163.5 | 100 | 10 | 0.95 | 4000 | 80
PE9PAETF | Jiangmen Brandon Lighting Co. Limited | Brandon | MX898HLD10022B35[ABCD] | Indoor Luminaires | High-Bay | High-Bay Luminaires for Commercial and Industrial Buildings | Premium | FALSE | [9 empty] | 42746 |  |  | Yes |  | 4.1 | 16350 | 163.5 | 100 | 10 | 0.95 | 3500 | 80
P9GFMP23 | Newtronics Developments Limited | Newtronics Developments | ND-HB300W | Indoor Luminaires | High-Bay | High-Bay Luminaires for Commercial and Industrial Buildings | Premium | TRUE | 38682 | 126.54 | 305.7 | 7.85 | 0.9475 | 3014 | 72.3 | 5 | 50000 | 42746 |  |  | No |  | 3.1 | 38682 | 126.54 | 305.7 | 7.85 | 0.9475 | 3000 | 72.1
P3VFG4G8 | Newtronics Developments Limited | Newtronics Developments | ND-HB100W | Indoor Luminaires | High-Bay | High-Bay Luminaires for Commercial and Industrial Buildings | Standard | TRUE | 11810.16 | 114.064 | 103.54 | 13.24 | 0.9243 | 5064 | 73.9 | 5 | 50000 | 42746 |  |  | No |  | 3 | 11500 | 115 | 100 | 15 | 0.93 | 5000 | 70
PJW6NMEB | Newtronics Developments Limited | Newtronics Developments | ND-HB50W | Indoor Luminaires | High-Bay | Low-Bay Luminaires for Commercial and Industrial Buildings | Premium | TRUE | 5981 | 114.21 | 52.37 | 13.66 | 0.9088 | 5213 | 75.6 | 5 | 50000 | 42746 |  |  | No |  | 3.1 | 6024 | 114.72 | 52.51 | 13.53 | 0.907 | 5000 | 75.6
PVTZBPPX | Newtronics Developments Limited | Newtronics Developments | ND-LHB120W | Indoor Luminaires | High-Bay | High-Bay Luminaires for Commercial and Industrial Buildings | Standard | TRUE | 14435 | 114.92 | 125.6 | 8.44 | 0.902 | 5227 | 78.4 | 5 | 50000 | 42746 |  |  | No |  | 4 | 14435 | 114.92 | 125.6 | 8.44 | 0.9 | 5000 | 78.4
PV57MY8A | Newtronics Developments Limited | Newtronics Developments | ND-LHB120W50K-80*100 | Indoor Luminaires | High-Bay | High-Bay Luminaires for Commercial and Industrial Buildings | Standard | FALSE | [9 empty] | 42746 |  |  | No |  | 4 | 14435 | 114.92 | 125.6 | 8.44 | 0.9 | 5000 | 78.4
P88CFV5V | Newtronics Developments Limited | Newtronics Developments | ND-LHB120W50K-60*120 | Indoor Luminaires | High-Bay | High-Bay Luminaires for Commercial and Industrial Buildings | Standard | FALSE | [9 empty] | 42746 |  |  | No |  | 4 | 15952 | 127.93 | 124.7 | 8.29 | 0.9 | 5000 | 78.4
PZ37CT4E | Newtronics Developments Limited | Newtronics Developments | ND-LHB150W50K-60*120 | Indoor Luminaires | High-Bay | High-Bay Luminaires for Commercial and Industrial Buildings | Standard | FALSE | [9 empty] | 42746 |  |  | No |  | 4 | 19022.58 | 126.99 | 149.8 | 6.82 | 0.91 | 5000 | 76
P7PZAG75 | Newtronics Developments Limited | Newtronics Developments | ND-LHB150W50K-80*100 | Indoor Luminaires | High-Bay | High-Bay Luminaires for Commercial and Industrial Buildings | Standard | FALSE | [9 empty] | 42746 |  |  | No |  | 4 | 17215 | 114.94 | 149.8 | 6.82 | 0.91 | 5000 | 76
PHYSE825 | Newtronics Developments Limited | Newtronics Developments | ND-LHB240W50K-60*120 | Indoor Luminaires | High-Bay | High-Bay Luminaires for Commercial and Industrial Buildings | Standard | FALSE | [9 empty] | 42746 |  |  | No |  | 4 | 32032.85 | 131.07 | 244.4 | 8.73 | 0.95 | 5000 | 75.8
PZ396USB | Newtronics Developments Limited | Newtronics Developments | ND-LHB240W50K-80*100 | Indoor Luminaires | High-Bay | High-Bay Luminaires for Commercial and Industrial Buildings | Standard | FALSE | [9 empty] | 42746 |  |  | No |  | 4 | 28989 | 118.62 | 244.4 | 8.73 | 0.95 | 5000 | 75.8
PC4DPZRU | Newtronics Developments Limited | Newtronics Developments | ND-LHB180W50K-60*120 | Indoor Luminaires | High-Bay | High-Bay Luminaires for Commercial and Industrial Buildings | Standard | FALSE | [9 empty] | 42746 |  |  | No |  | 4 | 24385.14 | 133.18 | 183.1 | 8.57 | 0.95 | 5000 | 75.7
P27KNV1G | Newtronics Developments Limited | Newtronics Developments | ND-LHB180W50K-80*100 | Indoor Luminaires | High-Bay | High-Bay Luminaires for Commercial and Industrial Buildings | Standard | FALSE | [9 empty] | 42746 |  |  | No |  | 4 | 22068 | 120.55 | 183.1 | 8.57 | 0.95 | 5000 | 75.7
PFWT9ECJ | Newtronics Developments Limited | Newtronics Developments | ND-HB50W50K-90 | Indoor Luminaires | High-Bay | Low-Bay Luminaires for Commercial and Industrial Buildings | Premium | FALSE | [9 empty] | 42746 |  |  | No |  | 3.1 | 6024 | 114.72 | 52.51 | 13.53 | 0.907 | 5000 | 75.6
PFCNJMX3 | Newtronics Developments Limited | Newtronics Developments | ND-HB90W50K-90 | Indoor Luminaires | High-Bay | High-Bay Luminaires for Commercial and Industrial Buildings | Premium | FALSE | [9 empty] | 42746 |  |  | No |  | 3.1 | 10387 | 109.66 | 94.72 | 13.38 | 0.9164 | 5000 | 74.9
PBW8NAY9 | Newtronics Developments Limited | Newtronics Developments | ND-HB240W50K-90 | Indoor Luminaires | High-Bay | High-Bay Luminaires for Commercial and Industrial Buildings | Premium | FALSE | [9 empty] | 42746 |  |  | No |  | 3.1 | 33801 | 135.86 | 248.8 | 18.62 | 0.9406 | 5000 | 74
PWNQVT8U | Newtronics Developments Limited | Newtronics Developments | ND-HB240W50K-60 | Indoor Luminaires | High-Bay | High-Bay Luminaires for Commercial and Industrial Buildings | Premium | FALSE | [9 empty] | 42746 |  |  | No |  | 3.1 | 36050 | 146.01 | 246.9 | 18.34 | 0.9256 | 5000 | 74
PX19QAJ9 | Newtronics Developments Limited | Newtronics Developments | ND-HB240W50K-120 | Indoor Luminaires | High-Bay | High-Bay Luminaires for Commercial and Industrial Buildings | Premium | FALSE | [9 empty] | 42746 |  |  | No |  | 3.1 | 34762 | 141.2 | 246.2 | 18.27 | 0.9093 | 5000 | 74
PXABN4X9 | Newtronics Developments Limited | Newtronics Developments | ND-HB300W50K-60 | Indoor Luminaires | High-Bay | High-Bay Luminaires for Commercial and Industrial Buildings | Premium | FALSE | [9 empty] | 42746 |  |  | No |  | 3.1 | 44513 | 144.85 | 307.3 | 7.99 | 0.9594 | 5000 | 74
PAP6WHFX | Newtronics Developments Limited | Newtronics Developments | ND-HB300W50K-120 | Indoor Luminaires | High-Bay | High-Bay Luminaires for Commercial and Industrial Buildings | Premium | FALSE | [9 empty] | 42746 |  |  | No |  | 3.1 | 42695 | 139.03 | 307.1 | 7.99 | 0.9594 | 5000 | 74
PANQYBP1 | Newtronics Developments Limited | Newtronics Developments | ND-HB300W50K-90 | Indoor Luminaires | High-Bay | High-Bay Luminaires for Commercial and Industrial Buildings | Premium | FALSE | [9 empty] | 42746 |  |  | No |  | 3.1 | 40108 | 130.86 | 306.5 | 7.99 | 0.9594 | 5000 | 74
PUCGK8KH | Newtronics Developments Limited | Newtronics Developments | ND-HB70W50K-120 | Indoor Luminaires | High-Bay | Low-Bay Luminaires for Commercial and Industrial Buildings | Premium | FALSE | [9 empty] | 42746 |  |  | No |  | 3.1 | 9205 | 127.99 | 72.44 | 13.76 | 0.9122 | 5000 | 72.7
PSBNGYWU | Newtronics Developments Limited | Newtronics Developments | ND-HB70W50K-90 | Indoor Luminaires | High-Bay | Low-Bay Luminaires for Commercial and Industrial Buildings | Premium | FALSE | [9 empty] | 42746 |  |  | No |  | 3.1 | 8220 | 113.47 | 72.44 | 13.76 | 0.9122 | 5000 | 72.7
P89JGDWR | Newtronics Developments Limited | Newtronics Developments | ND-HB50W50K-120 | Indoor Luminaires | High-Bay | Low-Bay Luminaires for Commercial and Industrial Buildings | Premium | FALSE | [9 empty] | 42746 |  |  | No |  | 3.1 | 6706 | 129.33 | 51.85 | 13.66 | 0.9088 | 5000 | 72.1
PR7G295Z | Newtronics Developments Limited | Newtronics Developments | ND-HB90W50K-120 | Indoor Luminaires | High-Bay | High-Bay Luminaires for Commercial and Industrial Buildings | Premium | FALSE | [9 empty] | 42746 |  |  | No |  | 3.1 | 11440 | 121.7 | 94 | 12.85 | 0.9059 | 5000 | 72.1
PBGKPYVZ | Newtronics Developments Limited | Newtronics Developments | ND-HB200W50K-120 | Indoor Luminaires | High-Bay | High-Bay Luminaires for Commercial and Industrial Buildings | Standard | FALSE | [9 empty] | 42746 |  |  | No |  | 3 | 27200 | 136 | 200 | 15 | 0.93 | 5000 | 70
PU5EHZPW | Newtronics Developments Limited | Newtronics Developments | ND-HB200W50K-90 | Indoor Luminaires | High-Bay | High-Bay Luminaires for Commercial and Industrial Buildings | Standard | FALSE | [9 empty] | 42746 |  |  | No |  | 3 | 25200 | 126 | 200 | 15 | 0.93 | 5000 | 70
PYH1R3B4 | Newtronics Developments Limited | Newtronics Developments | ND-HB200W50K-50 | Indoor Luminaires | High-Bay | High-Bay Luminaires for Commercial and Industrial Buildings | Standard | FALSE | [9 empty] | 42746 |  |  | No |  | 3 | 23800 | 119 | 200 | 15 | 0.93 | 5000 | 70
PT87SRC5 | Newtronics Developments Limited | Newtronics Developments | ND-HB150W50K-90 | Indoor Luminaires | High-Bay | High-Bay Luminaires for Commercial and Industrial Buildings | Standard | FALSE | [9 empty] | 42746 |  |  | No |  | 3 | 18900 | 126 | 150 | 15 | 0.93 | 5000 | 70
PHEXW6W9 | Newtronics Developments Limited | Newtronics Developments | ND-HB150W50K-120 | Indoor Luminaires | High-Bay | High-Bay Luminaires for Commercial and Industrial Buildings | Standard | FALSE | [9 empty] | 42746 |  |  | No |  | 3 | 18000 | 120 | 150 | 15 | 0.93 | 5000 | 70
PC241NE9 | Newtronics Developments Limited | Newtronics Developments | ND-HB150W50K-50 | Indoor Luminaires | High-Bay | High-Bay Luminaires for Commercial and Industrial Buildings | Standard | FALSE | [9 empty] | 42746 |  |  | No |  | 3 | 17400 | 116 | 150 | 15 | 0.93 | 5000 | 70
PDTS78NN | Newtronics Developments Limited | Newtronics Developments | ND-HB120W50K-120 | Indoor Luminaires | High-Bay | High-Bay Luminaires for Commercial and Industrial Buildings | Standard | FALSE | [9 empty] | 42746 |  |  | No |  | 3 | 14400 | 120 | 120 | 15 | 0.93 | 5000 | 70
P8X636GW | Newtronics Developments Limited | Newtronics Developments | ND-HB120W50K-90 | Indoor Luminaires | High-Bay | High-Bay Luminaires for Commercial and Industrial Buildings | Standard | FALSE | [9 empty] | 42746 |  |  | No |  | 3 | 14400 | 120 | 120 | 15 | 0.93 | 5000 | 70
PMZZQBYR | Newtronics Developments Limited | Newtronics Developments | ND-HB120W50K-50 | Indoor Luminaires | High-Bay | High-Bay Luminaires for Commercial and Industrial Buildings | Standard | FALSE | [9 empty] | 42746 |  |  | No |  | 3 | 13440 | 112 | 120 | 15 | 0.93 | 5000 | 70
PMVJS8XS | Newtronics Developments Limited | Newtronics Developments | ND-HB100W50K-90 | Indoor Luminaires | High-Bay | High-Bay Luminaires for Commercial and Industrial Buildings | Standard | FALSE | [9 empty] | 42746 |  |  | No |  | 3 | 12000 | 120 | 100 | 15 | 0.93 | 5000 | 70
P89RZK58 | Newtronics Developments Limited | Newtronics Developments | ND-HB100W50K-120 | Indoor Luminaires | High-Bay | High-Bay Luminaires for Commercial and Industrial Buildings | Standard | FALSE | [9 empty] | 42746 |  |  | No |  | 3 | 12000 | 120 | 100 | 15 | 0.93 | 5000 | 70
PS91A949 | Newtronics Developments Limited | Newtronics Developments | ND-HB100W50K-50 | Indoor Luminaires | High-Bay | High-Bay Luminaires for Commercial and Industrial Buildings | Standard | FALSE | [9 empty] | 42746 |  |  | No |  | 3 | 11500 | 115 | 100 | 15 | 0.93 | 5000 | 70
P6F8VWCN | Newtronics Developments Limited | Newtronics Developments | ND-HB50W40K-90 | Indoor Luminaires | High-Bay | Low-Bay Luminaires for Commercial and Industrial Buildings | Premium | FALSE | [9 empty] | 42746 |  |  | No |  | 3.1 | 5695.3 | 109.97 | 51.79 | 13.6 | 0.9069 | 4000 | 73.9
PWG461ZP | Newtronics Developments Limited | Newtronics Developments | ND-HB240W40K-60 | Indoor Luminaires | High-Bay | High-Bay Luminaires for Commercial and Industrial Buildings | Premium | FALSE | [9 empty] | 42746 |  |  | No |  | 3.1 | 35094 | 142.14 | 246.9 | 18.34 | 0.9256 | 4000 | 72.9
PWH3AS3M | Newtronics Developments Limited | Newtronics Developments | ND-HB90W40K-90 | Indoor Luminaires | High-Bay | High-Bay Luminaires for Commercial and Industrial Buildings | Premium | FALSE | [9 empty] | 42746 |  |  | No |  | 3.1 | 9962.6 | 106.99 | 93.12 | 13.71 | 0.9043 | 4000 | 72.9
PWPC9MKQ | Newtronics Developments Limited | Newtronics Developments | ND-HB300W40K-60 | Indoor Luminaires | High-Bay | High-Bay Luminaires for Commercial and Industrial Buildings | Premium | FALSE | [9 empty] | 42746 |  |  | No |  | 3.1 | 43719 | 142.27 | 307.3 | 7.85 | 0.948 | 4000 | 72.9
PEUN9NWW | Newtronics Developments Limited | Newtronics Developments | ND-HB70W40K-120 | Indoor Luminaires | High-Bay | Low-Bay Luminaires for Commercial and Industrial Buildings | Premium | FALSE | [9 empty] | 42746 |  |  | No |  | 3.1 | 8889 | 122.72 | 72.44 | 13.76 | 0.9122 | 4000 | 72.7
PJ2VWCSY | Newtronics Developments Limited | Newtronics Developments | ND-HB70W40K-90 | Indoor Luminaires | High-Bay | Low-Bay Luminaires for Commercial and Industrial Buildings | Premium | FALSE | [9 empty] | 42746 |  |  | No |  | 3.1 | 7880.6 | 108.79 | 72.44 | 13.76 | 0.9122 | 4000 | 72.7
PX87KX4N | Newtronics Developments Limited | Newtronics Developments | ND-HB240W40K-120 | Indoor Luminaires | High-Bay | High-Bay Luminaires for Commercial and Industrial Buildings | Premium | FALSE | [9 empty] | 42746 |  |  | No |  | 3.1 | 33841 | 137.45 | 246.2 | 18.27 | 0.9247 | 4000 | 72.3
PS4RZRPB | Newtronics Developments Limited | Newtronics Developments | ND-HB300W40K-120 | Indoor Luminaires | High-Bay | High-Bay Luminaires for Commercial and Industrial Buildings | Premium | FALSE | [9 empty] | 42746 |  |  | No |  | 3.1 | 41934 | 136.55 | 307.1 | 7.85 | 0.9482 | 4000 | 72.3
PN94XTK5 | Newtronics Developments Limited | Newtronics Developments | ND-HB240W40K-90 | Indoor Luminaires | High-Bay | High-Bay Luminaires for Commercial and Industrial Buildings | Premium | FALSE | [9 empty] | 42746 |  |  | No |  | 3.1 | 32904 | 132.95 | 247.5 | 17.93 | 0.9268 | 4000 | 72.1
PW8X9N3K | Newtronics Developments Limited | Newtronics Developments | ND-HB50W40K-120 | Indoor Luminaires | High-Bay | Low-Bay Luminaires for Commercial and Industrial Buildings | Premium | FALSE | [9 empty] | 42746 |  |  | No |  | 3.1 | 6429.5 | 124 | 51.85 | 13.66 | 0.9088 | 4000 | 72.1
PVTFXTT4 | Newtronics Developments Limited | Newtronics Developments | ND-HB90W40K-120 | Indoor Luminaires | High-Bay | High-Bay Luminaires for Commercial and Industrial Buildings | Premium | FALSE | [9 empty] | 42746 |  |  | No |  | 3.1 | 10968 | 116.68 | 94 | 12.85 | 0.9059 | 4000 | 72.1
PVMAY71N | Newtronics Developments Limited | Newtronics Developments | ND-HB300W40K-90 | Indoor Luminaires | High-Bay | High-Bay Luminaires for Commercial and Industrial Buildings | Premium | FALSE | [9 empty] | 42746 |  |  | No |  | 3.1 | 39395 | 128.87 | 305.7 | 7.85 | 0.9475 | 4000 | 72.1
PZWUX7MD | Newtronics Developments Limited | Newtronics Developments | ND-HB200W40K-120 | Indoor Luminaires | High-Bay | High-Bay Luminaires for Commercial and Industrial Buildings | Standard | FALSE | [9 empty] | 42746 |  |  | No |  | 3 | 24000 | 120 | 200 | 15 | 0.93 | 4000 | 70
PR3Y3HDY | Newtronics Developments Limited | Newtronics Developments | ND-HB200W40K-90 | Indoor Luminaires | High-Bay | High-Bay Luminaires for Commercial and Industrial Buildings | Standard | FALSE | [9 empty] | 42746 |  |  | No |  | 3 | 23000 | 115 | 200 | 15 | 0.93 | 4000 | 70
PP71GCPJ | Newtronics Developments Limited | Newtronics Developments | ND-HB200W40K-50 | Indoor Luminaires | High-Bay | High-Bay Luminaires for Commercial and Industrial Buildings | Standard | FALSE | [9 empty] | 42746 |  |  | No |  | 3 | 22600 | 113 | 200 | 15 | 0.93 | 4000 | 70
P45HFTUK | Newtronics Developments Limited | Newtronics Developments | ND-HB150W40K-90 | Indoor Luminaires | High-Bay | High-Bay Luminaires for Commercial and Industrial Buildings | Standard | FALSE | [9 empty] | 42746 |  |  | No |  | 3 | 18000 | 120 | 150 | 15 | 0.93 | 4000 | 70
PPH8WERW | Newtronics Developments Limited | Newtronics Developments | ND-HB150W40K-120 | Indoor Luminaires | High-Bay | High-Bay Luminaires for Commercial and Industrial Buildings | Standard | FALSE | [9 empty] | 42746 |  |  | No |  | 3 | 17400 | 116 | 150 | 15 | 0.93 | 4000 | 70
PNP1EJM9 | Newtronics Developments Limited | Newtronics Developments | ND-HB150W40K-50 | Indoor Luminaires | High-Bay | High-Bay Luminaires for Commercial and Industrial Buildings | Standard | FALSE | [9 empty] | 42746 |  |  | No |  | 3 | 16800 | 112 | 150 | 15 | 0.93 | 4000 | 70
P97Z5US3 | Newtronics Developments Limited | Newtronics Developments | ND-HB120W40K-90 | Indoor Luminaires | High-Bay | High-Bay Luminaires for Commercial and Industrial Buildings | Standard | FALSE | [9 empty] | 42746 |  |  | No |  | 3 | 14040 | 117 | 120 | 15 | 0.93 | 4000 | 70
PBF1SUHP | Newtronics Developments Limited | Newtronics Developments | ND-HB120W40K-120 | Indoor Luminaires | High-Bay | High-Bay Luminaires for Commercial and Industrial Buildings | Standard | FALSE | [9 empty] | 42746 |  |  | No |  | 3 | 13440 | 112 | 120 | 15 | 0.93 | 4000 | 70
P7R1ABZE | Newtronics Developments Limited | Newtronics Developments | ND-HB120W40K-50 | Indoor Luminaires | High-Bay | High-Bay Luminaires for Commercial and Industrial Buildings | Standard | FALSE | [9 empty] | 42746 |  |  | No |  | 3 | 13200 | 110 | 120 | 15 | 0.93 | 4000 | 70
PZBDEG83 | Newtronics Developments Limited | Newtronics Developments | ND-HB100W40K-120 | Indoor Luminaires | High-Bay | High-Bay Luminaires for Commercial and Industrial Buildings | Standard | FALSE | [9 empty] | 42746 |  |  | No |  | 3 | 11500 | 115 | 100 | 15 | 0.93 | 4000 | 70
PUBXR2QF | Newtronics Developments Limited | Newtronics Developments | ND-HB100W40K-90 | Indoor Luminaires | High-Bay | High-Bay Luminaires for Commercial and Industrial Buildings | Standard | FALSE | [9 empty] | 42746 |  |  | No |  | 3 | 11500 | 115 | 100 | 15 | 0.93 | 4000 | 70
PZNMEFR5 | Newtronics Developments Limited | Newtronics Developments | ND-HB100W40K-50 | Indoor Luminaires | High-Bay | High-Bay Luminaires for Commercial and Industrial Buildings | Standard | FALSE | [9 empty] | 42746 |  |  | No |  | 3 | 11400 | 114 | 100 | 15 | 0.93 | 4000 | 70
P3JYSZMU | FOSHAN INNOVATIVE LIGHTING | Innovative | LL-524804B(4000K) | Indoor Luminaires | High-Bay | Low-Bay Luminaires for Commercial and Industrial Buildings | Standard | TRUE | 5210.443 | 104.105 | 50.05 | 17.5 | 0.923 | 3977 | 84.8 | 5 | 50000 | 42746 | Dimmable | Continuous Below 10 | No |  | 4.1 | 5210.44 | 104.11 | 50.05 | 17.5 | 0.93 | 3977 | 84.8
PZQMM1WA | KONKA GREEN LIGHTING CO.LTD | KONKA | KK-HB-24D365-ZAUPÂ | Indoor Luminaires | High-Bay | High-Bay Luminaires for Commercial and Industrial Buildings | Premium | TRUE | 46735.098 | 130.483 | 358.17 | 18.3 | 0.917 | 3903 | 83.9 | 5 | 50000 | 42746 | Dimmable | Continuous Below 10 | No |  | 4.1 | 46735 | 130.4 | 358.1 | 17.5 | 0.92 | 3903 | 83.9
PN9FP3PV | KONKA GREEN LIGHTING CO.LTD | KONKA | KK-HB-24D365-ZMUPÂ | Indoor Luminaires | High-Bay | High-Bay Luminaires for Commercial and Industrial Buildings | Premium | TRUE | 46648.67 | 130.68 | 356.996 | 18.8 | 0.914 | 3914 | 83.7 | 5 | 50000 | 42746 | Dimmable | Continuous Below 10 | No |  | 4.1 | 46895.1 | 131.5 | 356.3 | 18.1 | 0.91 | 3914 | 83.7
PAUWUFR1 | KONKA GREEN LIGHTING CO.LTD | KONKA | KK-HB-24D365-ZGUPÂ | Indoor Luminaires | High-Bay | High-Bay Luminaires for Commercial and Industrial Buildings | Premium | TRUE | 45984.6 | 128.43 | 358.04 | 18.8 | 0.913 | 3954 | 83.5 | 5 | 50000 | 42746 | Dimmable | Continuous Below 10 | No |  | 4.1 | 46402.9 | 129.3 | 358.7 | 17.9 | 0.91 | 3954 | 83.5
PWN19BKW | KONKA GREEN LIGHTING CO.LTD | KONKA | KK-HB-24E365-ZGUP | Indoor Luminaires | High-Bay | High-Bay Luminaires for Commercial and Industrial Buildings | Premium | FALSE | [9 empty] | 42746 | Dimmable | Continuous Below 10 | No |  | 4.1 | 47698.1 | 132.7 | 359.3 | 18.8 | 0.92 | 4950 | 85
PCRB2MTK | KONKA GREEN LIGHTING CO.LTD | KONKA | KK-HB-24E365-ZMUP | Indoor Luminaires | High-Bay | High-Bay Luminaires for Commercial and Industrial Buildings | Premium | FALSE | [9 empty] | 42746 | Dimmable | Continuous Below 10 | No |  | 4.1 | 48544.7 | 135.8 | 357.3 | 18.8 | 0.92 | 4938 | 84.8
P64VX7M1 | KONKA GREEN LIGHTING CO.LTD | KONKA | KK-HB-24E365-ZAUP | Indoor Luminaires | High-Bay | High-Bay Luminaires for Commercial and Industrial Buildings | Premium | FALSE | [9 empty] | 42746 | Dimmable | Continuous Below 10 | No |  | 4.1 | 48358.7 | 134.8 | 358.6 | 18.3 | 0.93 | 4933 | 84.9
PD1SX9AF | FOSHAN INNOVATIVE LIGHTING | Innovative | LL-524804B(5000K) | Indoor Luminaires | High-Bay | Low-Bay Luminaires for Commercial and Industrial Buildings | Standard | FALSE | [9 empty] | 42746 | Dimmable | Continuous Below 10 | No |  | 4.1 | 5524.37 | 108.88 | 50.74 | 17.6 | 0.92 | 5092 | 83.8
PWEABTB2 | FOSHAN INNOVATIVE LIGHTING | Innovative | LL-524804B(4500K) | Indoor Luminaires | High-Bay | Low-Bay Luminaires for Commercial and Industrial Buildings | Standard | FALSE | [9 empty] | 42746 | Dimmable | Continuous Below 10 | No |  | 4.1 | 5210.44 | 104.11 | 50.05 | 17.5 | 0.93 | 4500 | 84.8
P7BRBA1Q | Joint Lighting Inc. | Joint Lighting | JNT01-UFO100A-40K | Indoor Luminaires | High-Bay | High-Bay Luminaires for Commercial and Industrial Buildings | Premium | TRUE | 13880 | 139.26 | 99.68 | 9.53 | 0.965 | 4078 | 74.6 | 5 | 50000 | 42745 | Not Dimmable | Not Dimmable | No |  | 4.1 | 13880 | 139.26 | 99.68 | 9.53 | 0.97 | 4000 | 74.6
PFCC7SEC | Joint Lighting Inc. | Joint Lighting | JNT01-UFO100A-50K | Indoor Luminaires | High-Bay | High-Bay Luminaires for Commercial and Industrial Buildings | Premium | FALSE | [9 empty] | 42745 | Not Dimmable | Not Dimmable | No |  | 4.1 | 14015 | 142.54 | 98.32 | 9.35 | 0.96 | 5000 | 75.1
P818UX6A | Orion Energy Systems Inc | ISON High Bay | HBIF3C1AAUNVFDXX750LFXXXXXXXXXX | Indoor Luminaires | High-Bay | High-Bay Aisle Luminaires | Premium | TRUE | 16840 | 157.4 | 107 | 14.2 | 0.96 | 4960 | 76.7 | 10 | 150000 | 42745 | Dimmable | Continuous Below 10 | Yes |  | 4.1 | 16840 | 157.38 | 107 | 14.2 | 0.96 | 4960 | 76.7
PV98YE43 | Orion Energy Systems Inc | ISON High Bay | HBIF3A1AAUNVFDXX750LFXXXXXXXXXX | Indoor Luminaires | High-Bay | High-Bay Aisle Luminaires | Premium | TRUE | 9758 | 166.3 | 58.38 | 17.6 | 0.901 | 4935 | 76.6 | 10 | 150000 | 42745 | Dimmable | Continuous Below 10 | Yes |  | 4.1 | 9636 | 164.27 | 58.66 | 17.6 | 0.9 | 4935 | 76.6
PJVF9SVY | Orion Energy Systems Inc | ISON High Bay | HBIF3D1AAUNVNDXX750LCXXXXXXXXXX | Indoor Luminaires | High-Bay | High-Bay Aisle Luminaires | Premium | FALSE | [9 empty] | 42745 | Not Dimmable | Not Dimmable | Yes |  | 4.1 | 20540 | 161.73 | 127 | 17.1 | 0.92 | 5005 | 77
PY1BBZ8E | Orion Energy Systems Inc | ISON High Bay | HBIF3D1AAUNVFDXX750LCXXXXXXXXXX | Indoor Luminaires | High-Bay | High-Bay Aisle Luminaires | Premium | FALSE | [9 empty] | 42745 | Dimmable | Continuous Below 10 | Yes |  | 4.1 | 20540 | 161.73 | 127 | 17.1 | 0.92 | 5005 | 77
P7PS18XZ | Orion Energy Systems Inc | ISON High Bay | HBIF3C1AAUNVNDXX750LCXXXXXXXXXX | Indoor Luminaires | High-Bay | High-Bay Aisle Luminaires | Premium | FALSE | [9 empty] | 42745 | Not Dimmable | Not Dimmable | Yes |  | 4.1 | 17230 | 161.03 | 107 | 14.3 | 0.96 | 4985 | 77
PVNKA4UF | Orion Energy Systems Inc | ISON High Bay | HBIF3C1AAUNVFDXX750LCXXXXXXXXXX | Indoor Luminaires | High-Bay | High-Bay Aisle Luminaires | Premium | FALSE | [9 empty] | 42745 | Dimmable | Continuous Below 10 | Yes |  | 4.1 | 17230 | 161.03 | 107 | 14.3 | 0.96 | 4985 | 77
P62494EU | Orion Energy Systems Inc | ISON High Bay | HBIF3D1AA[347480]NDXX750LCXXXXXXXXXX | Indoor Luminaires | High-Bay | High-Bay Aisle Luminaires | Premium | FALSE | [9 empty] | 42745 | Not Dimmable | Not Dimmable | Yes |  | 4.1 | 20660 | 161.66 | 127.8 | 11 | 0.98 | 4983 | 77
PAW1BEBM | Orion Energy Systems Inc | ISON High Bay | HBIF3D1AA[347480]FDXX750LCXXXXXXXXXX | Indoor Luminaires | High-Bay | High-Bay Aisle Luminaires | Premium | FALSE | [9 empty] | 42745 | Dimmable | Continuous Below 10 | Yes |  | 4.1 | 20660 | 161.66 | 127.8 | 11 | 0.98 | 4983 | 77
PSZYCEWS | Orion Energy Systems Inc | ISON High Bay | HBIF3D1AAUNVNDXX750NLXXXXXXXXXX | Indoor Luminaires | High-Bay | High-Bay Aisle Luminaires | Premium | FALSE | [9 empty] | 42745 | Not Dimmable | Not Dimmable | Yes |  | 4.1 | 21850 | 171.91 | 127.1 | 17.1 | 0.92 | 4982 | 76.8
P6JXDUQK | Orion Energy Systems Inc | ISON High Bay | HBIF3D1AAUNVFDXX750NLXXXXXXXXXX | Indoor Luminaires | High-Bay | High-Bay Aisle Luminaires | Premium | FALSE | [9 empty] | 42745 | Dimmable | Continuous Below 10 | Yes |  | 4.1 | 21850 | 171.91 | 127.1 | 17.1 | 0.92 | 4982 | 76.8
PDVK79YJ | Orion Energy Systems Inc | ISON High Bay | HBIF3B2AAUNVNDXX750LCXXXXXXXXXX | Indoor Luminaires | High-Bay | High-Bay Aisle Luminaires | Premium | FALSE | [9 empty] | 42745 | Not Dimmable | Not Dimmable | Yes |  | 4.1 | 14940 | 168.76 | 88.53 | 14.7 | 0.94 | 4981 | 76.9
PBF32R2E | Orion Energy Systems Inc | ISON High Bay | HBIF3B2AAUNVFDXX750LCXXXXXXXXXX | Indoor Luminaires | High-Bay | High-Bay Aisle Luminaires | Premium | FALSE | [9 empty] | 42745 | Dimmable | Continuous Below 10 | Yes |  | 4.1 | 14940 | 168.76 | 88.53 | 14.7 | 0.94 | 4981 | 76.9
PN5FF216 | Orion Energy Systems Inc | ISON High Bay | HBIF3B2AA[347480]NDXX750LCXXXXXXXXXX | Indoor Luminaires | High-Bay | High-Bay Aisle Luminaires | Premium | FALSE | [9 empty] | 42745 | Not Dimmable | Not Dimmable | Yes |  | 4.1 | 14410 | 162.22 | 88.83 | 8.36 | 0.99 | 4980 | 77
PED91P5W | Orion Energy Systems Inc | ISON High Bay | HBIF3B2AA[347480]FDXX750LCXXXXXXXXXX | Indoor Luminaires | High-Bay | High-Bay Aisle Luminaires | Premium | FALSE | [9 empty] | 42745 | Dimmable | Continuous Below 10 | Yes |  | 4.1 | 14410 | 162.22 | 88.83 | 8.36 | 0.99 | 4980 | 77
PZ8EDFR9 | Orion Energy Systems Inc | ISON High Bay | HBIF3D1OA[347480]NDXX750LCXXXXXXXXXX | Indoor Luminaires | High-Bay | High-Bay Luminaires for Commercial and Industrial Buildings | Premium | FALSE | [9 empty] | 42745 | Not Dimmable | Not Dimmable | Yes |  | 4.1 | 22190 | 173.36 | 128 | 11.1 | 0.98 | 4977 | 77.2
PBM62GFA | Orion Energy Systems Inc | ISON High Bay | HBIF3D1OA[347480]FDXX750LCXXXXXXXXXX | Indoor Luminaires | High-Bay | High-Bay Luminaires for Commercial and Industrial Buildings | Premium | FALSE | [9 empty] | 42745 | Dimmable | Continuous Below 10 | Yes |  | 4.1 | 22190 | 173.36 | 128 | 11.1 | 0.98 | 4977 | 77.2
PK8MCCMM | Orion Energy Systems Inc | ISON High Bay | HBIF3D1OAUNVNDXX750LCXXXXXXXXXX | Indoor Luminaires | High-Bay | High-Bay Luminaires for Commercial and Industrial Buildings | Premium | FALSE | [9 empty] | 42745 | Not Dimmable | Not Dimmable | Yes |  | 4.1 | 22290 | 175.51 | 127 | 17.1 | 0.92 | 4975 | 77.3
P7Q71VB8 | Orion Energy Systems Inc | ISON High Bay | HBIF3C1AA[347480]NDXX750LCXXXXXXXXXX | Indoor Luminaires | High-Bay | High-Bay Aisle Luminaires | Premium | FALSE | [9 empty] | 42745 | Not Dimmable | Not Dimmable | Yes |  | 4.1 | 17500 | 166.98 | 104.8 | 7.36 | 0.99 | 4975 | 77.2
PR149NN8 | Orion Energy Systems Inc | ISON High Bay | HBIF3D1OAUNVFDXX750LCXXXXXXXXXX | Indoor Luminaires | High-Bay | High-Bay Luminaires for Commercial and Industrial Buildings | Premium | FALSE | [9 empty] | 42745 | Dimmable | Continuous Below 10 | Yes |  | 4.1 | 22290 | 175.51 | 127 | 17.1 | 0.92 | 4975 | 77.3
PXNZ3BUG | Orion Energy Systems Inc | ISON High Bay | HBIF3C1AA[347480]FDXX750LCXXXXXXXXXX | Indoor Luminaires | High-Bay | High-Bay Aisle Luminaires | Premium | FALSE | [9 empty] | 42745 | Dimmable | Continuous Below 10 | Yes |  | 4.1 | 17500 | 166.98 | 104.8 | 7.36 | 0.99 | 4975 | 77.2
P5PVK3VP | Orion Energy Systems Inc | ISON High Bay | HBIF3D1AAUNVNDXX750LFXXXXXXXXXX | Indoor Luminaires | High-Bay | High-Bay Aisle Luminaires | Premium | FALSE | [9 empty] | 42745 | Not Dimmable | Not Dimmable | Yes |  | 4.1 | 20320 | 160.13 | 126.9 | 17.1 | 0.92 | 4973 | 76.8
PFRXSC4R | Orion Energy Systems Inc | ISON High Bay | HBIF3D1AAUNVFDXX750LFXXXXXXXXXX | Indoor Luminaires | High-Bay | High-Bay Aisle Luminaires | Premium | FALSE | [9 empty] | 42745 | Dimmable | Continuous Below 10 | Yes |  | 4.1 | 20320 | 160.13 | 126.9 | 17.1 | 0.92 | 4973 | 76.8
PS513EMX | Orion Energy Systems Inc | ISON High Bay | HBIF3B2OA[347480]NDXX750LCXXXXXXXXXX | Indoor Luminaires | High-Bay | High-Bay Luminaires for Commercial and Industrial Buildings | Premium | FALSE | [9 empty] | 42745 | Not Dimmable | Not Dimmable | Yes |  | 4.1 | 15850 | 177.93 | 89.08 | 8.25 | 0.96 | 4972 | 77.2
PKYYGV6F | Orion Energy Systems Inc | ISON High Bay | HBIF3B2OA[347480]FDXX750LCXXXXXXXXXX | Indoor Luminaires | High-Bay | High-Bay Luminaires for Commercial and Industrial Buildings | Premium | FALSE | [9 empty] | 42745 | Dimmable | Continuous Below 10 | Yes |  | 4.1 | 15850 | 177.93 | 89.08 | 8.25 | 0.96 | 4972 | 77.2
PCKABCVG | Orion Energy Systems Inc | ISON High Bay | HBIF3B2OAUNVNDXX750LCXXXXXXXXXX | Indoor Luminaires | High-Bay | High-Bay Luminaires for Commercial and Industrial Buildings | Premium | FALSE | [9 empty] | 42745 | Not Dimmable | Not Dimmable | Yes |  | 4.1 | 15850 | 178.95 | 88.57 | 14.8 | 0.94 | 4968 | 77.2
PHS83SQ4 | Orion Energy Systems Inc | ISON High Bay | HBIF3B1AAUNVNDXX750LCXXXXXXXXXX | Indoor Luminaires | High-Bay | High-Bay Aisle Luminaires | Premium | FALSE | [9 empty] | 42745 | Not Dimmable | Not Dimmable | Yes |  | 4.1 | 12180 | 166.62 | 73.1 | 16.1 | 0.93 | 4968 | 76.9
PVP26U4H | Orion Energy Systems Inc | ISON High Bay | HBIF3B2OAUNVFDXX750LCXXXXXXXXXX | Indoor Luminaires | High-Bay | High-Bay Luminaires for Commercial and Industrial Buildings | Premium | FALSE | [9 empty] | 42745 | Dimmable | Continuous Below 10 | Yes |  | 4.1 | 15850 | 178.95 | 88.57 | 14.8 | 0.94 | 4968 | 77.2
P62Y21CF | Orion Energy Systems Inc | ISON High Bay | HBIF3B1AAUNVFDXX750LCXXXXXXXXXX | Indoor Luminaires | High-Bay | High-Bay Aisle Luminaires | Premium | FALSE | [9 empty] | 42745 | Dimmable | Continuous Below 10 | Yes |  | 4.1 | 12180 | 166.62 | 73.1 | 16.1 | 0.93 | 4968 | 76.9
P8KCPQRJ | Orion Energy Systems Inc | ISON High Bay | HBIF3C1AAUNVNDXX750NLXXXXXXXXXX | Indoor Luminaires | High-Bay | High-Bay Aisle Luminaires | Premium | FALSE | [9 empty] | 42745 | Not Dimmable | Not Dimmable | Yes |  | 4.1 | 18630 | 174.11 | 107 | 14.2 | 0.96 | 4966 | 76.8
PMT786HC | Orion Energy Systems Inc | ISON High Bay | HBIF3C1AAUNVFDXX750NLXXXXXXXXXX | Indoor Luminaires | High-Bay | High-Bay Aisle Luminaires | Premium | FALSE | [9 empty] | 42745 | Dimmable | Continuous Below 10 | Yes |  | 4.1 | 18630 | 174.11 | 107 | 14.2 | 0.96 | 4966 | 76.8
P4VMYY7N | Orion Energy Systems Inc | ISON High Bay | HBIF3C1OA[347480]NDXX750LCXXXXXXXXXX | Indoor Luminaires | High-Bay | High-Bay Luminaires for Commercial and Industrial Buildings | Premium | FALSE | [9 empty] | 42745 | Not Dimmable | Not Dimmable | Yes |  | 4.1 | 18780 | 179.71 | 104.5 | 7.39 | 0.99 | 4964 | 77.4
PQYR84ND | Orion Energy Systems Inc | ISON High Bay | HBIF3C1OA[347480]FDXX750LCXXXXXXXXXX | Indoor Luminaires | High-Bay | High-Bay Luminaires for Commercial and Industrial Buildings | Premium | FALSE | [9 empty] | 42745 | Dimmable | Continuous Below 10 | Yes |  | 4.1 | 18780 | 179.71 | 104.5 | 7.39 | 0.99 | 4964 | 77.4
P9VZQQ8H | Orion Energy Systems Inc | ISON High Bay | HBIF3D1AA[347480]NDXX750NLXXXXXXXXXX | Indoor Luminaires | High-Bay | High-Bay Aisle Luminaires | Premium | FALSE | [9 empty] | 42745 | Not Dimmable | Not Dimmable | Yes |  | 4.1 | 21980 | 171.72 | 128 | 11 | 0.98 | 4963 | 76.8
PPCX56FY | Orion Energy Systems Inc | ISON High Bay | HBIF3D1AA[347480]FDXX750NLXXXXXXXXXX | Indoor Luminaires | High-Bay | High-Bay Aisle Luminaires | Premium | FALSE | [9 empty] | 42745 | Dimmable | Continuous Below 10 | Yes |  | 4.1 | 21980 | 171.72 | 128 | 11 | 0.98 | 4963 | 76.8
P3K6YYG1 | Orion Energy Systems Inc | ISON High Bay | HBIF3A1AAUNVNDXX750LCXXXXXXXXXX | Indoor Luminaires | High-Bay | High-Bay Aisle Luminaires | Premium | FALSE | [9 empty] | 42745 | Not Dimmable | Not Dimmable | Yes |  | 4.1 | 9795 | 166.58 | 58.8 | 17.6 | 0.9 | 4962 | 76.9
PF9Y1XV1 | Orion Energy Systems Inc | ISON High Bay | HBIF3A1AAUNVFDXX750LCXXXXXXXXXX | Indoor Luminaires | High-Bay | High-Bay Aisle Luminaires | Premium | FALSE | [9 empty] | 42745 | Dimmable | Continuous Below 10 | Yes |  | 4.1 | 9795 | 166.58 | 58.8 | 17.6 | 0.9 | 4962 | 76.9
PXXJGFS2 | Orion Energy Systems Inc | ISON High Bay | HBIF3B1OAUNVNDXX750LCXXXXXXXXXX | Indoor Luminaires | High-Bay | High-Bay Luminaires for Commercial and Industrial Buildings | Premium | FALSE | [9 empty] | 42745 | Not Dimmable | Not Dimmable | Yes |  | 4.1 | 13150 | 180.01 | 73.05 | 16.1 | 0.93 | 4961 | 77.2
PV2E6DUD | Orion Energy Systems Inc | ISON High Bay | HBIF3B1OAUNVFDXX750LCXXXXXXXXXX | Indoor Luminaires | High-Bay | High-Bay Luminaires for Commercial and Industrial Buildings | Premium | FALSE | [9 empty] | 42745 | Dimmable | Continuous Below 10 | Yes |  | 4.1 | 13150 | 180.01 | 73.05 | 16.1 | 0.93 | 4961 | 77.2
PDP5GTUW | Orion Energy Systems Inc | ISON High Bay | HBIF3B1AA[347480]NDXX750LCXXXXXXXXXX | Indoor Luminaires | High-Bay | High-Bay Aisle Luminaires | Premium | FALSE | [9 empty] | 42745 | Not Dimmable | Not Dimmable | Yes |  | 4.1 | 12170 | 166.03 | 73.3 | 9.32 | 0.95 | 4960 | 77
PWZQMF7M | Orion Energy Systems Inc | ISON High Bay | HBIF3C1AAUNVNDXX750LFXXXXXXXXXX | Indoor Luminaires | High-Bay | High-Bay Aisle Luminaires | Premium | FALSE | [9 empty] | 42745 | Not Dimmable | Not Dimmable | Yes |  | 4.1 | 16840 | 157.38 | 107 | 14.2 | 0.96 | 4960 | 76.7
P62FCJ8A | Orion Energy Systems Inc | ISON High Bay | HBIF3B1AA[347480]FDXX750LCXXXXXXXXXX | Indoor Luminaires | High-Bay | High-Bay Aisle Luminaires | Premium | FALSE | [9 empty] | 42745 | Dimmable | Continuous Below 10 | Yes |  | 4.1 | 12170 | 166.03 | 73.3 | 9.32 | 0.95 | 4960 | 77
PY2525ZT | Orion Energy Systems Inc | ISON High Bay | HBIF3D1AA[347480]NDXX750LFXXXXXXXXXX | Indoor Luminaires | High-Bay | High-Bay Aisle Luminaires | Premium | FALSE | [9 empty] | 42745 | Not Dimmable | Not Dimmable | Yes |  | 4.1 | 20510 | 160.23 | 128 | 10.9 | 0.98 | 4957 | 76.7
PTZQU2QE | Orion Energy Systems Inc | ISON High Bay | HBIF3D1AA[347480]FDXX750LFXXXXXXXXXX | Indoor Luminaires | High-Bay | High-Bay Aisle Luminaires | Premium | FALSE | [9 empty] | 42745 | Dimmable | Continuous Below 10 | Yes |  | 4.1 | 20510 | 160.23 | 128 | 10.9 | 0.98 | 4957 | 76.7
PB64TXSV | Orion Energy Systems Inc | ISON High Bay | HBIF3B2AAUNVNDXX750NLXXXXXXXXXX | Indoor Luminaires | High-Bay | High-Bay Aisle Luminaires | Premium | FALSE | [9 empty] | 42745 | Not Dimmable | Not Dimmable | Yes |  | 4.1 | 15560 | 175.64 | 88.59 | 14.7 | 0.94 | 4954 | 76.8
PE1BM2PP | Orion Energy Systems Inc | ISON High Bay | HBIF3B2AAUNVFDXX750NLXXXXXXXXXX | Indoor Luminaires | High-Bay | High-Bay Aisle Luminaires | Premium | FALSE | [9 empty] | 42745 | Dimmable | Continuous Below 10 | Yes |  | 4.1 | 15560 | 175.64 | 88.59 | 14.7 | 0.94 | 4954 | 76.8
PWMKBCVQ | Orion Energy Systems Inc | ISON High Bay | HBIF3C1AA[347480]NDXX750NLXXXXXXXXXX | Indoor Luminaires | High-Bay | High-Bay Aisle Luminaires | Premium | FALSE | [9 empty] | 42745 | Not Dimmable | Not Dimmable | Yes |  | 4.1 | 18580 | 177.63 | 104.6 | 7.33 | 0.97 | 4952 | 77
PTZ6QH3Q | Orion Energy Systems Inc | ISON High Bay | HBIF3D1OA[347480]NDXX750NLXXXXXXXXXX | Indoor Luminaires | High-Bay | High-Bay Luminaires for Commercial and Industrial Buildings | Premium | FALSE | [9 empty] | 42745 | Not Dimmable | Not Dimmable | Yes |  | 4.1 | 23660 | 184.56 | 128.2 | 10.9 | 0.98 | 4952 | 76.9
P3B7VM53 | Orion Energy Systems Inc | ISON High Bay | HBIF3B2AA[347480]NDXX750NLXXXXXXXXXX | Indoor Luminaires | High-Bay | High-Bay Aisle Luminaires | Premium | FALSE | [9 empty] | 42745 | Not Dimmable | Not Dimmable | Yes |  | 4.1 | 15470 | 173.7 | 89.06 | 8.41 | 0.99 | 4952 | 76.8
PCMPY8ME | Orion Energy Systems Inc | ISON High Bay | HBIF3C1AA[347480]FDXX750NLXXXXXXXXXX | Indoor Luminaires | High-Bay | High-Bay Aisle Luminaires | Premium | FALSE | [9 empty] | 42745 | Dimmable | Continuous Below 10 | Yes |  | 4.1 | 18580 | 177.63 | 104.6 | 7.33 | 0.97 | 4952 | 77
PSRE7Y8V | Orion Energy Systems Inc | ISON High Bay | HBIF3D1OA[347480]FDXX750NLXXXXXXXXXX | Indoor Luminaires | High-Bay | High-Bay Luminaires for Commercial and Industrial Buildings | Premium | FALSE | [9 empty] | 42745 | Dimmable | Continuous Below 10 | Yes |  | 4.1 | 23660 | 184.56 | 128.2 | 10.9 | 0.98 | 4952 | 76.9
P1CV6VGE | Orion Energy Systems Inc | ISON High Bay | HBIF3B2AA[347480]FDXX750NLXXXXXXXXXX | Indoor Luminaires | High-Bay | High-Bay Aisle Luminaires | Premium | FALSE | [9 empty] | 42745 | Dimmable | Continuous Below 10 | Yes |  | 4.1 | 15470 | 173.7 | 89.06 | 8.41 | 0.99 | 4952 | 76.8
PG1HQPZP | Orion Energy Systems Inc | ISON High Bay | HBIF3B2OA[347480]NDXX750NLXXXXXXXXXX | Indoor Luminaires | High-Bay | High-Bay Luminaires for Commercial and Industrial Buildings | Premium | FALSE | [9 empty] | 42745 | Not Dimmable | Not Dimmable | Yes |  | 4.1 | 16690 | 187.53 | 89 | 8.44 | 0.99 | 4950 | 76.9
P3BTF4JJ | Orion Energy Systems Inc | ISON High Bay | HBIF3B2OA[347480]FDXX750NLXXXXXXXXXX | Indoor Luminaires | High-Bay | High-Bay Luminaires for Commercial and Industrial Buildings | Premium | FALSE | [9 empty] | 42745 | Dimmable | Continuous Below 10 | Yes |  | 4.1 | 16690 | 187.53 | 89 | 8.44 | 0.99 | 4950 | 76.9
PCS1EQ69 | Orion Energy Systems Inc | ISON High Bay | HBIF3A1OA[347480]NDXX750LCXXXXXXXXXX | Indoor Luminaires | High-Bay | High-Bay Luminaires for Commercial and Industrial Buildings | Premium | FALSE | [9 empty] | 42745 | Not Dimmable | Not Dimmable | Yes |  | 4.1 | 10580 | 178.63 | 59.23 | 11.2 | 0.93 | 4949 | 77.2
PVH3H4GY | Orion Energy Systems Inc | ISON High Bay | HBIF3A1OA[347480]FDXX750LCXXXXXXXXXX | Indoor Luminaires | High-Bay | High-Bay Luminaires for Commercial and Industrial Buildings | Premium | FALSE | [9 empty] | 42745 | Dimmable | Continuous Below 10 | Yes |  | 4.1 | 10580 | 178.63 | 59.23 | 11.2 | 0.93 | 4949 | 77.2
PPG1JE8V | Orion Energy Systems Inc | ISON High Bay | HBIF3B1OA[347480]NDXX750LCXXXXXXXXXX | Indoor Luminaires | High-Bay | High-Bay Luminaires for Commercial and Industrial Buildings | Premium | FALSE | [9 empty] | 42745 | Not Dimmable | Not Dimmable | Yes |  | 4.1 | 13150 | 179.33 | 73.33 | 9.24 | 0.95 | 4948 | 77.3
PH9W4H68 | Orion Energy Systems Inc | ISON High Bay | HBIF3B1OA[347480]FDXX750LCXXXXXXXXXX | Indoor Luminaires | High-Bay | High-Bay Luminaires for Commercial and Industrial Buildings | Premium | FALSE | [9 empty] | 42745 | Dimmable | Continuous Below 10 | Yes |  | 4.1 | 13150 | 179.33 | 73.33 | 9.24 | 0.95 | 4948 | 77.3
P2H2VWD7 | Orion Energy Systems Inc | ISON High Bay | HBIF3A1OAUNVNDXX750LCXXXXXXXXXX | Indoor Luminaires | High-Bay | High-Bay Luminaires for Commercial and Industrial Buildings | Premium | FALSE | [9 empty] | 42745 | Not Dimmable | Not Dimmable | Yes |  | 4.1 | 10360 | 176.07 | 58.84 | 17.6 | 0.9 | 4947 | 77.2
P6ZH2VBQ | Orion Energy Systems Inc | ISON High Bay | HBIF3B1AAUNVNDXX750NLXXXXXXXXXX | Indoor Luminaires | High-Bay | High-Bay Aisle Luminaires | Premium | FALSE | [9 empty] | 42745 | Not Dimmable | Not Dimmable | Yes |  | 4.1 | 13050 | 177.74 | 73.42 | 16.1 | 0.93 | 4947 | 76.7
PDKB78RP | Orion Energy Systems Inc | ISON High Bay | HBIF3A1OAUNVFDXX750LCXXXXXXXXXX | Indoor Luminaires | High-Bay | High-Bay Luminaires for Commercial and Industrial Buildings | Premium | FALSE | [9 empty] | 42745 | Dimmable | Continuous Below 10 | Yes |  | 4.1 | 10360 | 176.07 | 58.84 | 17.6 | 0.9 | 4947 | 77.2
PAY11PKR | Orion Energy Systems Inc | ISON High Bay | HBIF3B1AAUNVFDXX750NLXXXXXXXXXX | Indoor Luminaires | High-Bay | High-Bay Aisle Luminaires | Premium | FALSE | [9 empty] | 42745 | Dimmable | Continuous Below 10 | Yes |  | 4.1 | 13050 | 177.74 | 73.42 | 16.1 | 0.93 | 4947 | 76.7
PDQGH8QA | Orion Energy Systems Inc | ISON High Bay | HBIF3C1OAUNVNDXX750LCXXXXXXXXXX | Indoor Luminaires | High-Bay | High-Bay Luminaires for Commercial and Industrial Buildings | Premium | FALSE | [9 empty] | 42745 | Not Dimmable | Not Dimmable | Yes |  | 4.1 | 18410 | 171.9 | 107.1 | 13.5 | 0.95 | 4946 | 76.9
PCMJK2T4 | Orion Energy Systems Inc | ISON High Bay | HBIF3B2AA[347480]NDXX750LFXXXXXXXXXX | Indoor Luminaires | High-Bay | High-Bay Aisle Luminaires | Premium | FALSE | [9 empty] | 42745 | Not Dimmable | Not Dimmable | Yes |  | 4.1 | 14430 | 162.3 | 88.91 | 8.41 | 0.99 | 4946 | 76.7
P85PSAXB | Orion Energy Systems Inc | ISON High Bay | HBIF3C1OAUNVFDXX750LCXXXXXXXXXX | Indoor Luminaires | High-Bay | High-Bay Luminaires for Commercial and Industrial Buildings | Premium | FALSE | [9 empty] | 42745 | Dimmable | Continuous Below 10 | Yes |  | 4.1 | 18410 | 171.9 | 107.1 | 13.5 | 0.95 | 4946 | 76.9
PB5J1FKW | Orion Energy Systems Inc | ISON High Bay | HBIF3B2AA[347480]FDXX750LFXXXXXXXXXX | Indoor Luminaires | High-Bay | High-Bay Aisle Luminaires | Premium | FALSE | [9 empty] | 42745 | Dimmable | Continuous Below 10 | Yes |  | 4.1 | 14430 | 162.3 | 88.91 | 8.41 | 0.99 | 4946 | 76.7
PN6D7HGH | Orion Energy Systems Inc | ISON High Bay | HBIF3B2AAUNVNDXX750LFXXXXXXXXXX | Indoor Luminaires | High-Bay | High-Bay Aisle Luminaires | Premium | FALSE | [9 empty] | 42745 | Not Dimmable | Not Dimmable | Yes |  | 4.1 | 14480 | 163.5 | 88.56 | 14.7 | 0.94 | 4945 | 76.6
PXCK7PZC | Orion Energy Systems Inc | ISON High Bay | HBIF3B2AAUNVFDXX750LFXXXXXXXXXX | Indoor Luminaires | High-Bay | High-Bay Aisle Luminaires | Premium | FALSE | [9 empty] | 42745 | Dimmable | Continuous Below 10 | Yes |  | 4.1 | 14480 | 163.5 | 88.56 | 14.7 | 0.94 | 4945 | 76.6
PG9QFT81 | Orion Energy Systems Inc | ISON High Bay | HBIF3D1OA[347480]NDXX750LFXXXXXXXXXX | Indoor Luminaires | High-Bay | High-Bay Luminaires for Commercial and Industrial Buildings | Premium | FALSE | [9 empty] | 42745 | Not Dimmable | Not Dimmable | Yes |  | 4.1 | 21970 | 171.64 | 128 | 11 | 0.98 | 4944 | 76.9
PDEEFD6N | Orion Energy Systems Inc | ISON High Bay | HBIF3D1OA[347480]FDXX750LFXXXXXXXXXX | Indoor Luminaires | High-Bay | High-Bay Luminaires for Commercial and Industrial Buildings | Premium | FALSE | [9 empty] | 42745 | Dimmable | Continuous Below 10 | Yes |  | 4.1 | 21970 | 171.64 | 128 | 11 | 0.98 | 4944 | 76.9
PXAR7RXZ | Orion Energy Systems Inc | ISON High Bay | HBIF3C1AA[347480]NDXX750LFXXXXXXXXXX | Indoor Luminaires | High-Bay | High-Bay Aisle Luminaires | Premium | FALSE | [9 empty] | 42745 | Not Dimmable | Not Dimmable | Yes |  | 4.1 | 17340 | 165.62 | 104.7 | 7.31 | 0.97 | 4943 | 76.9
PHAET829 | Orion Energy Systems Inc | ISON High Bay | HBIF3C1AA[347480]FDXX750LFXXXXXXXXXX | Indoor Luminaires | High-Bay | High-Bay Aisle Luminaires | Premium | FALSE | [9 empty] | 42745 | Dimmable | Continuous Below 10 | Yes |  | 4.1 | 17340 | 165.62 | 104.7 | 7.31 | 0.97 | 4943 | 76.9
P7VS3FJ1 | Orion Energy Systems Inc | ISON High Bay | HBIF3D1OAUNVNDXX750LFXXXXXXXXXX | Indoor Luminaires | High-Bay | High-Bay Luminaires for Commercial and Industrial Buildings | Premium | FALSE | [9 empty] | 42745 | Not Dimmable | Not Dimmable | Yes |  | 4.1 | 21990 | 173.29 | 126.9 | 17.1 | 0.92 | 4942 | 76.9
P6C988YJ | Orion Energy Systems Inc | ISON High Bay | HBIF3D1OAUNVFDXX750LFXXXXXXXXXX | Indoor Luminaires | High-Bay | High-Bay Luminaires for Commercial and Industrial Buildings | Premium | FALSE | [9 empty] | 42745 | Dimmable | Continuous Below 10 | Yes |  | 4.1 | 21990 | 173.29 | 126.9 | 17.1 | 0.92 | 4942 | 76.9
P17QZSU5 | Orion Energy Systems Inc | ISON High Bay | HBIF3A1AAUNVNDXX750NLXXXXXXXXXX | Indoor Luminaires | High-Bay | High-Bay Aisle Luminaires | Premium | FALSE | [9 empty] | 42745 | Not Dimmable | Not Dimmable | Yes |  | 4.1 | 10530 | 179.48 | 58.67 | 17.6 | 0.9 | 4941 | 76.7
PSVJMVFQ | Orion Energy Systems Inc | ISON High Bay | HBIF3A1AAUNVFDXX750NLXXXXXXXXXX | Indoor Luminaires | High-Bay | High-Bay Aisle Luminaires | Premium | FALSE | [9 empty] | 42745 | Dimmable | Continuous Below 10 | Yes |  | 4.1 | 10530 | 179.48 | 58.67 | 17.6 | 0.9 | 4941 | 76.7
PVBMEURD | Orion Energy Systems Inc | ISON High Bay | HBIF3B1AAUNVNDXX750LFXXXXXXXXXX | Indoor Luminaires | High-Bay | High-Bay Aisle Luminaires | Premium | FALSE | [9 empty] | 42745 | Not Dimmable | Not Dimmable | Yes |  | 4.1 | 12150 | 166.17 | 73.12 | 16.1 | 0.93 | 4940 | 76.7
PE8M7XW5 | Orion Energy Systems Inc | ISON High Bay | HBIF3B1AAUNVFDXX750LFXXXXXXXXXX | Indoor Luminaires | High-Bay | High-Bay Aisle Luminaires | Premium | FALSE | [9 empty] | 42745 | Dimmable | Continuous Below 10 | Yes |  | 4.1 | 12150 | 166.17 | 73.12 | 16.1 | 0.93 | 4940 | 76.7
PVR1CTHT | Orion Energy Systems Inc | ISON High Bay | HBIF3C1OA[347480]NDXX750NLXXXXXXXXXX | Indoor Luminaires | High-Bay | High-Bay Luminaires for Commercial and Industrial Buildings | Premium | FALSE | [9 empty] | 42745 | Not Dimmable | Not Dimmable | Yes |  | 4.1 | 20030 | 191.49 | 104.6 | 7.4 | 0.97 | 4939 | 77.1
P2SK7GDS | Orion Energy Systems Inc | ISON High Bay | HBIF3B1AA[347480]NDXX750NLXXXXXXXXXX | Indoor Luminaires | High-Bay | High-Bay Aisle Luminaires | Premium | FALSE | [9 empty] | 42745 | Not Dimmable | Not Dimmable | Yes |  | 4.1 | 12940 | 176.15 | 73.46 | 9.27 | 0.95 | 4939 | 76.9
P25ZSHDV | Orion Energy Systems Inc | ISON High Bay | HBIF3C1OA[347480]FDXX750NLXXXXXXXXXX | Indoor Luminaires | High-Bay | High-Bay Luminaires for Commercial and Industrial Buildings | Premium | FALSE | [9 empty] | 42745 | Dimmable | Continuous Below 10 | Yes |  | 4.1 | 20030 | 191.49 | 104.6 | 7.4 | 0.97 | 4939 | 77.1
PG8144DM | Orion Energy Systems Inc | ISON High Bay | HBIF3B1AA[347480]FDXX750NLXXXXXXXXXX | Indoor Luminaires | High-Bay | High-Bay Aisle Luminaires | Premium | FALSE | [9 empty] | 42745 | Dimmable | Continuous Below 10 | Yes |  | 4.1 | 12940 | 176.15 | 73.46 | 9.27 | 0.95 | 4939 | 76.9
PTQ5C8J2 | Orion Energy Systems Inc | ISON High Bay | HBIF3C1OAUNVNDXX750LFXXXXXXXXXX | Indoor Luminaires | High-Bay | High-Bay Luminaires for Commercial and Industrial Buildings | Premium | FALSE | [9 empty] | 42745 | Not Dimmable | Not Dimmable | Yes |  | 4.1 | 18250 | 170.72 | 106.9 | 13.5 | 0.96 | 4938 | 76.9
P5E6EYVE | Orion Energy Systems Inc | ISON High Bay | HBIF3A1AA[347480]NDXX750LFXXXXXXXXXX | Indoor Luminaires | High-Bay | High-Bay Aisle Luminaires | Premium | FALSE | [9 empty] | 42745 | Not Dimmable | Not Dimmable | Yes |  | 4.1 | 9757 | 165.01 | 59.13 | 11.5 | 0.94 | 4938 | 76.7
P7RUFSW3 | Orion Energy Systems Inc | ISON High Bay | HBIF3C1OAUNVFDXX750LFXXXXXXXXXX | Indoor Luminaires | High-Bay | High-Bay Luminaires for Commercial and Industrial Buildings | Premium | FALSE | [9 empty] | 42745 | Dimmable | Continuous Below 10 | Yes |  | 4.1 | 18250 | 170.72 | 106.9 | 13.5 | 0.96 | 4938 | 76.9
PS896R2W | Orion Energy Systems Inc | ISON High Bay | HBIF3A1AA[347480]FDXX750LFXXXXXXXXXX | Indoor Luminaires | High-Bay | High-Bay Aisle Luminaires | Premium | FALSE | [9 empty] | 42745 | Dimmable | Continuous Below 10 | Yes |  | 4.1 | 9757 | 165.01 | 59.13 | 11.5 | 0.94 | 4938 | 76.7
P4417FUY | Orion Energy Systems Inc | ISON High Bay | HBIF3A1AA[347480]NDXX750NLXXXXXXXXXX | Indoor Luminaires | High-Bay | High-Bay Aisle Luminaires | Premium | FALSE | [9 empty] | 42745 | Not Dimmable | Not Dimmable | Yes |  | 4.1 | 10430 | 176 | 59.26 | 11.2 | 0.93 | 4936 | 76.8
PXBKKCTC | Orion Energy Systems Inc | ISON High Bay | HBIF3B2OAUNVNDXX750NLXXXXXXXXXX | Indoor Luminaires | High-Bay | High-Bay Luminaires for Commercial and Industrial Buildings | Premium | FALSE | [9 empty] | 42745 | Not Dimmable | Not Dimmable | Yes |  | 4.1 | 17120 | 194.46 | 88.04 | 14.8 | 0.94 | 4936 | 76.6
PSH4HD41 | Orion Energy Systems Inc | ISON High Bay | HBIF3A1AA[347480]FDXX750NLXXXXXXXXXX | Indoor Luminaires | High-Bay | High-Bay Aisle Luminaires | Premium | FALSE | [9 empty] | 42745 | Dimmable | Continuous Below 10 | Yes |  | 4.1 | 10430 | 176 | 59.26 | 11.2 | 0.93 | 4936 | 76.8
PANCKT6K | Orion Energy Systems Inc | ISON High Bay | HBIF3B2OAUNVFDXX750NLXXXXXXXXXX | Indoor Luminaires | High-Bay | High-Bay Luminaires for Commercial and Industrial Buildings | Premium | FALSE | [9 empty] | 42745 | Dimmable | Continuous Below 10 | Yes |  | 4.1 | 17120 | 194.46 | 88.04 | 14.8 | 0.94 | 4936 | 76.6
PY1S42ZG | Orion Energy Systems Inc | ISON High Bay | HBIF3B2OAUNVNDXX750LFXXXXXXXXXX | Indoor Luminaires | High-Bay | High-Bay Luminaires for Commercial and Industrial Buildings | Premium | FALSE | [9 empty] | 42745 | Not Dimmable | Not Dimmable | Yes |  | 4.1 | 15720 | 177.47 | 88.58 | 14.8 | 0.94 | 4935 | 76.8
PYB3C824 | Orion Energy Systems Inc | ISON High Bay | HBIF3B1AA[347480]NDXX750LFXXXXXXXXXX | Indoor Luminaires | High-Bay | High-Bay Aisle Luminaires | Premium | FALSE | [9 empty] | 42745 | Not Dimmable | Not Dimmable | Yes |  | 4.1 | 12140 | 165.73 | 73.25 | 9.32 | 0.95 | 4935 | 76.7
PQNR3DN9 | Orion Energy Systems Inc | ISON High Bay | HBIF3A1AAUNVNDXX750LFXXXXXXXXXX | Indoor Luminaires | High-Bay | High-Bay Aisle Luminaires | Premium | FALSE | [9 empty] | 42745 | Not Dimmable | Not Dimmable | Yes |  | 4.1 | 9636 | 164.27 | 58.66 | 17.6 | 0.9 | 4935 | 76.6
PGCG8HEP | Orion Energy Systems Inc | ISON High Bay | HBIF3B2OAUNVFDXX750LFXXXXXXXXXX | Indoor Luminaires | High-Bay | High-Bay Luminaires for Commercial and Industrial Buildings | Premium | FALSE | [9 empty] | 42745 | Dimmable | Continuous Below 10 | Yes |  | 4.1 | 15720 | 177.47 | 88.58 | 14.8 | 0.94 | 4935 | 76.8
PVFFP22S | Orion Energy Systems Inc | ISON High Bay | HBIF3B1AA[347480]FDXX750LFXXXXXXXXXX | Indoor Luminaires | High-Bay | High-Bay Aisle Luminaires | Premium | FALSE | [9 empty] | 42745 | Dimmable | Continuous Below 10 | Yes |  | 4.1 | 12140 | 165.73 | 73.25 | 9.32 | 0.95 | 4935 | 76.7
PEQAE6Y9 | Orion Energy Systems Inc | ISON High Bay | HBIF3A1OA[347480]NDXX750NLXXXXXXXXXX | Indoor Luminaires | High-Bay | High-Bay Luminaires for Commercial and Industrial Buildings | Premium | FALSE | [9 empty] | 42745 | Not Dimmable | Not Dimmable | Yes |  | 4.1 | 11210 | 189.17 | 59.26 | 11.3 | 0.92 | 4934 | 76.9
PX3EJ6N5 | Orion Energy Systems Inc | ISON High Bay | HBIF3D1OAUNVNDXX750NLXXXXXXXXXX | Indoor Luminaires | High-Bay | High-Bay Luminaires for Commercial and Industrial Buildings | Premium | FALSE | [9 empty] | 42745 | Not Dimmable | Not Dimmable | Yes |  | 4.1 | 24190 | 189.73 | 127.5 | 16.8 | 0.92 | 4934 | 76.6
PEGGPFA3 | Orion Energy Systems Inc | ISON High Bay | HBIF3A1OA[347480]FDXX750NLXXXXXXXXXX | Indoor Luminaires | High-Bay | High-Bay Luminaires for Commercial and Industrial Buildings | Premium | FALSE | [9 empty] | 42745 | Dimmable | Continuous Below 10 | Yes |  | 4.1 | 11210 | 189.17 | 59.26 | 11.3 | 0.92 | 4934 | 76.9
PHGHHEBX | Orion Energy Systems Inc | ISON High Bay | HBIF3D1OAUNVFDXX750NLXXXXXXXXXX | Indoor Luminaires | High-Bay | High-Bay Luminaires for Commercial and Industrial Buildings | Premium | FALSE | [9 empty] | 42745 | Dimmable | Continuous Below 10 | Yes |  | 4.1 | 24190 | 189.73 | 127.5 | 16.8 | 0.92 | 4934 | 76.6
PU44131M | Orion Energy Systems Inc | ISON High Bay | HBIF3B1OA[347480]NDXX750LFXXXXXXXXXX | Indoor Luminaires | High-Bay | High-Bay Luminaires for Commercial and Industrial Buildings | Premium | FALSE | [9 empty] | 42745 | Not Dimmable | Not Dimmable | Yes |  | 4.1 | 15680 | 176.3 | 88.94 | 8.24 | 0.97 | 4933 | 76.8
PEKV4V9G | Orion Energy Systems Inc | ISON High Bay | HBIF3B1OA[347480]FDXX750LFXXXXXXXXXX | Indoor Luminaires | High-Bay | High-Bay Luminaires for Commercial and Industrial Buildings | Premium | FALSE | [9 empty] | 42745 | Dimmable | Continuous Below 10 | Yes |  | 4.1 | 15680 | 176.3 | 88.94 | 8.24 | 0.97 | 4933 | 76.8
PVE8UWFT | Orion Energy Systems Inc | ISON High Bay | HBIF3B1OAUNVNDXX750NLXXXXXXXXXX | Indoor Luminaires | High-Bay | High-Bay Luminaires for Commercial and Industrial Buildings | Premium | FALSE | [9 empty] | 42745 | Not Dimmable | Not Dimmable | Yes |  | 4.1 | 14260 | 194.94 | 73.15 | 16.1 | 0.93 | 4930 | 76.6
P1Z2YTW8 | Orion Energy Systems Inc | ISON High Bay | HBIF3B1OAUNVFDXX750NLXXXXXXXXXX | Indoor Luminaires | High-Bay | High-Bay Luminaires for Commercial and Industrial Buildings | Premium | FALSE | [9 empty] | 42745 | Dimmable | Continuous Below 10 | Yes |  | 4.1 | 14260 | 194.94 | 73.15 | 16.1 | 0.93 | 4930 | 76.6
PU4ERE6W | Orion Energy Systems Inc | ISON High Bay | HBIF3A1AA[347480]NDXX750LCXXXXXXXXXX | Indoor Luminaires | High-Bay | High-Bay Aisle Luminaires | Premium | FALSE | [9 empty] | 42745 | Not Dimmable | Not Dimmable | Yes |  | 4.1 | 9806 | 165.7 | 59.18 | 11.4 | 0.93 | 4928 | 77
P3FWCK8B | Orion Energy Systems Inc | ISON High Bay | HBIF3B1OA[347480]NDXX750NLXXXXXXXXXX | Indoor Luminaires | High-Bay | High-Bay Luminaires for Commercial and Industrial Buildings | Premium | FALSE | [9 empty] | 42745 | Not Dimmable | Not Dimmable | Yes |  | 4.1 | 13960 | 190.19 | 73.4 | 9.24 | 0.95 | 4928 | 77
PZ9S8KRU | Orion Energy Systems Inc | ISON High Bay | HBIF3A1AA[347480]FDXX750LCXXXXXXXXXX | Indoor Luminaires | High-Bay | High-Bay Aisle Luminaires | Premium | FALSE | [9 empty] | 42745 | Dimmable | Continuous Below 10 | Yes |  | 4.1 | 9806 | 165.7 | 59.18 | 11.4 | 0.93 | 4928 | 77
PVNPU2SA | Orion Energy Systems Inc | ISON High Bay | HBIF3B1OA[347480]FDXX750NLXXXXXXXXXX | Indoor Luminaires | High-Bay | High-Bay Luminaires for Commercial and Industrial Buildings | Premium | FALSE | [9 empty] | 42745 | Dimmable | Continuous Below 10 | Yes |  | 4.1 | 13960 | 190.19 | 73.4 | 9.24 | 0.95 | 4928 | 77
PZZP8WQ6 | Orion Energy Systems Inc | ISON High Bay | HBIF3C1OA[347480]NDXX750LFXXXXXXXXXX | Indoor Luminaires | High-Bay | High-Bay Luminaires for Commercial and Industrial Buildings | Premium | FALSE | [9 empty] | 42745 | Not Dimmable | Not Dimmable | Yes |  | 4.1 | 18730 | 178.89 | 104.7 | 7.34 | 0.97 | 4927 | 77
P2TSCANX | Orion Energy Systems Inc | ISON High Bay | HBIF3C1OA[347480]FDXX750LFXXXXXXXXXX | Indoor Luminaires | High-Bay | High-Bay Luminaires for Commercial and Industrial Buildings | Premium | FALSE | [9 empty] | 42745 | Dimmable | Continuous Below 10 | Yes |  | 4.1 | 18730 | 178.89 | 104.7 | 7.34 | 0.97 | 4927 | 77
P33SHM2Y | Orion Energy Systems Inc | ISON High Bay | HBIF3B1OAUNVNDXX750LFXXXXXXXXXX | Indoor Luminaires | High-Bay | High-Bay Luminaires for Commercial and Industrial Buildings | Premium | FALSE | [9 empty] | 42745 | Not Dimmable | Not Dimmable | Yes |  | 4.1 | 13060 | 178.73 | 73.07 | 16.1 | 0.93 | 4925 | 76.8
PUGDCD2E | Orion Energy Systems Inc | ISON High Bay | HBIF3B1OAUNVFDXX750LFXXXXXXXXXX | Indoor Luminaires | High-Bay | High-Bay Luminaires for Commercial and Industrial Buildings | Premium | FALSE | [9 empty] | 42745 | Dimmable | Continuous Below 10 | Yes |  | 4.1 | 13060 | 178.73 | 73.07 | 16.1 | 0.93 | 4925 | 76.8
PFK4EMVY | Orion Energy Systems Inc | ISON High Bay | HBIF3A1OAUNVNDXX750NLXXXXXXXXXX | Indoor Luminaires | High-Bay | High-Bay Luminaires for Commercial and Industrial Buildings | Premium | FALSE | [9 empty] | 42745 | Not Dimmable | Not Dimmable | Yes |  | 4.1 | 10940 | 189.04 | 57.87 | 17.7 | 0.9 | 4924 | 76.6
P3YYNBZW | Orion Energy Systems Inc | ISON High Bay | HBIF3A1OAUNVFDXX750NLXXXXXXXXXX | Indoor Luminaires | High-Bay | High-Bay Luminaires for Commercial and Industrial Buildings | Premium | FALSE | [9 empty] | 42745 | Dimmable | Continuous Below 10 | Yes |  | 4.1 | 10940 | 189.04 | 57.87 | 17.7 | 0.9 | 4924 | 76.6
P7MDP8V4 | Orion Energy Systems Inc | ISON High Bay | HBIF3A1OA[347480]NDXX750LFXXXXXXXXXX | Indoor Luminaires | High-Bay | High-Bay Luminaires for Commercial and Industrial Buildings | Premium | FALSE | [9 empty] | 42745 | Not Dimmable | Not Dimmable | Yes |  | 4.1 | 10480 | 177.06 | 59.19 | 11.3 | 0.92 | 4917 | 76.9
P5SHAU9U | Orion Energy Systems Inc | ISON High Bay | HBIF3A1OA[347480]FDXX750LFXXXXXXXXXX | Indoor Luminaires | High-Bay | High-Bay Luminaires for Commercial and Industrial Buildings | Premium | FALSE | [9 empty] | 42745 | Dimmable | Continuous Below 10 | Yes |  | 4.1 | 10480 | 177.06 | 59.19 | 11.3 | 0.92 | 4917 | 76.9
P4GVYHBU | Orion Energy Systems Inc | ISON High Bay | HBIF3B2OA[347480]NDXX750LFXXXXXXXXXX | Indoor Luminaires | High-Bay | High-Bay Luminaires for Commercial and Industrial Buildings | Premium | FALSE | [9 empty] | 42745 | Not Dimmable | Not Dimmable | Yes |  | 4.1 | 13070 | 178.14 | 73.37 | 9.27 | 0.95 | 4912 | 76.9
PAR6XAKU | Orion Energy Systems Inc | ISON High Bay | HBIF3B2OA[347480]FDXX750LFXXXXXXXXXX | Indoor Luminaires | High-Bay | High-Bay Luminaires for Commercial and Industrial Buildings | Premium | FALSE | [9 empty] | 42745 | Dimmable | Continuous Below 10 | Yes |  | 4.1 | 13070 | 178.14 | 73.37 | 9.27 | 0.95 | 4912 | 76.9
PBDVS76G | Orion Energy Systems Inc | ISON High Bay | HBIF3A1OAUNVNDXX750LFXXXXXXXXXX | Indoor Luminaires | High-Bay | High-Bay Luminaires for Commercial and Industrial Buildings | Premium | FALSE | [9 empty] | 42745 | Not Dimmable | Not Dimmable | Yes |  | 4.1 | 10320 | 175.3 | 58.87 | 17.6 | 0.9 | 4911 | 76.8
PSHCYUXE | Orion Energy Systems Inc | ISON High Bay | HBIF3A1OAUNVFDXX750LFXXXXXXXXXX | Indoor Luminaires | High-Bay | High-Bay Luminaires for Commercial and Industrial Buildings | Premium | FALSE | [9 empty] | 42745 | Dimmable | Continuous Below 10 | Yes |  | 4.1 | 10320 | 175.3 | 58.87 | 17.6 | 0.9 | 4911 | 76.8
P5ZKKEWW | DONGGUAN THAILIGHT SEMICONDUCTOR LIGHTING CO.LTD. | Thailight | TLHBC2204YYZZ | Indoor Luminaires | High-Bay | High-Bay Luminaires for Commercial and Industrial Buildings | Standard | TRUE | 26833 | 122.08 | 219.8 | 8.14 | 0.9278 | 4007 | 83.1 | 5 | 50000 | 42745 | Dimmable | Continuous Below 10 | No |  | 4.1 | 26833 | 122.08 | 219.8 | 8.14 | 0.93 | 4000 | 83.1
PFTEJACK | DONGGUAN THAILIGHT SEMICONDUCTOR LIGHTING CO.LTD. | Thailight | TLHBC2206YYZZ | Indoor Luminaires | High-Bay | High-Bay Luminaires for Commercial and Industrial Buildings | Standard | FALSE | [9 empty] | 42745 | Dimmable | Continuous Below 10 | No |  | 4.1 | 27612 | 127.42 | 216.7 | 8.23 | 0.93 | 5700 | 82.6
PHSK5TW3 | DONGGUAN THAILIGHT SEMICONDUCTOR LIGHTING CO.LTD. | Thailight | TLHBC2205YYZZ | Indoor Luminaires | High-Bay | High-Bay Luminaires for Commercial and Industrial Buildings | Standard | FALSE | [9 empty] | 42745 | Dimmable | Continuous Below 10 | No |  | 4.1 | 27222.5 | 123.85 | 219.8 | 8.14 | 0.93 | 5000 | 83.1
PU79QX1B | Ascent Battery Supply | WERKER | FIX11970 [Frosted Lens] | Indoor Luminaires | High-Bay | High-Bay Luminaires for Commercial and Industrial Buildings | Standard | TRUE | 18374 | 115.8 | 158.7 | 8.8 | 0.972 | 4121 | 84 | 5 | 50000 | 42745 | Dimmable | Continuous Below 10 | No |  | 4 | 18520 | 116.7 | 160 | 20 | 0.9 | 4000 | 80
PDEDQQ1G | Ascent Battery Supply | WERKER | FIX11971 [Frosted Lens] | Indoor Luminaires | High-Bay | High-Bay Luminaires for Commercial and Industrial Buildings | Standard | TRUE | 25161 | 117.1 | 214.9 | 9.2 | 0.969 | 4197 | 84 | 5 | 50000 | 42745 | Dimmable | Continuous Below 10 | No |  | 4 | 25160 | 117 | 220 | 20 | 0.9 | 4000 | 80
PE9DN6VR | Ascent Battery Supply | WERKER | FIX11969 [Frosted Lens] | Indoor Luminaires | High-Bay | High-Bay Luminaires for Commercial and Industrial Buildings | Standard | TRUE | 12282 | 115.2 | 106.6 | 15.2 | 0.963 | 4092 | 84 | 5 | 50000 | 42745 | Dimmable | Continuous Below 10 | No |  | 4 | 12200 | 115 | 110 | 20 | 0.9 | 4000 | 80
P4PYNHYE | Eaton (formerly Cooper Lighting) | Metalux | HL-8TSNLED-LD4-83SL-LN-UNV-L835-EL14W-CD1-PI2BLK-PI10V-U | Indoor Luminaires | High-Bay | Low-Bay Luminaires for Commercial and Industrial Buildings | Standard | FALSE | [9 empty] | 42744 |  |  | NotYetVerified |  | 3 | 8436.61 | 118.27 | 71.33 | 6.83 | 0.994 | 3500 | 82
PJVS5K9T | Eaton (formerly Cooper Lighting) | Metalux Industrial | ONC-HBLED-LD4-18-W-blank-[Voltages include 120V thru 277V 347V or 480V]-[Emergency Options include blank EL7W or EL14]-L850-ED2-[Options include blank MP or MS]-[All Packaging] | Indoor Luminaires | High-Bay | High-Bay Luminaires for Commercial and Industrial Buildings | Standard | FALSE | [9 empty] | 42744 |  |  | NotYetVerified |  | 3 | 19325.28 | 127.22 | 151.9 | 5.58 | 0.998 | 5000 | 82
PU3XT2XV | Eaton (formerly Cooper Lighting) | Metalux Industrial | ONC-HBLED-LD4-24-W-blank-[Voltages include 120V thru 277V 347V or 480V]-[Emergency Options include blank EL7W or EL14]-L850-ED2-[Options include blank MP or MS]-[All Packaging] | Indoor Luminaires | High-Bay | High-Bay Luminaires for Commercial and Industrial Buildings | Standard | FALSE | [9 empty] | 42744 |  |  | NotYetVerified |  | 3 | 24226.5 | 119.87 | 202.1 | 5.52 | 0.99835 | 5000 | 82
PG946VMU | Eaton (formerly Cooper Lighting) | Metalux | ONC-8TSNLED-LD4-88SL-[Voltages include 120-277V]-[Emergency include blank EL EL10W]-[Wiring include blank PI/CPI]-[Motion Sensors include blank LB- or HB-ERMS360 LB- or HB-MRMS360]-L835-[Driver Types include CD 5LTD]1-[Packaging] | Indoor Luminaires | High-Bay | Low-Bay Luminaires for Commercial and Industrial Buildings | Standard | FALSE | [9 empty] | 42744 |  |  | NotYetVerified |  | 3 | 8890 | 124.62 | 71.33 | 6.83 | 0.994 | 3500 | 82
PHVSY8H9 | Jiangmen Brandon Lighting Co. Limited | Brandon | MX898HLD20014B30[ABCD] | Indoor Luminaires | High-Bay | High-Bay Luminaires for Commercial and Industrial Buildings | Premium | TRUE | 29650 | 150.89 | 196.5 | 7.12 | 0.9636 | 3045 | 79.8 | 5 | 50000 | 42744 | Dimmable | Continuous Below 10 | Yes |  | 4.1 | 33000 | 165 | 200 | 10 | 0.95 | 3000 | 80
PZ6PK4HB | Jiangmen Brandon Lighting Co. Limited | Brandon | MX898HLD20014B50[ABCD] | Indoor Luminaires | High-Bay | High-Bay Luminaires for Commercial and Industrial Buildings | Premium | FALSE | [9 empty] | 42744 | Dimmable | Continuous Below 10 | Yes |  | 4.1 | 33000 | 165 | 200 | 10 | 0.95 | 5000 | 80
PHB6Z7M7 | Jiangmen Brandon Lighting Co. Limited | Brandon | MX898HLD20014B45[ABCD] | Indoor Luminaires | High-Bay | High-Bay Luminaires for Commercial and Industrial Buildings | Premium | FALSE | [9 empty] | 42744 | Dimmable | Continuous Below 10 | Yes |  | 4.1 | 33000 | 165 | 200 | 10 | 0.95 | 4500 | 80
PPT88YW4 | Jiangmen Brandon Lighting Co. Limited | Brandon | MX898HLD20014B40[ABCD] | Indoor Luminaires | High-Bay | High-Bay Luminaires for Commercial and Industrial Buildings | Premium | FALSE | [9 empty] | 42744 | Dimmable | Continuous Below 10 | Yes |  | 4.1 | 33000 | 165 | 200 | 10 | 0.95 | 4000 | 80
PNACSKTN | Jiangmen Brandon Lighting Co. Limited | Brandon | MX898HLD20014B35[ABCD] | Indoor Luminaires | High-Bay | High-Bay Luminaires for Commercial and Industrial Buildings | Premium | FALSE | [9 empty] | 42744 | Dimmable | Continuous Below 10 | Yes |  | 4.1 | 33000 | 165 | 200 | 10 | 0.95 | 3500 | 80
PCYCWNX8 | Jiangmen Brandon Lighting Co. Limited | Brandon | MX898HLD15022B30[ABCD] | Indoor Luminaires | High-Bay | High-Bay Luminaires for Commercial and Industrial Buildings | Premium | TRUE | 22685 | 151.4 | 149.83 | 7.79 | 0.9469 | 3040 | 79.9 | 5 | 50000 | 42744 | Dimmable | Continuous Below 10 | Yes |  | 4.1 | 24750 | 165 | 150 | 10 | 0.95 | 3000 | 80
PCQUYSC8 | Jiangmen Brandon Lighting Co. Limited | Brandon | MX898HLD15022B50[ABCD] | Indoor Luminaires | High-Bay | High-Bay Luminaires for Commercial and Industrial Buildings | Premium | FALSE | [9 empty] | 42744 | Dimmable | Continuous Below 10 | Yes |  | 4.1 | 24750 | 165 | 150 | 10 | 0.95 | 5000 | 80
PBVWM5KV | Jiangmen Brandon Lighting Co. Limited | Brandon | MX898HLD15022B45[ABCD] | Indoor Luminaires | High-Bay | High-Bay Luminaires for Commercial and Industrial Buildings | Premium | FALSE | [9 empty] | 42744 | Dimmable | Continuous Below 10 | Yes |  | 4.1 | 24750 | 165 | 150 | 10 | 0.95 | 4500 | 80
P5A1SQVU | Jiangmen Brandon Lighting Co. Limited | Brandon | MX898HLD15022B40[ABCD] | Indoor Luminaires | High-Bay | High-Bay Luminaires for Commercial and Industrial Buildings | Premium | FALSE | [9 empty] | 42744 | Dimmable | Continuous Below 10 | Yes |  | 4.1 | 24750 | 165 | 150 | 10 | 0.95 | 4000 | 80
PWNSNC7F | Jiangmen Brandon Lighting Co. Limited | Brandon | MX898HLD15022B35[ABCD] | Indoor Luminaires | High-Bay | High-Bay Luminaires for Commercial and Industrial Buildings | Premium | FALSE | [9 empty] | 42744 | Dimmable | Continuous Below 10 | Yes |  | 4.1 | 24750 | 165 | 150 | 10 | 0.95 | 3500 | 80
PNAB2YEV | Shenzhen FYT LED Co. Ltd | FYT LED | HBR-180W-5000K-V | Indoor Luminaires | High-Bay | High-Bay Luminaires for Commercial and Industrial Buildings | Premium | TRUE | 23934.9 | 136.9 | 174.8 | 12.8 | 0.89 | 5084 | 73.5 | 5 | 50000 | 42744 | Not Dimmable | Not Dimmable | No |  | 4.1 | 23800 | 135 | 180 | 20 | 0.9 | 5000 | 70
PGGDQNM3 | Shenzhen FYT LED Co. Ltd | FYT LED | HBR-180W-4500K-V | Indoor Luminaires | High-Bay | High-Bay Luminaires for Commercial and Industrial Buildings | Premium | FALSE | [9 empty] | 42744 | Not Dimmable | Not Dimmable | No |  | 4.1 | 23900 | 135 | 180 | 20 | 0.9 | 4500 | 70
PK757Y2P | Shenzhen FYT LED Co. Ltd | FYT LED | HBR-180W-4000K-V | Indoor Luminaires | High-Bay | High-Bay Luminaires for Commercial and Industrial Buildings | Premium | FALSE | [9 empty] | 42744 | Not Dimmable | Not Dimmable | No |  | 4.1 | 24000 | 135 | 180 | 20 | 0.9 | 4000 | 70
PK8RWVK5 | Shenzhen FYT LED Co. Ltd | FYT LED | HBR-200W-4000K-V | Indoor Luminaires | High-Bay | High-Bay Luminaires for Commercial and Industrial Buildings | Premium | TRUE | 27504.5 | 140.45 | 195.8 | 19 | 0.91 | 4119 | 74.1 | 5 | 50000 | 42744 | Not Dimmable | Not Dimmable | No |  | 4.1 | 28000 | 140 | 200 | 20 | 0.9 | 4000 | 70
PMUVK3Z5 | Shenzhen FYT LED Co. Ltd | FYT LED | HBR-200W-5000K-V | Indoor Luminaires | High-Bay | High-Bay Luminaires for Commercial and Industrial Buildings | Premium | FALSE | [9 empty] | 42744 | Not Dimmable | Not Dimmable | No |  | 4.1 | 30000 | 145 | 200 | 20 | 0.9 | 5000 | 70
PBTS57P4 | Shenzhen FYT LED Co. Ltd | FYT LED | HBR-200W-4500K-V | Indoor Luminaires | High-Bay | High-Bay Luminaires for Commercial and Industrial Buildings | Premium | FALSE | [9 empty] | 42744 | Not Dimmable | Not Dimmable | No |  | 4.1 | 29000 | 142 | 200 | 20 | 0.9 | 4500 | 70
PYJJ8VMW | Shenzhen FYT LED Co. Ltd | FYT LED | HBR-240W-4000K-V | Indoor Luminaires | High-Bay | High-Bay Luminaires for Commercial and Industrial Buildings | Premium | TRUE | 32351.8 | 134.4 | 240.7 | 16 | 0.935 | 4132 | 74.1 | 5 | 50000 | 42744 | Not Dimmable | Not Dimmable | No |  | 4.1 | 32000 | 135 | 240 | 20 | 0.9 | 4000 | 70
P8QY8XHM | Shenzhen FYT LED Co. Ltd | FYT LED | HBR-240W-5000K-V | Indoor Luminaires | High-Bay | High-Bay Luminaires for Commercial and Industrial Buildings | Premium | FALSE | [9 empty] | 42744 | Not Dimmable | Not Dimmable | No |  | 4.1 | 33000 | 137 | 240 | 20 | 0.9 | 5000 | 70
PZXCPC9P | Shenzhen FYT LED Co. Ltd | FYT LED | HBR-240W-4500K-V | Indoor Luminaires | High-Bay | High-Bay Luminaires for Commercial and Industrial Buildings | Premium | FALSE | [9 empty] | 42744 | Not Dimmable | Not Dimmable | No |  | 4.1 | 32500 | 136 | 240 | 20 | 0.9 | 4500 | 70
P3GDGC5C | Shenzhen FYT LED Co. Ltd | FYT LED | T10B-80W-5000K-V | Indoor Luminaires | High-Bay | High-Bay Luminaires for Commercial and Industrial Buildings | Premium | TRUE | 11081.5 | 139 | 79.72 | 24.3 | 0.882 | 5213 | 84.6 | 5 | 50000 | 42744 | Not Dimmable | Not Dimmable | No |  | 4.1 | 11000 | 140 | 80 | 20 | 0.9 | 5000 | 80
P4XX2WPC | Shenzhen FYT LED Co. Ltd | FYT LED | T10B-80W-4500K-V | Indoor Luminaires | High-Bay | High-Bay Luminaires for Commercial and Industrial Buildings | Premium | FALSE | [9 empty] | 42744 | Not Dimmable | Not Dimmable | No |  | 4.1 | 11200 | 142 | 80 | 20 | 0.9 | 4500 | 80
P8R8G87M | Shenzhen FYT LED Co. Ltd | FYT LED | T10B-80W-4000K-V | Indoor Luminaires | High-Bay | High-Bay Luminaires for Commercial and Industrial Buildings | Premium | FALSE | [9 empty] | 42744 | Not Dimmable | Not Dimmable | No |  | 4.1 | 11500 | 145 | 80 | 20 | 0.9 | 4000 | 80
P8KTP6CX | Shenzhen FYT LED Co. Ltd | FYT LED | T10B-120W-5000K-V | Indoor Luminaires | High-Bay | High-Bay Luminaires for Commercial and Industrial Buildings | Premium | TRUE | 16626.1 | 139.64 | 119.1 | 12.2 | 0.941 | 5200 | 84.7 | 5 | 50000 | 42744 | Not Dimmable | Not Dimmable | No |  | 4.1 | 16500 | 138 | 120 | 20 | 0.9 | 5000 | 80
PZNRK21W | Shenzhen FYT LED Co. Ltd | FYT LED | T10B-120W-4500K-V | Indoor Luminaires | High-Bay | High-Bay Luminaires for Commercial and Industrial Buildings | Premium | FALSE | [9 empty] | 42744 | Not Dimmable | Not Dimmable | No |  | 4.1 | 17000 | 140 | 120 | 20 | 0.9 | 4500 | 80
P4RYU4DX | Shenzhen FYT LED Co. Ltd | FYT LED | T10B-120W-4000K-V | Indoor Luminaires | High-Bay | High-Bay Luminaires for Commercial and Industrial Buildings | Premium | FALSE | [9 empty] | 42744 | Not Dimmable | Not Dimmable | No |  | 4.1 | 17500 | 142 | 120 | 20 | 0.9 | 4000 | 80
P1E6RJ58 | Aurora Lighting Inc. | Ostia | AR-HB1002A/40 | Indoor Luminaires | High-Bay | High-Bay Luminaires for Commercial and Industrial Buildings | Standard | TRUE | 10349 | 107.6 | 96.18 | 14.83 | 0.9493 | 4005 | 71.2 | 5 | 50000 | 42741 |  |  | No |  | 3.1 | 10900 | 109 | 100 | 14.83 | 0.95 | 4000 | 70
PHXSZ42K | Aurora Lighting Inc. | Ostia | AR-HB2302A/60 | Indoor Luminaires | High-Bay | High-Bay Luminaires for Commercial and Industrial Buildings | Standard | FALSE | [9 empty] | 42741 |  |  | No |  | 3.1 | 28980 | 126 | 230 | 9.35 | 0.95 | 5700 | 70
P7YEU56T | Aurora Lighting Inc. | Ostia | AR-HB2002A/60 | Indoor Luminaires | High-Bay | High-Bay Luminaires for Commercial and Industrial Buildings | Standard | FALSE | [9 empty] | 42741 |  |  | No |  | 3.1 | 23000 | 115 | 200 | 9.24 | 0.95 | 5700 | 70
P698B8CG | Aurora Lighting Inc. | Ostia | AR-HB1602A/60 | Indoor Luminaires | High-Bay | High-Bay Luminaires for Commercial and Industrial Buildings | Standard | FALSE | [9 empty] | 42741 |  |  | No |  | 3.1 | 19680 | 123 | 160 | 7.57 | 0.95 | 5700 | 70
PCMDC5AK | Aurora Lighting Inc. | Ostia | AR-HB2302A/50 | Indoor Luminaires | High-Bay | High-Bay Luminaires for Commercial and Industrial Buildings | Standard | FALSE | [9 empty] | 42741 |  |  | No |  | 3.1 | 28520 | 124 | 230 | 9.35 | 0.95 | 5000 | 70
PXJFNWKD | Aurora Lighting Inc. | Ostia | AR-HB2002A/50 | Indoor Luminaires | High-Bay | High-Bay Luminaires for Commercial and Industrial Buildings | Standard | FALSE | [9 empty] | 42741 |  |  | No |  | 3.1 | 23000 | 115 | 200 | 9.24 | 0.95 | 5000 | 70
P79MJBU9 | Aurora Lighting Inc. | Ostia | AR-HB1602A/50 | Indoor Luminaires | High-Bay | High-Bay Luminaires for Commercial and Industrial Buildings | Standard | FALSE | [9 empty] | 42741 |  |  | No |  | 3.1 | 19680 | 123 | 160 | 7.57 | 0.95 | 5000 | 70
PZXTEVH8 | Aurora Lighting Inc. | Ostia | AR-HB2302A/40 | Indoor Luminaires | High-Bay | High-Bay Luminaires for Commercial and Industrial Buildings | Standard | FALSE | [9 empty] | 42741 |  |  | No |  | 3.1 | 28520 | 124 | 230 | 9.35 | 0.95 | 4000 | 70
P28Q199K | Aurora Lighting Inc. | Ostia | AR-HB2002A/40 | Indoor Luminaires | High-Bay | High-Bay Luminaires for Commercial and Industrial Buildings | Standard | FALSE | [9 empty] | 42741 |  |  | No |  | 3.1 | 23000 | 115 | 200 | 9.24 | 0.95 | 4000 | 70
PCGBGZ4B | Aurora Lighting Inc. | Ostia | AR-HB1602A/40 | Indoor Luminaires | High-Bay | High-Bay Luminaires for Commercial and Industrial Buildings | Standard | FALSE | [9 empty] | 42741 |  |  | No |  | 3.1 | 19680 | 123 | 160 | 7.57 | 0.95 | 4000 | 70
P76VXZ1H | Mobern Lighting Co | Mobern Lighting | LSAR48-LED40DMV30 | Indoor Luminaires | High-Bay | Low-Bay Luminaires for Commercial and Industrial Buildings | Premium | TRUE | 5122.3 | 128.03 | 40.01 | 18.34 | 0.9 | 2996 | 82.4 | 5 | 50000 | 42741 |  |  | No | Update rated power to match test data | 4 | 5122.3 | 132 | 40.5 | 20 | 0.9 | 3000 | 82.1
PDF694NX | Mobern Lighting Co | Mobern Lighting | LSAR96-LED68DMV50 | Indoor Luminaires | High-Bay | Low-Bay Luminaires for Commercial and Industrial Buildings | Premium | FALSE | [9 empty] | 42741 |  |  | No |  | 4 | 9520 | 140 | 68 | 20 | 0.9 | 5000 | 82.1
PKRPB5CM | Mobern Lighting Co | Mobern Lighting | LSAR96-LED60DMV50 | Indoor Luminaires | High-Bay | Low-Bay Luminaires for Commercial and Industrial Buildings | Premium | FALSE | [9 empty] | 42741 |  |  | No |  | 4 | 8400 | 140 | 60 | 20 | 0.9 | 5000 | 82.1
PR9ZYDN3 | Mobern Lighting Co | Mobern Lighting | LSAR96-LED68DMV40 | Indoor Luminaires | High-Bay | Low-Bay Luminaires for Commercial and Industrial Buildings | Premium | FALSE | [9 empty] | 42741 |  |  | No |  | 4 | 9384 | 138 | 68 | 20 | 0.9 | 4000 | 82.1
P72JTP2B | Mobern Lighting Co | Mobern Lighting | LSAR96-LED60DMV40 | Indoor Luminaires | High-Bay | Low-Bay Luminaires for Commercial and Industrial Buildings | Premium | FALSE | [9 empty] | 42741 |  |  | No |  | 4 | 8280 | 138 | 60 | 20 | 0.9 | 4000 | 82.1
P8A6YXD5 | Mobern Lighting Co | Mobern Lighting | LSAR96-LED68DMV35 | Indoor Luminaires | High-Bay | Low-Bay Luminaires for Commercial and Industrial Buildings | Premium | FALSE | [9 empty] | 42741 |  |  | No |  | 4 | 9316 | 137 | 68 | 20 | 0.9 | 3500 | 82.1
PU292B4T | Mobern Lighting Co | Mobern Lighting | LSAR96-LED60DMV35 | Indoor Luminaires | High-Bay | Low-Bay Luminaires for Commercial and Industrial Buildings | Premium | FALSE | [9 empty] | 42741 |  |  | No |  | 4 | 8220 | 137 | 60 | 20 | 0.9 | 3500 | 82.1
P7RD4JGB | Mobern Lighting Co | Mobern Lighting | LSAR96-LED68DMV30 | Indoor Luminaires | High-Bay | Low-Bay Luminaires for Commercial and Industrial Buildings | Premium | FALSE | [9 empty] | 42741 |  |  | No |  | 4 | 9010 | 132.5 | 68 | 20 | 0.9 | 3000 | 82.2
PVZSU8UD | Hubbell Lighting | Hubbell Industrial | HHH-4K-LB-LO-N-X-ND-Y-XX-YY (X=U 1 2 3 4; Y=W XX=A2 AC YY=GR WH) | Indoor Luminaires | High-Bay | High-Bay Luminaires for Commercial and Industrial Buildings | Standard | TRUE | 12786 | 118.06 | 108.3 | 15 | 0.959 | 4000 | 82 | 5 | 50000 | 42741 | Not Dimmable | Not Dimmable | No |  | 4.1 | 12785.72 | 118.06 | 108.3 | 15 | 0.96 | 4000 | 83
PSSBDDKF | Hubbell Lighting | Hubbell Industrial | HHH-5K-HB-HO-D-X-ND-Y-XX-YY (X=U 1 2 3 4; Y=W XX=A2 AC YY=GR WH) | Indoor Luminaires | High-Bay | High-Bay Luminaires for Commercial and Industrial Buildings | Standard | TRUE | 48824 | 113 | 432 | 15.6 | 0.957 | 5012 | 83 | 5 | 50000 | 42741 | Not Dimmable | Not Dimmable | No |  | 4.1 | 48824 | 113.02 | 432 | 15.6 | 0.96 | 5012 | 83
P914FT1K | Hubbell Lighting | Hubbell Industrial | HHH-5K-HB-MO-(blank)-X-ND-Y-XX-YY (X=U 1 2 3 4; Y=W XX=A2 AC YY=GR WH) | Indoor Luminaires | High-Bay | High-Bay Luminaires for Commercial and Industrial Buildings | Standard | FALSE | [9 empty] | 42741 | Not Dimmable | Not Dimmable | No |  | 4.1 | 44919 | 139.07 | 323 | 15.4 | 0.96 | 5066 | 84
P6FJSCNC | Hubbell Lighting | Hubbell Industrial | HHH-5K-HB-MO-(blank)-X-CD-Y-XX-YY (X=U 1 2 3 4; Y=W XX=A2 AC YY=GR WH) | Indoor Luminaires | High-Bay | High-Bay Luminaires for Commercial and Industrial Buildings | Standard | FALSE | [9 empty] | 42741 | Dimmable | Continuous Below 10 | No |  | 4.1 | 44919 | 139.07 | 323 | 15.4 | 0.96 | 5066 | 84
PJAXPNRS | Hubbell Lighting | Hubbell Industrial | HHH-5K-HB-LO-(blank)-X-ND-Y-XX-YY (X=U 1 2 3 4; Y=W XX=A2 AC YY=GR WH) | Indoor Luminaires | High-Bay | High-Bay Luminaires for Commercial and Industrial Buildings | Standard | FALSE | [9 empty] | 42741 | Not Dimmable | Not Dimmable | No |  | 4.1 | 29791 | 139.21 | 214 | 15.8 | 0.96 | 5062 | 84
PQAQGH7M | Hubbell Lighting | Hubbell Industrial | HHH-5K-HB-LO-(blank)-X-CD-Y-XX-YY (X=U 1 2 3 4; Y=W XX=A2 AC YY=GR WH) | Indoor Luminaires | High-Bay | High-Bay Luminaires for Commercial and Industrial Buildings | Standard | FALSE | [9 empty] | 42741 | Dimmable | Continuous Below 10 | No |  | 4.1 | 29791 | 139.21 | 214 | 15.8 | 0.96 | 5062 | 84
PWU7GHSS | Hubbell Lighting | Hubbell Industrial | HHH-5K-HB-LO-N-X-ND-Y-XX-YY (X=U 1 2 3 4; Y=W XX=A2 AC YY=GR WH) | Indoor Luminaires | High-Bay | High-Bay Luminaires for Commercial and Industrial Buildings | Standard | FALSE | [9 empty] | 42741 | Not Dimmable | Not Dimmable | No |  | 4.1 | 27137 | 126.81 | 214 | 15.8 | 0.96 | 5057 | 84
P23WZ4F9 | Hubbell Lighting | Hubbell Industrial | HHH-5K-HB-LO-N-X-CD-Y-XX-YY (X=U 1 2 3 4; Y=W XX=A2 AC YY=GR WH) | Indoor Luminaires | High-Bay | High-Bay Luminaires for Commercial and Industrial Buildings | Standard | FALSE | [9 empty] | 42741 | Dimmable | Continuous Below 10 | No |  | 4.1 | 27137 | 126.81 | 214 | 15.8 | 0.96 | 5057 | 84
P3NS3PGR | Hubbell Lighting | Hubbell Industrial | HHH-5K-HB-MO-M-X-ND-Y-XX-YY (X=U 1 2 3 4; Y=W XX=A2 AC YY=GR WH) | Indoor Luminaires | High-Bay | High-Bay Luminaires for Commercial and Industrial Buildings | Standard | FALSE | [9 empty] | 42741 | Not Dimmable | Not Dimmable | No |  | 4.1 | 43205 | 133.76 | 323 | 15.4 | 0.96 | 5052 | 84
PU5WKECF | Hubbell Lighting | Hubbell Industrial | HHH-5K-HB-MO-W-X-ND-Y-XX-YY (X=U 1 2 3 4; Y=W XX=A2 AC YY=GR WH) | Indoor Luminaires | High-Bay | High-Bay Luminaires for Commercial and Industrial Buildings | Standard | FALSE | [9 empty] | 42741 | Not Dimmable | Not Dimmable | No |  | 4.1 | 41167 | 127.37 | 323.2 | 15.4 | 0.96 | 5052 | 84
PKSKVHXN | Hubbell Lighting | Hubbell Industrial | HHH-5K-HB-MO-M-X-CD-Y-XX-YY (X=U 1 2 3 4; Y=W XX=A2 AC YY=GR WH) | Indoor Luminaires | High-Bay | High-Bay Luminaires for Commercial and Industrial Buildings | Standard | FALSE | [9 empty] | 42741 | Dimmable | Continuous Below 10 | No |  | 4.1 | 43205 | 133.76 | 323 | 15.4 | 0.96 | 5052 | 84
PXAHUB22 | Hubbell Lighting | Hubbell Industrial | HHH-5K-HB-MO-W-X-CD-Y-XX-YY (X=U 1 2 3 4; Y=W XX=A2 AC YY=GR WH) | Indoor Luminaires | High-Bay | High-Bay Luminaires for Commercial and Industrial Buildings | Standard | FALSE | [9 empty] | 42741 | Dimmable | Continuous Below 10 | No |  | 4.1 | 41167 | 127.37 | 323.2 | 15.4 | 0.96 | 5052 | 84
P18RGE4Z | Hubbell Lighting | Hubbell Industrial | HHH-5K-HB-LO-M-X-ND-Y-XX-YY (X=U 1 2 3 4; Y=W XX=A2 AC YY=GR WH) | Indoor Luminaires | High-Bay | High-Bay Luminaires for Commercial and Industrial Buildings | Standard | FALSE | [9 empty] | 42741 | Not Dimmable | Not Dimmable | No |  | 4.1 | 28786 | 133.89 | 215 | 15.8 | 0.96 | 5049 | 84
PQ462E33 | Hubbell Lighting | Hubbell Industrial | HHH-5K-HB-LO-M-X-CD-Y-XX-YY (X=U 1 2 3 4; Y=W XX=A2 AC YY=GR WH) | Indoor Luminaires | High-Bay | High-Bay Luminaires for Commercial and Industrial Buildings | Standard | FALSE | [9 empty] | 42741 | Dimmable | Continuous Below 10 | No |  | 4.1 | 28786 | 133.89 | 215 | 15.8 | 0.96 | 5049 | 84
PF6QAYX3 | Hubbell Lighting | Hubbell Industrial | HHH-5K-HB-MO-N-X-ND-Y-XX-YY (X=U 1 2 3 4; Y=W XX=A2 AC YY=GR WH) | Indoor Luminaires | High-Bay | High-Bay Luminaires for Commercial and Industrial Buildings | Standard | FALSE | [9 empty] | 42741 | Not Dimmable | Not Dimmable | No |  | 4.1 | 40664 | 125.89 | 323 | 15.4 | 0.96 | 5046 | 84
P56DRGZ3 | Hubbell Lighting | Hubbell Industrial | HHH-5K-HB-MO-N-X-CD-Y-XX-YY (X=U 1 2 3 4; Y=W XX=A2 AC YY=GR WH) | Indoor Luminaires | High-Bay | High-Bay Luminaires for Commercial and Industrial Buildings | Standard | FALSE | [9 empty] | 42741 | Dimmable | Continuous Below 10 | No |  | 4.1 | 40664 | 125.89 | 323 | 15.4 | 0.96 | 5046 | 84
PUM5SUTW | Hubbell Lighting | Hubbell Industrial | HHH-5K-HB-LO-W-X-ND-Y-XX-YY (X=U 1 2 3 4; Y=W XX=A2 AC YY=GR WH) | Indoor Luminaires | High-Bay | High-Bay Luminaires for Commercial and Industrial Buildings | Standard | FALSE | [9 empty] | 42741 | Not Dimmable | Not Dimmable | No |  | 4.1 | 27572 | 128.72 | 214.2 | 15.8 | 0.96 | 5044 | 84
P4U8SQHS | Hubbell Lighting | Hubbell Industrial | HHH-5K-HB-LO-W-X-CD-Y-XX-YY (X=U 1 2 3 4; Y=W XX=A2 AC YY=GR WH) | Indoor Luminaires | High-Bay | High-Bay Luminaires for Commercial and Industrial Buildings | Standard | FALSE | [9 empty] | 42741 | Dimmable | Continuous Below 10 | No |  | 4.1 | 27572 | 128.72 | 214.2 | 15.8 | 0.96 | 5044 | 84
P5TTDTSX | Hubbell Lighting | Hubbell Industrial | HHH-5K-LB-MO-D-X-ND-Y-XX-YY (X=U 1 2 3 4; Y=W XX=A2 AC YY=GR WH) | Indoor Luminaires | High-Bay | High-Bay Luminaires for Commercial and Industrial Buildings | Standard | FALSE | [9 empty] | 42741 | Not Dimmable | Not Dimmable | No |  | 4.1 | 20820 | 161.65 | 128.8 | 13.4 | 0.97 | 5040 | 83
P3HAPJFJ | Hubbell Lighting | Hubbell Industrial | HHH-5K-LB-MO-D-X-CD-Y-XX-YY (X=U 1 2 3 4; Y=W XX=A2 AC YY=GR WH) | Indoor Luminaires | High-Bay | High-Bay Luminaires for Commercial and Industrial Buildings | Standard | FALSE | [9 empty] | 42741 | Dimmable | Continuous Below 10 | No |  | 4.1 | 20820 | 161.65 | 128.8 | 13.4 | 0.97 | 5040 | 83
PS5TJDJ6 | Hubbell Lighting | Hubbell Industrial | HHH-5K-HB-HO-N-X-ND-Y-XX-YY (X=U 1 2 3 4; Y=W XX=A2 AC YY=GR WH) | Indoor Luminaires | High-Bay | High-Bay Luminaires for Commercial and Industrial Buildings | Standard | FALSE | [9 empty] | 42741 | Not Dimmable | Not Dimmable | No |  | 4.1 | 54038 | 125.41 | 430.9 | 15.9 | 0.96 | 5037 | 83
PWPJX9BH | Hubbell Lighting | Hubbell Industrial | HHH-5K-LB-LO-D-X-ND-Y-XX-YY (X=U 1 2 3 4; Y=W XX=A2 AC YY=GR WH) | Indoor Luminaires | High-Bay | High-Bay Luminaires for Commercial and Industrial Buildings | Standard | FALSE | [9 empty] | 42741 | Not Dimmable | Not Dimmable | No |  | 4.1 | 14279 | 131.85 | 108.3 | 15.4 | 0.96 | 5037 | 83
PYW4UWNZ | Hubbell Lighting | Hubbell Industrial | HHH-5K-HB-HO-N-X-CD-Y-XX-YY (X=U 1 2 3 4; Y=W XX=A2 AC YY=GR WH) | Indoor Luminaires | High-Bay | High-Bay Luminaires for Commercial and Industrial Buildings | Standard | FALSE | [9 empty] | 42741 | Dimmable | Continuous Below 10 | No |  | 4.1 | 54038 | 125.41 | 430.9 | 15.9 | 0.96 | 5037 | 83
P17A8C4Z | Hubbell Lighting | Hubbell Industrial | HHH-5K-LB-LO-D-X-CD-Y-XX-YY (X=U 1 2 3 4; Y=W XX=A2 AC YY=GR WH) | Indoor Luminaires | High-Bay | High-Bay Luminaires for Commercial and Industrial Buildings | Standard | FALSE | [9 empty] | 42741 | Dimmable | Continuous Below 10 | No |  | 4.1 | 14279 | 131.85 | 108.3 | 15.4 | 0.96 | 5037 | 83
P6B99X4B | Hubbell Lighting | Hubbell Industrial | HHH-5K-HB-HO-(blank)-X-ND-Y-XX-YY (X=U 1 2 3 4; Y=W XX=A2 AC YY=GR WH) | Indoor Luminaires | High-Bay | High-Bay Luminaires for Commercial and Industrial Buildings | Standard | FALSE | [9 empty] | 42741 | Not Dimmable | Not Dimmable | No |  | 4.1 | 59632 | 136.96 | 435.4 | 15.4 | 0.96 | 5036 | 83
PATB69PR | Hubbell Lighting | Hubbell Industrial | HHH-5K-HB-HO-(blank)-X-CD-Y-XX-YY (X=U 1 2 3 4; Y=W XX=A2 AC YY=GR WH) | Indoor Luminaires | High-Bay | High-Bay Luminaires for Commercial and Industrial Buildings | Standard | FALSE | [9 empty] | 42741 | Dimmable | Continuous Below 10 | No |  | 4.1 | 59632 | 136.96 | 435.4 | 15.4 | 0.96 | 5036 | 83
PXWZWMC4 | Hubbell Lighting | Hubbell Industrial | HHH-5K-HB-MO-D-X-ND-Y-XX-YY (X=U 1 2 3 4; Y=W XX=A2 AC YY=GR WH) | Indoor Luminaires | High-Bay | High-Bay Luminaires for Commercial and Industrial Buildings | Standard | FALSE | [9 empty] | 42741 | Not Dimmable | Not Dimmable | No |  | 4.1 | 36685 | 113.93 | 322 | 15.4 | 0.96 | 5027 | 83
PK7J1UMD | Hubbell Lighting | Hubbell Industrial | HHH-5K-HB-MO-D-X-CD-Y-XX-YY (X=U 1 2 3 4; Y=W XX=A2 AC YY=GR WH) | Indoor Luminaires | High-Bay | High-Bay Luminaires for Commercial and Industrial Buildings | Standard | FALSE | [9 empty] | 42741 | Dimmable | Continuous Below 10 | No |  | 4.1 | 36685 | 113.93 | 322 | 15.4 | 0.96 | 5027 | 83
P16F5EH7 | Hubbell Lighting | Hubbell Industrial | HHH-5K-LB-LO-(blank)-X-ND-Y-XX-YY (X=U 1 2 3 4; Y=W XX=A2 AC YY=GR WH) | Indoor Luminaires | High-Bay | High-Bay Luminaires for Commercial and Industrial Buildings | Standard | FALSE | [9 empty] | 42741 | Not Dimmable | Not Dimmable | No |  | 4.1 | 15268 | 140.85 | 108.4 | 15.4 | 0.96 | 5019 | 83
PFJHNFBZ | Hubbell Lighting | Hubbell Industrial | HHH-5K-LB-LO-(blank)-X-CD-Y-XX-YY (X=U 1 2 3 4; Y=W XX=A2 AC YY=GR WH) | Indoor Luminaires | High-Bay | High-Bay Luminaires for Commercial and Industrial Buildings | Standard | FALSE | [9 empty] | 42741 | Dimmable | Continuous Below 10 | No |  | 4.1 | 15268 | 140.85 | 108.4 | 15.4 | 0.96 | 5019 | 83
P9G5PVBT | Hubbell Lighting | Hubbell Industrial | HHH-5K-LB-HO-D-X-ND-Y-XX-YY (X=U 1 2 3 4; Y=W XX=A2 AC YY=GR WH) | Indoor Luminaires | High-Bay | High-Bay Luminaires for Commercial and Industrial Buildings | Standard | FALSE | [9 empty] | 42741 | Not Dimmable | Not Dimmable | No |  | 4.1 | 27918 | 130.09 | 214.6 | 15.4 | 0.96 | 5016 | 83
P55X91FC | Hubbell Lighting | Hubbell Industrial | HHH-5K-LB-HO-D-X-CD-Y-XX-YY (X=U 1 2 3 4; Y=W XX=A2 AC YY=GR WH) | Indoor Luminaires | High-Bay | High-Bay Luminaires for Commercial and Industrial Buildings | Standard | FALSE | [9 empty] | 42741 | Dimmable | Continuous Below 10 | No |  | 4.1 | 27918 | 130.09 | 214.6 | 15.4 | 0.96 | 5016 | 83
P9M6RHPZ | Hubbell Lighting | Hubbell Industrial | HHH-5K-LB-LO-M-X-ND-Y-XX-YY (X=U 1 2 3 4; Y=W XX=A2 AC YY=GR WH) | Indoor Luminaires | High-Bay | High-Bay Luminaires for Commercial and Industrial Buildings | Standard | FALSE | [9 empty] | 42741 | Not Dimmable | Not Dimmable | No |  | 4.1 | 14764 | 136.2 | 108.4 | 15.4 | 0.96 | 5015 | 83
PHZ2W4Y3 | Hubbell Lighting | Hubbell Industrial | HHH-5K-LB-LO-M-X-CD-Y-XX-YY (X=U 1 2 3 4; Y=W XX=A2 AC YY=GR WH) | Indoor Luminaires | High-Bay | High-Bay Luminaires for Commercial and Industrial Buildings | Standard | FALSE | [9 empty] | 42741 | Dimmable | Continuous Below 10 | No |  | 4.1 | 14764 | 136.2 | 108.4 | 15.4 | 0.96 | 5015 | 83
PD9EZM8J | Hubbell Lighting | Hubbell Industrial | HHH-5K-HB-HO-W-X-ND-Y-XX-YY (X=U 1 2 3 4; Y=W XX=A2 AC YY=GR WH) | Indoor Luminaires | High-Bay | High-Bay Luminaires for Commercial and Industrial Buildings | Standard | FALSE | [9 empty] | 42741 | Not Dimmable | Not Dimmable | No |  | 4.1 | 54948 | 127.46 | 431.1 | 16.1 | 0.96 | 5014 | 83
PJE3STCZ | Hubbell Lighting | Hubbell Industrial | HHH-5K-HB-HO-W-X-CD-Y-XX-YY (X=U 1 2 3 4; Y=W XX=A2 AC YY=GR WH) | Indoor Luminaires | High-Bay | High-Bay Luminaires for Commercial and Industrial Buildings | Standard | FALSE | [9 empty] | 42741 | Dimmable | Continuous Below 10 | No |  | 4.1 | 54948 | 127.46 | 431.1 | 16.1 | 0.96 | 5014 | 83
P7KSVSP7 | Hubbell Lighting | Hubbell Industrial | HHH-5K-LB-MO-M-X-ND-Y-XX-YY (X=U 1 2 3 4; Y=W XX=A2 AC YY=GR WH) | Indoor Luminaires | High-Bay | High-Bay Luminaires for Commercial and Industrial Buildings | Standard | FALSE | [9 empty] | 42741 | Not Dimmable | Not Dimmable | No |  | 4.1 | 21814 | 134.99 | 161.6 | 13.4 | 0.97 | 5012 | 83
PRBBF5VX | Hubbell Lighting | Hubbell Industrial | HHH-5K-HB-HO-D-X-CD-Y-XX-YY (X=U 1 2 3 4; Y=W XX=A2 AC YY=GR WH) | Indoor Luminaires | High-Bay | High-Bay Luminaires for Commercial and Industrial Buildings | Standard | FALSE | [9 empty] | 42741 | Dimmable | Continuous Below 10 | No |  | 4.1 | 48824 | 113.02 | 432 | 15.6 | 0.96 | 5012 | 83
PE9P3WTK | Hubbell Lighting | Hubbell Industrial | HHH-5K-LB-MO-M-X-CD-Y-XX-YY (X=U 1 2 3 4; Y=W XX=A2 AC YY=GR WH) | Indoor Luminaires | High-Bay | High-Bay Luminaires for Commercial and Industrial Buildings | Standard | FALSE | [9 empty] | 42741 | Dimmable | Continuous Below 10 | No |  | 4.1 | 21814 | 134.99 | 161.6 | 13.4 | 0.97 | 5012 | 83
P9M6J1N5 | Hubbell Lighting | Hubbell Industrial | HHH-5K-LB-LO-N-X-ND-Y-XX-YY (X=U 1 2 3 4; Y=W XX=A2 AC YY=GR WH) | Indoor Luminaires | High-Bay | High-Bay Luminaires for Commercial and Industrial Buildings | Standard | FALSE | [9 empty] | 42741 | Not Dimmable | Not Dimmable | No |  | 4.1 | 13914 | 128.48 | 108.3 | 15.4 | 0.96 | 5011 | 83
PARAEAEM | Hubbell Lighting | Hubbell Industrial | HHH-5K-LB-LO-N-X-CD-Y-XX-YY (X=U 1 2 3 4; Y=W XX=A2 AC YY=GR WH) | Indoor Luminaires | High-Bay | High-Bay Luminaires for Commercial and Industrial Buildings | Standard | FALSE | [9 empty] | 42741 | Dimmable | Continuous Below 10 | No |  | 4.1 | 13914 | 128.48 | 108.3 | 15.4 | 0.96 | 5011 | 83
P56R3MTH | Hubbell Lighting | Hubbell Industrial | HHH-5K-HB-HO-M-X-ND-Y-XX-YY (X=U 1 2 3 4; Y=W XX=A2 AC YY=GR WH) | Indoor Luminaires | High-Bay | High-Bay Luminaires for Commercial and Industrial Buildings | Standard | FALSE | [9 empty] | 42741 | Not Dimmable | Not Dimmable | No |  | 4.1 | 57540 | 133.44 | 431.2 | 15.9 | 0.96 | 5010 | 83
PX1G2EC1 | Hubbell Lighting | Hubbell Industrial | HHH-5K-HB-HO-M-X-CD-Y-XX-YY (X=U 1 2 3 4; Y=W XX=A2 AC YY=GR WH) | Indoor Luminaires | High-Bay | High-Bay Luminaires for Commercial and Industrial Buildings | Standard | FALSE | [9 empty] | 42741 | Dimmable | Continuous Below 10 | No |  | 4.1 | 57540 | 133.44 | 431.2 | 15.9 | 0.96 | 5010 | 83
PMX64UA7 | Hubbell Lighting | Hubbell Industrial | HHH-5K-LB-MO-(blank)-X-ND-Y-XX-YY (X=U 1 2 3 4; Y=W XX=A2 AC YY=GR WH) | Indoor Luminaires | High-Bay | High-Bay Luminaires for Commercial and Industrial Buildings | Standard | FALSE | [9 empty] | 42741 | Not Dimmable | Not Dimmable | No |  | 4.1 | 22650 | 140.07 | 161.7 | 13.5 | 0.97 | 5008 | 83
P5FG45VQ | Hubbell Lighting | Hubbell Industrial | HHH-5K-LB-MO-(blank)-X-CD-Y-XX-YY (X=U 1 2 3 4; Y=W XX=A2 AC YY=GR WH) | Indoor Luminaires | High-Bay | High-Bay Luminaires for Commercial and Industrial Buildings | Standard | FALSE | [9 empty] | 42741 | Dimmable | Continuous Below 10 | No |  | 4.1 | 22650 | 140.07 | 161.7 | 13.5 | 0.97 | 5008 | 83
PWG2988Z | Hubbell Lighting | Hubbell Industrial | HHH-5K-LB-LO-W-X-ND-Y-XX-YY (X=U 1 2 3 4; Y=W XX=A2 AC YY=GR WH) | Indoor Luminaires | High-Bay | High-Bay Luminaires for Commercial and Industrial Buildings | Standard | FALSE | [9 empty] | 42741 | Not Dimmable | Not Dimmable | No |  | 4.1 | 14209 | 131.08 | 108.4 | 15.4 | 0.96 | 5005 | 83
PYHBA4YW | Hubbell Lighting | Hubbell Industrial | HHH-5K-LB-LO-W-X-CD-Y-XX-YY (X=U 1 2 3 4; Y=W XX=A2 AC YY=GR WH) | Indoor Luminaires | High-Bay | High-Bay Luminaires for Commercial and Industrial Buildings | Standard | FALSE | [9 empty] | 42741 | Dimmable | Continuous Below 10 | No |  | 4.1 | 14209 | 131.08 | 108.4 | 15.4 | 0.96 | 5005 | 83
P3DTER4W | Hubbell Lighting | Hubbell Industrial | HHH-5K-LB-MO-N-X-ND-Y-XX-YY (X=U 1 2 3 4; Y=W XX=A2 AC YY=GR WH) | Indoor Luminaires | High-Bay | High-Bay Luminaires for Commercial and Industrial Buildings | Standard | FALSE | [9 empty] | 42741 | Not Dimmable | Not Dimmable | No |  | 4.1 | 20433 | 126.36 | 161.7 | 13.5 | 0.97 | 5004 | 83
PYR1DHBY | Hubbell Lighting | Hubbell Industrial | HHH-5K-LB-MO-N-X-CD-Y-XX-YY (X=U 1 2 3 4; Y=W XX=A2 AC YY=GR WH) | Indoor Luminaires | High-Bay | High-Bay Luminaires for Commercial and Industrial Buildings | Standard | FALSE | [9 empty] | 42741 | Dimmable | Continuous Below 10 | No |  | 4.1 | 20433 | 126.36 | 161.7 | 13.5 | 0.97 | 5004 | 83
PTBMVTU7 | Hubbell Lighting | Hubbell Industrial | HHH-5K-LB-HO-(blank)-X-ND-Y-XX-YY (X=U 1 2 3 4; Y=W XX=A2 AC YY=GR WH) | Indoor Luminaires | High-Bay | High-Bay Luminaires for Commercial and Industrial Buildings | Standard | FALSE | [9 empty] | 42741 | Not Dimmable | Not Dimmable | No |  | 4.1 | 30226 | 140.13 | 215.7 | 16.1 | 0.96 | 5000 | 83
P1MBZQ3R | Hubbell Lighting | Hubbell Industrial | HHH-5K-LB-HO-(blank)-X-CD-Y-XX-YY (X=U 1 2 3 4; Y=W XX=A2 AC YY=GR WH) | Indoor Luminaires | High-Bay | High-Bay Luminaires for Commercial and Industrial Buildings | Standard | FALSE | [9 empty] | 42741 | Dimmable | Continuous Below 10 | No |  | 4.1 | 30226 | 140.13 | 215.7 | 16.1 | 0.96 | 5000 | 83
PNWTXUV5 | Hubbell Lighting | Hubbell Industrial | HHH-5K-LB-HO-M-X-ND-Y-XX-YY (X=U 1 2 3 4; Y=W XX=A2 AC YY=GR WH) | Indoor Luminaires | High-Bay | High-Bay Luminaires for Commercial and Industrial Buildings | Standard | FALSE | [9 empty] | 42741 | Not Dimmable | Not Dimmable | No |  | 4.1 | 29153 | 135.34 | 215.4 | 15.5 | 0.96 | 4997 | 83
P5PDE1Y3 | Hubbell Lighting | Hubbell Industrial | HHH-5K-LB-MO-W-X-ND-Y-XX-YY (X=U 1 2 3 4; Y=W XX=A2 AC YY=GR WH) | Indoor Luminaires | High-Bay | High-Bay Luminaires for Commercial and Industrial Buildings | Standard | FALSE | [9 empty] | 42741 | Not Dimmable | Not Dimmable | No |  | 4.1 | 20787 | 128.63 | 161.6 | 13.4 | 0.97 | 4997 | 83
P8CYNKWF | Hubbell Lighting | Hubbell Industrial | HHH-5K-LB-HO-M-X-CD-Y-XX-YY (X=U 1 2 3 4; Y=W XX=A2 AC YY=GR WH) | Indoor Luminaires | High-Bay | High-Bay Luminaires for Commercial and Industrial Buildings | Standard | FALSE | [9 empty] | 42741 | Dimmable | Continuous Below 10 | No |  | 4.1 | 29153 | 135.34 | 215.4 | 15.5 | 0.96 | 4997 | 83
PQY8NJTV | Hubbell Lighting | Hubbell Industrial | HHH-5K-LB-MO-W-X-CD-Y-XX-YY (X=U 1 2 3 4; Y=W XX=A2 AC YY=GR WH) | Indoor Luminaires | High-Bay | High-Bay Luminaires for Commercial and Industrial Buildings | Standard | FALSE | [9 empty] | 42741 | Dimmable | Continuous Below 10 | No |  | 4.1 | 20787 | 128.63 | 161.6 | 13.4 | 0.97 | 4997 | 83
PR7ETQJA | Hubbell Lighting | Hubbell Industrial | HHH-5K-LB-HO-N-X-ND-Y-XX-YY (X=U 1 2 3 4; Y=W XX=A2 AC YY=GR WH) | Indoor Luminaires | High-Bay | High-Bay Luminaires for Commercial and Industrial Buildings | Standard | FALSE | [9 empty] | 42741 | Not Dimmable | Not Dimmable | No |  | 4.1 | 27344 | 126.95 | 215.4 | 15.3 | 0.96 | 4996 | 83
P3BWCTYJ | Hubbell Lighting | Hubbell Industrial | HHH-5K-LB-HO-N-X-CD-Y-XX-YY (X=U 1 2 3 4; Y=W XX=A2 AC YY=GR WH) | Indoor Luminaires | High-Bay | High-Bay Luminaires for Commercial and Industrial Buildings | Standard | FALSE | [9 empty] | 42741 | Dimmable | Continuous Below 10 | No |  | 4.1 | 27344 | 126.95 | 215.4 | 15.3 | 0.96 | 4996 | 83
P75UFMRA | Hubbell Lighting | Hubbell Industrial | HHH-5K-LB-HO-W-X-ND-Y-XX-YY (X=U 1 2 3 4; Y=W XX=A2 AC YY=GR WH) | Indoor Luminaires | High-Bay | High-Bay Luminaires for Commercial and Industrial Buildings | Standard | FALSE | [9 empty] | 42741 | Not Dimmable | Not Dimmable | No |  | 4.1 | 27807 | 129.03 | 215.5 | 15.2 | 0.96 | 4992 | 83
P2Y4RUSP | Hubbell Lighting | Hubbell Industrial | HHH-5K-LB-HO-W-X-CD-Y-XX-YY (X=U 1 2 3 4; Y=W XX=A2 AC YY=GR WH) | Indoor Luminaires | High-Bay | High-Bay Luminaires for Commercial and Industrial Buildings | Standard | FALSE | [9 empty] | 42741 | Dimmable | Continuous Below 10 | No |  | 4.1 | 27807 | 129.03 | 215.5 | 15.2 | 0.96 | 4992 | 83
P8X5A3QM | Hubbell Lighting | Hubbell Industrial | HHH-4K-HB-HO-(blank)-X-ND-Y-XX-YY (X=U 1 2 3 4; Y=W XX=A2 AC YY=GR WH) | Indoor Luminaires | High-Bay | High-Bay Luminaires for Commercial and Industrial Buildings | Standard | FALSE | [9 empty] | 42741 | Not Dimmable | Not Dimmable | No |  | 4.1 | 54770.76 | 125.79 | 435.4 | 15 | 0.96 | 4000 | 83
PJANAYA9 | Hubbell Lighting | Hubbell Industrial | HHH-4K-HB-HO-M-X-ND-Y-XX-YY (X=U 1 2 3 4; Y=W XX=A2 AC YY=GR WH) | Indoor Luminaires | High-Bay | High-Bay Luminaires for Commercial and Industrial Buildings | Standard | FALSE | [9 empty] | 42741 | Not Dimmable | Not Dimmable | No |  | 4.1 | 52850.54 | 122.57 | 431.2 | 15 | 0.96 | 4000 | 83
PKHDRMPX | Hubbell Lighting | Hubbell Industrial | HHH-4K-HB-HO-W-X-ND-Y-XX-YY (X=U 1 2 3 4; Y=W XX=A2 AC YY=GR WH) | Indoor Luminaires | High-Bay | High-Bay Luminaires for Commercial and Industrial Buildings | Standard | FALSE | [9 empty] | 42741 | Not Dimmable | Not Dimmable | No |  | 4.1 | 50459.75 | 117.05 | 431.1 | 15 | 0.96 | 4000 | 83
PEJD2MSZ | Hubbell Lighting | Hubbell Industrial | HHH-4K-HB-HO-N-X-ND-Y-XX-YY (X=U 1 2 3 4; Y=W XX=A2 AC YY=GR WH) | Indoor Luminaires | High-Bay | High-Bay Luminaires for Commercial and Industrial Buildings | Standard | FALSE | [9 empty] | 42741 | Not Dimmable | Not Dimmable | No |  | 4.1 | 49656.88 | 115.24 | 430.9 | 15 | 0.96 | 4000 | 83
P2MDXPA5 | Hubbell Lighting | Hubbell Industrial | HHH-4K-HB-MO-(blank)-X-ND-Y-XX-YY (X=U 1 2 3 4; Y=W XX=A2 AC YY=GR WH) | Indoor Luminaires | High-Bay | High-Bay Luminaires for Commercial and Industrial Buildings | Standard | FALSE | [9 empty] | 42741 | Not Dimmable | Not Dimmable | No |  | 4.1 | 41257.61 | 127.73 | 323 | 15 | 0.96 | 4000 | 83
P32U1QDJ | Hubbell Lighting | Hubbell Industrial | HHH-4K-HB-MO-M-X-ND-Y-XX-YY (X=U 1 2 3 4; Y=W XX=A2 AC YY=GR WH) | Indoor Luminaires | High-Bay | High-Bay Luminaires for Commercial and Industrial Buildings | Standard | FALSE | [9 empty] | 42741 | Not Dimmable | Not Dimmable | No |  | 4.1 | 39684.16 | 122.86 | 323 | 15 | 0.96 | 4000 | 83
PSGYDE8G | Hubbell Lighting | Hubbell Industrial | HHH-4K-HB-MO-W-X-ND-Y-XX-YY (X=U 1 2 3 4; Y=W XX=A2 AC YY=GR WH) | Indoor Luminaires | High-Bay | High-Bay Luminaires for Commercial and Industrial Buildings | Standard | FALSE | [9 empty] | 42741 | Not Dimmable | Not Dimmable | No |  | 4.1 | 37804.57 | 116.97 | 323.2 | 15 | 0.96 | 4000 | 83
P4518M24 | Hubbell Lighting | Hubbell Industrial | HHH-4K-HB-MO-N-X-ND-Y-XX-YY (X=U 1 2 3 4; Y=W XX=A2 AC YY=GR WH) | Indoor Luminaires | High-Bay | High-Bay Luminaires for Commercial and Industrial Buildings | Standard | FALSE | [9 empty] | 42741 | Not Dimmable | Not Dimmable | No |  | 4.1 | 37366.66 | 115.69 | 323 | 15 | 0.96 | 4000 | 83
P6XK8RZB | Hubbell Lighting | Hubbell Industrial | HHH-4K-LB-HO-(blank)-X-ND-Y-XX-YY (X=U 1 2 3 4; Y=W XX=A2 AC YY=GR WH) | Indoor Luminaires | High-Bay | High-Bay Luminaires for Commercial and Industrial Buildings | Standard | FALSE | [9 empty] | 42741 | Not Dimmable | Not Dimmable | No |  | 4.1 | 27761.96 | 128.71 | 215.7 | 15 | 0.96 | 4000 | 83
PRKHM56S | Hubbell Lighting | Hubbell Industrial | HHH-4K-HB-LO-(blank)-X-ND-Y-XX-YY (X=U 1 2 3 4; Y=W XX=A2 AC YY=GR WH) | Indoor Luminaires | High-Bay | High-Bay Luminaires for Commercial and Industrial Buildings | Standard | FALSE | [9 empty] | 42741 | Not Dimmable | Not Dimmable | No |  | 4.1 | 27362.6 | 127.8 | 214.1 | 15 | 0.96 | 4000 | 83
P4KKM7RM | Hubbell Lighting | Hubbell Industrial | HHH-4K-LB-HO-M-X-ND-Y-XX-YY (X=U 1 2 3 4; Y=W XX=A2 AC YY=GR WH) | Indoor Luminaires | High-Bay | High-Bay Luminaires for Commercial and Industrial Buildings | Standard | FALSE | [9 empty] | 42741 | Not Dimmable | Not Dimmable | No |  | 4.1 | 26777.35 | 124.31 | 215.4 | 15 | 0.96 | 4000 | 83
P2MWWGBU | Hubbell Lighting | Hubbell Industrial | HHH-4K-HB-LO-M-X-ND-Y-XX-YY (X=U 1 2 3 4; Y=W XX=A2 AC YY=GR WH) | Indoor Luminaires | High-Bay | High-Bay Luminaires for Commercial and Industrial Buildings | Standard | FALSE | [9 empty] | 42741 | Not Dimmable | Not Dimmable | No |  | 4.1 | 26440.19 | 123.44 | 214.2 | 15 | 0.96 | 4000 | 83
P6EMKBHV | Hubbell Lighting | Hubbell Industrial | HHH-4K-LB-HO-D-X-ND-Y-XX-YY (X=U 1 2 3 4; Y=W XX=A2 AC YY=GR WH) | Indoor Luminaires | High-Bay | High-Bay Luminaires for Commercial and Industrial Buildings | Standard | FALSE | [9 empty] | 42741 | Not Dimmable | Not Dimmable | No |  | 4.1 | 25641.69 | 119.49 | 214.6 | 15 | 0.96 | 4000 | 83
P7NQ21D6 | Hubbell Lighting | Hubbell Industrial | HHH-4K-LB-HO-W-X-ND-Y-XX-YY (X=U 1 2 3 4; Y=W XX=A2 AC YY=GR WH) | Indoor Luminaires | High-Bay | High-Bay Luminaires for Commercial and Industrial Buildings | Standard | FALSE | [9 empty] | 42741 | Not Dimmable | Not Dimmable | No |  | 4.1 | 25536.2 | 118.5 | 215.5 | 15 | 0.96 | 4000 | 83
PET4CSWQ | Hubbell Lighting | Hubbell Industrial | HHH-4K-HB-LO-W-X-ND-Y-XX-YY (X=U 1 2 3 4; Y=W XX=A2 AC YY=GR WH) | Indoor Luminaires | High-Bay | High-Bay Luminaires for Commercial and Industrial Buildings | Standard | FALSE | [9 empty] | 42741 | Not Dimmable | Not Dimmable | No |  | 4.1 | 25320.02 | 118.21 | 214.2 | 15 | 0.96 | 4000 | 83
PA8F9GHU | Hubbell Lighting | Hubbell Industrial | HHH-4K-LB-HO-N-X-ND-Y-XX-YY (X=U 1 2 3 4; Y=W XX=A2 AC YY=GR WH) | Indoor Luminaires | High-Bay | High-Bay Luminaires for Commercial and Industrial Buildings | Standard | FALSE | [9 empty] | 42741 | Not Dimmable | Not Dimmable | No |  | 4.1 | 25127.38 | 116.65 | 215.4 | 15 | 0.96 | 4000 | 83
PA2M7DFR | Hubbell Lighting | Hubbell Industrial | HHH-4K-HB-LO-N-X-ND-Y-XX-YY (X=U 1 2 3 4; Y=W XX=A2 AC YY=GR WH) | Indoor Luminaires | High-Bay | High-Bay Luminaires for Commercial and Industrial Buildings | Standard | FALSE | [9 empty] | 42741 | Not Dimmable | Not Dimmable | No |  | 4.1 | 24937.17 | 116.42 | 214.2 | 15 | 0.96 | 4000 | 83
PSD253KP | Hubbell Lighting | Hubbell Industrial | HHH-4K-LB-MO-(blank)-X-ND-Y-XX-YY (X=U 1 2 3 4; Y=W XX=A2 AC YY=GR WH) | Indoor Luminaires | High-Bay | High-Bay Luminaires for Commercial and Industrial Buildings | Standard | FALSE | [9 empty] | 42741 | Not Dimmable | Not Dimmable | No |  | 4.1 | 20803.82 | 128.66 | 161.7 | 15 | 0.96 | 4000 | 83
PC95PV1T | Hubbell Lighting | Hubbell Industrial | HHH-4K-LB-MO-M-X-ND-Y-XX-YY (X=U 1 2 3 4; Y=W XX=A2 AC YY=GR WH) | Indoor Luminaires | High-Bay | High-Bay Luminaires for Commercial and Industrial Buildings | Standard | FALSE | [9 empty] | 42741 | Not Dimmable | Not Dimmable | No |  | 4.1 | 20036.39 | 123.99 | 161.6 | 15 | 0.96 | 4000 | 83
PDRP1W5P | Hubbell Lighting | Hubbell Industrial | HHH-4K-LB-MO-D-X-ND-Y-XX-YY (X=U 1 2 3 4; Y=W XX=A2 AC YY=GR WH) | Indoor Luminaires | High-Bay | High-Bay Luminaires for Commercial and Industrial Buildings | Standard | FALSE | [9 empty] | 42741 | Not Dimmable | Not Dimmable | No |  | 4.1 | 19123.2 | 118.26 | 161.7 | 15 | 0.96 | 4000 | 83
PEESKQA5 | Hubbell Lighting | Hubbell Industrial | HHH-4K-LB-MO-W-X-ND-Y-XX-YY (X=U 1 2 3 4; Y=W XX=A2 AC YY=GR WH) | Indoor Luminaires | High-Bay | High-Bay Luminaires for Commercial and Industrial Buildings | Standard | FALSE | [9 empty] | 42741 | Not Dimmable | Not Dimmable | No |  | 4.1 | 19088.97 | 118.12 | 161.6 | 15 | 0.96 | 4000 | 83
PYPXR3T6 | Hubbell Lighting | Hubbell Industrial | HHH-4K-LB-MO-N-X-ND-Y-XX-YY (X=U 1 2 3 4; Y=W XX=A2 AC YY=GR WH) | Indoor Luminaires | High-Bay | High-Bay Luminaires for Commercial and Industrial Buildings | Standard | FALSE | [9 empty] | 42741 | Not Dimmable | Not Dimmable | No |  | 4.1 | 18776.56 | 116.12 | 161.7 | 15 | 0.96 | 4000 | 83
PPQ6MX8R | Hubbell Lighting | Hubbell Industrial | HHH-4K-LB-LO-(blank)-X-ND-Y-XX-YY (X=U 1 2 3 4; Y=W XX=A2 AC YY=GR WH) | Indoor Luminaires | High-Bay | High-Bay Luminaires for Commercial and Industrial Buildings | Standard | FALSE | [9 empty] | 42741 | Not Dimmable | Not Dimmable | No |  | 4.1 | 14023.16 | 129.36 | 108.4 | 15 | 0.96 | 4000 | 83
PKT1A1YC | Hubbell Lighting | Hubbell Industrial | HHH-4K-LB-LO-M-X-ND-Y-XX-YY (X=U 1 2 3 4; Y=W XX=A2 AC YY=GR WH) | Indoor Luminaires | High-Bay | High-Bay Luminaires for Commercial and Industrial Buildings | Standard | FALSE | [9 empty] | 42741 | Not Dimmable | Not Dimmable | No |  | 4.1 | 13561.01 | 125.1 | 108.4 | 15 | 0.96 | 4000 | 83
PRWSYFDM | Hubbell Lighting | Hubbell Industrial | HHH-4K-LB-LO-D-X-ND-Y-XX-YY (X=U 1 2 3 4; Y=W XX=A2 AC YY=GR WH) | Indoor Luminaires | High-Bay | High-Bay Luminaires for Commercial and Industrial Buildings | Standard | FALSE | [9 empty] | 42741 | Not Dimmable | Not Dimmable | No |  | 4.1 | 13114.7 | 121.1 | 108.3 | 15 | 0.96 | 4000 | 83
PT9K6FFN | Hubbell Lighting | Hubbell Industrial | HHH-4K-LB-LO-W-X-ND-Y-XX-YY (X=U 1 2 3 4; Y=W XX=A2 AC YY=GR WH) | Indoor Luminaires | High-Bay | High-Bay Luminaires for Commercial and Industrial Buildings | Standard | FALSE | [9 empty] | 42741 | Not Dimmable | Not Dimmable | No |  | 4.1 | 13048.22 | 120.37 | 108.4 | 15 | 0.96 | 4000 | 83
P8A1SF3P | Hubbell Lighting | Hubbell Industrial | HHH-4K-HB-HO-(blank)-X-CD-Y-XX-YY (X=U 1 2 3 4; Y=W XX=A2 AC YY=GR WH) | Indoor Luminaires | High-Bay | High-Bay Luminaires for Commercial and Industrial Buildings | Standard | FALSE | [9 empty] | 42741 | Dimmable | Continuous Below 10 | No |  | 4.1 | 54770.76 | 125.79 | 435.4 | 15 | 0.96 | 4000 | 83
PHJNHQU1 | Hubbell Lighting | Hubbell Industrial | HHH-4K-HB-HO-M-X-CD-Y-XX-YY (X=U 1 2 3 4; Y=W XX=A2 AC YY=GR WH) | Indoor Luminaires | High-Bay | High-Bay Luminaires for Commercial and Industrial Buildings | Standard | FALSE | [9 empty] | 42741 | Dimmable | Continuous Below 10 | No |  | 4.1 | 52850.54 | 122.57 | 431.2 | 15 | 0.96 | 4000 | 83
P29HR8AX | Hubbell Lighting | Hubbell Industrial | HHH-4K-HB-HO-W-X-CD-Y-XX-YY (X=U 1 2 3 4; Y=W XX=A2 AC YY=GR WH) | Indoor Luminaires | High-Bay | High-Bay Luminaires for Commercial and Industrial Buildings | Standard | FALSE | [9 empty] | 42741 | Dimmable | Continuous Below 10 | No |  | 4.1 | 50459.75 | 117.05 | 431.1 | 15 | 0.96 | 4000 | 83
PFSXYT11 | Hubbell Lighting | Hubbell Industrial | HHH-4K-HB-HO-N-X-CD-Y-XX-YY (X=U 1 2 3 4; Y=W XX=A2 AC YY=GR WH) | Indoor Luminaires | High-Bay | High-Bay Luminaires for Commercial and Industrial Buildings | Standard | FALSE | [9 empty] | 42741 | Dimmable | Continuous Below 10 | No |  | 4.1 | 49656.88 | 115.24 | 430.9 | 15 | 0.96 | 4000 | 83
PAX3H7FD | Hubbell Lighting | Hubbell Industrial | HHH-4K-HB-MO-(blank)-X-CD-Y-XX-YY (X=U 1 2 3 4; Y=W XX=A2 AC YY=GR WH) | Indoor Luminaires | High-Bay | High-Bay Luminaires for Commercial and Industrial Buildings | Standard | FALSE | [9 empty] | 42741 | Dimmable | Continuous Below 10 | No |  | 4.1 | 41257.61 | 127.73 | 323 | 15 | 0.96 | 4000 | 83
PYTEQH7N | Hubbell Lighting | Hubbell Industrial | HHH-4K-HB-MO-M-X-CD-Y-XX-YY (X=U 1 2 3 4; Y=W XX=A2 AC YY=GR WH) | Indoor Luminaires | High-Bay | High-Bay Luminaires for Commercial and Industrial Buildings | Standard | FALSE | [9 empty] | 42741 | Dimmable | Continuous Below 10 | No |  | 4.1 | 39684.16 | 122.86 | 323 | 15 | 0.96 | 4000 | 83
PV5DFY5V | Hubbell Lighting | Hubbell Industrial | HHH-4K-HB-MO-W-X-CD-Y-XX-YY (X=U 1 2 3 4; Y=W XX=A2 AC YY=GR WH) | Indoor Luminaires | High-Bay | High-Bay Luminaires for Commercial and Industrial Buildings | Standard | FALSE | [9 empty] | 42741 | Dimmable | Continuous Below 10 | No |  | 4.1 | 37804.57 | 116.97 | 323.2 | 15 | 0.96 | 4000 | 83
PCETD21X | Hubbell Lighting | Hubbell Industrial | HHH-4K-HB-MO-N-X-CD-Y-XX-YY (X=U 1 2 3 4; Y=W XX=A2 AC YY=GR WH) | Indoor Luminaires | High-Bay | High-Bay Luminaires for Commercial and Industrial Buildings | Standard | FALSE | [9 empty] | 42741 | Dimmable | Continuous Below 10 | No |  | 4.1 | 37366.66 | 115.69 | 323 | 15 | 0.96 | 4000 | 83
PB4UQV51 | Hubbell Lighting | Hubbell Industrial | HHH-4K-LB-HO-(blank)-X-CD-Y-XX-YY (X=U 1 2 3 4; Y=W XX=A2 AC YY=GR WH) | Indoor Luminaires | High-Bay | High-Bay Luminaires for Commercial and Industrial Buildings | Standard | FALSE | [9 empty] | 42741 | Dimmable | Continuous Below 10 | No |  | 4.1 | 27761.96 | 128.71 | 215.7 | 15 | 0.96 | 4000 | 83
PQ4JTBCE | Hubbell Lighting | Hubbell Industrial | HHH-4K-HB-LO-(blank)-X-CD-Y-XX-YY (X=U 1 2 3 4; Y=W XX=A2 AC YY=GR WH) | Indoor Luminaires | High-Bay | High-Bay Luminaires for Commercial and Industrial Buildings | Standard | FALSE | [9 empty] | 42741 | Dimmable | Continuous Below 10 | No |  | 4.1 | 27362.6 | 127.8 | 214.1 | 15 | 0.96 | 4000 | 83
P3GDFSJ3 | Hubbell Lighting | Hubbell Industrial | HHH-4K-LB-HO-M-X-CD-Y-XX-YY (X=U 1 2 3 4; Y=W XX=A2 AC YY=GR WH) | Indoor Luminaires | High-Bay | High-Bay Luminaires for Commercial and Industrial Buildings | Standard | FALSE | [9 empty] | 42741 | Dimmable | Continuous Below 10 | No |  | 4.1 | 26777.35 | 124.31 | 215.4 | 15 | 0.96 | 4000 | 83
PAJ3R34D | Hubbell Lighting | Hubbell Industrial | HHH-4K-HB-LO-M-X-CD-Y-XX-YY (X=U 1 2 3 4; Y=W XX=A2 AC YY=GR WH) | Indoor Luminaires | High-Bay | High-Bay Luminaires for Commercial and Industrial Buildings | Standard | FALSE | [9 empty] | 42741 | Dimmable | Continuous Below 10 | No |  | 4.1 | 26440.19 | 123.44 | 214.2 | 15 | 0.96 | 4000 | 83
PMV6RJKT | Hubbell Lighting | Hubbell Industrial | HHH-4K-LB-HO-D-X-CD-Y-XX-YY (X=U 1 2 3 4; Y=W XX=A2 AC YY=GR WH) | Indoor Luminaires | High-Bay | High-Bay Luminaires for Commercial and Industrial Buildings | Standard | FALSE | [9 empty] | 42741 | Dimmable | Continuous Below 10 | No |  | 4.1 | 25641.69 | 119.49 | 214.6 | 15 | 0.96 | 4000 | 83
PMRRNA1M | Hubbell Lighting | Hubbell Industrial | HHH-4K-LB-HO-W-X-CD-Y-XX-YY (X=U 1 2 3 4; Y=W XX=A2 AC YY=GR WH) | Indoor Luminaires | High-Bay | High-Bay Luminaires for Commercial and Industrial Buildings | Standard | FALSE | [9 empty] | 42741 | Dimmable | Continuous Below 10 | No |  | 4.1 | 25536.2 | 118.5 | 215.5 | 15 | 0.96 | 4000 | 83
PTVJKPWG | Hubbell Lighting | Hubbell Industrial | HHH-4K-HB-LO-W-X-CD-Y-XX-YY (X=U 1 2 3 4; Y=W XX=A2 AC YY=GR WH) | Indoor Luminaires | High-Bay | High-Bay Luminaires for Commercial and Industrial Buildings | Standard | FALSE | [9 empty] | 42741 | Dimmable | Continuous Below 10 | No |  | 4.1 | 25320.02 | 118.21 | 214.2 | 15 | 0.96 | 4000 | 83
PJ562F97 | Hubbell Lighting | Hubbell Industrial | HHH-4K-LB-HO-N-X-CD-Y-XX-YY (X=U 1 2 3 4; Y=W XX=A2 AC YY=GR WH) | Indoor Luminaires | High-Bay | High-Bay Luminaires for Commercial and Industrial Buildings | Standard | FALSE | [9 empty] | 42741 | Dimmable | Continuous Below 10 | No |  | 4.1 | 25127.38 | 116.65 | 215.4 | 15 | 0.96 | 4000 | 83
P26BJHUU | Hubbell Lighting | Hubbell Industrial | HHH-4K-HB-LO-N-X-CD-Y-XX-YY (X=U 1 2 3 4; Y=W XX=A2 AC YY=GR WH) | Indoor Luminaires | High-Bay | High-Bay Luminaires for Commercial and Industrial Buildings | Standard | FALSE | [9 empty] | 42741 | Dimmable | Continuous Below 10 | No |  | 4.1 | 24937.17 | 116.42 | 214.2 | 15 | 0.96 | 4000 | 83
PX3W72AV | Hubbell Lighting | Hubbell Industrial | HHH-4K-LB-MO-(blank)-X-CD-Y-XX-YY (X=U 1 2 3 4; Y=W XX=A2 AC YY=GR WH) | Indoor Luminaires | High-Bay | High-Bay Luminaires for Commercial and Industrial Buildings | Standard | FALSE | [9 empty] | 42741 | Dimmable | Continuous Below 10 | No |  | 4.1 | 20803.82 | 128.66 | 161.7 | 15 | 0.96 | 4000 | 83
P6DH8NRF | Hubbell Lighting | Hubbell Industrial | HHH-4K-LB-MO-M-X-CD-Y-XX-YY (X=U 1 2 3 4; Y=W XX=A2 AC YY=GR WH) | Indoor Luminaires | High-Bay | High-Bay Luminaires for Commercial and Industrial Buildings | Standard | FALSE | [9 empty] | 42741 | Dimmable | Continuous Below 10 | No |  | 4.1 | 20036.39 | 123.99 | 161.6 | 15 | 0.96 | 4000 | 83
PMX3DW5F | Hubbell Lighting | Hubbell Industrial | HHH-4K-LB-MO-D-X-CD-Y-XX-YY (X=U 1 2 3 4; Y=W XX=A2 AC YY=GR WH) | Indoor Luminaires | High-Bay | High-Bay Luminaires for Commercial and Industrial Buildings | Standard | FALSE | [9 empty] | 42741 | Dimmable | Continuous Below 10 | No |  | 4.1 | 19123.2 | 118.26 | 161.7 | 15 | 0.96 | 4000 | 83
PSZVA9GY | Hubbell Lighting | Hubbell Industrial | HHH-4K-LB-MO-W-X-CD-Y-XX-YY (X=U 1 2 3 4; Y=W XX=A2 AC YY=GR WH) | Indoor Luminaires | High-Bay | High-Bay Luminaires for Commercial and Industrial Buildings | Standard | FALSE | [9 empty] | 42741 | Dimmable | Continuous Below 10 | No |  | 4.1 | 19088.97 | 118.12 | 161.6 | 15 | 0.96 | 4000 | 83
PNUWK1QV | Hubbell Lighting | Hubbell Industrial | HHH-4K-LB-MO-N-X-CD-Y-XX-YY (X=U 1 2 3 4; Y=W XX=A2 AC YY=GR WH) | Indoor Luminaires | High-Bay | High-Bay Luminaires for Commercial and Industrial Buildings | Standard | FALSE | [9 empty] | 42741 | Dimmable | Continuous Below 10 | No |  | 4.1 | 18776.56 | 116.12 | 161.7 | 15 | 0.96 | 4000 | 83
PPV553BJ | Hubbell Lighting | Hubbell Industrial | HHH-4K-LB-LO-(blank)-X-CD-Y-XX-YY (X=U 1 2 3 4; Y=W XX=A2 AC YY=GR WH) | Indoor Luminaires | High-Bay | High-Bay Luminaires for Commercial and Industrial Buildings | Standard | FALSE | [9 empty] | 42741 | Dimmable | Continuous Below 10 | No |  | 4.1 | 14023.16 | 129.36 | 108.4 | 15 | 0.96 | 4000 | 83
P5R33MZQ | Hubbell Lighting | Hubbell Industrial | HHH-4K-LB-LO-M-X-CD-Y-XX-YY (X=U 1 2 3 4; Y=W XX=A2 AC YY=GR WH) | Indoor Luminaires | High-Bay | High-Bay Luminaires for Commercial and Industrial Buildings | Standard | FALSE | [9 empty] | 42741 | Dimmable | Continuous Below 10 | No |  | 4.1 | 13561.01 | 125.1 | 108.4 | 15 | 0.96 | 4000 | 83
P12ECEGM | Hubbell Lighting | Hubbell Industrial | HHH-4K-LB-LO-D-X-CD-Y-XX-YY (X=U 1 2 3 4; Y=W XX=A2 AC YY=GR WH) | Indoor Luminaires | High-Bay | High-Bay Luminaires for Commercial and Industrial Buildings | Standard | FALSE | [9 empty] | 42741 | Dimmable | Continuous Below 10 | No |  | 4.1 | 13114.7 | 121.1 | 108.3 | 15 | 0.96 | 4000 | 83
PF3V1K52 | Hubbell Lighting | Hubbell Industrial | HHH-4K-LB-LO-W-X-CD-Y-XX-YY (X=U 1 2 3 4; Y=W XX=A2 AC YY=GR WH) | Indoor Luminaires | High-Bay | High-Bay Luminaires for Commercial and Industrial Buildings | Standard | FALSE | [9 empty] | 42741 | Dimmable | Continuous Below 10 | No |  | 4.1 | 13048.22 | 120.37 | 108.4 | 15 | 0.96 | 4000 | 83
PMJY2GRV | Hubbell Lighting | Hubbell Industrial | HHH-4K-LB-LO-N-X-CD-Y-XX-YY (X=U 1 2 3 4; Y=W XX=A2 AC YY=GR WH) | Indoor Luminaires | High-Bay | High-Bay Luminaires for Commercial and Industrial Buildings | Standard | FALSE | [9 empty] | 42741 | Dimmable | Continuous Below 10 | No |  | 4.1 | 12785.72 | 118.06 | 108.3 | 15 | 0.96 | 4000 | 83
P9A9ZM45 | Aleo Lighting Inc. | aleo | SLB2-140/840/F XE | Indoor Luminaires | High-Bay | High-Bay Luminaires for Commercial and Industrial Buildings | Premium | TRUE | 17463 | 126.84 | 137.68 | 8.1 | 0.9597 | 4006 | 82 | 5 | 50000 | 42740 | Dimmable | Continuous Below 10 | No |  | 4 | 18200 | 130 | 140 | 10 | 0.9 | 4000 | 80
PF3CQC54 | Aleo Lighting Inc. | aleo | SLB4-275/840/F XE | Indoor Luminaires | High-Bay | High-Bay Luminaires for Commercial and Industrial Buildings | Premium | TRUE | 35248.7 | 126.91 | 277.75 | 9.1 | 0.9596 | 4075 | 82.6 | 5 | 50000 | 42740 | Dimmable | Continuous Below 10 | No |  | 4 | 35750 | 130 | 275 | 10 | 0.9 | 4000 | 80
PPR5PKQR | Aleo Lighting Inc. | aleo | SLB2-095/840/F XE | Indoor Luminaires | High-Bay | High-Bay Luminaires for Commercial and Industrial Buildings | Premium | TRUE | 11650.9 | 126.32 | 92.23 | 8.5 | 0.9591 | 3997 | 81.9 | 5 | 50000 | 42740 | Dimmable | Continuous Below 10 | No |  | 4 | 12350 | 130 | 95 | 10 | 0.9 | 4000 | 80
PKJ2A9PQ | Aleo Lighting Inc. | aleo | SLB4-180/840/F XE | Indoor Luminaires | High-Bay | High-Bay Luminaires for Commercial and Industrial Buildings | Premium | TRUE | 23295.3 | 127.01 | 183.42 | 8.7 | 0.9589 | 4069 | 82.5 | 5 | 50000 | 42740 | Dimmable | Continuous Below 10 | No |  | 4 | 23400 | 130 | 180 | 10 | 0.9 | 4000 | 80
PJG24BDH | EYE Lighting | EYELITE | HB1-L15-740-WA-UNV-010-BK-03 | Indoor Luminaires | High-Bay | High-Bay Luminaires for Commercial and Industrial Buildings | Standard | TRUE | 17171 | 116.65 | 147.2 | 18.43 | 0.9034 | 3971 | 82.6 | 5 | 50000 | 42740 | Dimmable | Continuous Below 10 | No | Updated 12/5/2016 | 3 | 17171 | 116.65 | 147.2 | 18.43 | 0.9 | 4000 | 82.6
P2HYNRQQ | Aleo Lighting Inc. | aleo | SLB4-275/857/F XE | Indoor Luminaires | High-Bay | High-Bay Luminaires for Commercial and Industrial Buildings | Premium | FALSE | [9 empty] | 42740 | Dimmable | Continuous Below 10 | No |  | 4 | 36850 | 134 | 275 | 10 | 0.9 | 5700 | 80
PQ5Z8VWS | Aleo Lighting Inc. | aleo | SLB4-180/857/F XE | Indoor Luminaires | High-Bay | High-Bay Luminaires for Commercial and Industrial Buildings | Premium | FALSE | [9 empty] | 42740 | Dimmable | Continuous Below 10 | No |  | 4 | 24120 | 134 | 180 | 10 | 0.9 | 5700 | 80
P2P5MAVA | Aleo Lighting Inc. | aleo | SLB2-140/857/F XE | Indoor Luminaires | High-Bay | High-Bay Luminaires for Commercial and Industrial Buildings | Premium | FALSE | [9 empty] | 42740 | Dimmable | Continuous Below 10 | No |  | 4 | 18480 | 132 | 140 | 10 | 0.9 | 5700 | 80
PV3H2BVP | Aleo Lighting Inc. | aleo | SLB2-095/857/F XE | Indoor Luminaires | High-Bay | High-Bay Luminaires for Commercial and Industrial Buildings | Premium | FALSE | [9 empty] | 42740 | Dimmable | Continuous Below 10 | No |  | 4 | 12462 | 132 | 95 | 10 | 0.9 | 5700 | 80
PPPQAANZ | Aleo Lighting Inc. | aleo | SLB4-275/850/F XE | Indoor Luminaires | High-Bay | High-Bay Luminaires for Commercial and Industrial Buildings | Premium | FALSE | [9 empty] | 42740 | Dimmable | Continuous Below 10 | No |  | 4 | 36300 | 132 | 275 | 10 | 0.9 | 5000 | 80
PXTXG4XP | Aleo Lighting Inc. | aleo | SLB4-180/850/F XE | Indoor Luminaires | High-Bay | High-Bay Luminaires for Commercial and Industrial Buildings | Premium | FALSE | [9 empty] | 42740 | Dimmable | Continuous Below 10 | No |  | 4 | 23760 | 132 | 180 | 10 | 0.9 | 5000 | 80
PCESEHM5 | Aleo Lighting Inc. | aleo | SLB2-140/850/F XE | Indoor Luminaires | High-Bay | High-Bay Luminaires for Commercial and Industrial Buildings | Premium | FALSE | [9 empty] | 42740 | Dimmable | Continuous Below 10 | No |  | 4 | 18340 | 131 | 140 | 10 | 0.9 | 5000 | 80
PVKKHXQZ | Aleo Lighting Inc. | aleo | SLB2-095/850/F XE | Indoor Luminaires | High-Bay | High-Bay Luminaires for Commercial and Industrial Buildings | Premium | FALSE | [9 empty] | 42740 | Dimmable | Continuous Below 10 | No |  | 4 | 12445 | 131 | 95 | 10 | 0.9 | 5000 | 80
PVQBWQTE | Zhongshan Luxmode Industrial Co. LTD | Luxmode | LHB16W070E140-40K | Indoor Luminaires | High-Bay | Low-Bay Luminaires for Commercial and Industrial Buildings | Premium | TRUE | 8640.75 | 139.55 | 61.92 | 11.662 | 0.946 | 4198 | 84.1 | 5 | 90000 | 42740 | Not Dimmable | Not Dimmable | No | Product Updated on 3/10/2017 | 4.1 | 8640 | 139.53 | 61.92 | 11.66 | 0.99 | 4000 | 82
PAX3T9X8 | Zhongshan Luxmode Industrial Co. LTD | Luxmode | LHB16W070E140-50K | Indoor Luminaires | High-Bay | Low-Bay Luminaires for Commercial and Industrial Buildings | Premium | FALSE | [9 empty] | 42740 | Not Dimmable | Not Dimmable | No | Product Updated on 3/10/2017 | 4.1 | 8716 | 140.49 | 62.04 | 11.66 | 0.99 | 5000 | 82
PPG48NV8 | Overdrive Electronics Pvt. Ltd. | Overdrive | L160HBL26DIM/40K | Indoor Luminaires | High-Bay | High-Bay Luminaires for Commercial and Industrial Buildings | Standard | TRUE | 18374 | 115.8 | 158.7 | 8.8 | 0.972 | 4121 | 84 | 5 | 50000 | 42739 |  |  | No |  | 4 | 18520 | 116.7 | 160 | 20 | 0.9 | 4000 | 80
P8N33AXW | Overdrive Electronics Pvt. Ltd. | Overdrive | L320HBL46DIM/40K | Indoor Luminaires | High-Bay | High-Bay Luminaires for Commercial and Industrial Buildings | Standard | TRUE | 37301 | 116.8 | 319.2 | 8.6 | 0.971 | 4189 | 84 | 5 | 50000 | 42739 |  |  | No |  | 4 | 37300 | 116.8 | 320 | 20 | 0.9 | 4000 | 80
PYVU98G4 | Overdrive Electronics Pvt. Ltd. | Overdrive | L220HBL44DIM/40K | Indoor Luminaires | High-Bay | High-Bay Luminaires for Commercial and Industrial Buildings | Standard | TRUE | 25161 | 117.1 | 214.9 | 9.2 | 0.969 | 4197 | 84 | 5 | 50000 | 42739 |  |  | No | Product updated on 11/7/2016 | 4 | 25160 | 117 | 220 | 20 | 0.9 | 4000 | 80
PTTX54FC | Overdrive Electronics Pvt. Ltd. | Overdrive | L110HBL24DIM/40K | Indoor Luminaires | High-Bay | High-Bay Luminaires for Commercial and Industrial Buildings | Standard | TRUE | 12282 | 115.2 | 106.6 | 15.2 | 0.963 | 4092 | 84 | 5 | 50000 | 42739 |  |  | No |  | 4 | 12200 | 115 | 110 | 20 | 0.9 | 4000 | 80
PFXFSQBH | Overdrive Electronics Pvt. Ltd. | Overdrive | L320HBL46DIM/50K | Indoor Luminaires | High-Bay | High-Bay Luminaires for Commercial and Industrial Buildings | Standard | FALSE | [9 empty] | 42739 |  |  | No |  | 4 | 37300 | 116.8 | 320 | 20 | 0.9 | 5000 | 80
PD84UT45 | Overdrive Electronics Pvt. Ltd. | Overdrive | L220HBL44DIM/50K | Indoor Luminaires | High-Bay | High-Bay Luminaires for Commercial and Industrial Buildings | Standard | FALSE | [9 empty] | 42739 |  |  | No | Product updated on 11/7/2016 | 4 | 25160 | 117 | 220 | 20 | 0.9 | 5000 | 80
PJR1DUPA | Overdrive Electronics Pvt. Ltd. | Overdrive | L160HBL26DIM/50K | Indoor Luminaires | High-Bay | High-Bay Luminaires for Commercial and Industrial Buildings | Standard | FALSE | [9 empty] | 42739 |  |  | No |  | 4 | 18520 | 116.7 | 160 | 20 | 0.9 | 5000 | 80
PEU4J1V2 | Overdrive Electronics Pvt. Ltd. | Overdrive | L110HBL24DIM/50K | Indoor Luminaires | High-Bay | High-Bay Luminaires for Commercial and Industrial Buildings | Standard | FALSE | [9 empty] | 42739 |  |  | No |  | 4 | 12200 | 115 | 110 | 20 | 0.9 | 5000 | 80
PH7H1JH5 | HuiZhou King Star Opto-electric Co. Ltd | Kingstar | KS.HB150W.H(3000K) | Indoor Luminaires | High-Bay | High-Bay Luminaires for Commercial and Industrial Buildings | Standard | TRUE | 16454 | 108.4 | 151.8 | 13.9 | 0.943 | 3136 | 83 | 5 | 50000 | 42739 | Not Dimmable | Not Dimmable | No |  | 4.1 | 16454 | 108.4 | 151.8 | 13.9 | 0.94 | 3136 | 83
PTFKCK2G | HuiZhou King Star Opto-electric Co. Ltd | Kingstar | KS.HB200W.H(3000K) | Indoor Luminaires | High-Bay | High-Bay Luminaires for Commercial and Industrial Buildings | Standard | TRUE | 22879 | 106.5 | 214.8 | 11.8 | 0.925 | 3140 | 83 | 5 | 50000 | 42739 | Not Dimmable | Not Dimmable | No |  | 4.1 | 22946 | 107.4 | 213.6 | 11.8 | 0.93 | 3140 | 83
PNDTTFR9 | HuiZhou King Star Opto-electric Co. Ltd | Kingstar | KS.HB200W.H(5700K) | Indoor Luminaires | High-Bay | High-Bay Luminaires for Commercial and Industrial Buildings | Standard | FALSE | [9 empty] | 42739 | Not Dimmable | Not Dimmable | No |  | 4.1 | 23154 | 108.8 | 212.9 | 11.8 | 0.93 | 5998 | 84.7
PMJW7KMB | HuiZhou King Star Opto-electric Co. Ltd | Kingstar | KS.HB150W.H(5700K) | Indoor Luminaires | High-Bay | High-Bay Luminaires for Commercial and Industrial Buildings | Standard | FALSE | [9 empty] | 42739 | Not Dimmable | Not Dimmable | No |  | 4.1 | 18352 | 120.3 | 152.6 | 13.9 | 0.94 | 5974 | 82.3
PDAHHAHG | HuiZhou King Star Opto-electric Co. Ltd | Kingstar | KS.HB150W.H(4000K) | Indoor Luminaires | High-Bay | High-Bay Luminaires for Commercial and Industrial Buildings | Standard | FALSE | [9 empty] | 42739 | Not Dimmable | Not Dimmable | No |  | 4.1 | 16454 | 108.4 | 151.8 | 13.9 | 0.94 | 4000 | 83
PD9662M6 | HuiZhou King Star Opto-electric Co. Ltd | Kingstar | KS.HB200W.H(4000K) | Indoor Luminaires | High-Bay | High-Bay Luminaires for Commercial and Industrial Buildings | Standard | FALSE | [9 empty] | 42739 | Not Dimmable | Not Dimmable | No |  | 4.1 | 22946 | 107.4 | 213.6 | 11.8 | 0.93 | 4000 | 83
PGF8HW4A | Fintronx LLC | Fintronx | NEP150W48V40KYY | Indoor Luminaires | High-Bay | High-Bay Luminaires for Commercial and Industrial Buildings | Premium | TRUE | 21347 | 138.94 | 153.6 | 5.15 | 0.9897 | 3792 | 74 | 5 | 50000 | 42739 | Dimmable | Continuous Below 10 | Yes |  | 4.1 | 21000 | 140 | 150 | 5.15 | 0.9 | 4000 | 75
PD9MRGGF | Fintronx LLC | Fintronx | NEP120W48V40KYY | Indoor Luminaires | High-Bay | High-Bay Luminaires for Commercial and Industrial Buildings | Premium | TRUE | 18093 | 146.36 | 123.6 | 5.46 | 0.987 | 3837 | 74.2 | 5 | 50000 | 42739 | Dimmable | Continuous Below 10 | Yes |  | 4.1 | 18000 | 150 | 120 | 5.46 | 0.9 | 4000 | 75
PVR5NK8S | Fintronx LLC | Fintronx | NEP120WUNV40KYY | Indoor Luminaires | High-Bay | High-Bay Luminaires for Commercial and Industrial Buildings | Premium | TRUE | 18007 | 141.21 | 127.5 | 10.62 | 0.9671 | 3831 | 74.3 | 5 | 50000 | 42739 | Dimmable | Continuous Below 10 | Yes |  | 4.1 | 18000 | 150 | 120 | 10.62 | 0.9 | 4000 | 75
PAW3ZC8R | CONXCORP | CONXCORP/VIVIX | CNX-LLB-P1-50-040-X-XXX-XXX | Indoor Luminaires | High-Bay | Low-Bay Luminaires for Commercial and Industrial Buildings | Premium | TRUE | 5166.164 | 131.622 | 39.25 | 18.7 | 0.923 | 4842 | 82.8 | 5 | 50000 | 42739 | Not Dimmable | Not Dimmable | No |  | 4 | 5166.1 | 131.6 | 39.2 | 18.7 | 0.92 | 4842 | 82.8
P3AQNUVC | CONXCORP | CONXCORP/VIVIX | CNX-LHB-P1-50-150-X-XXX-XXX | Indoor Luminaires | High-Bay | High-Bay Luminaires for Commercial and Industrial Buildings | Premium | TRUE | 20832.52 | 135.452 | 153.8 | 17.6 | 0.915 | 4979 | 84 | 5 | 50000 | 42739 | Not Dimmable | Not Dimmable | No |  | 4 | 20832.5 | 135.4 | 153.8 | 17.6 | 0.92 | 4979 | 84
PEQ95WRK | Fintronx LLC | Fintronx | NEP120WUNV50KYY | Indoor Luminaires | High-Bay | High-Bay Luminaires for Commercial and Industrial Buildings | Premium | FALSE | [9 empty] | 42739 | Dimmable | Continuous Below 10 | Yes |  | 4.1 | 18000 | 150 | 120 | 10.62 | 0.9 | 5000 | 75
P5M27JYC | Fintronx LLC | Fintronx | NEP120W48V50KYY | Indoor Luminaires | High-Bay | High-Bay Luminaires for Commercial and Industrial Buildings | Premium | FALSE | [9 empty] | 42739 | Dimmable | Continuous Below 10 | Yes |  | 4.1 | 18000 | 150 | 120 | 5.46 | 0.9 | 5000 | 75
P8ZYRJ7A | Fintronx LLC | Fintronx | NEP150W48V50KYY | Indoor Luminaires | High-Bay | High-Bay Luminaires for Commercial and Industrial Buildings | Premium | FALSE | [9 empty] | 42739 | Dimmable | Continuous Below 10 | Yes |  | 4.1 | 21000 | 140 | 150 | 5.15 | 0.9 | 5000 | 75
PX8F7U7C | KONKA GREEN LIGHTING CO.LTD | KONKA | KK-HB-22E182-ZAUP | Indoor Luminaires | High-Bay | High-Bay Luminaires for Commercial and Industrial Buildings | Premium | FALSE | [9 empty] | 42739 | Dimmable | Continuous Below 10 | No |  | 4.1 | 23831.7 | 134.43 | 177.2 | 18.4 | 0.91 | 5042 | 84.8
P2CZUW6G | KONKA GREEN LIGHTING CO.LTD | KONKA | KK-HB-12D091-ZAUP | Indoor Luminaires | High-Bay | High-Bay Luminaires for Commercial and Industrial Buildings | Premium | TRUE | 11524.45 | 131.27 | 87.79 | 17.2 | 0.914 | 4000 | 83 | 5 | 50000 | 42739 | Dimmable | Continuous Below 10 | No |  | 4.1 | 11524.4 | 131.2 | 87.7 | 17.2 | 0.91 | 4000 | 83
P3WC7C5K | KONKA GREEN LIGHTING CO.LTD | KONKA | KK-HB-22D140-ZAUP | Indoor Luminaires | High-Bay | High-Bay Luminaires for Commercial and Industrial Buildings | Premium | TRUE | 17908.34 | 130.61 | 137.11 | 17.3 | 0.911 | 4018 | 83.1 | 5 | 50000 | 42739 | Dimmable | Continuous Below 10 | No |  | 4.1 | 17908.3 | 130.6 | 137.1 | 17.3 | 0.91 | 4018 | 83.1
PFK58N7C | KONKA GREEN LIGHTING CO.LTD | KONKA | KK-HB-12D070-ZAUP | Indoor Luminaires | High-Bay | High-Bay Luminaires for Commercial and Industrial Buildings | Premium | TRUE | 9086.85 | 131.78 | 68.95 | 16.9 | 0.909 | 3989 | 83.4 | 5 | 50000 | 42739 | Dimmable | Continuous Below 10 | No |  | 4.1 | 9086.8 | 131.7 | 68.9 | 16.9 | 0.91 | 3989 | 83.4
PPGZXUKN | KONKA GREEN LIGHTING CO.LTD | KONKA | KK-HB-22D182-ZAUP | Indoor Luminaires | High-Bay | High-Bay Luminaires for Commercial and Industrial Buildings | Premium | TRUE | 23029.89 | 130.62 | 176.3 | 17.8 | 0.907 | 4028 | 83.1 | 5 | 50000 | 42739 | Dimmable | Continuous Below 10 | No |  | 4.1 | 23029.8 | 130.6 | 176.3 | 17.8 | 0.91 | 4028 | 83.1
PKMU34XW | KONKA GREEN LIGHTING CO.LTD | KONKA | KK-HB-22E140-ZAUP | Indoor Luminaires | High-Bay | High-Bay Luminaires for Commercial and Industrial Buildings | Premium | FALSE | [9 empty] | 42739 | Dimmable | Continuous Below 10 | No |  | 4.1 | 18582.7 | 134.6 | 138 | 18.5 | 0.92 | 5026 | 84.7
PF6EYH2A | KONKA GREEN LIGHTING CO.LTD | KONKA | KK-HB-12E091-ZAUP | Indoor Luminaires | High-Bay | High-Bay Luminaires for Commercial and Industrial Buildings | Premium | FALSE | [9 empty] | 42739 | Dimmable | Continuous Below 10 | No |  | 4.1 | 11920.9 | 135.3 | 88.1 | 17.6 | 0.92 | 4979 | 84.6
PHQERJ9S | KONKA GREEN LIGHTING CO.LTD | KONKA | KK-HB-12E070-ZAUP | Indoor Luminaires | High-Bay | High-Bay Luminaires for Commercial and Industrial Buildings | Premium | FALSE | [9 empty] | 42739 | Dimmable | Continuous Below 10 | No |  | 4.1 | 9463.1 | 135.8 | 69.6 | 17.4 | 0.91 | 4976 | 85.2
P16FU1ND | Joint Lighting Inc. | Joint Lighting | JNT01-UFO150A-40K | Indoor Luminaires | High-Bay | High-Bay Luminaires for Commercial and Industrial Buildings | Premium | TRUE | 21495 | 140.96 | 152.5 | 11.04 | 0.9458 | 4035 | 74.5 | 5 | 50000 | 42738 |  |  | No |  | 4.1 | 21495 | 140.96 | 152.5 | 11.04 | 0.95 | 4000 | 74.5
P3P8ZYK2 | Joint Lighting Inc. | Joint Lighting | JNT01-UFO150A-50K | Indoor Luminaires | High-Bay | High-Bay Luminaires for Commercial and Industrial Buildings | Premium | FALSE | [9 empty] | 42738 |  |  | No |  | 4.1 | 21914 | 142.39 | 153.9 | 11.26 | 0.95 | 5000 | 70.6
PVED9G4D | Joint Lighting Inc. | Joint Lighting | JNT01-UFO200A-40K | Indoor Luminaires | High-Bay | High-Bay Luminaires for Commercial and Industrial Buildings | Premium | TRUE | 28489 | 144.38 | 197.3 | 8.5 | 0.9412 | 4007 | 74.5 | 5 | 50000 | 42738 |  |  | No |  | 4.1 | 28489 | 144.38 | 197.3 | 8.5 | 0.94 | 4000 | 74.5
PS59RY7D | Joint Lighting Inc. | Joint Lighting | JNT01-UFO200A-50K | Indoor Luminaires | High-Bay | High-Bay Luminaires for Commercial and Industrial Buildings | Premium | FALSE | [9 empty] | 42738 |  |  | No |  | 4.1 | 28889 | 145.77 | 198.2 | 8.67 | 0.94 | 5000 | 71.4
PTM9EBTH | Nafco International | NAFCO | 12-SYHC-120-30-MV-5-CLR-MTG-HSG-CTL | Indoor Luminaires | High-Bay | High-Bay Luminaires for Commercial and Industrial Buildings | Standard | TRUE | 12742 | 108.3 | 117.7 | 7.61 | 0.958 | 3077 | 80.6 | 5 | 50000 | 42738 |  |  | Yes |  | 4.1 | 13443 | 114 | 117.9 | 7.61 | 0.96 | 3077 | 80.6
PNVC8W81 | Nafco International | NAFCO | 16-SYHC-120-50-MV-5-CLR-MTG-HSG-CTL | Indoor Luminaires | High-Bay | High-Bay Luminaires for Commercial and Industrial Buildings | Standard | FALSE | [9 empty] | 42738 |  |  | Yes |  | 4.1 | 14772 | 123.3 | 119.8 | 7.65 | 0.96 | 5167 | 82.9
PE96T1B1 | Nafco International | NAFCO | 12-SYHC-120-50-MV-5-CLR-MTG-HSG-CTL | Indoor Luminaires | High-Bay | High-Bay Luminaires for Commercial and Industrial Buildings | Standard | FALSE | [9 empty] | 42738 |  |  | Yes |  | 4.1 | 14772 | 123.3 | 119.8 | 7.65 | 0.96 | 5167 | 82.9
PNTKQG1J | Nafco International | NAFCO | 12-SYHC-120-40-MV-5-CLR-MTG-HSG-CTL | Indoor Luminaires | High-Bay | High-Bay Luminaires for Commercial and Industrial Buildings | Standard | FALSE | [9 empty] | 42738 |  |  | Yes |  | 4.1 | 15392 | 127.4 | 120.8 | 7.71 | 0.96 | 3999 | 71.1
PEZG7M14 | Nafco International | NAFCO | 16-SYHC-120-40-MV-5-CLR-MTG-HSG-CTL | Indoor Luminaires | High-Bay | High-Bay Luminaires for Commercial and Industrial Buildings | Standard | FALSE | [9 empty] | 42738 |  |  | Yes |  | 4.1 | 15392 | 127.4 | 120.8 | 7.71 | 0.96 | 3999 | 71.1
P5Q5T3KX | Nafco International | NAFCO | 16-SYHC-120-30-MV-5-CLR-MTG-HSG-CTL | Indoor Luminaires | High-Bay | High-Bay Luminaires for Commercial and Industrial Buildings | Standard | FALSE | [9 empty] | 42738 |  |  | Yes |  | 4.1 | 13443 | 114 | 117.9 | 7.61 | 0.96 | 3077 | 80.6
P8SSHPS3 | Standard Products Inc. | STANDARD | LPHBB/150W/40K/2/DD1/STD(4000K) | Indoor Luminaires | High-Bay | High-Bay Luminaires for Commercial and Industrial Buildings | Standard | TRUE | 19106 | 127.46 | 149.9 | 14.79 | 0.9379 | 3920 | 79.1 | 5 |  | 42738 |  |  | No |  | 4.1 | 19278 | 128.18 | 150.4 | 14.69 | 0.94 | 4000 | 79.1
PH9FSPDP | Industrial Lighting Products | Industrial Lighting Products | DHB-150WLED-UNIV-40-XXXXX | Indoor Luminaires | High-Bay | High-Bay Luminaires for Commercial and Industrial Buildings | Premium | TRUE | 20130 | 136.75 | 147.2 | 14.21 | 0.9363 | 3924 | 82.1 | 5 | 50000 | 42738 |  |  | No | Updated on 12/22/2016 | 3.1 | 20130 | 136.75 | 147.2 | 14.21 | 0.9363 | 4000 | 82.1
PSVPFWWE | Industrial Lighting Products | Industrial Lighting Products | DHB-200WLED-UNIV-40-XXXXX | Indoor Luminaires | High-Bay | High-Bay Luminaires for Commercial and Industrial Buildings | Premium | TRUE | 27303 | 136.31 | 200.3 | 18.31 | 0.9159 | 3932 | 82.1 | 5 | 50000 | 42738 |  |  | No | Product updated on 12/20/2016 | 4.1 | 27303 | 136.31 | 200.3 | 18.31 | 0.92 | 4000 | 82.1
PJ99VKQA | Industrial Lighting Products | Industrial Lighting Products | DHB-150WLED-UNIV-50-XXXXX | Indoor Luminaires | High-Bay | High-Bay Luminaires for Commercial and Industrial Buildings | Premium | FALSE | [9 empty] | 42738 |  |  | No | Updated on 12/22/2016 | 3.1 | 20521 | 138.56 | 148.1 | 14.5 | 0.934 | 5000 | 84
P8JNVSJ6 | Industrial Lighting Products | Industrial Lighting Products | DHB-200WLED-UNIV-50-XXXXX | Indoor Luminaires | High-Bay | High-Bay Luminaires for Commercial and Industrial Buildings | Premium | FALSE | [9 empty] | 42738 |  |  | No | Product updated on 12/20/2016 | 4.1 | 27749 | 138.4 | 200.5 | 18.79 | 0.91 | 5000 | 83.9
P2Q5Q7TB | Global Lighting Organization | GLO | GLO-HB06044-165(4000k) | Indoor Luminaires | High-Bay | High-Bay Luminaires for Commercial and Industrial Buildings | Premium | TRUE | 21786 | 132.68 | 164.2 | 8.1 | 0.9645 | 3984 | 83.3 | 5 | 50000 | 42738 |  |  | No |  | 4 | 21786 | 132.68 | 164.2 | 8.1 | 0.96 | 4000 | 83.3
PT1B42QW | Global Lighting Organization | GLO | GLO-HB06032-105(4000k) | Indoor Luminaires | High-Bay | High-Bay Luminaires for Commercial and Industrial Buildings | Premium | TRUE | 13976 | 130.37 | 107.2 | 7.92 | 0.9605 | 4014 | 83.3 | 5 | 50000 | 42738 |  |  | No |  | 4 | 13976 | 130.37 | 107.2 | 7.92 | 0.96 | 4000 | 83.3
PKAC28U1 | Global Lighting Organization | GLO | GLO-HB11632-220(4000k) | Indoor Luminaires | High-Bay | High-Bay Luminaires for Commercial and Industrial Buildings | Premium | TRUE | 28092 | 130.48 | 215.3 | 8.03 | 0.9583 | 3994 | 83.6 | 5 | 50000 | 42738 |  |  | No |  | 4 | 28092 | 127.69 | 220 | 8.03 | 0.96 | 4000 | 83.6
PKFP57V3 | Global Lighting Organization | GLO | GLO-HB11632-220(5700k) | Indoor Luminaires | High-Bay | High-Bay Luminaires for Commercial and Industrial Buildings | Premium | FALSE | [9 empty] | 42738 |  |  | No |  | 4 | 30380 | 136.17 | 223.1 | 8.19 | 0.95 | 5700 | 85.2
PQAYK38V | Global Lighting Organization | GLO | GLO-HB06032-105(5700k) | Indoor Luminaires | High-Bay | High-Bay Luminaires for Commercial and Industrial Buildings | Premium | FALSE | [9 empty] | 42738 |  |  | No |  | 4 | 14324 | 132.38 | 108.2 | 7.41 | 0.96 | 5700 | 85
P2MB96BP | Global Lighting Organization | GLO | GLO-HB06044-165(5700k) | Indoor Luminaires | High-Bay | High-Bay Luminaires for Commercial and Industrial Buildings | Premium | FALSE | [9 empty] | 42738 |  |  | No |  | 4 | 21911 | 134.59 | 162.8 | 8.13 | 0.96 | 5700 | 83.3
PJWR36M1 | Global Lighting Organization | GLO | GLO-HB11632-220(5000k) | Indoor Luminaires | High-Bay | High-Bay Luminaires for Commercial and Industrial Buildings | Premium | FALSE | [9 empty] | 42738 |  |  | No |  | 4 | 29378 | 133.54 | 220 | 8.1 | 0.96 | 5000 | 82.2
P1XC75D3 | Global Lighting Organization | GLO | GLO-HB06044-165(5000k) | Indoor Luminaires | High-Bay | High-Bay Luminaires for Commercial and Industrial Buildings | Premium | FALSE | [9 empty] | 42738 |  |  | No |  | 4 | 22027 | 133.58 | 164.9 | 8.23 | 0.96 | 5000 | 82.1
PTMUH7N9 | Global Lighting Organization | GLO | GLO-HB06032-105(5000k) | Indoor Luminaires | High-Bay | High-Bay Luminaires for Commercial and Industrial Buildings | Premium | FALSE | [9 empty] | 42738 |  |  | No |  | 4 | 14131 | 131.21 | 107.7 | 7.97 | 0.96 | 5000 | 82
PF1T7NRS | YANKON LIGHTING INC. | Yankon | YGA15A02-200W-830 | Indoor Luminaires | High-Bay | High-Bay Luminaires for Commercial and Industrial Buildings | Standard | TRUE | 22389 | 112.56 | 198.1 | 18.81 | 0.9694 | 2993 | 82.8 | 5 | 50000 | 42738 |  |  | No |  | 4.1 | 22389 | 112.56 | 198.9 | 19.81 | 0.97 | 3000 | 82.8
PZJ8MFC7 | YANKON LIGHTING INC. | Yankon | YGA15A02-150W-830 | Indoor Luminaires | High-Bay | High-Bay Luminaires for Commercial and Industrial Buildings | Standard | TRUE | 17875 | 119.97 | 149 | 18.88 | 0.969 | 2961 | 83.4 | 5 | 50000 | 42738 |  |  | No |  | 4.1 | 17867 | 120.24 | 148.6 | 18.88 | 0.97 | 3000 | 83.4
P8U6C6FT | YANKON LIGHTING INC. | Yankon | YGA15A02-200W-850 | Indoor Luminaires | High-Bay | High-Bay Luminaires for Commercial and Industrial Buildings | Standard | FALSE | [9 empty] | 42738 |  |  | No |  | 4.1 | 24705 | 121.58 | 203.2 | 19.39 | 0.97 | 5000 | 84.9
PZ6P3Y4Z | YANKON LIGHTING INC. | Yankon | YGA15A02-150W-850 | Indoor Luminaires | High-Bay | High-Bay Luminaires for Commercial and Industrial Buildings | Standard | FALSE | [9 empty] | 42738 |  |  | No |  | 4.1 | 19036 | 128.36 | 148.3 | 18.92 | 0.97 | 5000 | 84.7
PXW3ARTE | YANKON LIGHTING INC. | Yankon | YGA15A02-150W-845 | Indoor Luminaires | High-Bay | High-Bay Luminaires for Commercial and Industrial Buildings | Standard | FALSE | [9 empty] | 42738 |  |  | No |  | 4.1 | 18744 | 126.26 | 148.5 | 18.88 | 0.97 | 4500 | 83.4
PXFKZV39 | YANKON LIGHTING INC. | Yankon | YGA15A02-200W-845 | Indoor Luminaires | High-Bay | High-Bay Luminaires for Commercial and Industrial Buildings | Standard | FALSE | [9 empty] | 42738 |  |  | No |  | 4.1 | 24126 | 120 | 201.1 | 19.81 | 0.97 | 4500 | 82.8
PZXWNP78 | YANKON LIGHTING INC. | Yankon | YGA15A02-150W-840 | Indoor Luminaires | High-Bay | High-Bay Luminaires for Commercial and Industrial Buildings | Standard | FALSE | [9 empty] | 42738 |  |  | No |  | 4.1 | 18452 | 124.29 | 148.5 | 18.88 | 0.97 | 4000 | 83.4
PAKQQYHC | YANKON LIGHTING INC. | Yankon | YGA15A02-200W-840 | Indoor Luminaires | High-Bay | High-Bay Luminaires for Commercial and Industrial Buildings | Standard | FALSE | [9 empty] | 42738 |  |  | No |  | 4.1 | 23547 | 117.12 | 201.1 | 19.81 | 0.97 | 4000 | 82.8
PY57Z115 | YANKON LIGHTING INC. | Yankon | YGA15A02-150W-835 | Indoor Luminaires | High-Bay | High-Bay Luminaires for Commercial and Industrial Buildings | Standard | FALSE | [9 empty] | 42738 |  |  | No |  | 4.1 | 18159 | 122.33 | 148.5 | 18.88 | 0.97 | 3500 | 83.4
PEAUFCNF | YANKON LIGHTING INC. | Yankon | YGA15A02-200W-835 | Indoor Luminaires | High-Bay | High-Bay Luminaires for Commercial and Industrial Buildings | Standard | FALSE | [9 empty] | 42738 |  |  | No |  | 4.1 | 22968 | 114.24 | 201.1 | 19.81 | 0.97 | 3500 | 82.8
PFREWN5Y | Kili-LED Lighting Limited | Kili-LED Lighting | VFN036(5700K) Clear Lens Version[Non-Dimmable] | Indoor Luminaires | High-Bay | Low-Bay Luminaires for Commercial and Industrial Buildings | Premium | FALSE | [9 empty] | 42734 | Not Dimmable | Not Dimmable | No |  | 4 | 4980 | 135 | 36.7 | 13 | 0.9 | 5700 | 83
P6J2PC6Q | Kili-LED Lighting Limited | Kili-LED Lighting | VFN036(5700K) Frosted Lens Version[Non-Dimmable] | Indoor Luminaires | High-Bay | Low-Bay Luminaires for Commercial and Industrial Buildings | Premium | FALSE | [9 empty] | 42734 | Not Dimmable | Not Dimmable | No |  | 4 | 4980 | 135 | 36.7 | 13 | 0.9 | 5700 | 83
PZ2Q7M8M | Kili-LED Lighting Limited | Kili-LED Lighting | VFN036(5000K) Clear Lens Version[Non-Dimmable] | Indoor Luminaires | High-Bay | Low-Bay Luminaires for Commercial and Industrial Buildings | Premium | FALSE | [9 empty] | 42734 | Not Dimmable | Not Dimmable | No |  | 4 | 4980 | 135 | 36.7 | 13 | 0.9 | 5000 | 83
P8XYHZUT | Kili-LED Lighting Limited | Kili-LED Lighting | VFN036(5000K) Frosted Lens Version[Non-Dimmable] | Indoor Luminaires | High-Bay | Low-Bay Luminaires for Commercial and Industrial Buildings | Premium | FALSE | [9 empty] | 42734 | Not Dimmable | Not Dimmable | No |  | 4 | 4980 | 135 | 36.7 | 13 | 0.9 | 5000 | 83
PJVYYBE1 | Kili-LED Lighting Limited | Kili-LED Lighting | VFN036(4500K) Frosted Lens Version[Non-Dimmable] | Indoor Luminaires | High-Bay | Low-Bay Luminaires for Commercial and Industrial Buildings | Premium | FALSE | [9 empty] | 42734 | Not Dimmable | Not Dimmable | No |  | 4 | 4980 | 135 | 36.7 | 13 | 0.9 | 4500 | 83
PDFMW3TF | Kili-LED Lighting Limited | Kili-LED Lighting | VFN036(4500K) Clear Lens Version[Non-Dimmable] | Indoor Luminaires | High-Bay | Low-Bay Luminaires for Commercial and Industrial Buildings | Premium | FALSE | [9 empty] | 42734 | Not Dimmable | Not Dimmable | No |  | 4 | 4980 | 135 | 36.7 | 13 | 0.9 | 4500 | 83
PVZ29SDW | Kili-LED Lighting Limited | Kili-LED Lighting | VFN036(4000K) Frosted Lens Version[Non-Dimmable] | Indoor Luminaires | High-Bay | Low-Bay Luminaires for Commercial and Industrial Buildings | Premium | FALSE | [9 empty] | 42734 | Not Dimmable | Not Dimmable | No |  | 4 | 4650 | 128 | 36.3 | 13 | 0.9 | 4000 | 84
PVU19GKH | Kili-LED Lighting Limited | Kili-LED Lighting | VFN036(4000K) Clear Lens Version[Non-Dimmable] | Indoor Luminaires | High-Bay | Low-Bay Luminaires for Commercial and Industrial Buildings | Premium | FALSE | [9 empty] | 42734 | Not Dimmable | Not Dimmable | No |  | 4 | 4650 | 128 | 36.3 | 13 | 0.9 | 4000 | 84
PU9UWZ6T | Commercial Lighting Services | CLS | CLS-HB06044-165-40K | Indoor Luminaires | High-Bay | High-Bay Luminaires for Commercial and Industrial Buildings | Premium | TRUE | 21786 | 132.68 | 164.2 | 8.1 | 0.9645 | 3984 | 83.3 | 5 |  | 42734 | Dimmable | Continuous Below 10 | No |  | 4 | 21786 | 132.68 | 164.2 | 8.1 | 0.96 | 4000 | 83.3
PH2UT9B6 | Commercial Lighting Services | CLS | CLS-HB06032-105-40K | Indoor Luminaires | High-Bay | High-Bay Luminaires for Commercial and Industrial Buildings | Premium | TRUE | 13976 | 130.37 | 107.2 | 7.92 | 0.9605 | 4014 | 83.3 | 5 |  | 42734 | Dimmable | Continuous Below 10 | No |  | 4 | 13976 | 130.37 | 107.2 | 7.92 | 0.96 | 4000 | 83.3
PNUPB1VE | Commercial Lighting Services | CLS | CLS-HB11632-220-40K | Indoor Luminaires | High-Bay | High-Bay Luminaires for Commercial and Industrial Buildings | Premium | TRUE | 28092 | 130.48 | 215.3 | 8.03 | 0.9583 | 3994 | 83.6 | 5 |  | 42734 | Dimmable | Continuous Below 10 | No |  | 4 | 28092 | 127.69 | 220 | 8.03 | 0.96 | 4000 | 83.6
P2A6JFPU | Commercial Lighting Services | CLS | CLS-HB11632-220-57K | Indoor Luminaires | High-Bay | High-Bay Luminaires for Commercial and Industrial Buildings | Premium | FALSE | [9 empty] | 42734 | Dimmable | Continuous Below 10 | No |  | 4 | 30380 | 136.17 | 223.1 | 8.19 | 0.95 | 5700 | 85.2
PXTW148U | Commercial Lighting Services | CLS | CLS-HB06032-105-57K | Indoor Luminaires | High-Bay | High-Bay Luminaires for Commercial and Industrial Buildings | Premium | FALSE | [9 empty] | 42734 | Dimmable | Continuous Below 10 | No |  | 4 | 14324 | 132.38 | 108.2 | 7.41 | 0.96 | 5700 | 85
P62FVPX2 | Commercial Lighting Services | CLS | CLS-HB06044-165-57K | Indoor Luminaires | High-Bay | High-Bay Luminaires for Commercial and Industrial Buildings | Premium | FALSE | [9 empty] | 42734 | Dimmable | Continuous Below 10 | No |  | 4 | 21911 | 134.59 | 162.8 | 8.13 | 0.96 | 5700 | 83.3
PCAJW7RY | Commercial Lighting Services | CLS | CLS-HB11632-220-50K | Indoor Luminaires | High-Bay | High-Bay Luminaires for Commercial and Industrial Buildings | Premium | FALSE | [9 empty] | 42734 | Dimmable | Continuous Below 10 | No |  | 4 | 29378 | 133.54 | 220 | 8.1 | 0.96 | 5000 | 82.2
PT7ZKZA1 | Commercial Lighting Services | CLS | CLS-HB06044-165-50K | Indoor Luminaires | High-Bay | High-Bay Luminaires for Commercial and Industrial Buildings | Premium | FALSE | [9 empty] | 42734 | Dimmable | Continuous Below 10 | No |  | 4 | 22027 | 133.58 | 164.9 | 8.23 | 0.96 | 5000 | 82.1
PC81K1XR | Commercial Lighting Services | CLS | CLS-HB06032-105-50K | Indoor Luminaires | High-Bay | High-Bay Luminaires for Commercial and Industrial Buildings | Premium | FALSE | [9 empty] | 42734 | Dimmable | Continuous Below 10 | No |  | 4 | 14131 | 131.21 | 107.7 | 7.97 | 0.96 | 5000 | 82
PHJ5YHU3 | KONKA GREEN LIGHTING CO.LTD | KONKA | KK-HB-12D070-ZMUPÂ [Excluding Wireguard] | Indoor Luminaires | High-Bay | High-Bay Luminaires for Commercial and Industrial Buildings | Premium | TRUE | 9089.143 | 132.979 | 68.35 | 18.2 | 0.915 | 4016 | 83.3 | 5 |  | 42734 | Dimmable | Continuous Below 10 | No |  | 4.1 | 9089.1 | 132.9 | 68.3 | 17.4 | 0.92 | 4016 | 83.3
P5PNGSCE | KONKA GREEN LIGHTING CO.LTD | KONKA | KK-HB-12D091-ZMUPÂ [Excluding Wireguard] | Indoor Luminaires | High-Bay | High-Bay Luminaires for Commercial and Industrial Buildings | Premium | TRUE | 11420.157 | 131.236 | 87.02 | 18.1 | 0.912 | 3982 | 83.1 | 5 |  | 42734 | Dimmable | Continuous Below 10 | No |  | 4.1 | 11420.1 | 131.2 | 87 | 17.4 | 0.91 | 3982 | 83.1
PW9SEFC4 | KONKA GREEN LIGHTING CO.LTD | KONKA | KK-HB-22D140-ZMUPÂ [Excluding Wireguard] | Indoor Luminaires | High-Bay | High-Bay Luminaires for Commercial and Industrial Buildings | Premium | TRUE | 18253.94 | 132.16 | 138.12 | 18.4 | 0.908 | 4041 | 83.1 | 5 |  | 42734 | Dimmable | Continuous Below 10 | No |  | 4.1 | 18253.9 | 132.1 | 138.1 | 17.6 | 0.91 | 4041 | 83.1
PZCGZ74H | KONKA GREEN LIGHTING CO.LTD | KONKA | KK-HB-22D182-ZMUPÂ [Excluding Wireguard] | Indoor Luminaires | High-Bay | High-Bay Luminaires for Commercial and Industrial Buildings | Premium | TRUE | 23041.56 | 131.18 | 175.65 | 18.9 | 0.904 | 4052 | 83.1 | 5 |  | 42734 | Dimmable | Continuous Below 10 | No |  | 4.1 | 23184.9 | 131.3 | 176.5 | 18.5 | 0.9 | 4052 | 83.1
PQM43K44 | KONKA GREEN LIGHTING CO.LTD | KONKA | KK-HB-22E182-ZMUP [Excluding Wireguard] | Indoor Luminaires | High-Bay | High-Bay Luminaires for Commercial and Industrial Buildings | Premium | FALSE | [9 empty] | 42734 | Dimmable | Continuous Below 10 | No |  | 4.1 | 23928.6 | 135.1 | 177 | 18.9 | 0.91 | 5020 | 84.8
P4NACSH4 | KONKA GREEN LIGHTING CO.LTD | KONKA | KK-HB-22E140-ZMUPÂ [Excluding Wireguard] | Indoor Luminaires | High-Bay | High-Bay Luminaires for Commercial and Industrial Buildings | Premium | FALSE | [9 empty] | 42734 | Dimmable | Continuous Below 10 | No |  | 4.1 | 18905.7 | 136.8 | 138.1 | 18.4 | 0.92 | 5014 | 84.7
P2B65E5U | KONKA GREEN LIGHTING CO.LTD | KONKA | KK-HB-12E070-ZMUP [Excluding Wireguard] | Indoor Luminaires | High-Bay | High-Bay Luminaires for Commercial and Industrial Buildings | Premium | FALSE | [9 empty] | 42734 | Dimmable | Continuous Below 10 | No |  | 4.1 | 9372.1 | 135 | 69.4 | 18.2 | 0.92 | 4978 | 85.3
PMSVY2FM | KONKA GREEN LIGHTING CO.LTD | KONKA | KK-HB-12E091-ZMUP [Excluding Wireguard] | Indoor Luminaires | High-Bay | High-Bay Luminaires for Commercial and Industrial Buildings | Premium | FALSE | [9 empty] | 42734 | Dimmable | Continuous Below 10 | No |  | 4.1 | 11880.9 | 134.7 | 88.1 | 18.1 | 0.92 | 4947 | 84.7
PM16BPFR | SHENZHEN JIJIA OPTOELECTRONICS CO.LTD. | JIJIA | BS-HBL150W-XX | Indoor Luminaires | High-Bay | High-Bay Luminaires for Commercial and Industrial Buildings | Premium | TRUE | 20723.328 | 138.887 | 149.21 | 17.4 | 0.931 | 4823 | 83.7 | 5 | 50000 | 42733 |  |  | No |  | 4.1 | 20723.3 | 138.8 | 149.2 | 17.4 | 0.93 | 4823 | 83.7
P7JSCSGG | SHENZHEN JIJIA OPTOELECTRONICS CO.LTD. | JIJIA | BS-HBL100W-XX | Indoor Luminaires | High-Bay | High-Bay Luminaires for Commercial and Industrial Buildings | Premium | TRUE | 13893.843 | 138.869 | 100.05 | 18.1 | 0.928 | 4831 | 83.7 | 5 | 50000 | 42733 |  |  | No |  | 4.1 | 13893.8 | 138.8 | 100 | 18.1 | 0.93 | 4831 | 83.7
PMX6J9VF | SHENZHEN JIJIA OPTOELECTRONICS CO.LTD. | JIJIA | BS-HBL200W-XX | Indoor Luminaires | High-Bay | High-Bay Luminaires for Commercial and Industrial Buildings | Premium | TRUE | 28046.43 | 139.133 | 201.58 | 18.7 | 0.926 | 4823 | 83.8 | 5 | 50000 | 42733 |  |  | No |  | 4.1 | 28046.4 | 139.1 | 201.5 | 18.7 | 0.93 | 4823 | 83.8
P296QWQX | Shenzhen Betop Electronics CoLtd | Bitco | BT-PH200W-350L(4000K) | Indoor Luminaires | High-Bay | High-Bay Luminaires for Commercial and Industrial Buildings | Premium | TRUE | 27066 | 136.42 | 198.4 | 18.13 | 0.9099 | 3927 | 83.1 | 5 | 50000 | 42733 |  |  | No |  | 4.1 | 27066 | 136.42 | 198.4 | 18.13 | 0.91 | 4000 | 83.1
PMYDZV5U | Shenzhen Betop Electronics CoLtd | Bitco | BT-PH200W-350L(5700K) | Indoor Luminaires | High-Bay | High-Bay Luminaires for Commercial and Industrial Buildings | Premium | FALSE | [9 empty] | 42733 |  |  | No |  | 4.1 | 28151 | 141.25 | 199.3 | 18.51 | 0.91 | 5700 | 82.7
P9XM2DV7 | Shenzhen Betop Electronics CoLtd | Bitco | BT-PH200W-350L(5000K) | Indoor Luminaires | High-Bay | High-Bay Luminaires for Commercial and Industrial Buildings | Premium | FALSE | [9 empty] | 42733 |  |  | No |  | 4.1 | 27445 | 138.26 | 198.5 | 18.39 | 0.91 | 5000 | 81.1
PDDH6GDV | Shenzhen Betop Electronics CoLtd | Bitco | BT-PH150W-168L(4000K) | Indoor Luminaires | High-Bay | High-Bay Luminaires for Commercial and Industrial Buildings | Standard | TRUE | 18753 | 126.62 | 148.1 | 14.13 | 0.9365 | 3954 | 81.8 | 5 | 50000 | 42733 |  |  | No |  | 4.1 | 18753 | 126.62 | 148.1 | 14.13 | 0.94 | 4000 | 81.8
PASGXA5K | Shenzhen Betop Electronics CoLtd | Bitco | BT-PH150W-168L(5700K) | Indoor Luminaires | High-Bay | High-Bay Luminaires for Commercial and Industrial Buildings | Standard | FALSE | [9 empty] | 42733 |  |  | No |  | 4.1 | 19331 | 129.48 | 149.3 | 14.52 | 0.94 | 5700 | 82.4
PKMZS7WY | Shenzhen Betop Electronics CoLtd | Bitco | BT-PH150W-168L(5000K) | Indoor Luminaires | High-Bay | High-Bay Luminaires for Commercial and Industrial Buildings | Standard | FALSE | [9 empty] | 42733 |  |  | No |  | 4.1 | 18995 | 127.74 | 148.7 | 14.82 | 0.94 | 5000 | 81.1
PSHURB7N | ePower Manufacturing LLC | ePower | EPM-LL-05-200-57 | Indoor Luminaires | High-Bay | High-Bay Luminaires for Commercial and Industrial Buildings | Premium | FALSE | [9 empty] | 42732 |  |  | No |  | 4 | 27192.7 | 132.5 | 205.1 | 7.9 | 0.94 | 5638 | 87.3
PBG1SCZN | ePower Manufacturing LLC | ePower | EPM-LL-04-160-45 | Indoor Luminaires | High-Bay | High-Bay Luminaires for Commercial and Industrial Buildings | Premium | FALSE | [9 empty] | 42732 |  |  | No |  | 4 | 21250.5 | 128.1 | 165.8 | 10.6 | 0.94 | 4500 | 84.5
P1WB866J | ePower Manufacturing LLC | ePower | EPM-LL-04-120-45 | Indoor Luminaires | High-Bay | High-Bay Luminaires for Commercial and Industrial Buildings | Premium | FALSE | [9 empty] | 42732 |  |  | No |  | 4 | 16520.2 | 130.2 | 126.8 | 9.5 | 0.95 | 4500 | 84.5
PZE9MYN7 | ePower Manufacturing LLC | ePower | EPM-LL-03-100-45 | Indoor Luminaires | High-Bay | High-Bay Luminaires for Commercial and Industrial Buildings | Premium | FALSE | [9 empty] | 42732 |  |  | No |  | 4 | 13469.3 | 130.1 | 103.5 | 10.3 | 0.95 | 4500 | 84.3
PCEAJ4XU | ePower Manufacturing LLC | ePower | EPM-LL-02-080-45 | Indoor Luminaires | High-Bay | High-Bay Luminaires for Commercial and Industrial Buildings | Premium | FALSE | [9 empty] | 42732 |  |  | No |  | 4 | 10672.1 | 128.8 | 82.8 | 11.6 | 0.94 | 4500 | 84.1
PNB25S28 | ePower Manufacturing LLC | ePower | EPM-LL-05-200-45 | Indoor Luminaires | High-Bay | High-Bay Luminaires for Commercial and Industrial Buildings | Premium | FALSE | [9 empty] | 42732 |  |  | No |  | 4 | 26466.5 | 128.6 | 205.7 | 7.7 | 0.94 | 4500 | 83.6
P7K1Q9MV | PACLIGHTS LLC | PacLights | FHL320L-30 | Indoor Luminaires | High-Bay | High-Bay Luminaires for Commercial and Industrial Buildings | Standard | TRUE | 33720 | 107.39 | 314 | 8.45 | 0.9519 | 3083 | 84.4 | 5 |  | 42732 |  |  | Yes |  | 4.1 | 33720 | 107.39 | 314 | 8.45 | 0.95 | 3000 | 84.4
PQCUMRY4 | RCA Commercial Electronics | RCA | HB648120W40 | Indoor Luminaires | High-Bay | High-Bay Luminaires for Commercial and Industrial Buildings | Premium | TRUE | 16348.79 | 129.69 | 126.06 | 9.7 | 0.951 | 3972 | 84.5 | 5 |  | 42732 |  |  | No |  | 4 | 16520.2 | 130.2 | 126.8 | 9.5 | 0.95 | 3972 | 84.5
PANEB98U | PACLIGHTS LLC | PacLights | FHL240L-30 | Indoor Luminaires | High-Bay | High-Bay Luminaires for Commercial and Industrial Buildings | Standard | TRUE | 26737 | 103.51 | 258.3 | 8.03 | 0.9431 | 3118 | 84.3 | 5 |  | 42732 |  |  | Yes |  | 4.1 | 26737 | 103.51 | 258.3 | 8.03 | 0.94 | 3000 | 84.3
PUR8BGS6 | RCA Commercial Electronics | RCA | HB648160W40 | Indoor Luminaires | High-Bay | High-Bay Luminaires for Commercial and Industrial Buildings | Premium | TRUE | 21087.08 | 127.71 | 165.12 | 10.7 | 0.943 | 3975 | 84.5 | 5 |  | 42732 |  |  | No | Updated on 9/12/2016 | 4 | 21250.5 | 128.1 | 165.8 | 10.6 | 0.94 | 3975 | 84.5
PZXNUZ1C | RCA Commercial Electronics | RCA | HB636100W40 | Indoor Luminaires | High-Bay | High-Bay Luminaires for Commercial and Industrial Buildings | Premium | TRUE | 13469.387 | 130.139 | 103.5 | 10.5 | 0.943 | 3972 | 84.3 | 5 |  | 42732 |  |  | No |  | 4 | 13469.3 | 130.1 | 103.5 | 10.3 | 0.95 | 3972 | 84.3
PRFSTB67 | RCA Commercial Electronics | RCA | HB62480W40 | Indoor Luminaires | High-Bay | High-Bay Luminaires for Commercial and Industrial Buildings | Premium | TRUE | 10540.56 | 127.59 | 82.61 | 11.7 | 0.942 | 3963 | 84.1 | 5 |  | 42732 |  |  | No | Updated on 9/12/2016 | 4 | 10672.1 | 128.8 | 82.8 | 11.6 | 0.94 | 3963 | 84.1
PNX6MZ6X | RCA Commercial Electronics | RCA | HB660200W40 | Indoor Luminaires | High-Bay | High-Bay Luminaires for Commercial and Industrial Buildings | Premium | TRUE | 26295.96 | 128.49 | 204.65 | 7.9 | 0.939 | 3873 | 83.6 | 5 |  | 42732 |  |  | No | Updated on 9/12/2016 | 4 | 26466.5 | 128.6 | 205.7 | 7.7 | 0.94 | 3873 | 83.6
PJ3J3G8Y | PACLIGHTS LLC | PacLights | FHL150M-30 | Indoor Luminaires | High-Bay | High-Bay Luminaires for Commercial and Industrial Buildings | Standard | TRUE | 16954 | 107.03 | 158.4 | 12.72 | 0.9334 | 3101 | 84.2 | 5 |  | 42732 |  |  | Yes |  | 4.1 | 16954 | 107.03 | 158.4 | 12.72 | 0.93 | 3000 | 84.2
PW5SZ3B2 | PACLIGHTS LLC | PacLights | FHL100S-30 | Indoor Luminaires | High-Bay | High-Bay Luminaires for Commercial and Industrial Buildings | Standard | TRUE | 10086 | 105.82 | 95.31 | 16.05 | 0.9098 | 3085 | 84.2 | 5 |  | 42732 |  |  | Yes |  | 4 | 10086 | 105.82 | 95.31 | 16.05 | 0.91 | 3000 | 84.2
PPNWDPWM | PACLIGHTS LLC | PacLights | FHL160L-30 | Indoor Luminaires | High-Bay | High-Bay Luminaires for Commercial and Industrial Buildings | Standard | TRUE | 18579 | 121.91 | 152.4 | 16.33 | 0.9065 | 3097 | 84.6 | 5 |  | 42732 |  |  | Yes |  | 4.1 | 18579 | 121.91 | 152.4 | 16.33 | 0.91 | 3000 | 84.6
PSDMHF59 | PACLIGHTS LLC | PacLights | FHL100L-30 | Indoor Luminaires | High-Bay | High-Bay Luminaires for Commercial and Industrial Buildings | Standard | TRUE | 10931 | 125.38 | 87.18 | 17.18 | 0.9052 | 3102 | 84.7 | 5 |  | 42732 |  |  | Yes |  | 4.1 | 10931 | 125.38 | 87.18 | 17.18 | 0.91 | 3000 | 84.7
P7P6PA1N | RCA Commercial Electronics | RCA | HB648160W57 | Indoor Luminaires | High-Bay | High-Bay Luminaires for Commercial and Industrial Buildings | Premium | FALSE | [9 empty] | 42732 |  |  | No | Updated on 9/12/2016 | 4 | 21995.5 | 132.5 | 165.9 | 10.7 | 0.94 | 5776 | 86.9
P1C6VXTW | RCA Commercial Electronics | RCA | HB636100W57 | Indoor Luminaires | High-Bay | High-Bay Luminaires for Commercial and Industrial Buildings | Premium | FALSE | [9 empty] | 42732 |  |  | No |  | 4 | 13987.2 | 134.3 | 104.1 | 10.5 | 0.94 | 5748 | 86.6
P51Q91QJ | RCA Commercial Electronics | RCA | HB62480W57 | Indoor Luminaires | High-Bay | High-Bay Luminaires for Commercial and Industrial Buildings | Premium | FALSE | [9 empty] | 42732 |  |  | No | Updated on 9/12/2016 | 4 | 10859.5 | 131.7 | 82.4 | 11.7 | 0.94 | 5728 | 86.9
PBZ6QE98 | RCA Commercial Electronics | RCA | HB648120W57 | Indoor Luminaires | High-Bay | High-Bay Luminaires for Commercial and Industrial Buildings | Premium | FALSE | [9 empty] | 42732 |  |  | No |  | 4 | 16808.5 | 133.5 | 125.9 | 9.7 | 0.95 | 5724 | 87
P97ZF9DX | RCA Commercial Electronics | RCA | HB660200W57 | Indoor Luminaires | High-Bay | High-Bay Luminaires for Commercial and Industrial Buildings | Premium | FALSE | [9 empty] | 42732 |  |  | No |  | 4 | 27192.7 | 132.5 | 205.1 | 7.9 | 0.94 | 5638 | 87.3
PM1918A4 | RCA Commercial Electronics | RCA | HB648160W50 | Indoor Luminaires | High-Bay | High-Bay Luminaires for Commercial and Industrial Buildings | Premium | FALSE | [9 empty] | 42732 |  |  | No | Updated on 9/12/2016 | 4 | 21250.5 | 128.1 | 165.8 | 10.6 | 0.94 | 5000 | 84.5
P7FTZJT5 | RCA Commercial Electronics | RCA | HB648120W50 | Indoor Luminaires | High-Bay | High-Bay Luminaires for Commercial and Industrial Buildings | Premium | FALSE | [9 empty] | 42732 |  |  | No |  | 4 | 16520.2 | 130.2 | 126.8 | 9.5 | 0.95 | 5000 | 84.5
PAZZCKKJ | RCA Commercial Electronics | RCA | HB636100W50 | Indoor Luminaires | High-Bay | High-Bay Luminaires for Commercial and Industrial Buildings | Premium | FALSE | [9 empty] | 42732 |  |  | No |  | 4 | 13469.3 | 130.1 | 103.5 | 10.3 | 0.95 | 5000 | 84.3
PVWPDVQ1 | RCA Commercial Electronics | RCA | HB62480W50 | Indoor Luminaires | High-Bay | High-Bay Luminaires for Commercial and Industrial Buildings | Premium | FALSE | [9 empty] | 42732 |  |  | No | Updated on 9/12/2016 | 4 | 10672.1 | 128.8 | 82.8 | 11.6 | 0.94 | 5000 | 84.1
PRHH3CB1 | RCA Commercial Electronics | RCA | HB660200W50 | Indoor Luminaires | High-Bay | High-Bay Luminaires for Commercial and Industrial Buildings | Premium | FALSE | [9 empty] | 42732 |  |  | No | Updated on 9/12/2016 | 4 | 26466.5 | 128.6 | 205.7 | 7.7 | 0.94 | 5000 | 83.6
PXZKRSQ3 | RCA Commercial Electronics | RCA | HB648160W45 | Indoor Luminaires | High-Bay | High-Bay Luminaires for Commercial and Industrial Buildings | Premium | FALSE | [9 empty] | 42732 |  |  | No |  | 4 | 21250.5 | 128.1 | 165.8 | 10.6 | 0.94 | 4500 | 84.5
PGN8DVMJ | RCA Commercial Electronics | RCA | HB648120W45 | Indoor Luminaires | High-Bay | High-Bay Luminaires for Commercial and Industrial Buildings | Premium | FALSE | [9 empty] | 42732 |  |  | No |  | 4 | 16520.2 | 130.2 | 126.8 | 9.5 | 0.95 | 4500 | 84.5
PKZHW6EH | RCA Commercial Electronics | RCA | HB636100W45 | Indoor Luminaires | High-Bay | High-Bay Luminaires for Commercial and Industrial Buildings | Premium | FALSE | [9 empty] | 42732 |  |  | No |  | 4 | 13469.3 | 130.1 | 103.5 | 10.3 | 0.95 | 4500 | 84.3
PT4ZS3MQ | RCA Commercial Electronics | RCA | HB62480W45 | Indoor Luminaires | High-Bay | High-Bay Luminaires for Commercial and Industrial Buildings | Premium | FALSE | [9 empty] | 42732 |  |  | No |  | 4 | 10672.1 | 128.8 | 82.8 | 11.6 | 0.94 | 4500 | 84.1
P69BN5PJ | RCA Commercial Electronics | RCA | HB660200W45 | Indoor Luminaires | High-Bay | High-Bay Luminaires for Commercial and Industrial Buildings | Premium | FALSE | [9 empty] | 42732 |  |  | No |  | 4 | 26466.5 | 128.6 | 205.7 | 7.7 | 0.94 | 4500 | 83.6
PUKNNKWA | PACLIGHTS LLC | PacLights | FHL100L-50 | Indoor Luminaires | High-Bay | High-Bay Luminaires for Commercial and Industrial Buildings | Standard | FALSE | [9 empty] | 42732 |  |  | Yes |  | 4.1 | 11392 | 128.59 | 88.59 | 18.17 | 0.9 | 5000 | 83.9
P4MFNHMP | PACLIGHTS LLC | PacLights | FHL160L-50 | Indoor Luminaires | High-Bay | High-Bay Luminaires for Commercial and Industrial Buildings | Standard | FALSE | [9 empty] | 42732 |  |  | Yes |  | 4.1 | 19256 | 125.12 | 153.9 | 17.14 | 0.9 | 5000 | 83.9
PN6WMD23 | PACLIGHTS LLC | PacLights | FHL100S-50 | Indoor Luminaires | High-Bay | High-Bay Luminaires for Commercial and Industrial Buildings | Standard | FALSE | [9 empty] | 42732 |  |  | Yes |  | 4 | 10426 | 108.29 | 96.28 | 16.82 | 0.9 | 5000 | 83.9
PQ4ZD8EB | PACLIGHTS LLC | PacLights | FHL320L-50 | Indoor Luminaires | High-Bay | High-Bay Luminaires for Commercial and Industrial Buildings | Standard | FALSE | [9 empty] | 42732 |  |  | Yes |  | 4.1 | 34867 | 110.41 | 315.8 | 9.31 | 0.95 | 5000 | 83.9
P5SA9TRZ | PACLIGHTS LLC | PacLights | FHL240L-50 | Indoor Luminaires | High-Bay | High-Bay Luminaires for Commercial and Industrial Buildings | Standard | FALSE | [9 empty] | 42732 |  |  | Yes |  | 4.1 | 27672 | 106.72 | 259.3 | 8.82 | 0.94 | 5000 | 83.9
PWBJYF9H | PACLIGHTS LLC | PacLights | FHL150M-50 | Indoor Luminaires | High-Bay | High-Bay Luminaires for Commercial and Industrial Buildings | Standard | FALSE | [9 empty] | 42732 |  |  | Yes |  | 4.1 | 17530 | 110.18 | 159.1 | 13.75 | 0.93 | 5000 | 83.4
PWNVG6SJ | PACLIGHTS LLC | PacLights | FHL100L-45 | Indoor Luminaires | High-Bay | High-Bay Luminaires for Commercial and Industrial Buildings | Standard | FALSE | [9 empty] | 42732 |  |  | Yes |  | 4.1 | 10931 | 125.38 | 87.18 | 17.18 | 0.91 | 4500 | 84.7
P21AKNZC | PACLIGHTS LLC | PacLights | FHL160L-45 | Indoor Luminaires | High-Bay | High-Bay Luminaires for Commercial and Industrial Buildings | Standard | FALSE | [9 empty] | 42732 |  |  | Yes |  | 4.1 | 18579 | 121.91 | 152.4 | 16.33 | 0.91 | 4500 | 84.6
P2MACYJM | PACLIGHTS LLC | PacLights | FHL320L-45 | Indoor Luminaires | High-Bay | High-Bay Luminaires for Commercial and Industrial Buildings | Standard | FALSE | [9 empty] | 42732 |  |  | Yes |  | 4.1 | 33720 | 107.39 | 314 | 8.45 | 0.95 | 4500 | 84.4
PWV3A6JJ | PACLIGHTS LLC | PacLights | FHL240L-45X | Indoor Luminaires | High-Bay | High-Bay Luminaires for Commercial and Industrial Buildings | Standard | FALSE | [9 empty] | 42732 |  |  | Yes |  | 4.1 | 26737 | 103.51 | 258.3 | 8.03 | 0.94 | 4500 | 84.3
P8F6H9BF | PACLIGHTS LLC | PacLights | FHL150M-45 | Indoor Luminaires | High-Bay | High-Bay Luminaires for Commercial and Industrial Buildings | Standard | FALSE | [9 empty] | 42732 |  |  | Yes |  | 4.1 | 16954 | 107.03 | 158.4 | 17.18 | 0.93 | 4500 | 84.2
P91MKCJQ | PACLIGHTS LLC | PacLights | FHL100S-45 | Indoor Luminaires | High-Bay | High-Bay Luminaires for Commercial and Industrial Buildings | Standard | FALSE | [9 empty] | 42732 |  |  | Yes |  | 4 | 10086 | 105.82 | 95.31 | 16.05 | 0.91 | 4500 | 84.2
P3N9HQVK | PACLIGHTS LLC | PacLights | FHL100L-40 | Indoor Luminaires | High-Bay | High-Bay Luminaires for Commercial and Industrial Buildings | Standard | FALSE | [9 empty] | 42732 |  |  | Yes |  | 4.1 | 10931 | 125.38 | 87.18 | 17.18 | 0.91 | 4000 | 84.7
PZKR2P76 | PACLIGHTS LLC | PacLights | FHL160L-40 | Indoor Luminaires | High-Bay | High-Bay Luminaires for Commercial and Industrial Buildings | Standard | FALSE | [9 empty] | 42732 |  |  | Yes |  | 4.1 | 18579 | 121.91 | 152.4 | 16.33 | 0.91 | 4000 | 84.6
PQVRUF1P | PACLIGHTS LLC | PacLights | FHL320L-40 | Indoor Luminaires | High-Bay | High-Bay Luminaires for Commercial and Industrial Buildings | Standard | FALSE | [9 empty] | 42732 |  |  | Yes |  | 4.1 | 33720 | 107.39 | 314 | 8.45 | 0.95 | 4000 | 84.4
P97W6YEX | PACLIGHTS LLC | PacLights | FHL240L-40 | Indoor Luminaires | High-Bay | High-Bay Luminaires for Commercial and Industrial Buildings | Standard | FALSE | [9 empty] | 42732 |  |  | Yes |  | 4.1 | 26737 | 103.51 | 258.3 | 8.03 | 0.94 | 4000 | 84.3
P6UQNZKF | PACLIGHTS LLC | PacLights | FHL100S-40 | Indoor Luminaires | High-Bay | High-Bay Luminaires for Commercial and Industrial Buildings | Standard | FALSE | [9 empty] | 42732 |  |  | Yes |  | 4 | 10086 | 105.82 | 95.31 | 16.05 | 0.91 | 4000 | 84.2
PTTY4KHV | PACLIGHTS LLC | PacLights | FHL150M-40 | Indoor Luminaires | High-Bay | High-Bay Luminaires for Commercial and Industrial Buildings | Standard | FALSE | [9 empty] | 42732 |  |  | Yes |  | 4.1 | 16954 | 107.03 | 158.4 | 12.72 | 0.93 | 4000 | 84.2
PWDZUX5M | PACLIGHTS LLC | PacLights | FHL100L-35 | Indoor Luminaires | High-Bay | High-Bay Luminaires for Commercial and Industrial Buildings | Standard | FALSE | [9 empty] | 42732 |  |  | Yes |  | 4.1 | 10931 | 125.38 | 87.18 | 17.18 | 0.91 | 3500 | 84.7
PCGYNG54 | PACLIGHTS LLC | PacLights | FHL160L-35 | Indoor Luminaires | High-Bay | High-Bay Luminaires for Commercial and Industrial Buildings | Standard | FALSE | [9 empty] | 42732 |  |  | Yes |  | 4.1 | 18579 | 121.91 | 152.4 | 16.33 | 0.91 | 3500 | 84.6
P4GWZKH4 | PACLIGHTS LLC | PacLights | FHL320L-35 | Indoor Luminaires | High-Bay | High-Bay Luminaires for Commercial and Industrial Buildings | Standard | FALSE | [9 empty] | 42732 |  |  | Yes |  | 4.1 | 33720 | 107.39 | 314 | 8.45 | 0.95 | 3500 | 84.4
PF74YXQ4 | PACLIGHTS LLC | PacLights | FHL240L-35 | Indoor Luminaires | High-Bay | High-Bay Luminaires for Commercial and Industrial Buildings | Standard | FALSE | [9 empty] | 42732 |  |  | Yes |  | 4.1 | 26737 | 103.51 | 258.3 | 8.03 | 0.94 | 3500 | 84.3
PPGKVBRR | PACLIGHTS LLC | PacLights | FHL100S-35 | Indoor Luminaires | High-Bay | High-Bay Luminaires for Commercial and Industrial Buildings | Standard | FALSE | [9 empty] | 42732 |  |  | Yes |  | 4 | 10086 | 105.82 | 95.31 | 16.05 | 0.91 | 3500 | 84.2
P6WUBUJ4 | PACLIGHTS LLC | PacLights | FHL150M-35 | Indoor Luminaires | High-Bay | High-Bay Luminaires for Commercial and Industrial Buildings | Standard | FALSE | [9 empty] | 42732 |  |  | Yes |  | 4.1 | 16954 | 107.03 | 158.4 | 12.72 | 0.93 | 3500 | 84.2
PGQPKS37 | Nuwave LLC | ALSET | HBS-18L-30K-UL | Indoor Luminaires | High-Bay | High-Bay Luminaires for Commercial and Industrial Buildings | Standard | TRUE | 16216 | 117.76 | 137.7 | 9.44 | 0.9672 | 2871 | 83.2 | 7 | 50000 | 42732 |  |  | No |  | 4.1 | 16216 | 117.76 | 137.7 | 9.44 | 0.97 | 3000 | 83.2
P3J829S4 | Nuwave LLC | ALSET | HBS-18L-30K-UH | Indoor Luminaires | High-Bay | High-Bay Luminaires for Commercial and Industrial Buildings | Standard | TRUE | 16135 | 117.09 | 137.8 | 12.02 | 0.9198 | 2870 | 83.2 | 7 | 50000 | 42732 |  |  | No |  | 4.1 | 16125 | 117.87 | 136.8 | 12.02 | 0.92 | 3000 | 83.2
PMQA4FDM | Nuwave LLC | ALSET | HBS-18L-57K-UH | Indoor Luminaires | High-Bay | High-Bay Luminaires for Commercial and Industrial Buildings | Standard | FALSE | [9 empty] | 42732 |  |  | No |  | 4.1 | 17075 | 124.36 | 137.3 | 12.37 | 0.92 | 5700 | 80.9
P4YGBKJD | Nuwave LLC | ALSET | HBS-18L-57K-UL | Indoor Luminaires | High-Bay | High-Bay Luminaires for Commercial and Industrial Buildings | Standard | FALSE | [9 empty] | 42732 |  |  | No |  | 4.1 | 16989 | 124.83 | 136.1 | 9.52 | 0.97 | 5700 | 80.7
PMFVRN9B | Nuwave LLC | ALSET | HBS-18L-50K-UH | Indoor Luminaires | High-Bay | High-Bay Luminaires for Commercial and Industrial Buildings | Standard | FALSE | [9 empty] | 42732 |  |  | No |  | 4.1 | 16885 | 123.2 | 137.1 | 12.02 | 0.92 | 5000 | 83.2
PQPFZ9YJ | Nuwave LLC | ALSET | HBS-18L-50K-UL | Indoor Luminaires | High-Bay | High-Bay Luminaires for Commercial and Industrial Buildings | Standard | FALSE | [9 empty] | 42732 |  |  | No |  | 4.1 | 16834 | 122.97 | 136.9 | 9.44 | 0.97 | 5000 | 83.2
PSHBSUCF | Nuwave LLC | ALSET | HBS-18L-45K-UH | Indoor Luminaires | High-Bay | High-Bay Luminaires for Commercial and Industrial Buildings | Standard | FALSE | [9 empty] | 42732 |  |  | No |  | 4.1 | 16695 | 121.82 | 137.1 | 12.02 | 0.92 | 4500 | 83.2
P82KMED2 | Nuwave LLC | ALSET | HBS-18L-45K-UL | Indoor Luminaires | High-Bay | High-Bay Luminaires for Commercial and Industrial Buildings | Standard | FALSE | [9 empty] | 42732 |  |  | No |  | 4.1 | 16680 | 121.84 | 136.9 | 9.44 | 0.97 | 4500 | 83.2
PD5PA5CA | Nuwave LLC | ALSET | HBS-18L-40K-UH | Indoor Luminaires | High-Bay | High-Bay Luminaires for Commercial and Industrial Buildings | Standard | FALSE | [9 empty] | 42732 |  |  | No |  | 4.1 | 16505 | 120.43 | 137.1 | 12.02 | 0.92 | 4000 | 83.2
PA7JRQX4 | Nuwave LLC | ALSET | HBS-18L-40K-UL | Indoor Luminaires | High-Bay | High-Bay Luminaires for Commercial and Industrial Buildings | Standard | FALSE | [9 empty] | 42732 |  |  | No |  | 4.1 | 16525 | 120.71 | 136.9 | 9.44 | 0.97 | 4000 | 83.2
PFDN2YEF | Nuwave LLC | ALSET | HBS-18L-35K-UH | Indoor Luminaires | High-Bay | High-Bay Luminaires for Commercial and Industrial Buildings | Standard | FALSE | [9 empty] | 42732 |  |  | No |  | 4.1 | 16315 | 119.04 | 137.1 | 12.02 | 0.92 | 3500 | 83.2
PHH55SWK | Nuwave LLC | ALSET | HBS-18L-35K-UL | Indoor Luminaires | High-Bay | High-Bay Luminaires for Commercial and Industrial Buildings | Standard | FALSE | [9 empty] | 42732 |  |  | No |  | 4.1 | 16371 | 119.58 | 136.9 | 9.44 | 0.97 | 3500 | 83.2
P14VN112 | Bluecolt Lighting LLC | Bluecolt Lighting | BLUF-100W-3K-X-N-D | Indoor Luminaires | High-Bay | High-Bay Luminaires for Commercial and Industrial Buildings | Standard | TRUE | 11480.45 | 112.136 | 102.38 | 16.01 | 0.9206 | 3047 | 73 | 5 | 50000 | 42732 |  |  | No |  | 3 | 11200 | 112 | 100 | 15 | 0.93 | 3000 | 70
PQ5TYPHS | Bluecolt Lighting LLC | Bluecolt Lighting | BLUF-200W-5K-X-C-D | Indoor Luminaires | High-Bay | High-Bay Luminaires for Commercial and Industrial Buildings | Standard | FALSE | [9 empty] | 42732 |  |  | No |  | 3 | 27200 | 136 | 200 | 15 | 0.93 | 5000 | 70
PV5UB2DT | Bluecolt Lighting LLC | Bluecolt Lighting | BLUF-150W-5K-X-C-D | Indoor Luminaires | High-Bay | High-Bay Luminaires for Commercial and Industrial Buildings | Standard | FALSE | [9 empty] | 42732 |  |  | No |  | 3 | 18000 | 120 | 150 | 15 | 0.93 | 5000 | 70
PYTCCN6Z | Bluecolt Lighting LLC | Bluecolt Lighting | BLUF-100W-5K-X-C-D | Indoor Luminaires | High-Bay | High-Bay Luminaires for Commercial and Industrial Buildings | Standard | FALSE | [9 empty] | 42732 |  |  | No |  | 3 | 12000 | 120 | 100 | 15 | 0.93 | 5000 | 70
PATEG45S | ePower Manufacturing LLC | ePower | EPM-LL-03-100-57 | Indoor Luminaires | High-Bay | High-Bay Luminaires for Commercial and Industrial Buildings | Premium | FALSE | [9 empty] | 42732 | Dimmable | Continuous Below 10 | No |  | 4 | 13987.2 | 134.3 | 104.1 | 10.5 | 0.94 | 5748 | 86.6
PQCNS1RT | ePower Manufacturing LLC | ePower | EPM-LL-04-160-57 | Indoor Luminaires | High-Bay | High-Bay Luminaires for Commercial and Industrial Buildings | Premium | FALSE | [9 empty] | 42732 | Dimmable | Continuous Below 10 | No |  | 4 | 21995.5 | 132.5 | 165.9 | 10.7 | 0.94 | 5776 | 86.9
PZ8E85FK | ePower Manufacturing LLC | ePower | EPM-LL-04-120-57 | Indoor Luminaires | High-Bay | High-Bay Luminaires for Commercial and Industrial Buildings | Premium | FALSE | [9 empty] | 42732 | Dimmable | Continuous Below 10 | No |  | 4 | 16808.5 | 133.5 | 125.9 | 9.7 | 0.95 | 5724 | 87
P7DFC2CU | ePower Manufacturing LLC | ePower | EPM-LL-02-080-57 | Indoor Luminaires | High-Bay | High-Bay Luminaires for Commercial and Industrial Buildings | Premium | FALSE | [9 empty] | 42732 | Dimmable | Continuous Below 10 | No |  | 4 | 10859.5 | 131.7 | 82.4 | 11.7 | 0.94 | 5728 | 86.9
P7HP5Q4K | ePower Manufacturing LLC | ePower | EPM-LL-03-100-50 | Indoor Luminaires | High-Bay | High-Bay Luminaires for Commercial and Industrial Buildings | Premium | FALSE | [9 empty] | 42732 | Dimmable | Continuous Below 10 | No |  | 4 | 13469.3 | 130.1 | 103.5 | 10.3 | 0.95 | 5000 | 84.3
PG5AUZ9J | ePower Manufacturing LLC | ePower | EPM-LL-04-160-50 | Indoor Luminaires | High-Bay | High-Bay Luminaires for Commercial and Industrial Buildings | Premium | FALSE | [9 empty] | 42732 | Dimmable | Continuous Below 10 | No |  | 4 | 21250.5 | 128.1 | 165.8 | 10.6 | 0.94 | 5000 | 84.5
P7D726EU | ePower Manufacturing LLC | ePower | EPM-LL-04-120-50 | Indoor Luminaires | High-Bay | High-Bay Luminaires for Commercial and Industrial Buildings | Premium | FALSE | [9 empty] | 42732 | Dimmable | Continuous Below 10 | No |  | 4 | 16520.2 | 130.2 | 126.8 | 9.5 | 0.95 | 5000 | 84.5
PNSH5EG2 | ePower Manufacturing LLC | ePower | EPM-LL-02-080-50 | Indoor Luminaires | High-Bay | High-Bay Luminaires for Commercial and Industrial Buildings | Premium | FALSE | [9 empty] | 42732 | Dimmable | Continuous Below 10 | No |  | 4 | 10672.1 | 128.8 | 82.8 | 11.6 | 0.94 | 5000 | 84.1
P1NGQ1FB | ePower Manufacturing LLC | ePower | EPM-LL-05-200-50 | Indoor Luminaires | High-Bay | High-Bay Luminaires for Commercial and Industrial Buildings | Premium | FALSE | [9 empty] | 42732 | Dimmable | Continuous Below 10 | No |  | 4 | 26466.5 | 128.6 | 205.7 | 7.7 | 0.94 | 5000 | 83.6
PVFPRNFG | ePower Manufacturing LLC | ePower | EPM-LL-03-100-40 | Indoor Luminaires | High-Bay | High-Bay Luminaires for Commercial and Industrial Buildings | Premium | TRUE | 13469.387 | 130.139 | 103.5 | 10.5 | 0.943 | 3972 | 84.3 | 5 | 50000 | 42732 | Dimmable | Continuous Below 10 | No | Updated on 12/28/2016 | 4 | 13469.3 | 130.1 | 103.5 | 10.3 | 0.95 | 3972 | 84.3
P37SATSG | ePower Manufacturing LLC | ePower | EPM-LL-04-160-40 | Indoor Luminaires | High-Bay | High-Bay Luminaires for Commercial and Industrial Buildings | Premium | TRUE | 21087.08 | 127.71 | 165.12 | 10.7 | 0.943 | 3975 | 84.5 | 5 | 50000 | 42732 | Dimmable | Continuous Below 10 | No | Updated on 12/28/2016 | 4 | 21250.5 | 128.1 | 165.8 | 10.6 | 0.94 | 3975 | 84.5
PXP6NSGT | ePower Manufacturing LLC | ePower | EPM-LL-04-120-40 | Indoor Luminaires | High-Bay | High-Bay Luminaires for Commercial and Industrial Buildings | Premium | TRUE | 16348.79 | 129.69 | 126.06 | 9.7 | 0.951 | 3972 | 84.5 | 5 | 50000 | 42732 | Dimmable | Continuous Below 10 | No | Updated on 12/28/2016 | 4 | 16520.2 | 130.2 | 126.8 | 9.5 | 0.95 | 3972 | 84.5
P6F754S4 | ePower Manufacturing LLC | ePower | EPM-LL-02-080-40 | Indoor Luminaires | High-Bay | High-Bay Luminaires for Commercial and Industrial Buildings | Premium | TRUE | 10540.56 | 127.59 | 82.61 | 11.7 | 0.942 | 3963 | 84.1 | 5 | 50000 | 42732 | Dimmable | Continuous Below 10 | No | Updated on 12/28/2016 | 4 | 10672.1 | 128.8 | 82.8 | 11.6 | 0.94 | 3963 | 84.1
PBY8MYD8 | ePower Manufacturing LLC | ePower | EPM-LL-05-200-40 | Indoor Luminaires | High-Bay | High-Bay Luminaires for Commercial and Industrial Buildings | Premium | TRUE | 26295.96 | 128.49 | 204.65 | 7.9 | 0.939 | 3873 | 83.6 | 5 | 50000 | 42732 | Dimmable | Continuous Below 10 | No | Updated on 12/28/2016 | 4 | 26466.5 | 128.6 | 205.7 | 7.7 | 0.94 | 3873 | 83.6
PTKQJPD1 | Kili-LED Lighting Limited | KILI-LED | VFO054(5700K)[Clear Lens][Non-Dimmable] | Indoor Luminaires | High-Bay | Low-Bay Luminaires for Commercial and Industrial Buildings | Premium | FALSE | [9 empty] | 42731 | Not Dimmable | Not Dimmable | No |  | 4 | 7570 | 154 | 48.9 | 14 | 0.9 | 5700 | 83
P1GQ5MHY | Kili-LED Lighting Limited | KILI-LED | VFO054(5000K)[Clear Lens][Non-Dimmable] | Indoor Luminaires | High-Bay | Low-Bay Luminaires for Commercial and Industrial Buildings | Premium | FALSE | [9 empty] | 42731 | Not Dimmable | Not Dimmable | No |  | 4 | 7570 | 154 | 48.9 | 14 | 0.9 | 5000 | 83
PG1X4AEY | Kili-LED Lighting Limited | KILI-LED | VFO054(5000K)[Frosted Lens][Non-Dimmable]Â Â | Indoor Luminaires | High-Bay | Low-Bay Luminaires for Commercial and Industrial Buildings | Premium | FALSE | [9 empty] | 42731 | Not Dimmable | Not Dimmable | No |  | 4.1 | 6700 | 133 | 50 | 17.8 | 0.92 | 5000 | 81.4
PZYTGMP7 | Kili-LED Lighting Limited | KILI-LED | VFO054(4500K)[Clear Lens][Non-Dimmable] | Indoor Luminaires | High-Bay | Low-Bay Luminaires for Commercial and Industrial Buildings | Premium | FALSE | [9 empty] | 42731 | Not Dimmable | Not Dimmable | No |  | 4 | 7570 | 154 | 48.9 | 14 | 0.9 | 4500 | 83
PR8DJSVG | Kili-LED Lighting Limited | KILI-LED | VFO054(4500K)[Frosted Lens]Â [Non-Dimmable]Â | Indoor Luminaires | High-Bay | Low-Bay Luminaires for Commercial and Industrial Buildings | Premium | FALSE | [9 empty] | 42731 | Not Dimmable | Not Dimmable | No |  | 4.1 | 6700 | 133 | 50 | 17.8 | 0.92 | 4500 | 81.4
P4G7KGPN | Kili-LED Lighting Limited | KILI-LED | VFO054(4000K)[Clear Lens][Non-Dimmable] | Indoor Luminaires | High-Bay | Low-Bay Luminaires for Commercial and Industrial Buildings | Premium | FALSE | [9 empty] | 42731 | Not Dimmable | Not Dimmable | No |  | 4 | 7355 | 149 | 49.1 | 14 | 0.9 | 4000 | 84
PUB9ACJP | Kili-LED Lighting Limited | KILI-LED | VFO054(4000K)[Frosted Lens][Non-Dimmable]Â | Indoor Luminaires | High-Bay | Low-Bay Luminaires for Commercial and Industrial Buildings | Premium | FALSE | [9 empty] | 42731 | Not Dimmable | Not Dimmable | No |  | 4.1 | 6600 | 130 | 51 | 16.1 | 0.92 | 4000 | 82.9
PKZVV6S4 | Mobern Lighting Co | Mobern Lighting | HBP24-LED165DMVFR40 | Indoor Luminaires | High-Bay | High-Bay Luminaires for Commercial and Industrial Buildings | Premium | TRUE | 21786 | 132.68 | 164.2 | 8.1 | 0.9645 | 3984 | 83.3 | 5 | 50000 | 42731 | Dimmable | Continuous Below 10 | No |  | 4 | 21786 | 132.68 | 164.2 | 8.1 | 0.96 | 4000 | 83.3
PCT6HST9 | Mobern Lighting Co | Mobern Lighting | HBP24-LED105DMVFR40 | Indoor Luminaires | High-Bay | High-Bay Luminaires for Commercial and Industrial Buildings | Premium | TRUE | 13976 | 130.37 | 107.2 | 7.92 | 0.9605 | 4014 | 83.3 | 5 | 50000 | 42731 | Dimmable | Continuous Below 10 | No |  | 4 | 13976 | 130.37 | 107.2 | 7.92 | 0.96 | 4000 | 83.3
PYUDFG15 | Mobern Lighting Co | Mobern Lighting | HBP48-LED220DMVFR40 | Indoor Luminaires | High-Bay | High-Bay Luminaires for Commercial and Industrial Buildings | Premium | TRUE | 28092 | 130.48 | 215.3 | 8.03 | 0.9583 | 3994 | 83.6 | 5 | 50000 | 42731 | Dimmable | Continuous Below 10 | No |  | 4 | 28092 | 127.69 | 220 | 8.03 | 0.96 | 4000 | 83.6
P3KXWBFZ | Mobern Lighting Co | Mobern Lighting | HBP48-LED220DMVFR57 | Indoor Luminaires | High-Bay | High-Bay Luminaires for Commercial and Industrial Buildings | Premium | FALSE | [9 empty] | 42731 | Dimmable | Continuous Below 10 | No |  | 4 | 30380 | 136.17 | 223.1 | 8.19 | 0.95 | 5700 | 85.2
PAMQ3SEU | Mobern Lighting Co | Mobern Lighting | HBP24-LED105DMVFR57 | Indoor Luminaires | High-Bay | High-Bay Luminaires for Commercial and Industrial Buildings | Premium | FALSE | [9 empty] | 42731 | Dimmable | Continuous Below 10 | No |  | 4 | 14324 | 132.38 | 108.2 | 7.41 | 0.96 | 5700 | 85
P15YVBH8 | Mobern Lighting Co | Mobern Lighting | HBP24-LED165DMVFR57 | Indoor Luminaires | High-Bay | High-Bay Luminaires for Commercial and Industrial Buildings | Premium | FALSE | [9 empty] | 42731 | Dimmable | Continuous Below 10 | No |  | 4 | 21911 | 134.59 | 162.8 | 8.13 | 0.96 | 5700 | 83.3
PZ97C2W2 | Mobern Lighting Co | Mobern Lighting | HBP48-LED220DMVFR50 | Indoor Luminaires | High-Bay | High-Bay Luminaires for Commercial and Industrial Buildings | Premium | FALSE | [9 empty] | 42731 | Dimmable | Continuous Below 10 | No |  | 4 | 29378 | 133.54 | 220 | 8.1 | 0.96 | 5000 | 82.2
PA7KVJMZ | Mobern Lighting Co | Mobern Lighting | HBP24-LED165DMVFR50 | Indoor Luminaires | High-Bay | High-Bay Luminaires for Commercial and Industrial Buildings | Premium | FALSE | [9 empty] | 42731 | Dimmable | Continuous Below 10 | No |  | 4 | 22027 | 133.58 | 164.9 | 8.23 | 0.96 | 5000 | 82.1
P1GP2MH9 | Mobern Lighting Co | Mobern Lighting | HBP24-LED105DMVFR50 | Indoor Luminaires | High-Bay | High-Bay Luminaires for Commercial and Industrial Buildings | Premium | FALSE | [9 empty] | 42731 | Dimmable | Continuous Below 10 | No |  | 4 | 14131 | 131.21 | 107.7 | 7.97 | 0.96 | 5000 | 82
PW8Z5XDT | ABOVE ALL LIGHTING INC. | ABOVE ALL | URHB240LED406 | Indoor Luminaires | High-Bay | High-Bay Luminaires for Commercial and Industrial Buildings | Standard | TRUE | 28777 | 123.5 | 233 | 14.3 | 0.929 | 3951 | 82.2 | 5 |  | 42731 | Dimmable | Continuous Below 10 | No |  | 3.1 | 28777 | 123.5 | 233 | 14.3 | 0.9 | 4000 | 80
PBSZ6DBV | ABOVE ALL LIGHTING INC. | ABOVE ALL | URHB240LED576 | Indoor Luminaires | High-Bay | High-Bay Luminaires for Commercial and Industrial Buildings | Standard | FALSE | [9 empty] | 42731 | Dimmable | Continuous Below 10 | No |  | 3.1 | 30634 | 131.2 | 233.5 | 14.3 | 0.9 | 5700 | 80
PZKM2XAJ | ABOVE ALL LIGHTING INC. | ABOVE ALL | URHB240LED506 | Indoor Luminaires | High-Bay | High-Bay Luminaires for Commercial and Industrial Buildings | Standard | FALSE | [9 empty] | 42731 | Dimmable | Continuous Below 10 | No |  | 3.1 | 29423 | 125.7 | 234 | 14.5 | 0.9 | 5000 | 80
P9B9QM88 | J&L LED limited | J&L | JLUFO-200W 3000K | Indoor Luminaires | High-Bay | High-Bay Luminaires for Commercial and Industrial Buildings | Standard | TRUE | 20265.23 | 107.78 | 188.03 | 22.46 | 0.9645 | 3043 | 82.9 | 5 | 50000 | 42731 | Not Dimmable | Not Dimmable | No |  | 4.1 | 21000 | 105 | 200 | 0.23 | 0.95 | 3000 | 80
PZX2G4SJ | J&L LED limited | J&L | JLUFO-200W 5000K | Indoor Luminaires | High-Bay | High-Bay Luminaires for Commercial and Industrial Buildings | Standard | FALSE | [9 empty] | 42731 | Not Dimmable | Not Dimmable | No |  | 4.1 | 21000 | 105 | 200 | 0.23 | 0.95 | 5000 | 80
PWBRTDSM | J&L LED limited | J&L | JLUFO-200W 4000K | Indoor Luminaires | High-Bay | High-Bay Luminaires for Commercial and Industrial Buildings | Standard | FALSE | [9 empty] | 42731 | Not Dimmable | Not Dimmable | No |  | 4.1 | 21000 | 105 | 200 | 0.23 | 0.95 | 4000 | 80
PQDWHR8S | Shenzhen Betop Electronics CoLtd | Bitco | BT-PH150W-266L(4000K) | Indoor Luminaires | High-Bay | High-Bay Luminaires for Commercial and Industrial Buildings | Premium | TRUE | 20398 | 136.35 | 149.6 | 14.02 | 0.9368 | 3903 | 82.9 | 5 | 50000 | 42731 | Dimmable | Continuous Above 10 | No |  | 4.1 | 20398 | 136.35 | 149.6 | 14.02 | 0.94 | 4000 | 82.9
PNTWQR4S | Shenzhen Betop Electronics CoLtd | Bitco | BT-PH200W-224L(4000K) | Indoor Luminaires | High-Bay | High-Bay Luminaires for Commercial and Industrial Buildings | Standard | TRUE | 25047 | 126.18 | 198.5 | 18.48 | 0.911 | 3954 | 81.9 | 5 | 50000 | 42731 | Dimmable | Continuous Above 10 | No |  | 4.1 | 25047 | 126.18 | 198.5 | 18.48 | 0.91 | 4000 | 81.9
PD5Z3PXB | Shenzhen Betop Electronics CoLtd | Bitco | BT-PH150W-266L(5700K) | Indoor Luminaires | High-Bay | High-Bay Luminaires for Commercial and Industrial Buildings | Premium | FALSE | [9 empty] | 42731 | Dimmable | Continuous Above 10 | No |  | 4.1 | 21176 | 140.33 | 150.9 | 14.73 | 0.93 | 5700 | 82.3
P9GHMJ21 | Shenzhen Betop Electronics CoLtd | Bitco | BT-PH200W-224L(5700K) | Indoor Luminaires | High-Bay | High-Bay Luminaires for Commercial and Industrial Buildings | Standard | FALSE | [9 empty] | 42731 | Dimmable | Continuous Above 10 | No |  | 4.1 | 25873 | 129.56 | 199.7 | 18.17 | 0.91 | 5700 | 82.2
PCPTSKKQ | Shenzhen Betop Electronics CoLtd | Bitco | BT-PH150W-266L(5000K) | Indoor Luminaires | High-Bay | High-Bay Luminaires for Commercial and Industrial Buildings | Premium | FALSE | [9 empty] | 42731 | Dimmable | Continuous Above 10 | No |  | 4.1 | 20476 | 137.15 | 149.3 | 14.1 | 0.93 | 5000 | 81.1
PK4E3FD8 | Shenzhen Betop Electronics CoLtd | Bitco | BT-PH200W-224L(5000K) | Indoor Luminaires | High-Bay | High-Bay Luminaires for Commercial and Industrial Buildings | Standard | FALSE | [9 empty] | 42731 | Dimmable | Continuous Above 10 | No |  | 4.1 | 25524 | 128.39 | 198.8 | 18.2 | 0.91 | 5000 | 81
P7US4792 | Signcomplex Limited | Signcomplex | CB2-150-AW-W-[SD]YY | Indoor Luminaires | High-Bay | High-Bay Luminaires for Commercial and Industrial Buildings | Premium | TRUE | 19965.924 | 130.411 | 153.1 | 15.7 | 0.932 | 4883 | 82.1 | 5 | 50000 | 42726 |  |  | No |  | 4.1 | 19965.9 | 130.4 | 153.1 | 15.7 | 0.93 | 4883 | 82.1
PTPBTQ8V | Signcomplex Limited | Signcomplex | CB2-150-AW-WW-[SD]YY | Indoor Luminaires | High-Bay | High-Bay Luminaires for Commercial and Industrial Buildings | Premium | TRUE | 18651.271 | 127.661 | 146.1 | 14.3 | 0.924 | 2919 | 82.5 | 5 | 50000 | 42726 |  |  | No |  | 4.1 | 18651.2 | 127.6 | 146.1 | 14.3 | 0.92 | 2919 | 82.5
PH2HKJN4 | Signcomplex Limited | Signcomplex | CB2-200-AW-W-YY | Indoor Luminaires | High-Bay | High-Bay Luminaires for Commercial and Industrial Buildings | Premium | FALSE | [9 empty] | 42726 |  |  | No |  | 4.1 | 26656.1 | 132.2 | 201.6 | 15.5 | 0.94 | 4916 | 81.8
PE9J5WNJ | Signcomplex Limited | Signcomplex | CB2-200-AW-W-[SD]YY | Indoor Luminaires | High-Bay | High-Bay Luminaires for Commercial and Industrial Buildings | Premium | FALSE | [9 empty] | 42726 |  |  | No |  | 4.1 | 26656.1 | 132.2 | 201.6 | 15.5 | 0.94 | 4916 | 81.8
PQQWSA8X | Signcomplex Limited | Signcomplex | CB2-240-AW-W-YY | Indoor Luminaires | High-Bay | High-Bay Luminaires for Commercial and Industrial Buildings | Premium | FALSE | [9 empty] | 42726 |  |  | No |  | 4.1 | 32620.8 | 133.5 | 244.3 | 15.9 | 0.94 | 4913 | 82.6
PJUCSR2D | Signcomplex Limited | Signcomplex | CB2-240-AW-W-[SD]YY | Indoor Luminaires | High-Bay | High-Bay Luminaires for Commercial and Industrial Buildings | Premium | FALSE | [9 empty] | 42726 |  |  | No |  | 4.1 | 32620.8 | 133.5 | 244.3 | 15.9 | 0.94 | 4913 | 82.6
PJBDGF9A | Signcomplex Limited | Signcomplex | CB2-100-AW-W-YY | Indoor Luminaires | High-Bay | High-Bay Luminaires for Commercial and Industrial Buildings | Premium | FALSE | [9 empty] | 42726 |  |  | No |  | 4.1 | 13003.1 | 131.6 | 98.7 | 15.7 | 0.92 | 4904 | 82
PZHT4JF6 | Signcomplex Limited | Signcomplex | CB2-100-AW-W-[SD]YY | Indoor Luminaires | High-Bay | High-Bay Luminaires for Commercial and Industrial Buildings | Premium | FALSE | [9 empty] | 42726 |  |  | No |  | 4.1 | 13003.1 | 131.6 | 98.7 | 15.7 | 0.92 | 4904 | 82
PJ1PMZYK | Signcomplex Limited | Signcomplex | CB2-150-AW-W-YY | Indoor Luminaires | High-Bay | High-Bay Luminaires for Commercial and Industrial Buildings | Premium | FALSE | [9 empty] | 42726 |  |  | No |  | 4.1 | 19965.9 | 130.4 | 153.1 | 15.7 | 0.93 | 4883 | 82.1
PPTK49WG | Signcomplex Limited | Signcomplex | CB2-150-AW-NW-YY | Indoor Luminaires | High-Bay | High-Bay Luminaires for Commercial and Industrial Buildings | Premium | FALSE | [9 empty] | 42726 |  |  | No |  | 4.1 | 19308.5 | 129 | 149.6 | 14.3 | 0.92 | 4000 | 82.5
PQ3AZPT4 | Signcomplex Limited | Signcomplex | CB2-100-AW-NW-YY | Indoor Luminaires | High-Bay | High-Bay Luminaires for Commercial and Industrial Buildings | Premium | FALSE | [9 empty] | 42726 |  |  | No |  | 4.1 | 12685.8 | 129.9 | 97.6 | 14.4 | 0.92 | 4000 | 82.4
PE6N6ADH | Signcomplex Limited | Signcomplex | CB2-200-AW-NW-YY | Indoor Luminaires | High-Bay | High-Bay Luminaires for Commercial and Industrial Buildings | Premium | FALSE | [9 empty] | 42726 |  |  | No |  | 4.1 | 26383.1 | 130.2 | 202.6 | 14.2 | 0.93 | 4000 | 82.1
PJJ9Y3XK | Signcomplex Limited | Signcomplex | CB2-240-AW-NW-YY | Indoor Luminaires | High-Bay | High-Bay Luminaires for Commercial and Industrial Buildings | Premium | FALSE | [9 empty] | 42726 |  |  | No |  | 4.1 | 31969.2 | 131.6 | 242.9 | 14.7 | 0.93 | 4000 | 82
PKUXFWGD | Signcomplex Limited | Signcomplex | CB2-150-AW-NW-[SD]YY | Indoor Luminaires | High-Bay | High-Bay Luminaires for Commercial and Industrial Buildings | Premium | FALSE | [9 empty] | 42726 |  |  | No |  | 4.1 | 19308.5 | 129 | 149.6 | 14.3 | 0.92 | 4000 | 82.5
PZZZRGNN | Signcomplex Limited | Signcomplex | CB2-100-AW-NW-[SD]YY | Indoor Luminaires | High-Bay | High-Bay Luminaires for Commercial and Industrial Buildings | Premium | FALSE | [9 empty] | 42726 |  |  | No |  | 4.1 | 12685.8 | 129.9 | 97.6 | 14.4 | 0.92 | 4000 | 82.4
P89UQ2EV | Signcomplex Limited | Signcomplex | CB2-200-AW-NW-[SD]YY | Indoor Luminaires | High-Bay | High-Bay Luminaires for Commercial and Industrial Buildings | Premium | FALSE | [9 empty] | 42726 |  |  | No |  | 4.1 | 26383.1 | 130.2 | 202.6 | 14.2 | 0.93 | 4000 | 82.1
P9HDTZ3M | Signcomplex Limited | Signcomplex | CB2-240-AW-NW-[SD]YY | Indoor Luminaires | High-Bay | High-Bay Luminaires for Commercial and Industrial Buildings | Premium | FALSE | [9 empty] | 42726 |  |  | No |  | 4.1 | 31969.2 | 131.6 | 242.9 | 14.7 | 0.93 | 4000 | 82
PZEAQH2V | Signcomplex Limited | Signcomplex | CB2-240-AW-WW-YY | Indoor Luminaires | High-Bay | High-Bay Luminaires for Commercial and Industrial Buildings | Premium | FALSE | [9 empty] | 42726 |  |  | No |  | 4.1 | 31317.5 | 129.7 | 241.4 | 14.7 | 0.93 | 2934 | 82
PT595WS6 | Signcomplex Limited | Signcomplex | CB2-240-AW-WW-[SD]YY | Indoor Luminaires | High-Bay | High-Bay Luminaires for Commercial and Industrial Buildings | Premium | FALSE | [9 empty] | 42726 |  |  | No |  | 4.1 | 31317.5 | 129.7 | 241.4 | 14.7 | 0.93 | 2934 | 82
PJXT3V3T | Signcomplex Limited | Signcomplex | CB2-200-AW-WW-YY | Indoor Luminaires | High-Bay | High-Bay Luminaires for Commercial and Industrial Buildings | Premium | FALSE | [9 empty] | 42726 |  |  | No |  | 4.1 | 26110 | 128.3 | 203.5 | 14.2 | 0.93 | 2933 | 82.1
P43SD79T | Signcomplex Limited | Signcomplex | CB2-200-AW-WW-[SD]YY | Indoor Luminaires | High-Bay | High-Bay Luminaires for Commercial and Industrial Buildings | Premium | FALSE | [9 empty] | 42726 |  |  | No |  | 4.1 | 26110 | 128.3 | 203.5 | 14.2 | 0.93 | 2933 | 82.1
PR7HF7SG | Signcomplex Limited | Signcomplex | CB2-100-AW-WW-YY | Indoor Luminaires | High-Bay | High-Bay Luminaires for Commercial and Industrial Buildings | Premium | FALSE | [9 empty] | 42726 |  |  | No |  | 4.1 | 12368.6 | 128.3 | 96.4 | 14.4 | 0.92 | 2923 | 82.4
P71AV26T | Signcomplex Limited | Signcomplex | CB2-100-AW-WW-[SD]YY | Indoor Luminaires | High-Bay | High-Bay Luminaires for Commercial and Industrial Buildings | Premium | FALSE | [9 empty] | 42726 |  |  | No |  | 4.1 | 12368.6 | 128.3 | 96.4 | 14.4 | 0.92 | 2923 | 82.4
PS99QDSE | Signcomplex Limited | Signcomplex | CB2-150-AW-WW-YY | Indoor Luminaires | High-Bay | High-Bay Luminaires for Commercial and Industrial Buildings | Premium | FALSE | [9 empty] | 42726 |  |  | No |  | 4.1 | 18651.2 | 127.6 | 146.1 | 14.3 | 0.92 | 2919 | 82.5
PRRY4EVM | LONYUNG LED LIGHTING CO.LTD | LONYUNG | LY-T5SL2400-60W(3000K) | Indoor Luminaires | High-Bay | Low-Bay Luminaires for Commercial and Industrial Buildings | Standard | TRUE | 6408.47 | 110.19 | 58.2 | 5.91 | 0.943 | 2975 | 81.2 | 5 | 50000 | 42726 | Not Dimmable | Not Dimmable | No |  | 4.1 | 6600 | 110 | 60 | 10 | 0.9 | 3000 | 80
P8QY9WEG | LONYUNG LED LIGHTING CO.LTD | LONYUNG | LY-T5SL2400-60W(5700K) | Indoor Luminaires | High-Bay | Low-Bay Luminaires for Commercial and Industrial Buildings | Standard | FALSE | [9 empty] | 42726 | Not Dimmable | Not Dimmable | No |  | 4.1 | 6600 | 110 | 60 | 10 | 0.9 | 5700 | 80
PD7N3DUZ | LONYUNG LED LIGHTING CO.LTD | LONYUNG | LY-T5SL2400-60W(5000K) | Indoor Luminaires | High-Bay | Low-Bay Luminaires for Commercial and Industrial Buildings | Standard | FALSE | [9 empty] | 42726 | Not Dimmable | Not Dimmable | No |  | 4.1 | 6600 | 110 | 60 | 10 | 0.9 | 5000 | 80
PFWF4NV8 | LONYUNG LED LIGHTING CO.LTD | LONYUNG | LY-T5SL2400-60W(4500K) | Indoor Luminaires | High-Bay | Low-Bay Luminaires for Commercial and Industrial Buildings | Standard | FALSE | [9 empty] | 42726 | Not Dimmable | Not Dimmable | No |  | 4.1 | 6600 | 110 | 60 | 10 | 0.9 | 4500 | 80
PFUPHBNZ | LONYUNG LED LIGHTING CO.LTD | LONYUNG | LY-T5SL2400-60W(4000K) | Indoor Luminaires | High-Bay | Low-Bay Luminaires for Commercial and Industrial Buildings | Standard | FALSE | [9 empty] | 42726 | Not Dimmable | Not Dimmable | No |  | 4.1 | 6600 | 110 | 60 | 10 | 0.9 | 4000 | 80
PBWXZHHK | LONYUNG LED LIGHTING CO.LTD | LONYUNG | LY-T5SL2400-60W(3500K) | Indoor Luminaires | High-Bay | Low-Bay Luminaires for Commercial and Industrial Buildings | Standard | FALSE | [9 empty] | 42726 | Not Dimmable | Not Dimmable | No |  | 4.1 | 6600 | 110 | 60 | 10 | 0.9 | 3500 | 80
PDFSHKC6 | Lumen Focus LLC | PBLU | PBLU4LWUVA23F840 | Indoor Luminaires | High-Bay | High-Bay Luminaires for Commercial and Industrial Buildings | Standard | TRUE | 15188.9 | 123.2 | 123.3 | 9.3 | 0.981 | 4124 | 85 | 5 | 50000 | 42726 | Dimmable | Continuous Below 10 | Yes |  | 4.1 | 15188.9 | 123.2 | 123.3 | 9.3 | 0.98 | 4000 | 82
PBMSDYGN | HISHINE GROUP LIMITED | HISHINE | HS-HB300W-K(5000K) | Indoor Luminaires | High-Bay | High-Bay Luminaires for Commercial and Industrial Buildings | Premium | TRUE | 45839 | 147.01 | 311.8 | 7.74 | 0.9801 | 5098 | 76.7 | 5 | 50000 | 42726 | Dimmable | Continuous Above 10 | No |  | 4.1 | 45839 | 147.01 | 311.8 | 7.74 | 0.98 | 5000 | 76.7
PHDHSFCB | HISHINE GROUP LIMITED | HISHINE | HS-HB150W-K(5000K) | Indoor Luminaires | High-Bay | High-Bay Luminaires for Commercial and Industrial Buildings | Premium | TRUE | 22918 | 145.97 | 157 | 8.2 | 0.9789 | 5064 | 76.6 | 5 | 50000 | 42726 | Dimmable | Continuous Above 10 | No |  | 4.1 | 22918 | 145.97 | 157 | 8.2 | 0.99 | 5000 | 76.6
PP8VWHRJ | HISHINE GROUP LIMITED | HISHINE | HS-HB500W-K(5000K) | Indoor Luminaires | High-Bay | High-Bay Luminaires for Commercial and Industrial Buildings | Premium | TRUE | 74630 | 145.03 | 514.6 | 11.07 | 0.9704 | 5144 | 76.8 | 5 | 50000 | 42726 | Dimmable | Continuous Above 10 | No |  | 4.1 | 74630 | 145.03 | 514.6 | 11.07 | 0.97 | 5000 | 76.8
PQJHYQ4V | HISHINE GROUP LIMITED | HISHINE | HS-HB250W-K(5000K) | Indoor Luminaires | High-Bay | High-Bay Luminaires for Commercial and Industrial Buildings | Premium | TRUE | 37200 | 145.94 | 254.9 | 11.28 | 0.9632 | 5096 | 76.7 | 5 | 50000 | 42726 | Dimmable | Continuous Above 10 | No |  | 4.1 | 37200 | 145.94 | 254.9 | 11.28 | 0.96 | 5000 | 76.7
P6WB5H2T | HISHINE GROUP LIMITED | HISHINE | HS-HB400W-K(5000K) | Indoor Luminaires | High-Bay | High-Bay Luminaires for Commercial and Industrial Buildings | Premium | TRUE | 61298 | 149 | 411.4 | 12.27 | 0.958 | 5137 | 77 | 5 | 50000 | 42726 | Dimmable | Continuous Above 10 | No |  | 4.1 | 61298 | 149 | 411.4 | 12.27 | 0.96 | 5000 | 76.6
PWQ7D6H1 | HISHINE GROUP LIMITED | HISHINE | HS-HB200W-K(5000K) | Indoor Luminaires | High-Bay | High-Bay Luminaires for Commercial and Industrial Buildings | Premium | TRUE | 30794 | 148.05 | 208 | 12.42 | 0.9494 | 5077 | 76.6 | 5 | 50000 | 42726 | Dimmable | Continuous Above 10 | No |  | 4.1 | 30794 | 148.05 | 208 | 12.42 | 0.95 | 5000 | 76.6
PQFUAP7X | Nuwave LLC | ALSET | LBS-11L-30K-UL | Indoor Luminaires | High-Bay | High-Bay Luminaires for Commercial and Industrial Buildings | Standard | TRUE | 11509 | 119.34 | 96.44 | 9.35 | 0.9544 | 2895 | 83.6 | 5 |  | 42726 | Dimmable | Continuous Above 10 | No |  | 4.1 | 11509 | 119.34 | 96.44 | 9.35 | 0.95 | 3000 | 83.6
PF6GZSAN | Nuwave LLC | ALSET | HBS-28L-30K-UL | Indoor Luminaires | High-Bay | High-Bay Luminaires for Commercial and Industrial Buildings | Standard | TRUE | 26102 | 120.84 | 216 | 12.03 | 0.9542 | 2870 | 83.1 | 5 |  | 42726 | Dimmable | Continuous Above 10 | No |  | 4.1 | 26102 | 120.84 | 216 | 12.03 | 0.95 | 3000 | 83.1
P93CJVUC | Nuwave LLC | ALSET | HBS-28L-30K-UH | Indoor Luminaires | High-Bay | High-Bay Luminaires for Commercial and Industrial Buildings | Standard | TRUE | 25641 | 119.93 | 213.8 | 11.93 | 0.9367 | 2894 | 83.6 | 5 |  | 42726 | Dimmable | Continuous Above 10 | No |  | 4.1 | 25641 | 119.93 | 213.8 | 11.93 | 0.94 | 3000 | 83.6
P6E4TDSS | Nuwave LLC | ALSET | HBS-24L-30K-UL | Indoor Luminaires | High-Bay | High-Bay Luminaires for Commercial and Industrial Buildings | Premium | TRUE | 26982 | 138.72 | 194.5 | 13.51 | 0.9329 | 3039 | 84.9 | 5 |  | 42726 | Dimmable | Continuous Above 10 | No |  | 4.1 | 26982 | 138.72 | 194.5 | 13.51 | 0.93 | 3000 | 84.9
PQBU3ZUY | Nuwave LLC | ALSET | LBS-8L-30K-UL | Indoor Luminaires | High-Bay | Low-Bay Luminaires for Commercial and Industrial Buildings | Standard | TRUE | 8289.4 | 119.38 | 69.44 | 18.79 | 0.9245 | 2885 | 83.6 | 5 |  | 42726 | Dimmable | Continuous Above 10 | No |  | 4.1 | 8289.4 | 119.38 | 69.44 | 18.79 | 0.92 | 3000 | 83.6
PFSSMMJ1 | Nuwave LLC | ALSET | HBS-28L-57K-UH | Indoor Luminaires | High-Bay | High-Bay Luminaires for Commercial and Industrial Buildings | Standard | FALSE | [9 empty] | 42726 | Dimmable | Continuous Above 10 | No |  | 4.1 | 27208 | 126.61 | 214.9 | 11.64 | 0.94 | 5700 | 81
PXUHETVN | Nuwave LLC | ALSET | HBS-24L-57K-UL | Indoor Luminaires | High-Bay | High-Bay Luminaires for Commercial and Industrial Buildings | Premium | FALSE | [9 empty] | 42726 | Dimmable | Continuous Above 10 | No |  | 4.1 | 28080 | 143.85 | 195.2 | 13.85 | 0.93 | 5700 | 80.9
PAT515U7 | Nuwave LLC | ALSET | HBS-28L-57K-UL | Indoor Luminaires | High-Bay | High-Bay Luminaires for Commercial and Industrial Buildings | Standard | FALSE | [9 empty] | 42726 | Dimmable | Continuous Above 10 | No |  | 4.1 | 27490 | 126.45 | 217.4 | 12.94 | 0.95 | 5700 | 80.9
P2YQG5Y5 | Nuwave LLC | ALSET | LBS-11L-57K-UL | Indoor Luminaires | High-Bay | High-Bay Luminaires for Commercial and Industrial Buildings | Standard | FALSE | [9 empty] | 42726 | Dimmable | Continuous Above 10 | No |  | 4.1 | 12235 | 125.64 | 97.38 | 9.55 | 0.95 | 5700 | 80.9
PZXTCRDH | Nuwave LLC | ALSET | LBS-8L-57K-UL | Indoor Luminaires | High-Bay | Low-Bay Luminaires for Commercial and Industrial Buildings | Standard | FALSE | [9 empty] | 42726 | Dimmable | Continuous Above 10 | No |  | 4.1 | 8958 | 126.12 | 71.03 | 18.45 | 0.93 | 5700 | 80.6
PKVRGGGA | Nuwave LLC | ALSET | HBS-24L-50K-UL | Indoor Luminaires | High-Bay | High-Bay Luminaires for Commercial and Industrial Buildings | Premium | FALSE | [9 empty] | 42726 | Dimmable | Continuous Above 10 | No |  | 4.1 | 27860 | 142.98 | 194.9 | 13.51 | 0.93 | 5000 | 84.9
P9YJJDRC | Nuwave LLC | ALSET | LBS-8L-50K-UL | Indoor Luminaires | High-Bay | Low-Bay Luminaires for Commercial and Industrial Buildings | Standard | FALSE | [9 empty] | 42726 | Dimmable | Continuous Above 10 | No |  | 4.1 | 8824 | 125.64 | 70.24 | 18.79 | 0.92 | 5000 | 83.6
PTXF9T5K | Nuwave LLC | ALSET | HBS-28L-50K-UH | Indoor Luminaires | High-Bay | High-Bay Luminaires for Commercial and Industrial Buildings | Standard | FALSE | [9 empty] | 42726 | Dimmable | Continuous Above 10 | No |  | 4.1 | 26895 | 125.47 | 214.4 | 11.93 | 0.94 | 5000 | 83.6
PTUSNBDK | Nuwave LLC | ALSET | LBS-11L-50K-UL | Indoor Luminaires | High-Bay | High-Bay Luminaires for Commercial and Industrial Buildings | Standard | FALSE | [9 empty] | 42726 | Dimmable | Continuous Above 10 | No |  | 4.1 | 12090 | 124.75 | 96.91 | 9.35 | 0.95 | 5000 | 83.6
PGP27C5Q | Nuwave LLC | ALSET | HBS-28L-50K-UL | Indoor Luminaires | High-Bay | High-Bay Luminaires for Commercial and Industrial Buildings | Standard | FALSE | [9 empty] | 42726 | Dimmable | Continuous Above 10 | No |  | 4.1 | 27212 | 125.58 | 216.7 | 12.03 | 0.95 | 5000 | 83.1
PJUWRFPH | Nuwave LLC | ALSET | HBS-24L-45K-UL | Indoor Luminaires | High-Bay | High-Bay Luminaires for Commercial and Industrial Buildings | Premium | FALSE | [9 empty] | 42726 | Dimmable | Continuous Above 10 | No |  | 4.1 | 27641 | 141.86 | 194.9 | 13.51 | 0.93 | 4500 | 84.9
PJ8U265M | Nuwave LLC | ALSET | LBS-8L-45K-UL | Indoor Luminaires | High-Bay | Low-Bay Luminaires for Commercial and Industrial Buildings | Standard | FALSE | [9 empty] | 42726 | Dimmable | Continuous Above 10 | No |  | 4.1 | 8691 | 123.74 | 70.24 | 18.79 | 0.92 | 4500 | 83.6
PZ8GRW3M | Nuwave LLC | ALSET | HBS-28L-45K-UH | Indoor Luminaires | High-Bay | High-Bay Luminaires for Commercial and Industrial Buildings | Standard | FALSE | [9 empty] | 42726 | Dimmable | Continuous Above 10 | No |  | 4.1 | 26581 | 124.01 | 214.4 | 11.93 | 0.94 | 4500 | 83.6
PW71VG56 | Nuwave LLC | ALSET | LBS-11L-45K-UL | Indoor Luminaires | High-Bay | High-Bay Luminaires for Commercial and Industrial Buildings | Standard | FALSE | [9 empty] | 42726 | Dimmable | Continuous Above 10 | No |  | 4.1 | 11945 | 123.25 | 96.91 | 9.35 | 0.95 | 4500 | 83.6
P73P1J9C | Nuwave LLC | ALSET | HBS-28L-45K-UL | Indoor Luminaires | High-Bay | High-Bay Luminaires for Commercial and Industrial Buildings | Standard | FALSE | [9 empty] | 42726 | Dimmable | Continuous Above 10 | No |  | 4.1 | 26935 | 124.3 | 216.7 | 12.03 | 0.95 | 4500 | 83.1
PC38HAJQ | Nuwave LLC | ALSET | HBS-24L-40K-UL | Indoor Luminaires | High-Bay | High-Bay Luminaires for Commercial and Industrial Buildings | Premium | FALSE | [9 empty] | 42726 | Dimmable | Continuous Above 10 | No |  | 4.1 | 27421 | 140.73 | 194.9 | 13.51 | 0.93 | 4000 | 84.9
PBFFJQWC | Nuwave LLC | ALSET | LBS-8L-40K-UL | Indoor Luminaires | High-Bay | Low-Bay Luminaires for Commercial and Industrial Buildings | Standard | FALSE | [9 empty] | 42726 | Dimmable | Continuous Above 10 | No |  | 4.1 | 8557 | 121.83 | 70.24 | 18.79 | 0.92 | 4000 | 83.6
PCAB3YM5 | Nuwave LLC | ALSET | HBS-28L-40K-UH | Indoor Luminaires | High-Bay | High-Bay Luminaires for Commercial and Industrial Buildings | Standard | FALSE | [9 empty] | 42726 | Dimmable | Continuous Above 10 | No |  | 4.1 | 26268 | 122.55 | 214.4 | 11.93 | 0.94 | 4000 | 83.6
P4549211 | Nuwave LLC | ALSET | LBS-11L-40K-UL | Indoor Luminaires | High-Bay | High-Bay Luminaires for Commercial and Industrial Buildings | Standard | FALSE | [9 empty] | 42726 | Dimmable | Continuous Above 10 | No |  | 4.1 | 11799 | 121.76 | 96.91 | 9.35 | 0.95 | 4000 | 83.6
PJ4RFB1D | Nuwave LLC | ALSET | HBS-28L-40K-UL | Indoor Luminaires | High-Bay | High-Bay Luminaires for Commercial and Industrial Buildings | Standard | FALSE | [9 empty] | 42726 | Dimmable | Continuous Above 10 | No |  | 4.1 | 26657 | 123.01 | 216.7 | 12.03 | 0.95 | 4000 | 83.1
P49A382H | Nuwave LLC | ALSET | HBS-24L-35K-UL | Indoor Luminaires | High-Bay | High-Bay Luminaires for Commercial and Industrial Buildings | Premium | FALSE | [9 empty] | 42726 | Dimmable | Continuous Above 10 | No |  | 4.1 | 27202 | 139.6 | 194.9 | 13.51 | 0.93 | 3500 | 84.9
P5NGRUB5 | Nuwave LLC | ALSET | LBS-8L-35K-UL | Indoor Luminaires | High-Bay | Low-Bay Luminaires for Commercial and Industrial Buildings | Standard | FALSE | [9 empty] | 42726 | Dimmable | Continuous Above 10 | No |  | 4.1 | 8423 | 119.93 | 70.24 | 18.79 | 0.92 | 3500 | 83.6
PHHCZCBE | Nuwave LLC | ALSET | HBS-28L-35K-UH | Indoor Luminaires | High-Bay | High-Bay Luminaires for Commercial and Industrial Buildings | Standard | FALSE | [9 empty] | 42726 | Dimmable | Continuous Above 10 | No |  | 4.1 | 25954 | 121.08 | 214.4 | 11.93 | 0.94 | 3500 | 83.6
PXSJ23NK | Nuwave LLC | ALSET | LBS-11L-35K-UL | Indoor Luminaires | High-Bay | High-Bay Luminaires for Commercial and Industrial Buildings | Standard | FALSE | [9 empty] | 42726 | Dimmable | Continuous Above 10 | No |  | 4.1 | 11654 | 120.26 | 96.91 | 9.35 | 0.95 | 3500 | 83.6
PWYMUTA4 | Nuwave LLC | ALSET | HBS-28L-35K-UL | Indoor Luminaires | High-Bay | High-Bay Luminaires for Commercial and Industrial Buildings | Standard | FALSE | [9 empty] | 42726 | Dimmable | Continuous Above 10 | No |  | 4.1 | 26380 | 121.73 | 216.7 | 12.03 | 0.95 | 3500 | 83.1
P6RSS31G | Shenzhen guanke technologies Co. Ltd | GK | GKS36-100WX-01D3(3000K) | Indoor Luminaires | High-Bay | High-Bay Luminaires for Commercial and Industrial Buildings | Standard | TRUE | 11525.712 | 116.598 | 98.85 | 17.9 | 0.927 | 3035 | 82.1 | 5 | 50000 | 42726 | Dimmable | Continuous Below 10 | No |  | 4.1 | 11525.7 | 116.5 | 98.85 | 17.9 | 0.93 | 3035 | 82.1
P7U24ZA5 | Shenzhen guanke technologies Co. Ltd | GK | GKS36-100WX-01D3(5000K) | Indoor Luminaires | High-Bay | High-Bay Luminaires for Commercial and Industrial Buildings | Standard | FALSE | [9 empty] | 42726 | Dimmable | Continuous Below 10 | No |  | 4.1 | 12512.2 | 126.1 | 99.16 | 18.9 | 0.94 | 4922 | 85.4
PBNGA865 | Shenzhen guanke technologies Co. Ltd | GK | GKS36-100WX-01D3(4500K) | Indoor Luminaires | High-Bay | High-Bay Luminaires for Commercial and Industrial Buildings | Standard | FALSE | [9 empty] | 42726 | Dimmable | Continuous Below 10 | No |  | 4.1 | 11525.7 | 116.5 | 98.85 | 17.9 | 0.93 | 4500 | 82.1
PHUR2R23 | Shenzhen guanke technologies Co. Ltd | GK | GKS36-100WX-01D3(4000K) | Indoor Luminaires | High-Bay | High-Bay Luminaires for Commercial and Industrial Buildings | Standard | FALSE | [9 empty] | 42726 | Dimmable | Continuous Below 10 | No |  | 4.1 | 11525.7 | 116.5 | 98.85 | 17.9 | 0.93 | 4000 | 82.1
PU7UHGBJ | Shenzhen guanke technologies Co. Ltd | GK | GKS36-100WX-01D3(3500K) | Indoor Luminaires | High-Bay | High-Bay Luminaires for Commercial and Industrial Buildings | Standard | FALSE | [9 empty] | 42726 | Dimmable | Continuous Below 10 | No |  | 4.1 | 11525.7 | 116.5 | 98.85 | 17.9 | 0.93 | 3500 | 82.1
P2Y1M6E9 | Shenzhen guanke technologies Co. Ltd | GK | GKS36-80WX-01D3(3000K) | Indoor Luminaires | High-Bay | Low-Bay Luminaires for Commercial and Industrial Buildings | Standard | TRUE | 9543.86 | 116.773 | 81.73 | 18.1 | 0.913 | 3040 | 82 | 5 | 50000 | 42726 | Dimmable | Continuous Below 10 | No |  | 4.1 | 9543.8 | 116.7 | 81.73 | 18.1 | 0.91 | 3040 | 82
P4HX1D14 | Shenzhen guanke technologies Co. Ltd | GK | GKS36-80WX-01D3(5000K) | Indoor Luminaires | High-Bay | Low-Bay Luminaires for Commercial and Industrial Buildings | Standard | FALSE | [9 empty] | 42726 | Dimmable | Continuous Below 10 | No |  | 4.1 | 10069.4 | 122.1 | 82.42 | 18.8 | 0.92 | 4989 | 85.4
PHWDCXY1 | Shenzhen guanke technologies Co. Ltd | GK | GKS36-80WX-01D3(4500K) | Indoor Luminaires | High-Bay | Low-Bay Luminaires for Commercial and Industrial Buildings | Standard | FALSE | [9 empty] | 42726 | Dimmable | Continuous Below 10 | No |  | 4.1 | 9543.8 | 116.7 | 81.73 | 18.1 | 0.91 | 4500 | 82
PRBWFWSX | Shenzhen guanke technologies Co. Ltd | GK | GKS36-80WX-01D3(4000K) | Indoor Luminaires | High-Bay | Low-Bay Luminaires for Commercial and Industrial Buildings | Standard | FALSE | [9 empty] | 42726 | Dimmable | Continuous Below 10 | No |  | 4.1 | 9543.8 | 116.7 | 81.73 | 18.1 | 0.91 | 4000 | 82
PWRURU5D | Shenzhen guanke technologies Co. Ltd | GK | GKS36-80WX-01D3(3500K) | Indoor Luminaires | High-Bay | Low-Bay Luminaires for Commercial and Industrial Buildings | Standard | FALSE | [9 empty] | 42726 | Dimmable | Continuous Below 10 | No |  | 4.1 | 9543.8 | 116.7 | 81.73 | 18.1 | 0.91 | 3500 | 82
PAATPXD7 | Shenzhen guanke technologies Co. Ltd | GK | GKS36-60WX-01D3(3000K) | Indoor Luminaires | High-Bay | Low-Bay Luminaires for Commercial and Industrial Buildings | Standard | TRUE | 6438.372 | 110.152 | 58.45 | 17.9 | 0.911 | 3022 | 81.9 | 5 | 50000 | 42726 | Dimmable | Continuous Below 10 | No |  | 4.1 | 6438.3 | 110.1 | 58.45 | 17.9 | 0.91 | 3022 | 81.9
PHA46MBY | Shenzhen guanke technologies Co. Ltd | GK | GKS36-60WX-01D3(5000K) | Indoor Luminaires | High-Bay | Low-Bay Luminaires for Commercial and Industrial Buildings | Standard | FALSE | [9 empty] | 42726 | Dimmable | Continuous Below 10 | No |  | 4.1 | 7115 | 118.3 | 60.14 | 18.5 | 0.92 | 4886 | 85.4
PC6MJ8M3 | Shenzhen guanke technologies Co. Ltd | GK | GKS36-60WX-01D3(4500K) | Indoor Luminaires | High-Bay | Low-Bay Luminaires for Commercial and Industrial Buildings | Standard | FALSE | [9 empty] | 42726 | Dimmable | Continuous Below 10 | No |  | 4.1 | 6438.3 | 110.1 | 58.45 | 17.9 | 0.91 | 4500 | 81.9
P84HFVGP | Shenzhen guanke technologies Co. Ltd | GK | GKS36-60WX-01D3(4000K) | Indoor Luminaires | High-Bay | Low-Bay Luminaires for Commercial and Industrial Buildings | Standard | FALSE | [9 empty] | 42726 | Dimmable | Continuous Below 10 | No |  | 4.1 | 6438.3 | 110.1 | 58.45 | 17.9 | 0.91 | 4000 | 81.9
PP7CA3Y9 | Shenzhen guanke technologies Co. Ltd | GK | GKS36-60WX-01D3(3500K) | Indoor Luminaires | High-Bay | Low-Bay Luminaires for Commercial and Industrial Buildings | Standard | FALSE | [9 empty] | 42726 | Dimmable | Continuous Below 10 | No |  | 4.1 | 6438.3 | 110.1 | 58.45 | 17.9 | 0.91 | 3500 | 81.9
P6BFJGM4 | Joint Lighting Inc. | Joint Lighting | JNT01-UFO240A-40K | Indoor Luminaires | High-Bay | High-Bay Luminaires for Commercial and Industrial Buildings | Premium | TRUE | 35360 | 143.68 | 246.1 | 6.71 | 0.9559 | 4003 | 74.5 | 5 | 50000 | 42726 | Not Dimmable | Not Dimmable | No |  | 4.1 | 35360 | 143.68 | 246.1 | 6.71 | 0.96 | 4000 | 74.5
P5VZZPY4 | Joint Lighting Inc. | Joint Lighting | JNT01-UFO240A-50K | Indoor Luminaires | High-Bay | High-Bay Luminaires for Commercial and Industrial Buildings | Premium | FALSE | [9 empty] | 42726 | Not Dimmable | Not Dimmable | No |  | 4.1 | 35458 | 145.21 | 244.2 | 6.92 | 0.96 | 5000 | 71.5
PUAQ7BVG | HuiZhou King Star Opto-electric Co. Ltd | Kingstar | KS.HB100W.H(3000K) | Indoor Luminaires | High-Bay | High-Bay Luminaires for Commercial and Industrial Buildings | Standard | TRUE | 11561 | 104.6 | 110.5 | 13.5 | 0.94 | 3118 | 83 | 5 | 50000 | 42726 | Not Dimmable | Not Dimmable | No |  | 4.1 | 11561 | 104.6 | 110.5 | 13.5 | 0.94 | 3118 | 83
PRHB2F94 | HuiZhou King Star Opto-electric Co. Ltd | Kingstar | KS.HB100W.H(5700K) | Indoor Luminaires | High-Bay | High-Bay Luminaires for Commercial and Industrial Buildings | Standard | FALSE | [9 empty] | 42726 | Not Dimmable | Not Dimmable | No |  | 4.1 | 12041 | 107.9 | 111.6 | 13.5 | 0.94 | 5932 | 84.6
P7HCMG9J | HuiZhou King Star Opto-electric Co. Ltd | Kingstar | KS.HB100W.H(4000K) | Indoor Luminaires | High-Bay | High-Bay Luminaires for Commercial and Industrial Buildings | Standard | FALSE | [9 empty] | 42726 | Not Dimmable | Not Dimmable | No |  | 4.1 | 11561 | 104.6 | 110.5 | 13.5 | 0.94 | 4000 | 83
P7QA41JC | SFT America Limited LLC | SFT | SFT-HB1401-LED250-SD-40-N-CP1 | Indoor Luminaires | High-Bay | High-Bay Luminaires for Commercial and Industrial Buildings | Standard | TRUE | 27584.21 | 108.89 | 253.33 | 8.33 | 0.948 | 4183 | 83.6 | 5 | 75000 | 42726 | Not Dimmable | Not Dimmable | No |  | 4 | 27500 | 110 | 250 | 15 | 0.96 | 4000 | 82
PT8WAEEY | SFT America Limited LLC | SFT | SFT-HB1401-LED250-SD-40-W-CP1 | Indoor Luminaires | High-Bay | High-Bay Luminaires for Commercial and Industrial Buildings | Standard | TRUE | 29579.63 | 114.78 | 257.71 | 12.38 | 0.945 | 4206 | 84 | 5 | 75000 | 42726 | Not Dimmable | Not Dimmable | No |  | 4 | 28750 | 115 | 250 | 15 | 0.96 | 4000 | 82
P87FD5RM | SFT America Limited LLC | SFT | SFT-HB1401-LED200-SD-40-N-CP1 | Indoor Luminaires | High-Bay | High-Bay Luminaires for Commercial and Industrial Buildings | Standard | TRUE | 23194.13 | 116.18 | 199.64 | 12.38 | 0.941 | 4136 | 83.4 | 5 | 75000 | 42726 | Not Dimmable | Not Dimmable | No |  | 4 | 22000 | 110 | 200 | 15 | 0.96 | 4000 | 82
PWHYYAJQ | SFT America Limited LLC | SFT | SFT-HB1401-LED160-SD-40-N-CP1 | Indoor Luminaires | High-Bay | High-Bay Luminaires for Commercial and Industrial Buildings | Standard | TRUE | 18217.79 | 115.08 | 158.3 | 13.35 | 0.935 | 4146 | 84.1 | 5 | 750000 | 42726 | Not Dimmable | Not Dimmable | No |  | 4 | 17600 | 110 | 160 | 15 | 0.96 | 4000 | 82
P8DWMQ5R | SFT America Limited LLC | SFT | SFT-HB1401-LED250-SD-50-W-CP1 | Indoor Luminaires | High-Bay | High-Bay Luminaires for Commercial and Industrial Buildings | Standard | FALSE | [9 empty] | 42726 | Not Dimmable | Not Dimmable | No |  | 4 | 28750 | 115 | 250 | 15 | 0.96 | 5000 | 82
PDT5EUWU | SFT America Limited LLC | SFT | SFT-HB1401-LED250-SD-50-N-CP1 | Indoor Luminaires | High-Bay | High-Bay Luminaires for Commercial and Industrial Buildings | Standard | FALSE | [9 empty] | 42726 | Not Dimmable | Not Dimmable | No |  | 4 | 27500 | 110 | 250 | 15 | 0.96 | 5000 | 82
P68YPVAV | SFT America Limited LLC | SFT | SFT-HB1401-LED200-SD-50-N-CP1 | Indoor Luminaires | High-Bay | High-Bay Luminaires for Commercial and Industrial Buildings | Standard | FALSE | [9 empty] | 42726 | Not Dimmable | Not Dimmable | No |  | 4 | 22000 | 110 | 200 | 15 | 0.96 | 5000 | 82
PAAZ8AA8 | SFT America Limited LLC | SFT | SFT-HB1401-LED160-SD-50-N-CP1 | Indoor Luminaires | High-Bay | High-Bay Luminaires for Commercial and Industrial Buildings | Standard | FALSE | [9 empty] | 42726 | Not Dimmable | Not Dimmable | No |  | 4 | 17600 | 110 | 160 | 15 | 0.96 | 5000 | 82
PMAZ5BKG | SFT America Limited LLC | SFT | SFT-HB1401-LED250-SD-50-W-CP1-MS | Indoor Luminaires | High-Bay | High-Bay Luminaires for Commercial and Industrial Buildings | Standard | FALSE | [9 empty] | 42726 | Dimmable | Continuous Below 10 | Yes |  | 4 | 28750 | 115 | 250 | 15 | 0.96 | 5000 | 82
PE6ZF6KA | SFT America Limited LLC | SFT | SFT-HB1401-LED250-SD-50-N-CP1-MS | Indoor Luminaires | High-Bay | High-Bay Luminaires for Commercial and Industrial Buildings | Standard | FALSE | [9 empty] | 42726 | Dimmable | Continuous Below 10 | Yes |  | 4 | 27500 | 110 | 250 | 15 | 0.96 | 5000 | 82
P7T7H4ZJ | SFT America Limited LLC | SFT | SFT-HB1401-LED200-SD-50-N-CP1-MS | Indoor Luminaires | High-Bay | High-Bay Luminaires for Commercial and Industrial Buildings | Standard | FALSE | [9 empty] | 42726 | Dimmable | Continuous Below 10 | Yes |  | 4 | 22000 | 110 | 200 | 15 | 0.96 | 5000 | 82
PNKHXGUF | SFT America Limited LLC | SFT | SFT-HB1401-LED160-SD-50-N-CP1-MS | Indoor Luminaires | High-Bay | High-Bay Luminaires for Commercial and Industrial Buildings | Standard | FALSE | [9 empty] | 42726 | Dimmable | Continuous Below 10 | Yes |  | 4 | 17600 | 110 | 160 | 15 | 0.96 | 5000 | 82
PV64M8AW | SFT America Limited LLC | SFT | SFT-HB1401-LED250-SD-40-W-CP1-MS | Indoor Luminaires | High-Bay | High-Bay Luminaires for Commercial and Industrial Buildings | Standard | FALSE | [9 empty] | 42726 | Dimmable | Continuous Below 10 | Yes |  | 4 | 28750 | 115 | 250 | 15 | 0.96 | 4000 | 82
PDTUHR8S | SFT America Limited LLC | SFT | SFT-HB1401-LED250-SD-40-N-CP1-MS | Indoor Luminaires | High-Bay | High-Bay Luminaires for Commercial and Industrial Buildings | Standard | FALSE | [9 empty] | 42726 | Dimmable | Continuous Below 10 | Yes |  | 4 | 27500 | 110 | 250 | 15 | 0.96 | 4000 | 82
P6EN8AX6 | SFT America Limited LLC | SFT | SFT-HB1401-LED200-SD-40-N-CP1-MS | Indoor Luminaires | High-Bay | High-Bay Luminaires for Commercial and Industrial Buildings | Standard | FALSE | [9 empty] | 42726 | Dimmable | Continuous Below 10 | Yes |  | 4 | 22000 | 110 | 200 | 15 | 0.96 | 4000 | 82
PRCF73ST | SFT America Limited LLC | SFT | SFT-HB1401-LED160-SD-40-N-CP1-MS | Indoor Luminaires | High-Bay | High-Bay Luminaires for Commercial and Industrial Buildings | Standard | FALSE | [9 empty] | 42726 | Dimmable | Continuous Below 10 | Yes |  | 4 | 17600 | 110 | 160 | 15 | 0.96 | 4000 | 82
PUECV78V | Shat-R-Shield | Shat-R-Shield Inc. | 200HB50-AH-XX-VH-X-XX-XX-02 | Indoor Luminaires | High-Bay | High-Bay Luminaires for Commercial and Industrial Buildings | Standard | TRUE | 21381 | 112.92 | 189.3 | 12.55 | 0.9601 | 4886 | 82.5 | 5 |  | 42725 |  |  | No | Updated on 12/21/2016 | 3 | 21387.2 | 113 | 189.3 | 12.55 | 0.94 | 4886 | 82.5
PB2XHRNH | Shenzhen Betop Electronics CoLtd | Bitco | BT-HLV240W-420L(4000K) | Indoor Luminaires | High-Bay | High-Bay Luminaires for Commercial and Industrial Buildings | Premium | TRUE | 32436 | 136.86 | 237 | 13.8 | 0.9336 | 3918 | 82.1 | 5 | 50000 | 42725 | Dimmable | Continuous Above 10 | No |  | 4.1 | 32436 | 136.86 | 237 | 8 | 0.98 | 4000 | 82.1
P8NTEV2J | Shenzhen Betop Electronics CoLtd | Bitco | BT-HLV240W-420L(5700K) | Indoor Luminaires | High-Bay | High-Bay Luminaires for Commercial and Industrial Buildings | Premium | FALSE | [9 empty] | 42725 | Dimmable | Continuous Above 10 | No |  | 4.1 | 34055 | 142.49 | 239 | 8.13 | 0.98 | 5700 | 84
P2N6DQT5 | Shenzhen Betop Electronics CoLtd | Bitco | BT-HLV240W-420L(5000K) | Indoor Luminaires | High-Bay | High-Bay Luminaires for Commercial and Industrial Buildings | Premium | FALSE | [9 empty] | 42725 | Dimmable | Continuous Above 10 | No |  | 4.1 | 32898 | 138.17 | 238.1 | 8.05 | 0.98 | 5000 | 84.1
P84UZGK1 | Shenzhen Betop Electronics CoLtd | Bitco | BT-HLV100W-112L(4000K) | Indoor Luminaires | High-Bay | High-Bay Luminaires for Commercial and Industrial Buildings | Standard | TRUE | 12227 | 126.46 | 96.69 | 13.47 | 0.9516 | 3980 | 81.9 | 5 | 50000 | 42725 | Dimmable | Continuous Above 10 | No |  | 4.1 | 12227 | 126.46 | 96.69 | 10.39 | 0.98 | 4000 | 81.9
PSNWBVZY | Shenzhen Betop Electronics CoLtd | Bitco | BT-HLV100W-112L(5700K) | Indoor Luminaires | High-Bay | High-Bay Luminaires for Commercial and Industrial Buildings | Standard | FALSE | [9 empty] | 42725 | Dimmable | Continuous Above 10 | No |  | 4.1 | 12645 | 129.6 | 97.57 | 10.55 | 0.98 | 5700 | 83.9
PMN2ZSTP | Shenzhen Betop Electronics CoLtd | Bitco | BT-HLV100W-112L(5000K) | Indoor Luminaires | High-Bay | High-Bay Luminaires for Commercial and Industrial Buildings | Standard | FALSE | [9 empty] | 42725 | Dimmable | Continuous Above 10 | No |  | 4.1 | 12370 | 128.25 | 96.45 | 10.81 | 0.97 | 5000 | 83.9
PZGR3V41 | Shenzhen Betop Electronics CoLtd | Bitco | BT-PH100W-175L(4000K) | Indoor Luminaires | High-Bay | High-Bay Luminaires for Commercial and Industrial Buildings | Premium | TRUE | 13042 | 136.11 | 95.82 | 12.19 | 0.8964 | 3923 | 82.9 | 5 | 50000 | 42725 | Dimmable | Continuous Above 10 | No |  | 4.1 | 13042 | 136.11 | 95.82 | 12.19 | 0.9 | 4000 | 82.9
PTT1HWBC | Shenzhen Betop Electronics CoLtd | Bitco | BT-PH100W-175L(5700K) | Indoor Luminaires | High-Bay | High-Bay Luminaires for Commercial and Industrial Buildings | Premium | FALSE | [9 empty] | 42725 | Dimmable | Continuous Above 10 | No |  | 4.1 | 13782 | 141.02 | 97.73 | 12.6 | 0.9 | 5700 | 82.3
PP1CCAN7 | Shenzhen Betop Electronics CoLtd | Bitco | BT-PH100W-175L(5000K) | Indoor Luminaires | High-Bay | High-Bay Luminaires for Commercial and Industrial Buildings | Premium | FALSE | [9 empty] | 42725 | Dimmable | Continuous Above 10 | No |  | 4.1 | 13542 | 138.89 | 97.5 | 12.55 | 0.9 | 5000 | 81.2
PTF2Z612 | Shenzhen Betop Electronics CoLtd | Bitco | BT-PH100W-112L(4000K) | Indoor Luminaires | High-Bay | High-Bay Luminaires for Commercial and Industrial Buildings | Standard | TRUE | 12593 | 126.03 | 99.92 | 12.06 | 0.967 | 3944 | 81.8 | 5 | 50000 | 42725 | Dimmable | Continuous Above 10 | No |  | 4.1 | 12593 | 126.03 | 99.92 | 12.06 | 0.97 | 4000 | 81.8
PTF4VCUM | Shenzhen Betop Electronics CoLtd | Bitco | BT-PH100W-112L(5700K) | Indoor Luminaires | High-Bay | High-Bay Luminaires for Commercial and Industrial Buildings | Standard | FALSE | [9 empty] | 42725 | Dimmable | Continuous Above 10 | No |  | 4.1 | 13098 | 129.94 | 100.8 | 12.39 | 0.96 | 5700 | 82.2
P2T6EU9C | Shenzhen Betop Electronics CoLtd | Bitco | BT-PH100W-112L(5000K) | Indoor Luminaires | High-Bay | High-Bay Luminaires for Commercial and Industrial Buildings | Standard | FALSE | [9 empty] | 42725 | Dimmable | Continuous Above 10 | No |  | 4.1 | 12868 | 128.42 | 100.2 | 12.94 | 0.96 | 5000 | 81
PBM7PT2E | Harper Communities Inc. | HARPER ILLUMINATION | HI-LB320W-90D(3000K) | Indoor Luminaires | High-Bay | High-Bay Luminaires for Commercial and Industrial Buildings | Standard | TRUE | 38885.47 | 120.59 | 322.8 | 6.12 | 0.964 | 3096 | 71.9 | 5 | 50000 | 42725 | Not Dimmable | Not Dimmable | No |  | 3.1 | 36000 | 112.5 | 320 | 7 | 0.95 | 3000 | 70
P18NXQJQ | Harper Communities Inc. | HARPER ILLUMINATION | HI-HB150WD(3000K) | Indoor Luminaires | High-Bay | High-Bay Luminaires for Commercial and Industrial Buildings | Standard | TRUE | 20162 | 129.83 | 155.3 | 13.47 | 0.9398 | 3040 | 70.5 | 5 | 50000 | 42725 | Dimmable | Continuous Below 10 | No |  | 4 | 20162 | 129.83 | 155.3 | 13.47 | 0.94 | 3000 | 70.5
PN7NQTXA | Harper Communities Inc. | HARPER ILLUMINATION | HI-LB100W-120D(3000K) | Indoor Luminaires | High-Bay | High-Bay Luminaires for Commercial and Industrial Buildings | Standard | TRUE | 11077.79 | 111.49 | 99.36 | 13.69 | 0.936 | 3070 | 71.2 | 5 | 50000 | 42725 | Not Dimmable | Not Dimmable | No |  | 3.1 | 11000 | 110 | 100 | 7 | 0.95 | 3000 | 70
PA9J3JFK | Harper Communities Inc. | HARPER ILLUMINATION | HI-LB150W-120D(3000K) | Indoor Luminaires | High-Bay | High-Bay Luminaires for Commercial and Industrial Buildings | Standard | TRUE | 17539.4 | 118.29 | 148.27 | 12.51 | 0.935 | 3095 | 71.7 | 5 | 50000 | 42725 | Not Dimmable | Not Dimmable | No |  | 3.1 | 18000 | 120 | 150 | 7 | 0.95 | 3000 | 70
PCPAJYQH | Harper Communities Inc. | HARPER ILLUMINATION | HI-HB120ND(3000K) | Indoor Luminaires | High-Bay | High-Bay Luminaires for Commercial and Industrial Buildings | Standard | TRUE | 14668 | 122.34 | 119.9 | 13.51 | 0.9176 | 3049 | 70.4 | 5 | 50000 | 42725 | Not Dimmable | Not Dimmable | No |  | 4 | 14668 | 122.34 | 119.9 | 13.51 | 0.92 | 3000 | 70.4
P7GUNB8T | Harper Communities Inc. | HARPER ILLUMINATION | HI-HB200WD(3000K) | Indoor Luminaires | High-Bay | High-Bay Luminaires for Commercial and Industrial Buildings | Standard | TRUE | 27209 | 134.7 | 202 | 16.91 | 0.9074 | 3103 | 71.7 | 5 | 50000 | 42725 | Dimmable | Continuous Below 10 | No |  | 4 | 27209 | 134.7 | 202 | 16.91 | 0.91 | 3000 | 71.7
PQ2CGFBC | Harper Communities Inc. | HARPER ILLUMINATION | HI-HB100WD(3000K) | Indoor Luminaires | High-Bay | High-Bay Luminaires for Commercial and Industrial Buildings | Standard | TRUE | 13422 | 124.51 | 107.8 | 15.81 | 0.9002 | 3046 | 70.5 | 5 | 50000 | 42725 | Dimmable | Continuous Below 10 | No |  | 4 | 13422 | 124.51 | 107.8 | 15.81 | 0.9 | 3000 | 70.5
PAPBPJ8W | Harper Communities Inc. | HARPER ILLUMINATION | HI-HB200ND(5700K) | Indoor Luminaires | High-Bay | High-Bay Luminaires for Commercial and Industrial Buildings | Standard | FALSE | [9 empty] | 42725 | Not Dimmable | Not Dimmable | No |  | 4 | 28203 | 138.59 | 203.5 | 16.75 | 0.91 | 5700 | 75.4
PEKQR6KC | Harper Communities Inc. | HARPER ILLUMINATION | HI-HB150ND(5700K) | Indoor Luminaires | High-Bay | High-Bay Luminaires for Commercial and Industrial Buildings | Standard | FALSE | [9 empty] | 42725 | Not Dimmable | Not Dimmable | No |  | 4 | 22508 | 148.18 | 151.9 | 13.92 | 0.94 | 5700 | 74.1
PNJ15HT7 | Harper Communities Inc. | HARPER ILLUMINATION | HI-HB120ND(5700K) | Indoor Luminaires | High-Bay | High-Bay Luminaires for Commercial and Industrial Buildings | Standard | FALSE | [9 empty] | 42725 | Not Dimmable | Not Dimmable | No |  | 4 | 16062 | 136.23 | 117.9 | 13.96 | 0.92 | 5700 | 73.3
PCAWR8TD | Harper Communities Inc. | HARPER ILLUMINATION | HI-HB100ND(5700K) | Indoor Luminaires | High-Bay | High-Bay Luminaires for Commercial and Industrial Buildings | Standard | FALSE | [9 empty] | 42725 | Not Dimmable | Not Dimmable | No |  | 4 | 14774 | 138.2 | 106.9 | 15.98 | 0.9 | 5700 | 73.1
P1JKDK1U | Harper Communities Inc. | HARPER ILLUMINATION | HI-LB320W-90D(5700K) | Indoor Luminaires | High-Bay | High-Bay Luminaires for Commercial and Industrial Buildings | Standard | FALSE | [9 empty] | 42725 | Not Dimmable | Not Dimmable | No |  | 3.1 | 42000 | 131.25 | 320 | 7 | 0.95 | 5700 | 70
PRE7AN9E | Harper Communities Inc. | HARPER ILLUMINATION | HI-LB150W-120D(5700K) | Indoor Luminaires | High-Bay | High-Bay Luminaires for Commercial and Industrial Buildings | Standard | FALSE | [9 empty] | 42725 | Not Dimmable | Not Dimmable | No |  | 3.1 | 20000 | 133.33 | 150 | 7 | 0.95 | 5700 | 70
PH6BSEDJ | Harper Communities Inc. | HARPER ILLUMINATION | HI-LB100W-120D(5700K) | Indoor Luminaires | High-Bay | High-Bay Luminaires for Commercial and Industrial Buildings | Standard | FALSE | [9 empty] | 42725 | Not Dimmable | Not Dimmable | No |  | 3.1 | 12300 | 123 | 100 | 7 | 0.95 | 5700 | 70
P7EMQ1ZC | Harper Communities Inc. | HARPER ILLUMINATION | HI-HB200ND(5000K) | Indoor Luminaires | High-Bay | High-Bay Luminaires for Commercial and Industrial Buildings | Standard | FALSE | [9 empty] | 42725 | Not Dimmable | Not Dimmable | No |  | 4 | 27700 | 135.91 | 203.8 | 16.91 | 0.91 | 5000 | 71.7
P5P4SK4V | Harper Communities Inc. | HARPER ILLUMINATION | HI-HB100ND(5000K) | Indoor Luminaires | High-Bay | High-Bay Luminaires for Commercial and Industrial Buildings | Standard | FALSE | [9 empty] | 42725 | Not Dimmable | Not Dimmable | No |  | 4 | 14400 | 135.6 | 106.1 | 15.81 | 0.9 | 5000 | 70.5
PPBHMAT1 | Harper Communities Inc. | HARPER ILLUMINATION | HI-HB150ND(5000K) | Indoor Luminaires | High-Bay | High-Bay Luminaires for Commercial and Industrial Buildings | Standard | FALSE | [9 empty] | 42725 | Not Dimmable | Not Dimmable | No |  | 4 | 22000 | 144.52 | 152.2 | 13.47 | 0.94 | 5000 | 70.5
P1XVGWTV | Harper Communities Inc. | HARPER ILLUMINATION | HI-HB120ND(5000K) | Indoor Luminaires | High-Bay | High-Bay Luminaires for Commercial and Industrial Buildings | Standard | FALSE | [9 empty] | 42725 | Not Dimmable | Not Dimmable | No |  | 4 | 15800 | 132.81 | 118.9 | 13.51 | 0.92 | 5000 | 70.4
P19TWUKU | Harper Communities Inc. | HARPER ILLUMINATION | HI-LB320W-90D(5000K) | Indoor Luminaires | High-Bay | High-Bay Luminaires for Commercial and Industrial Buildings | Standard | FALSE | [9 empty] | 42725 | Not Dimmable | Not Dimmable | No |  | 3.1 | 39900 | 124.69 | 320 | 7 | 0.95 | 5000 | 70
PYF2GB4U | Harper Communities Inc. | HARPER ILLUMINATION | HI-LB150W-120D(5000K) | Indoor Luminaires | High-Bay | High-Bay Luminaires for Commercial and Industrial Buildings | Standard | FALSE | [9 empty] | 42725 | Not Dimmable | Not Dimmable | No |  | 3.1 | 19500 | 130 | 150 | 7 | 0.95 | 5000 | 70
PYJWVFVK | Harper Communities Inc. | HARPER ILLUMINATION | HI-LB100W-120D(5000K) | Indoor Luminaires | High-Bay | High-Bay Luminaires for Commercial and Industrial Buildings | Standard | FALSE | [9 empty] | 42725 | Not Dimmable | Not Dimmable | No |  | 3.1 | 11890 | 118.9 | 100 | 7 | 0.95 | 5000 | 70
P9QMZMVM | Harper Communities Inc. | HARPER ILLUMINATION | HI-HB200ND(4000K) | Indoor Luminaires | High-Bay | High-Bay Luminaires for Commercial and Industrial Buildings | Standard | FALSE | [9 empty] | 42725 | Not Dimmable | Not Dimmable | No |  | 4 | 27250 | 134.26 | 202.9 | 16.91 | 0.91 | 4000 | 71.7
PTWKDFZ3 | Harper Communities Inc. | HARPER ILLUMINATION | HI-HB100ND(4000K) | Indoor Luminaires | High-Bay | High-Bay Luminaires for Commercial and Industrial Buildings | Standard | FALSE | [9 empty] | 42725 | Not Dimmable | Not Dimmable | No |  | 4 | 13800 | 128.3 | 107.5 | 15.81 | 0.9 | 4000 | 70.5
PTJKUTGN | Harper Communities Inc. | HARPER ILLUMINATION | HI-HB150ND(4000K) | Indoor Luminaires | High-Bay | High-Bay Luminaires for Commercial and Industrial Buildings | Standard | FALSE | [9 empty] | 42725 | Not Dimmable | Not Dimmable | No |  | 4 | 20600 | 134.81 | 152.8 | 13.47 | 0.94 | 4000 | 70.5
P45VG2KN | Harper Communities Inc. | HARPER ILLUMINATION | HI-HB120ND(4000K) | Indoor Luminaires | High-Bay | High-Bay Luminaires for Commercial and Industrial Buildings | Standard | FALSE | [9 empty] | 42725 | Not Dimmable | Not Dimmable | No |  | 4 | 15000 | 124.54 | 120.4 | 13.51 | 0.92 | 4000 | 70.4
PJ9BNXNR | Harper Communities Inc. | HARPER ILLUMINATION | HI-LB320W-90D(4000K) | Indoor Luminaires | High-Bay | High-Bay Luminaires for Commercial and Industrial Buildings | Standard | FALSE | [9 empty] | 42725 | Not Dimmable | Not Dimmable | No |  | 3.1 | 38300 | 119.69 | 320 | 7 | 0.95 | 4000 | 70
PHUWBVA9 | Harper Communities Inc. | HARPER ILLUMINATION | HI-LB150W-120D(4000K) | Indoor Luminaires | High-Bay | High-Bay Luminaires for Commercial and Industrial Buildings | Standard | FALSE | [9 empty] | 42725 | Not Dimmable | Not Dimmable | No |  | 3.1 | 19000 | 126.67 | 150 | 7 | 0.95 | 4000 | 70
PFJJ4W4X | Harper Communities Inc. | HARPER ILLUMINATION | HI-LB100W-120D(4000K) | Indoor Luminaires | High-Bay | High-Bay Luminaires for Commercial and Industrial Buildings | Standard | FALSE | [9 empty] | 42725 | Not Dimmable | Not Dimmable | No |  | 3.1 | 11330 | 113.3 | 100 | 7 | 0.95 | 4000 | 70
PM11M8U4 | Harper Communities Inc. | HARPER ILLUMINATION | HI-HB200ND(3000K) | Indoor Luminaires | High-Bay | High-Bay Luminaires for Commercial and Industrial Buildings | Standard | FALSE | [9 empty] | 42725 | Not Dimmable | Not Dimmable | No |  | 4 | 27209 | 134.7 | 202 | 16.91 | 0.91 | 3000 | 71.7
PA1U4V7P | Harper Communities Inc. | HARPER ILLUMINATION | HI-HB100ND(3000K) | Indoor Luminaires | High-Bay | High-Bay Luminaires for Commercial and Industrial Buildings | Standard | FALSE | [9 empty] | 42725 | Not Dimmable | Not Dimmable | No |  | 4 | 13422 | 124.51 | 107.8 | 15.81 | 0.9 | 3000 | 70.5
PHK4SKUB | Harper Communities Inc. | HARPER ILLUMINATION | HI-HB150ND(3000K) | Indoor Luminaires | High-Bay | High-Bay Luminaires for Commercial and Industrial Buildings | Standard | FALSE | [9 empty] | 42725 | Not Dimmable | Not Dimmable | No |  | 4 | 20162 | 129.83 | 155.3 | 13.47 | 0.94 | 3000 | 70.5
P6E4JMFA | Shat-R-Shield | Shat-R-Shield Inc. | 280HB50-AL-NC-V[LH]-X-XX-XX-02 | Indoor Luminaires | High-Bay | High-Bay Luminaires for Commercial and Industrial Buildings | Standard | TRUE | 33786 | 114.56 | 294.9 | 11.57 | 0.9342 | 4843 | 83.9 | 5 |  | 42725 | Dimmable | Continuous Above 10 | No |  | 4.1 | 34341 | 116.69 | 294.3 | 9.19 | 0.94 | 4863 | 84
PRMGSF7Q | Shat-R-Shield | Shat-R-Shield Inc. | 280HB50-PL-NC-V[LH]-X-XX-XX-02 | Indoor Luminaires | High-Bay | High-Bay Luminaires for Commercial and Industrial Buildings | Standard | TRUE | 34320 | 116.61 | 294.3 | 11.68 | 0.9335 | 4863 | 84 | 5 |  | 42725 | Dimmable | Continuous Above 10 | No |  | 4.1 | 33816.8 | 114.67 | 294.9 | 8.92 | 0.94 | 4843 | 83.9
P52CA6H5 | Philips Day-Brite | Philips Day Brite | FSI455L830-UNV-(DIMXDIMSDIM)-(_LSXR10 DAYOCC) | Indoor Luminaires | High-Bay | Low-Bay Luminaires for Commercial and Industrial Buildings | Standard | TRUE | 5467.1 | 123.97 | 44.1 | 22.2 | 0.942 | 3047 | 81.6046 | 5 | 50000 | 42725 | Dimmable | Stepped | Yes |  | 4.1 | 5533 | 120.3 | 46 | 20 | 0.9 | 3000 | 80
PRQ88N7B | Philips Day-Brite | Philips Day Brite | FSI455L850-UNV-(DIMXDIMSDIM)-(_LSXR10 DAYOCC) | Indoor Luminaires | High-Bay | Low-Bay Luminaires for Commercial and Industrial Buildings | Standard | FALSE | [9 empty] | 42725 | Dimmable | Stepped | Yes |  | 4.1 | 5882 | 127.9 | 46 | 20 | 0.9 | 5000 | 80
PEVZFSK7 | Philips Day-Brite | Philips Day Brite | FSI880L850-347-(DIMXDIM)-(_LSXR10 DAYOCC) | Indoor Luminaires | High-Bay | Low-Bay Luminaires for Commercial and Industrial Buildings | Standard | FALSE | [9 empty] | 42725 | Dimmable | Continuous Above 10 | Yes |  | 4.1 | 7994 | 114.9 | 69.6 | 20 | 0.9 | 5000 | 80
P3PRWZ3Z | Philips Day-Brite | Philips Day Brite | FSI880L850-UNV-(DIMXDIM)-(_LSXR10 DAYOCC) | Indoor Luminaires | High-Bay | Low-Bay Luminaires for Commercial and Industrial Buildings | Standard | FALSE | [9 empty] | 42725 | Dimmable | Continuous Above 10 | Yes |  | 4.1 | 7994 | 117.6 | 68 | 20 | 0.9 | 5000 | 80
PZT589W3 | Philips Day-Brite | Philips Day Brite | FSI470L850-UNV-DIM-(_LSXR10 DAYOCC) | Indoor Luminaires | High-Bay | Low-Bay Luminaires for Commercial and Industrial Buildings | Standard | FALSE | [9 empty] | 42725 | Dimmable | Continuous Above 10 | Yes |  | 4.1 | 7372 | 123.7 | 59.6 | 20 | 0.9 | 5000 | 80
PJ76FYYW | Philips Day-Brite | Philips Day Brite | FSI470L850-347-DIM-(_LSXR10 DAYOCC) | Indoor Luminaires | High-Bay | Low-Bay Luminaires for Commercial and Industrial Buildings | Standard | FALSE | [9 empty] | 42725 | Dimmable | Continuous Above 10 | Yes |  | 4.1 | 7372 | 115.2 | 64 | 20 | 0.9 | 5000 | 80
P6XAPSXG | Philips Day-Brite | Philips Day Brite | FSI455L850-347-(DIMXDIM)-(_LSXR10 DAYOCC) | Indoor Luminaires | High-Bay | Low-Bay Luminaires for Commercial and Industrial Buildings | Standard | FALSE | [9 empty] | 42725 | Dimmable | Continuous Above 10 | Yes |  | 4.1 | 5882 | 121.5 | 48.4 | 20 | 0.9 | 5000 | 80
PSM6HUCE | Philips Day-Brite | Philips Day Brite | FSI880L850-(UNV347)-DIM-EMLED | Indoor Luminaires | High-Bay | Low-Bay Luminaires for Commercial and Industrial Buildings | Standard | FALSE | [9 empty] | 42725 | Dimmable | Continuous Above 10 | No |  | 4.1 | 7994 | 108 | 74 | 20 | 0.9 | 5000 | 80
P3W9EPU2 | Philips Day-Brite | Philips Day Brite | FSI470L850-UNV-DIM-EMLED | Indoor Luminaires | High-Bay | Low-Bay Luminaires for Commercial and Industrial Buildings | Standard | FALSE | [9 empty] | 42725 | Dimmable | Continuous Above 10 | No |  | 4.1 | 7372 | 116.6 | 63.2 | 20 | 0.9 | 5000 | 80
PFVM1EY8 | Philips Day-Brite | Philips Day Brite | FSI455L850-(UNV347)-DIM-EMLED | Indoor Luminaires | High-Bay | Low-Bay Luminaires for Commercial and Industrial Buildings | Standard | FALSE | [9 empty] | 42725 | Dimmable | Continuous Above 10 | No |  | 4.1 | 5882 | 113.6 | 51.8 | 20 | 0.9 | 5000 | 80
P6B185K5 | Philips Day-Brite | Philips Day Brite | FSI455L840-UNV-(DIMXDIMSDIM)-(_LSXR10 DAYOCC) | Indoor Luminaires | High-Bay | Low-Bay Luminaires for Commercial and Industrial Buildings | Standard | FALSE | [9 empty] | 42725 | Dimmable | Stepped | Yes |  | 4.1 | 5824 | 126.6 | 46 | 20 | 0.9 | 4000 | 80
PPQYGHHY | Philips Day-Brite | Philips Day Brite | FSI880L840-347-(DIMXDIM)-(_LSXR10 DAYOCC) | Indoor Luminaires | High-Bay | Low-Bay Luminaires for Commercial and Industrial Buildings | Standard | FALSE | [9 empty] | 42725 | Dimmable | Continuous Above 10 | Yes |  | 4.1 | 7915 | 113.7 | 69.6 | 20 | 0.9 | 4000 | 80
PMDMKR5A | Philips Day-Brite | Philips Day Brite | FSI880L840-UNV-(DIMXDIM)-(_LSXR10 DAYOCC) | Indoor Luminaires | High-Bay | Low-Bay Luminaires for Commercial and Industrial Buildings | Standard | FALSE | [9 empty] | 42725 | Dimmable | Continuous Above 10 | Yes |  | 4.1 | 7915 | 116.4 | 68 | 20 | 0.9 | 4000 | 80
PWJAAP3X | Philips Day-Brite | Philips Day Brite | FSI470L840-UNV-DIM-(_LSXR10 DAYOCC) | Indoor Luminaires | High-Bay | Low-Bay Luminaires for Commercial and Industrial Buildings | Standard | FALSE | [9 empty] | 42725 | Dimmable | Continuous Above 10 | Yes |  | 4.1 | 7299 | 122.5 | 59.6 | 20 | 0.9 | 4000 | 80
PNHK6HE2 | Philips Day-Brite | Philips Day Brite | FSI470L840-347-DIM-(_LSXR10 DAYOCC) | Indoor Luminaires | High-Bay | Low-Bay Luminaires for Commercial and Industrial Buildings | Standard | FALSE | [9 empty] | 42725 | Dimmable | Continuous Above 10 | Yes |  | 4.1 | 7299 | 114 | 64 | 20 | 0.9 | 4000 | 80
PMMY4J9M | Philips Day-Brite | Philips Day Brite | FSI455L840-347-(DIMXDIM)-(_LSXR10 DAYOCC) | Indoor Luminaires | High-Bay | Low-Bay Luminaires for Commercial and Industrial Buildings | Standard | FALSE | [9 empty] | 42725 | Dimmable | Continuous Above 10 | Yes |  | 4.1 | 5824 | 120.3 | 48.4 | 20 | 0.9 | 4000 | 80
PB8SZWP1 | Philips Day-Brite | Philips Day Brite | FSI880L840-(UNV347)-DIM-EMLED | Indoor Luminaires | High-Bay | Low-Bay Luminaires for Commercial and Industrial Buildings | Standard | FALSE | [9 empty] | 42725 | Dimmable | Continuous Above 10 | No |  | 4.1 | 7915 | 107 | 74 | 20 | 0.9 | 4000 | 80
P7GR1JCS | Philips Day-Brite | Philips Day Brite | FSI470L840-UNV-DIM-EMLED | Indoor Luminaires | High-Bay | Low-Bay Luminaires for Commercial and Industrial Buildings | Standard | FALSE | [9 empty] | 42725 | Dimmable | Continuous Above 10 | No |  | 4.1 | 7299 | 115.5 | 63.2 | 20 | 0.9 | 4000 | 80
PR3FHAEJ | Philips Day-Brite | Philips Day Brite | FSI455L840-(UNV347)-DIM-EMLED | Indoor Luminaires | High-Bay | Low-Bay Luminaires for Commercial and Industrial Buildings | Standard | FALSE | [9 empty] | 42725 | Dimmable | Continuous Above 10 | No |  | 4.1 | 5824 | 112.4 | 51.8 | 20 | 0.9 | 4000 | 80
PBMG1FCY | Philips Day-Brite | Philips Day Brite | FSI455L835-UNV-(DIMXDIMSDIM)-(_LSXR10 DAYOCC) | Indoor Luminaires | High-Bay | Low-Bay Luminaires for Commercial and Industrial Buildings | Standard | FALSE | [9 empty] | 42725 | Dimmable | Stepped | Yes |  | 4.1 | 5708 | 124.1 | 46 | 20 | 0.9 | 3500 | 80
P4Q1G8T4 | Philips Day-Brite | Philips Day Brite | FSI880L835-347-(DIMXDIM)-(_LSXR10 DAYOCC) | Indoor Luminaires | High-Bay | Low-Bay Luminaires for Commercial and Industrial Buildings | Standard | FALSE | [9 empty] | 42725 | Dimmable | Continuous Above 10 | Yes |  | 4.1 | 7760 | 111.5 | 69.6 | 20 | 0.9 | 3500 | 80
P3HZK8D7 | Philips Day-Brite | Philips Day Brite | FSI880L835-UNV-(DIMXDIM)-(_LSXR10 DAYOCC) | Indoor Luminaires | High-Bay | Low-Bay Luminaires for Commercial and Industrial Buildings | Standard | FALSE | [9 empty] | 42725 | Dimmable | Continuous Above 10 | Yes |  | 4.1 | 7760 | 114.1 | 68 | 20 | 0.9 | 3500 | 80
PSGZ9GDU | Philips Day-Brite | Philips Day Brite | FSI470L835-UNV-DIM-(_LSXR10 DAYOCC) | Indoor Luminaires | High-Bay | Low-Bay Luminaires for Commercial and Industrial Buildings | Standard | FALSE | [9 empty] | 42725 | Dimmable | Continuous Above 10 | Yes |  | 4.1 | 7153 | 120 | 59.6 | 20 | 0.9 | 3500 | 80
PEMRYG6B | Philips Day-Brite | Philips Day Brite | FSI470L835-347-DIM-(_LSXR10 DAYOCC) | Indoor Luminaires | High-Bay | Low-Bay Luminaires for Commercial and Industrial Buildings | Standard | FALSE | [9 empty] | 42725 | Dimmable | Continuous Above 10 | Yes |  | 4.1 | 7153 | 111.8 | 64 | 20 | 0.9 | 3500 | 80
PWFVYMNU | Philips Day-Brite | Philips Day Brite | FSI455L835-347-(DIMXDIM)-(_LSXR10 DAYOCC) | Indoor Luminaires | High-Bay | Low-Bay Luminaires for Commercial and Industrial Buildings | Standard | FALSE | [9 empty] | 42725 | Dimmable | Continuous Above 10 | Yes |  | 4.1 | 5708 | 117.9 | 48.4 | 20 | 0.9 | 3500 | 80
PVQ4CVDU | Philips Day-Brite | Philips Day Brite | FSI880L835-(UNV347)-DIM-EMLED | Indoor Luminaires | High-Bay | Low-Bay Luminaires for Commercial and Industrial Buildings | Standard | FALSE | [9 empty] | 42725 | Dimmable | Continuous Above 10 | No |  | 4.1 | 7760 | 104.9 | 74 | 20 | 0.9 | 3500 | 80
P279SNVA | Philips Day-Brite | Philips Day Brite | FSI470L835-UNV-DIM-EMLED | Indoor Luminaires | High-Bay | Low-Bay Luminaires for Commercial and Industrial Buildings | Standard | FALSE | [9 empty] | 42725 | Dimmable | Continuous Above 10 | No |  | 4.1 | 7153 | 113.2 | 63.2 | 20 | 0.9 | 3500 | 80
PK55SK13 | Philips Day-Brite | Philips Day Brite | FSI455L835-(UNV347)-DIM-EMLED | Indoor Luminaires | High-Bay | Low-Bay Luminaires for Commercial and Industrial Buildings | Standard | FALSE | [9 empty] | 42725 | Dimmable | Continuous Above 10 | No |  | 4.1 | 5708 | 110.2 | 51.8 | 20 | 0.9 | 3500 | 80
PU83RYAN | Philips Day-Brite | Philips Day Brite | FSI880L830-347-(DIMXDIM)-(_LSXR10 DAYOCC) | Indoor Luminaires | High-Bay | Low-Bay Luminaires for Commercial and Industrial Buildings | Standard | FALSE | [9 empty] | 42725 | Dimmable | Continuous Above 10 | Yes |  | 4.1 | 7534 | 108.2 | 69.6 | 20 | 0.9 | 3000 | 80
PJET36MM | Philips Day-Brite | Philips Day Brite | FSI880L830-UNV-(DIMXDIM)-(_LSXR10 DAYOCC) | Indoor Luminaires | High-Bay | Low-Bay Luminaires for Commercial and Industrial Buildings | Standard | FALSE | [9 empty] | 42725 | Dimmable | Continuous Above 10 | Yes |  | 4.1 | 7534 | 110.8 | 68 | 20 | 0.9 | 3000 | 80
PYSQXC2B | Philips Day-Brite | Philips Day Brite | FSI470L830-UNV-DIM-(_LSXR10 DAYOCC) | Indoor Luminaires | High-Bay | Low-Bay Luminaires for Commercial and Industrial Buildings | Standard | FALSE | [9 empty] | 42725 | Dimmable | Continuous Above 10 | Yes |  | 4.1 | 6934 | 116.3 | 59.6 | 20 | 0.9 | 3000 | 80
PFXWEMYH | Philips Day-Brite | Philips Day Brite | FSI470L830-347-DIM-(_LSXR10 DAYOCC) | Indoor Luminaires | High-Bay | Low-Bay Luminaires for Commercial and Industrial Buildings | Standard | FALSE | [9 empty] | 42725 | Dimmable | Continuous Above 10 | Yes |  | 4.1 | 6934 | 108.3 | 64 | 20 | 0.9 | 3000 | 80
PFE59M9X | Philips Day-Brite | Philips Day Brite | FSI455L830-347-(DIMXDIM)-(_LSXR10 DAYOCC) | Indoor Luminaires | High-Bay | Low-Bay Luminaires for Commercial and Industrial Buildings | Standard | FALSE | [9 empty] | 42725 | Dimmable | Continuous Above 10 | Yes |  | 4.1 | 5533 | 114.3 | 48.4 | 20 | 0.9 | 3000 | 80
PZ17ER42 | Philips Day-Brite | Philips Day Brite | FSI880L830-UNV-DIM-EMLED | Indoor Luminaires | High-Bay | Low-Bay Luminaires for Commercial and Industrial Buildings | Standard | FALSE | [9 empty] | 42725 | Dimmable | Continuous Above 10 | No |  | 4.1 | 7534 | 107.6 | 70 | 20 | 0.9 | 3000 | 80
PSAJVSF8 | Philips Day-Brite | Philips Day Brite | FSI470L830-UNV-DIM-EMLED | Indoor Luminaires | High-Bay | Low-Bay Luminaires for Commercial and Industrial Buildings | Standard | FALSE | [9 empty] | 42725 | Dimmable | Continuous Above 10 | No |  | 4.1 | 6934 | 109.7 | 63.2 | 20 | 0.9 | 3000 | 80
PAECKGC7 | Philips Day-Brite | Philips Day Brite | FSI455L830-(UNV347)-DIM-EMLED | Indoor Luminaires | High-Bay | Low-Bay Luminaires for Commercial and Industrial Buildings | Standard | FALSE | [9 empty] | 42725 | Dimmable | Continuous Above 10 | No |  | 4.1 | 5533 | 106.8 | 51.8 | 20 | 0.9 | 3000 | 80
PU3TYZWH | Philips Optimum | Philips Optimum | G10L(P)4FT24LUV850 [OS OS(DIM) OS(FSPDIM) SDT(480V) SDT(347V)] | Indoor Luminaires | High-Bay | High-Bay Luminaires for Commercial and Industrial Buildings | Premium | TRUE | 23989.7 | 132.03 | 181.7 | 22.6 | 0.974 | 5343 | 84.6 | 5 | 50000 | 42725 | Dimmable | Continuous Above 10 | Yes |  | 4.1 | 23989 | 132.03 | 181.7 | 20 | 0.9 | 5000 | 80
PHVGF8W9 | Philips Optimum | Philips Optimum | G10L(P)4FT12LUV840 [OS OS(DIM) OS(FSPDIM)] | Indoor Luminaires | High-Bay | High-Bay Luminaires for Commercial and Industrial Buildings | Premium | TRUE | 13308.2 | 149.53 | 89 | 17.4 | 0.944 | 4078 | 84.2 | 5 | 50000 | 42725 | Dimmable | Continuous Above 10 | Yes |  | 4.1 | 13308 | 149.53 | 89 | 20 | 0.9 | 4000 | 80
PC28GKBT | Philips Optimum | Philips Optimum | G10L(P)4FT08LUV840 [OS OS(DIM) OS(FSPDIM)] | Indoor Luminaires | High-Bay | Low-Bay Luminaires for Commercial and Industrial Buildings | Premium | TRUE | 8840.5 | 153.48 | 57.6 | 17.4 | 0.944 | 4008 | 84 | 5 | 50000 | 42725 | Dimmable | Continuous Above 10 | Yes |  | 4.1 | 8841 | 153.49 | 57.6 | 20 | 0.9 | 4000 | 80
PYE48W16 | Philips Optimum | Philips Optimum | G10L(P)4FT24LUV850 [OS OS(DIM) OS(FSPDIM)] | Indoor Luminaires | High-Bay | High-Bay Luminaires for Commercial and Industrial Buildings | Premium | FALSE | [9 empty] | 42725 | Dimmable | Continuous Above 10 | Yes |  | 4.1 | 24202.63 | 140.47 | 172.3 | 20 | 0.9 | 5000 | 80
PNF8194H | Philips Optimum | Philips Optimum | G10L(P)4FT20LUV850 [OS OS(DIM) OS(FSPDIM)] | Indoor Luminaires | High-Bay | High-Bay Luminaires for Commercial and Industrial Buildings | Premium | FALSE | [9 empty] | 42725 | Dimmable | Continuous Above 10 | Yes |  | 4.1 | 19640.46 | 145.06 | 135.4 | 20 | 0.9 | 5000 | 80
PMAQYK6N | Philips Optimum | Philips Optimum | G10L(P)4FT16LUV850 [OS OS(DIM) OS(FSPDIM)] | Indoor Luminaires | High-Bay | High-Bay Luminaires for Commercial and Industrial Buildings | Premium | FALSE | [9 empty] | 42725 | Dimmable | Continuous Above 10 | Yes |  | 4.1 | 16234 | 135.06 | 120.2 | 20 | 0.9 | 5000 | 80
P57P2UWW | Philips Optimum | Philips Optimum | G10L(P)4FT12LUV850 [OS OS(DIM) OS(FSPDIM)] | Indoor Luminaires | High-Bay | High-Bay Luminaires for Commercial and Industrial Buildings | Premium | FALSE | [9 empty] | 42725 | Dimmable | Continuous Above 10 | Yes |  | 4.1 | 13441.08 | 151.02 | 89 | 20 | 0.9 | 5000 | 80
PNV9RAZS | Philips Optimum | Philips Optimum | G10L(P)4FT08LUV850 [OS OS(DIM) OS(FSPDIM)] | Indoor Luminaires | High-Bay | Low-Bay Luminaires for Commercial and Industrial Buildings | Premium | FALSE | [9 empty] | 42725 | Dimmable | Continuous Above 10 | Yes |  | 4.1 | 8929.41 | 155.02 | 57.6 | 20 | 0.9 | 5000 | 80
P4VQ1R7D | Philips Optimum | Philips Optimum | G10L(P)4FT24LUV840 [OS OS(DIM) OS(FSPDIM)] | Indoor Luminaires | High-Bay | High-Bay Luminaires for Commercial and Industrial Buildings | Premium | FALSE | [9 empty] | 42725 | Dimmable | Continuous Above 10 | Yes |  | 4.1 | 23963 | 139.08 | 172.3 | 20 | 0.9 | 4000 | 80
PWANBBES | Philips Optimum | Philips Optimum | G10L(P)4FT20LUV840 [OS OS(DIM) OS(FSPDIM)] | Indoor Luminaires | High-Bay | High-Bay Luminaires for Commercial and Industrial Buildings | Premium | FALSE | [9 empty] | 42725 | Dimmable | Continuous Above 10 | Yes |  | 4.1 | 19446 | 143.62 | 135.4 | 20 | 0.9 | 4000 | 80
PJ65XBD2 | Philips Optimum | Philips Optimum | G10L(P)4FT16LUV840 [OS OS(DIM) OS(FSPDIM)] | Indoor Luminaires | High-Bay | High-Bay Luminaires for Commercial and Industrial Buildings | Premium | FALSE | [9 empty] | 42725 | Dimmable | Continuous Above 10 | Yes |  | 4.1 | 16485 | 137.38 | 120 | 20 | 0.9 | 4000 | 80
PWRQWFCT | Philips Day-Brite | Philips Day-Brite | FSS455L830-(UNV347)-DIM-EMLED | Indoor Luminaires | High-Bay | Low-Bay Luminaires for Commercial and Industrial Buildings | Standard | TRUE | 5387.9 | 106.9 | 50.4 | 22.2 | 0.942 | 3012 | 81.5 | 5 | 50000 | 42725 | Dimmable | Continuous Above 10 | No |  | 4.1 | 5387 | 105.2 | 51.2 | 20 | 0.9 | 3000 | 80
P6ZFAZNX | Philips Day-Brite | Philips Day-Brite | FSS455L850-UNV-(DIMXDIMSDIM)-(_LSXR10 DAYOCC) | Indoor Luminaires | High-Bay | Low-Bay Luminaires for Commercial and Industrial Buildings | Standard | FALSE | [9 empty] | 42725 | Dimmable | Stepped | Yes |  | 4.1 | 5727 | 124.5 | 46 | 20 | 0.9 | 5000 | 80
PJDTE6QX | Philips Day-Brite | Philips Day-Brite | FSS470L850-UNV-DIM-(_LSXR10 DAYOCC) | Indoor Luminaires | High-Bay | Low-Bay Luminaires for Commercial and Industrial Buildings | Standard | FALSE | [9 empty] | 42725 | Dimmable | Continuous Above 10 | Yes |  | 4.1 | 7346 | 123.3 | 59.6 | 20 | 0.9 | 5000 | 80
P7BH45P4 | Philips Day-Brite | Philips Day-Brite | FSS470L850-347-DIM-(_LSXR10 DAYOCC) | Indoor Luminaires | High-Bay | Low-Bay Luminaires for Commercial and Industrial Buildings | Standard | FALSE | [9 empty] | 42725 | Dimmable | Continuous Above 10 | Yes |  | 4.1 | 7346 | 114.8 | 64 | 20 | 0.9 | 5000 | 80
PBYTSDRY | Philips Day-Brite | Philips Day-Brite | FSS455L850-347-(DIMXDIM)-(_LSXR10 DAYOCC) | Indoor Luminaires | High-Bay | Low-Bay Luminaires for Commercial and Industrial Buildings | Standard | FALSE | [9 empty] | 42725 | Dimmable | Continuous Above 10 | Yes |  | 4.1 | 5727 | 118.3 | 48.4 | 20 | 0.9 | 5000 | 80
PQMTXDHN | Philips Day-Brite | Philips Day-Brite | FSS470L850-UNV-DIM-EMLED | Indoor Luminaires | High-Bay | Low-Bay Luminaires for Commercial and Industrial Buildings | Standard | FALSE | [9 empty] | 42725 | Dimmable | Continuous Above 10 | No |  | 4.1 | 7346 | 116.2 | 63.2 | 20 | 0.9 | 5000 | 80
PHCGCCYN | Philips Day-Brite | Philips Day-Brite | FSS455L850-(UNV347)-DIM-EMLED | Indoor Luminaires | High-Bay | Low-Bay Luminaires for Commercial and Industrial Buildings | Standard | FALSE | [9 empty] | 42725 | Dimmable | Continuous Above 10 | No |  | 4.1 | 5727 | 111.8 | 51.2 | 20 | 0.9 | 5000 | 80
P1W6MKZ9 | Philips Day-Brite | Philips Day-Brite | FSS455L840-UNV-(DIMXDIMSDIM)-(_LSXR10 DAYOCC) | Indoor Luminaires | High-Bay | Low-Bay Luminaires for Commercial and Industrial Buildings | Standard | FALSE | [9 empty] | 42725 | Dimmable | Stepped | Yes |  | 4.1 | 5670 | 123.3 | 46 | 20 | 0.9 | 4000 | 80
PN6S1MTP | Philips Day-Brite | Philips Day-Brite | FSS470L840-347-DIM-(_LSXR10 DAYOCC) | Indoor Luminaires | High-Bay | Low-Bay Luminaires for Commercial and Industrial Buildings | Standard | FALSE | [9 empty] | 42725 | Dimmable | Continuous Above 10 | Yes |  | 4.1 | 7273 | 113.6 | 64 | 20 | 0.9 | 4000 | 80
PJ876F3M | Philips Day-Brite | Philips Day-Brite | FSS470L840-UNV-DIM-(_LSXR10 DAYOCC) | Indoor Luminaires | High-Bay | Low-Bay Luminaires for Commercial and Industrial Buildings | Standard | FALSE | [9 empty] | 42725 | Dimmable | Continuous Above 10 | Yes |  | 4.1 | 7273 | 122 | 59.6 | 20 | 0.9 | 4000 | 80
P617ZTJV | Philips Day-Brite | Philips Day-Brite | FSS455L840-347-(DIMXDIM)-(_LSXR10 DAYOCC) | Indoor Luminaires | High-Bay | Low-Bay Luminaires for Commercial and Industrial Buildings | Standard | FALSE | [9 empty] | 42725 | Dimmable | Continuous Above 10 | Yes |  | 4.1 | 5670 | 117.1 | 48.4 | 20 | 0.9 | 4000 | 80
PCENT7X5 | Philips Day-Brite | Philips Day-Brite | FSS470L840-UNV-DIM-EMLED | Indoor Luminaires | High-Bay | Low-Bay Luminaires for Commercial and Industrial Buildings | Standard | FALSE | [9 empty] | 42725 | Dimmable | Continuous Above 10 | No |  | 4.1 | 7273 | 115.1 | 63.2 | 20 | 0.9 | 4000 | 80
P34NUE22 | Philips Day-Brite | Philips Day-Brite | FSS455L840-(UNV347)-DIM-EMLED | Indoor Luminaires | High-Bay | Low-Bay Luminaires for Commercial and Industrial Buildings | Standard | FALSE | [9 empty] | 42725 | Dimmable | Continuous Above 10 | No |  | 4.1 | 5670 | 110.7 | 51.2 | 20 | 0.9 | 4000 | 80
PP59TP3Y | Philips Day-Brite | Philips Day-Brite | FSS455L835-UNV-(DIMXDIMSDIM)-(_LSXR10 DAYOCC) | Indoor Luminaires | High-Bay | Low-Bay Luminaires for Commercial and Industrial Buildings | Standard | FALSE | [9 empty] | 42725 | Dimmable | Stepped | Yes |  | 4.1 | 5557 | 120.8 | 46 | 20 | 0.9 | 3500 | 80
PCPHP37U | Philips Day-Brite | Philips Day-Brite | FSS470L835-UNV-DIM-(_LSXR10 DAYOCC) | Indoor Luminaires | High-Bay | Low-Bay Luminaires for Commercial and Industrial Buildings | Standard | FALSE | [9 empty] | 42725 | Dimmable | Continuous Above 10 | Yes |  | 4.1 | 7128 | 119.6 | 59.6 | 20 | 0.9 | 3500 | 80
P1ERBCPQ | Philips Day-Brite | Philips Day-Brite | FSS470L835-347-DIM-(_LSXR10 DAYOCC) | Indoor Luminaires | High-Bay | Low-Bay Luminaires for Commercial and Industrial Buildings | Standard | FALSE | [9 empty] | 42725 | Dimmable | Continuous Above 10 | Yes |  | 4.1 | 7128 | 111.4 | 64 | 20 | 0.9 | 3500 | 80
PJGNBJVQ | Philips Day-Brite | Philips Day-Brite | FSS455L835-347-(DIMXDIM)-(_LSXR10 DAYOCC) | Indoor Luminaires | High-Bay | Low-Bay Luminaires for Commercial and Industrial Buildings | Standard | FALSE | [9 empty] | 42725 | Dimmable | Continuous Above 10 | Yes |  | 4.1 | 5557 | 114.8 | 48.4 | 20 | 0.9 | 3500 | 80
PJ3JNTRR | Philips Day-Brite | Philips Day-Brite | FSS470L835-UNV-DIM-EMLED | Indoor Luminaires | High-Bay | Low-Bay Luminaires for Commercial and Industrial Buildings | Standard | FALSE | [9 empty] | 42725 | Dimmable | Continuous Above 10 | No |  | 4.1 | 7128 | 112.8 | 63.2 | 20 | 0.9 | 3500 | 80
P8Q2DZ9B | Philips Day-Brite | Philips Day-Brite | FSS455L835-(UNV347)-DIM-EMLED | Indoor Luminaires | High-Bay | Low-Bay Luminaires for Commercial and Industrial Buildings | Standard | FALSE | [9 empty] | 42725 | Dimmable | Continuous Above 10 | No |  | 4.1 | 5557 | 108.5 | 51.2 | 20 | 0.9 | 3500 | 80
P9X3687Q | Philips Day-Brite | Philips Day-Brite | FSS455L830-UNV-(DIMXDIMSDIM)-(_LSXR10 DAYOCC) | Indoor Luminaires | High-Bay | Low-Bay Luminaires for Commercial and Industrial Buildings | Standard | FALSE | [9 empty] | 42725 | Dimmable | Stepped | Yes |  | 4.1 | 5387 | 117.1 | 46 | 20 | 0.9 | 3000 | 80
PWQUVHK5 | Philips Day-Brite | Philips Day-Brite | FSS470L830-347-DIM-(_LSXR10 DAYOCC) | Indoor Luminaires | High-Bay | Low-Bay Luminaires for Commercial and Industrial Buildings | Standard | FALSE | [9 empty] | 42725 | Dimmable | Continuous Above 10 | Yes |  | 4.1 | 6909 | 108 | 64 | 20 | 0.9 | 3000 | 80
PRRN1M4F | Philips Day-Brite | Philips Day-Brite | FSS470L830-UNV-DIM-(_LSXR10 DAYOCC) | Indoor Luminaires | High-Bay | Low-Bay Luminaires for Commercial and Industrial Buildings | Standard | FALSE | [9 empty] | 42725 | Dimmable | Continuous Above 10 | Yes |  | 4.1 | 6909 | 115.9 | 59.6 | 20 | 0.9 | 3000 | 80
PBCCHJK3 | Philips Day-Brite | Philips Day-Brite | FSS455L830-347-(DIMXDIM)-(_LSXR10 DAYOCC) | Indoor Luminaires | High-Bay | Low-Bay Luminaires for Commercial and Industrial Buildings | Standard | FALSE | [9 empty] | 42725 | Dimmable | Continuous Above 10 | Yes |  | 4.1 | 5387 | 111.3 | 48.4 | 20 | 0.9 | 3000 | 80
P6ZMWNM5 | Philips Day-Brite | Philips Day-Brite | FSS470L830-UNV-DIM-EMLED | Indoor Luminaires | High-Bay | Low-Bay Luminaires for Commercial and Industrial Buildings | Standard | FALSE | [9 empty] | 42725 | Dimmable | Continuous Above 10 | No |  | 4.1 | 6909 | 109.3 | 63.2 | 20 | 0.9 | 3000 | 80
PYXUR5G2 | ARCATA ELECTRONICS INC. | ACT | ACT-LE-01-D | Indoor Luminaires | High-Bay | High-Bay Luminaires for Commercial and Industrial Buildings | Standard | TRUE | 15013 | 110.8 | 135.44 | 8.1 | 0.966 | 4918 | 84.7 | 5 | 50000 | 42725 | Dimmable | Continuous Below 10 | No |  | 4.1 | 13900 | 105 | 132 | 8 | 0.98 | 5000 | 80
PMHR223U | WESTGATE MFG | WESTGATE | LLHB-90W-30K-D | Indoor Luminaires | High-Bay | High-Bay Luminaires for Commercial and Industrial Buildings | Standard | TRUE | 13164 | 147.85 | 89.04 | 7.26 | 0.9553 | 3080 | 82 | 5 | 50000 | 42725 | Dimmable | Continuous Below 10 | No |  | 4 | 14400 | 160 | 90 | 10 | 0.95 | 3000 | 80
P9F5TTK5 | WESTGATE MFG | WESTGATE | LLHB-90W-50K-D | Indoor Luminaires | High-Bay | High-Bay Luminaires for Commercial and Industrial Buildings | Standard | FALSE | [9 empty] | 42725 | Dimmable | Continuous Below 10 | No |  | 4 | 14400 | 160 | 90 | 10 | 0.95 | 5000 | 80
PE89WHH1 | WESTGATE MFG | WESTGATE | LLHB-90W-45K-D | Indoor Luminaires | High-Bay | High-Bay Luminaires for Commercial and Industrial Buildings | Standard | FALSE | [9 empty] | 42725 | Dimmable | Continuous Below 10 | No |  | 4 | 14400 | 160 | 90 | 10 | 0.95 | 4500 | 80
PC2T74VK | WESTGATE MFG | WESTGATE | LLHB-90W-40K-D | Indoor Luminaires | High-Bay | High-Bay Luminaires for Commercial and Industrial Buildings | Standard | FALSE | [9 empty] | 42725 | Dimmable | Continuous Below 10 | No |  | 4 | 14400 | 160 | 90 | 10 | 0.95 | 4000 | 80
PV13NM8Q | WESTGATE MFG | WESTGATE | LLHB-90W-35K-D | Indoor Luminaires | High-Bay | High-Bay Luminaires for Commercial and Industrial Buildings | Standard | FALSE | [9 empty] | 42725 | Dimmable | Continuous Below 10 | No |  | 4 | 14400 | 160 | 90 | 10 | 0.95 | 3500 | 80
PTQMCWXK | RemPhos Technologies LLC | Remphos | RPT-LIVH-48IN-50L-830-G1 | Indoor Luminaires | High-Bay | Low-Bay Luminaires for Commercial and Industrial Buildings | Premium | TRUE | 5122.3 | 128.03 | 40.01 | 18.34 | 0.9 | 2996 | 82.4 | 5 | 50000 | 42724 | Not Dimmable | Not Dimmable | No |  | 4 | 5122.3 | 132 | 40.5 | 20 | 0.9 | 3000 | 82.1
PV1P5FBG | RemPhos Technologies LLC | Remphos | RPT-LIVH-96IN-80L-850-G1 | Indoor Luminaires | High-Bay | Low-Bay Luminaires for Commercial and Industrial Buildings | Premium | FALSE | [9 empty] | 42724 | Not Dimmable | Not Dimmable | No |  | 4 | 8400 | 140 | 60 | 20 | 0.9 | 5000 | 82.1
PMJ39ECD | RemPhos Technologies LLC | Remphos | RPT-LIVH-48IN-50L-850-G1 | Indoor Luminaires | High-Bay | Low-Bay Luminaires for Commercial and Industrial Buildings | Premium | FALSE | [9 empty] | 42724 | Not Dimmable | Not Dimmable | No |  | 4 | 5399 | 135 | 40.5 | 20 | 0.9 | 5000 | 82.1
P31R8P5W | RemPhos Technologies LLC | Remphos | RPT-LIVH-96IN-80L-845-G1 | Indoor Luminaires | High-Bay | Low-Bay Luminaires for Commercial and Industrial Buildings | Premium | FALSE | [9 empty] | 42724 | Not Dimmable | Not Dimmable | No |  | 4 | 8280 | 138 | 60 | 20 | 0.9 | 4500 | 82.1
PWH7TRWX | RemPhos Technologies LLC | Remphos | RPT-LIVH-48IN-50L-840-G1 | Indoor Luminaires | High-Bay | Low-Bay Luminaires for Commercial and Industrial Buildings | Premium | FALSE | [9 empty] | 42724 | Not Dimmable | Not Dimmable | No |  | 4 | 5389 | 133.6 | 40.33 | 20 | 0.9 | 4500 | 82.1
P9P26N9U | RemPhos Technologies LLC | Remphos | RPT-LIVH-96IN-80L-840-G1 | Indoor Luminaires | High-Bay | Low-Bay Luminaires for Commercial and Industrial Buildings | Premium | FALSE | [9 empty] | 42724 | Not Dimmable | Not Dimmable | No |  | 4 | 8280 | 138 | 60 | 20 | 0.9 | 4000 | 82.1
PPMUCPDV | RemPhos Technologies LLC | Remphos | RPT-LIVH-48IN-50L-845-G1 | Indoor Luminaires | High-Bay | Low-Bay Luminaires for Commercial and Industrial Buildings | Premium | FALSE | [9 empty] | 42724 | Not Dimmable | Not Dimmable | No |  | 4 | 5389 | 133.6 | 40.33 | 20 | 0.9 | 4000 | 82.1
PGRU3ZVR | RemPhos Technologies LLC | Remphos | RPT-LIVH-96IN-80L-835-G1 | Indoor Luminaires | High-Bay | Low-Bay Luminaires for Commercial and Industrial Buildings | Premium | FALSE | [9 empty] | 42724 | Not Dimmable | Not Dimmable | No |  | 4 | 8220 | 137 | 60 | 20 | 0.9 | 3500 | 82.1
PS5MNJ3N | RemPhos Technologies LLC | Remphos | RPT-LIVH-48IN-50L-835-G1 | Indoor Luminaires | High-Bay | Low-Bay Luminaires for Commercial and Industrial Buildings | Premium | FALSE | [9 empty] | 42724 | Not Dimmable | Not Dimmable | No |  | 4 | 5122.3 | 132 | 40.5 | 20 | 0.9 | 3500 | 82.1
PYG58TWG | RemPhos Technologies LLC | Remphos | RPT-LIVH-96IN-80L-860-G1 | Indoor Luminaires | High-Bay | Low-Bay Luminaires for Commercial and Industrial Buildings | Premium | FALSE | [9 empty] | 42724 | Not Dimmable | Not Dimmable | No |  | 4 | 7950 | 132.5 | 60 | 20 | 0.9 | 3000 | 82.2
P2W3941Q | PACLIGHTS LLC | PacLights | FHW300-30-90 | Indoor Luminaires | High-Bay | High-Bay Luminaires for Commercial and Industrial Buildings | Premium | TRUE | 40546 | 130.58 | 310.5 | 13.68 | 0.9788 | 3045 | 83.6 | 5 |  | 42724 | Dimmable | Continuous Above 10 | No |  | 4 | 40546 | 130.58 | 310.5 | 13.68 | 0.98 | 3000 | 83.6
P8Z56T3H | PACLIGHTS LLC | PacLights | FHW400-57-120 | Indoor Luminaires | High-Bay | High-Bay Luminaires for Commercial and Industrial Buildings | Premium | FALSE | [9 empty] | 42724 | Dimmable | Continuous Above 10 | No |  | 4 | 57682 | 141.59 | 407.4 | 12.09 | 0.97 | 5700 | 85.2
P3F8QY8D | PACLIGHTS LLC | PacLights | FHW300-57-120 | Indoor Luminaires | High-Bay | High-Bay Luminaires for Commercial and Industrial Buildings | Premium | FALSE | [9 empty] | 42724 | Dimmable | Continuous Above 10 | No |  | 4 | 43517 | 141.56 | 307.4 | 13.73 | 0.98 | 5700 | 85
PUQ7RFNC | PACLIGHTS LLC | PacLights | FHW400-57-90 | Indoor Luminaires | High-Bay | High-Bay Luminaires for Commercial and Industrial Buildings | Premium | FALSE | [9 empty] | 42724 | Dimmable | Continuous Above 10 | No |  | 4 | 55783 | 136.79 | 407.8 | 12.12 | 0.97 | 5700 | 84.9
PREYH2TC | PACLIGHTS LLC | PacLights | FHW480-57-120 | Indoor Luminaires | High-Bay | High-Bay Luminaires for Commercial and Industrial Buildings | Premium | FALSE | [9 empty] | 42724 | Dimmable | Continuous Above 10 | No |  | 4 | 69315 | 141.57 | 489.6 | 11.41 | 0.97 | 5700 | 84.9
P8QXQ6AV | PACLIGHTS LLC | PacLights | FHW300-57-90 | Indoor Luminaires | High-Bay | High-Bay Luminaires for Commercial and Industrial Buildings | Premium | FALSE | [9 empty] | 42724 | Dimmable | Continuous Above 10 | No |  | 4 | 42057 | 136.73 | 307.6 | 13.75 | 0.98 | 5700 | 84.8
PTW4PQMJ | PACLIGHTS LLC | PacLights | FHW480-57-90 | Indoor Luminaires | High-Bay | High-Bay Luminaires for Commercial and Industrial Buildings | Premium | FALSE | [9 empty] | 42724 | Dimmable | Continuous Above 10 | No |  | 4 | 67451 | 137.68 | 489.9 | 11.52 | 0.97 | 5700 | 84.7
P5SS39RT | PACLIGHTS LLC | PacLights | FHW300-50-90 | Indoor Luminaires | High-Bay | High-Bay Luminaires for Commercial and Industrial Buildings | Premium | FALSE | [9 empty] | 42724 | Dimmable | Continuous Above 10 | No |  | 4 | 41754.8 | 135.11 | 309.05 | 13.68 | 0.98 | 5000 | 83.6
PZPZ6XDP | PACLIGHTS LLC | PacLights | FHW300-50-120 | Indoor Luminaires | High-Bay | High-Bay Luminaires for Commercial and Industrial Buildings | Premium | FALSE | [9 empty] | 42724 | Dimmable | Continuous Above 10 | No |  | 4 | 43221.4 | 139.94 | 308.85 | 13.65 | 0.98 | 5000 | 83.6
PWDJ7A13 | PACLIGHTS LLC | PacLights | FHW400-50-90 | Indoor Luminaires | High-Bay | High-Bay Luminaires for Commercial and Industrial Buildings | Premium | FALSE | [9 empty] | 42724 | Dimmable | Continuous Above 10 | No |  | 4 | 55334.4 | 135.31 | 408.95 | 12.09 | 0.97 | 5000 | 83.6
PPGYN38A | PACLIGHTS LLC | PacLights | FHW400-50-120 | Indoor Luminaires | High-Bay | High-Bay Luminaires for Commercial and Industrial Buildings | Premium | FALSE | [9 empty] | 42724 | Dimmable | Continuous Above 10 | No |  | 4 | 57245.2 | 140.12 | 408.55 | 12.05 | 0.97 | 5000 | 83.6
PUUB8D1F | PACLIGHTS LLC | PacLights | FHW480-50-90 | Indoor Luminaires | High-Bay | High-Bay Luminaires for Commercial and Industrial Buildings | Premium | FALSE | [9 empty] | 42724 | Dimmable | Continuous Above 10 | No |  | 4 | 66870.8 | 136.36 | 490.4 | 11.47 | 0.97 | 5000 | 83.6
PWZ7VBZ6 | PACLIGHTS LLC | PacLights | FHW480-50-120 | Indoor Luminaires | High-Bay | High-Bay Luminaires for Commercial and Industrial Buildings | Premium | FALSE | [9 empty] | 42724 | Dimmable | Continuous Above 10 | No |  | 4 | 68739.6 | 140.26 | 490.1 | 11.36 | 0.97 | 5000 | 83.6
PBZ96EER | PACLIGHTS LLC | PacLights | FHW300-45-90 | Indoor Luminaires | High-Bay | High-Bay Luminaires for Commercial and Industrial Buildings | Premium | FALSE | [9 empty] | 42724 | Dimmable | Continuous Above 10 | No |  | 4 | 41452.6 | 134.13 | 309.05 | 13.68 | 0.98 | 4500 | 83.6
PCP93V8P | PACLIGHTS LLC | PacLights | FHW300-45-120 | Indoor Luminaires | High-Bay | High-Bay Luminaires for Commercial and Industrial Buildings | Premium | FALSE | [9 empty] | 42724 | Dimmable | Continuous Above 10 | No |  | 4 | 42925.8 | 138.99 | 308.85 | 13.65 | 0.98 | 4500 | 83.6
P47KRGMD | PACLIGHTS LLC | PacLights | FHW400-45-90 | Indoor Luminaires | High-Bay | High-Bay Luminaires for Commercial and Industrial Buildings | Premium | FALSE | [9 empty] | 42724 | Dimmable | Continuous Above 10 | No |  | 4 | 54885.8 | 134.21 | 408.95 | 12.09 | 0.97 | 4500 | 83.6
PRSPBB37 | PACLIGHTS LLC | PacLights | FHW400-45-120 | Indoor Luminaires | High-Bay | High-Bay Luminaires for Commercial and Industrial Buildings | Premium | FALSE | [9 empty] | 42724 | Dimmable | Continuous Above 10 | No |  | 4 | 56808.4 | 139.05 | 408.55 | 12.05 | 0.97 | 4500 | 83.6
PWW3ADQ9 | PACLIGHTS LLC | PacLights | FHW480-45-90 | Indoor Luminaires | High-Bay | High-Bay Luminaires for Commercial and Industrial Buildings | Premium | FALSE | [9 empty] | 42724 | Dimmable | Continuous Above 10 | No |  | 4 | 66290.6 | 135.18 | 490.4 | 11.47 | 0.97 | 4500 | 83.6
P8SZMNF8 | PACLIGHTS LLC | PacLights | FHW480-45-120 | Indoor Luminaires | High-Bay | High-Bay Luminaires for Commercial and Industrial Buildings | Premium | FALSE | [9 empty] | 42724 | Dimmable | Continuous Above 10 | No |  | 4 | 68164.2 | 139.08 | 490.1 | 11.36 | 0.97 | 4500 | 83.6
PMEBE3YZ | PACLIGHTS LLC | PacLights | FHW300-40-90 | Indoor Luminaires | High-Bay | High-Bay Luminaires for Commercial and Industrial Buildings | Premium | FALSE | [9 empty] | 42724 | Dimmable | Continuous Above 10 | No |  | 4 | 41150.4 | 133.15 | 309.05 | 13.68 | 0.98 | 4000 | 83.6
P73CZW84 | PACLIGHTS LLC | PacLights | FHW300-40-120 | Indoor Luminaires | High-Bay | High-Bay Luminaires for Commercial and Industrial Buildings | Premium | FALSE | [9 empty] | 42724 | Dimmable | Continuous Above 10 | No |  | 4 | 42630.2 | 138.03 | 308.85 | 13.65 | 0.98 | 4000 | 83.6
PS4EETEB | PACLIGHTS LLC | PacLights | FHW400-40-90 | Indoor Luminaires | High-Bay | High-Bay Luminaires for Commercial and Industrial Buildings | Premium | FALSE | [9 empty] | 42724 | Dimmable | Continuous Above 10 | No |  | 4 | 54437.2 | 133.11 | 408.95 | 12.09 | 0.97 | 4000 | 83.6
P8JQ7S79 | PACLIGHTS LLC | PacLights | FHW400-40-120 | Indoor Luminaires | High-Bay | High-Bay Luminaires for Commercial and Industrial Buildings | Premium | FALSE | [9 empty] | 42724 | Dimmable | Continuous Above 10 | No |  | 4 | 56371.6 | 137.98 | 408.55 | 12.05 | 0.97 | 4000 | 83.6
PSHUK9P9 | PACLIGHTS LLC | PacLights | FHW480-40-90 | Indoor Luminaires | High-Bay | High-Bay Luminaires for Commercial and Industrial Buildings | Premium | FALSE | [9 empty] | 42724 | Dimmable | Continuous Above 10 | No |  | 4 | 65710.4 | 133.99 | 490.4 | 11.47 | 0.97 | 4000 | 83.6
PN8GV8WV | PACLIGHTS LLC | PacLights | FHW480-40-120 | Indoor Luminaires | High-Bay | High-Bay Luminaires for Commercial and Industrial Buildings | Premium | FALSE | [9 empty] | 42724 | Dimmable | Continuous Above 10 | No |  | 4 | 67588.8 | 137.91 | 490.1 | 11.36 | 0.97 | 4000 | 83.6
PYU623AR | PACLIGHTS LLC | PacLights | FHW300-35-90 | Indoor Luminaires | High-Bay | High-Bay Luminaires for Commercial and Industrial Buildings | Premium | FALSE | [9 empty] | 42724 | Dimmable | Continuous Above 10 | No |  | 4 | 40848.2 | 132.17 | 309.05 | 13.68 | 0.98 | 3500 | 83.6
P2HWGDMZ | PACLIGHTS LLC | PacLights | FHW300-35-120 | Indoor Luminaires | High-Bay | High-Bay Luminaires for Commercial and Industrial Buildings | Premium | FALSE | [9 empty] | 42724 | Dimmable | Continuous Above 10 | No |  | 4 | 42334.6 | 137.07 | 308.85 | 13.65 | 0.98 | 3500 | 83.6
PWV1KB2W | PACLIGHTS LLC | PacLights | FHW400-35-90 | Indoor Luminaires | High-Bay | High-Bay Luminaires for Commercial and Industrial Buildings | Premium | FALSE | [9 empty] | 42724 | Dimmable | Continuous Above 10 | No |  | 4 | 53988.6 | 132.02 | 408.95 | 12.09 | 0.97 | 3500 | 83.6
PN4KF3BQ | PACLIGHTS LLC | PacLights | FHW400-35-120 | Indoor Luminaires | High-Bay | High-Bay Luminaires for Commercial and Industrial Buildings | Premium | FALSE | [9 empty] | 42724 | Dimmable | Continuous Above 10 | No |  | 4 | 55934.8 | 136.91 | 408.55 | 12.05 | 0.97 | 3500 | 83.6
PETUYQDN | PACLIGHTS LLC | PacLights | FHW480-35-90 | Indoor Luminaires | High-Bay | High-Bay Luminaires for Commercial and Industrial Buildings | Premium | FALSE | [9 empty] | 42724 | Dimmable | Continuous Above 10 | No |  | 4 | 65130.2 | 132.81 | 490.4 | 11.47 | 0.97 | 3500 | 83.6
PSMVUPJY | PACLIGHTS LLC | PacLights | FHW480-35-120 | Indoor Luminaires | High-Bay | High-Bay Luminaires for Commercial and Industrial Buildings | Premium | FALSE | [9 empty] | 42724 | Dimmable | Continuous Above 10 | No |  | 4 | 67013.4 | 136.73 | 490.1 | 11.36 | 0.97 | 3500 | 83.6
PY6371RT | PACLIGHTS LLC | PacLights | FHW300-30-120 | Indoor Luminaires | High-Bay | High-Bay Luminaires for Commercial and Industrial Buildings | Premium | FALSE | [9 empty] | 42724 | Dimmable | Continuous Above 10 | No |  | 4 | 42039 | 135.48 | 310.3 | 13.65 | 0.98 | 3000 | 83.6
PJ5V6E3A | PACLIGHTS LLC | PacLights | FHW400-30-90 | Indoor Luminaires | High-Bay | High-Bay Luminaires for Commercial and Industrial Buildings | Premium | FALSE | [9 empty] | 42724 | Dimmable | Continuous Above 10 | No |  | 4 | 53540 | 130.55 | 410.1 | 12.09 | 0.97 | 3000 | 83.6
P48WVM3M | PACLIGHTS LLC | PacLights | FHW400-30-120 | Indoor Luminaires | High-Bay | High-Bay Luminaires for Commercial and Industrial Buildings | Premium | FALSE | [9 empty] | 42724 | Dimmable | Continuous Above 10 | No |  | 4 | 55498 | 135.46 | 409.7 | 12.05 | 0.97 | 3000 | 83.6
PJ82GYPW | PACLIGHTS LLC | PacLights | FHW480-30-90 | Indoor Luminaires | High-Bay | High-Bay Luminaires for Commercial and Industrial Buildings | Premium | FALSE | [9 empty] | 42724 | Dimmable | Continuous Above 10 | No |  | 4 | 64550 | 131.49 | 490.9 | 11.47 | 0.97 | 3000 | 83.6
PZEYN5XS | PACLIGHTS LLC | PacLights | FHW480-30-120 | Indoor Luminaires | High-Bay | High-Bay Luminaires for Commercial and Industrial Buildings | Premium | FALSE | [9 empty] | 42724 | Dimmable | Continuous Above 10 | No |  | 4 | 66438 | 135.42 | 490.6 | 11.36 | 0.97 | 3000 | 83.6
P9MRHMDP | Shenzhen Vanplex Optoelectronics Co. Ltd | VANPLEX | VPL-HB-150WAN-[Blank HV]-30K | Indoor Luminaires | High-Bay | High-Bay Luminaires for Commercial and Industrial Buildings | Standard | TRUE | 20560 | 136.25 | 150.6 | 6.81 | 0.9239 | 2973 | 72.6 | 5 | 50000 | 42724 | Not Dimmable | Not Dimmable | No |  | 4.1 | 20560 | 136.52 | 150.6 | 6.81 | 0.92 | 3000 | 72.6
P5VZR581 | Shenzhen Vanplex Optoelectronics Co. Ltd | VANPLEX | VPL-HBU-200WAN-30K | Indoor Luminaires | High-Bay | High-Bay Luminaires for Commercial and Industrial Buildings | Standard | TRUE | 27967 | 140.89 | 198.5 | 7.95 | 0.9104 | 3020 | 74 | 5 | 50000 | 42724 | Not Dimmable | Not Dimmable | No |  | 4.1 | 27967 | 140.89 | 198.5 | 7.95 | 0.91 | 3000 | 74
P9SQKJFU | Shenzhen Vanplex Optoelectronics Co. Ltd | VANPLEX | VPL-HB-150WAN-[Blank HV]-57K | Indoor Luminaires | High-Bay | High-Bay Luminaires for Commercial and Industrial Buildings | Standard | FALSE | [9 empty] | 42724 | Not Dimmable | Not Dimmable | No |  | 4.1 | 21015 | 139.82 | 150.3 | 7.59 | 0.92 | 5700 | 75.4
PRRJH7A4 | Shenzhen Vanplex Optoelectronics Co. Ltd | VANPLEX | VPL-HBU-200WAN-57K | Indoor Luminaires | High-Bay | High-Bay Luminaires for Commercial and Industrial Buildings | Standard | FALSE | [9 empty] | 42724 | Not Dimmable | Not Dimmable | No |  | 4.1 | 28861 | 145.32 | 198.6 | 9.08 | 0.91 | 5700 | 71.5
PMGXCNCK | Shenzhen Vanplex Optoelectronics Co. Ltd | VANPLEX | VPL-HB-150WAD-[Blank HV]-57K | Indoor Luminaires | High-Bay | High-Bay Luminaires for Commercial and Industrial Buildings | Standard | FALSE | [9 empty] | 42724 | Dimmable | Continuous Below 10 | No |  | 4.1 | 21015 | 139.82 | 150.3 | 7.59 | 0.92 | 5700 | 75.4
PUB7WXV2 | Shenzhen Vanplex Optoelectronics Co. Ltd | VANPLEX | VPL-HBU-200WAD-57K | Indoor Luminaires | High-Bay | High-Bay Luminaires for Commercial and Industrial Buildings | Standard | FALSE | [9 empty] | 42724 | Dimmable | Continuous Below 10 | No |  | 4.1 | 28861 | 145.32 | 198.6 | 9.08 | 0.91 | 5700 | 71.5
P6UXQHMM | Shenzhen Vanplex Optoelectronics Co. Ltd | VANPLEX | VPL-HB-150WAN-[Blank HV]-50K | Indoor Luminaires | High-Bay | High-Bay Luminaires for Commercial and Industrial Buildings | Standard | FALSE | [9 empty] | 42724 | Not Dimmable | Not Dimmable | No |  | 4.1 | 20831 | 138.05 | 150.9 | 7.17 | 0.92 | 5000 | 73.7
PEBSXBTM | Shenzhen Vanplex Optoelectronics Co. Ltd | VANPLEX | VPL-HBU-200WAN-50K | Indoor Luminaires | High-Bay | High-Bay Luminaires for Commercial and Industrial Buildings | Standard | FALSE | [9 empty] | 42724 | Not Dimmable | Not Dimmable | No |  | 4.1 | 28373 | 142.58 | 199 | 8.2 | 0.91 | 5000 | 71.7
PCGT8S7B | Shenzhen Vanplex Optoelectronics Co. Ltd | VANPLEX | VPL-HB-150WAD-[Blank HV]-50K | Indoor Luminaires | High-Bay | High-Bay Luminaires for Commercial and Industrial Buildings | Standard | FALSE | [9 empty] | 42724 | Dimmable | Continuous Below 10 | No |  | 4.1 | 20831 | 138.05 | 150.9 | 7.17 | 0.92 | 5000 | 73.7
P735GFV4 | Shenzhen Vanplex Optoelectronics Co. Ltd | VANPLEX | VPL-HBU-200WAD-50K | Indoor Luminaires | High-Bay | High-Bay Luminaires for Commercial and Industrial Buildings | Standard | FALSE | [9 empty] | 42724 | Dimmable | Continuous Below 10 | No |  | 4.1 | 28373 | 142.58 | 199 | 8.2 | 0.91 | 5000 | 71.7
PQS251P2 | Shenzhen Vanplex Optoelectronics Co. Ltd | VANPLEX | VPL-HB-150WAN-[Blank HV]-45K | Indoor Luminaires | High-Bay | High-Bay Luminaires for Commercial and Industrial Buildings | Standard | FALSE | [9 empty] | 42724 | Not Dimmable | Not Dimmable | No |  | 4.1 | 20831 | 138.05 | 150.9 | 7.17 | 0.92 | 4500 | 73.7
P7Y1VARC | Shenzhen Vanplex Optoelectronics Co. Ltd | VANPLEX | VPL-HBU-200WAN-45K | Indoor Luminaires | High-Bay | High-Bay Luminaires for Commercial and Industrial Buildings | Standard | FALSE | [9 empty] | 42724 | Not Dimmable | Not Dimmable | No |  | 4.1 | 28373 | 142.58 | 199 | 8.2 | 0.91 | 4500 | 71.7
PRVQ65BC | Shenzhen Vanplex Optoelectronics Co. Ltd | VANPLEX | VPL-HB-150WAD-[Blank HV]-45K | Indoor Luminaires | High-Bay | High-Bay Luminaires for Commercial and Industrial Buildings | Standard | FALSE | [9 empty] | 42724 | Dimmable | Continuous Below 10 | No |  | 4.1 | 20831 | 138.05 | 150.9 | 7.17 | 0.92 | 4500 | 73.7
PYNTJQVF | Shenzhen Vanplex Optoelectronics Co. Ltd | VANPLEX | VPL-HBU-200WAD-45K | Indoor Luminaires | High-Bay | High-Bay Luminaires for Commercial and Industrial Buildings | Standard | FALSE | [9 empty] | 42724 | Dimmable | Continuous Below 10 | No |  | 4.1 | 28373 | 142.58 | 199 | 8.2 | 0.91 | 4500 | 71.7
PCUW3GXR | Shenzhen Vanplex Optoelectronics Co. Ltd | VANPLEX | VPL-HB-150WAN-[Blank HV]-40K | Indoor Luminaires | High-Bay | High-Bay Luminaires for Commercial and Industrial Buildings | Standard | FALSE | [9 empty] | 42724 | Not Dimmable | Not Dimmable | No |  | 4.1 | 20831 | 138.05 | 150.9 | 7.17 | 0.92 | 4000 | 73.7
PWNBCEFP | Shenzhen Vanplex Optoelectronics Co. Ltd | VANPLEX | VPL-HBU-200WAN-40K | Indoor Luminaires | High-Bay | High-Bay Luminaires for Commercial and Industrial Buildings | Standard | FALSE | [9 empty] | 42724 | Not Dimmable | Not Dimmable | No |  | 4.1 | 28373 | 142.58 | 199 | 8.2 | 0.91 | 4000 | 71.7
P4ZPVZWB | Shenzhen Vanplex Optoelectronics Co. Ltd | VANPLEX | VPL-HB-150WAD-[Blank HV]-40K | Indoor Luminaires | High-Bay | High-Bay Luminaires for Commercial and Industrial Buildings | Standard | FALSE | [9 empty] | 42724 | Dimmable | Continuous Below 10 | No |  | 4.1 | 20831 | 138.05 | 150.9 | 7.17 | 0.92 | 4000 | 73.7
P7964TY9 | Shenzhen Vanplex Optoelectronics Co. Ltd | VANPLEX | VPL-HBU-200WAD-40K | Indoor Luminaires | High-Bay | High-Bay Luminaires for Commercial and Industrial Buildings | Standard | FALSE | [9 empty] | 42724 | Dimmable | Continuous Below 10 | No |  | 4.1 | 28373 | 142.58 | 199 | 8.2 | 0.91 | 4000 | 71.7
PD15EM77 | Shenzhen Vanplex Optoelectronics Co. Ltd | VANPLEX | VPL-HBU-200WAN-35K | Indoor Luminaires | High-Bay | High-Bay Luminaires for Commercial and Industrial Buildings | Standard | FALSE | [9 empty] | 42724 | Not Dimmable | Not Dimmable | No |  | 4.1 | 27967 | 140.89 | 198.5 | 7.95 | 0.91 | 3500 | 74
P79G5DGP | Shenzhen Vanplex Optoelectronics Co. Ltd | VANPLEX | VPL-HB-150WAN-[Blank HV]-35K | Indoor Luminaires | High-Bay | High-Bay Luminaires for Commercial and Industrial Buildings | Standard | FALSE | [9 empty] | 42724 | Not Dimmable | Not Dimmable | No |  | 4.1 | 20560 | 136.52 | 150.6 | 6.81 | 0.92 | 3500 | 72.6
PN2FYQ68 | Shenzhen Vanplex Optoelectronics Co. Ltd | VANPLEX | VPL-HBU-200WAD-35K | Indoor Luminaires | High-Bay | High-Bay Luminaires for Commercial and Industrial Buildings | Standard | FALSE | [9 empty] | 42724 | Dimmable | Continuous Below 10 | No |  | 4.1 | 27967 | 140.89 | 198.5 | 7.95 | 0.91 | 3500 | 74
PV2FAZ9U | Shenzhen Vanplex Optoelectronics Co. Ltd | VANPLEX | VPL-HB-150WAD-[Blank HV]-35K | Indoor Luminaires | High-Bay | High-Bay Luminaires for Commercial and Industrial Buildings | Standard | FALSE | [9 empty] | 42724 | Dimmable | Continuous Below 10 | No |  | 4.1 | 20560 | 136.52 | 150.6 | 6.81 | 0.92 | 3500 | 72.6
PDEYXP3S | Shenzhen Vanplex Optoelectronics Co. Ltd | VANPLEX | VPL-HBU-200WAD-30K | Indoor Luminaires | High-Bay | High-Bay Luminaires for Commercial and Industrial Buildings | Standard | FALSE | [9 empty] | 42724 | Dimmable | Continuous Below 10 | No |  | 4.1 | 27967 | 140.89 | 198.5 | 7.95 | 0.91 | 3000 | 74
PPFVGYBZ | Shenzhen Vanplex Optoelectronics Co. Ltd | VANPLEX | VPL-HB-150WAD-[Blank HV]-30K | Indoor Luminaires | High-Bay | High-Bay Luminaires for Commercial and Industrial Buildings | Standard | FALSE | [9 empty] | 42724 | Dimmable | Continuous Below 10 | No |  | 4.1 | 20560 | 136.52 | 150.6 | 6.81 | 0.92 | 3000 | 72.6
P9GBJF7C | Aleo Lighting Inc. | Aleo Lighting Inc | SLB2-165/850/F XE XX | Indoor Luminaires | High-Bay | High-Bay Luminaires for Commercial and Industrial Buildings | Premium | TRUE | 21322.9 | 133.86 | 159.29 | 9.14 | 0.9657 | 5008 | 82.07 | 7 |  | 42724 | Dimmable | Continuous Below 10 | No |  | 4 | 22110 | 134 | 165 | 8.7 | 0.99 | 5000 | 80
PFXSYYF9 | Lumen Focus LLC | WVL | WVL 2 HI UV FA 850 HH OOO | Indoor Luminaires | High-Bay | High-Bay Luminaires for Commercial and Industrial Buildings | Standard | TRUE | 17618.4 | 137.1 | 128.5 | 11.3 | 0.978 | 5317 | 83 | 5 | 50000 | 42724 | Dimmable | Continuous Below 10 | Yes |  | 4.1 | 17704 | 137.5 | 129 | 11.3 | 0.98 | 5000 | 82
PNGDW1QG | Lumen Focus LLC | WVL | WVL 2 LW UV FA 835 HH OOO | Indoor Luminaires | High-Bay | Low-Bay Luminaires for Commercial and Industrial Buildings | Standard | TRUE | 8601.7 | 133.9 | 64.26 | 11.3 | 0.978 | 3558 | 85 | 5 | 50000 | 42724 | Dimmable | Continuous Below 10 | Yes |  | 4.1 | 8601 | 133.9 | 64 | 11.3 | 0.98 | 3500 | 82
PNQ65FTT | Lumen Focus LLC | WVL | WVL 2 MD UV FA 835 HH OOO | Indoor Luminaires | High-Bay | High-Bay Luminaires for Commercial and Industrial Buildings | Standard | TRUE | 12471.4 | 122.6 | 101.7 | 11.6 | 0.956 | 3633 | 85 | 5 | 50000 | 42724 | Dimmable | Continuous Below 10 | Yes |  | 4.1 | 12471 | 122.6 | 102 | 11.6 | 0.96 | 3500 | 82
P884Y77F | Lumen Focus LLC | WVL | WVL 2 MD UV CA 850 HH OOO | Indoor Luminaires | High-Bay | High-Bay Luminaires for Commercial and Industrial Buildings | Standard | FALSE | [9 empty] | 42724 | Dimmable | Continuous Below 10 | Yes |  | 4.1 | 13552 | 133.3 | 102 | 11.6 | 0.96 | 5000 | 82
PNY2S7VH | Lumen Focus LLC | WVL | WVL 2 MD UV CP 850 HH OOO | Indoor Luminaires | High-Bay | High-Bay Luminaires for Commercial and Industrial Buildings | Standard | FALSE | [9 empty] | 42724 | Dimmable | Continuous Below 10 | Yes |  | 4.1 | 13476 | 132.5 | 102 | 11.6 | 0.96 | 5000 | 82
PCT5K9CG | Lumen Focus LLC | WVL | WVL 2 MD UV FA 850 HH OOO | Indoor Luminaires | High-Bay | High-Bay Luminaires for Commercial and Industrial Buildings | Standard | FALSE | [9 empty] | 42724 | Dimmable | Continuous Below 10 | Yes |  | 4.1 | 13242 | 130.2 | 102 | 11.6 | 0.96 | 5000 | 82
P39ZS1WW | Lumen Focus LLC | WVL | WVL 2 HI UV CA 850 HH OOO | Indoor Luminaires | High-Bay | High-Bay Luminaires for Commercial and Industrial Buildings | Standard | FALSE | [9 empty] | 42724 | Dimmable | Continuous Below 10 | Yes |  | 4.1 | 18119 | 140.7 | 129 | 11.3 | 0.98 | 5000 | 82
P5CEPT8V | Lumen Focus LLC | WVL | WVL 2 HI UV CP 850 HH OOO | Indoor Luminaires | High-Bay | High-Bay Luminaires for Commercial and Industrial Buildings | Standard | FALSE | [9 empty] | 42724 | Dimmable | Continuous Below 10 | Yes |  | 4.1 | 18017 | 139.9 | 129 | 11.3 | 0.98 | 5000 | 82
PE4FB8W2 | Lumen Focus LLC | WVL | WVL 2 LW UV CA 850 HH OOO | Indoor Luminaires | High-Bay | Low-Bay Luminaires for Commercial and Industrial Buildings | Standard | FALSE | [9 empty] | 42724 | Dimmable | Continuous Below 10 | Yes |  | 4.1 | 9347 | 145.5 | 64 | 11.3 | 0.98 | 5000 | 82
PB8J6YZF | Lumen Focus LLC | WVL | WVL 2 LW UV CP 850 HH OOO | Indoor Luminaires | High-Bay | Low-Bay Luminaires for Commercial and Industrial Buildings | Standard | FALSE | [9 empty] | 42724 | Dimmable | Continuous Below 10 | Yes |  | 4.1 | 9295 | 144.6 | 64 | 11.3 | 0.98 | 5000 | 82
PEC37N97 | Lumen Focus LLC | WVL | WVL 2 LW UV FA 850 HH OOO | Indoor Luminaires | High-Bay | Low-Bay Luminaires for Commercial and Industrial Buildings | Standard | FALSE | [9 empty] | 42724 | Dimmable | Continuous Below 10 | Yes |  | 4.1 | 9133 | 142.1 | 64 | 11.3 | 0.98 | 5000 | 82
PX7BGSQK | Lumen Focus LLC | WVL | WVL 2 MD UV CA 840 HH OOO | Indoor Luminaires | High-Bay | High-Bay Luminaires for Commercial and Industrial Buildings | Standard | FALSE | [9 empty] | 42724 | Dimmable | Continuous Below 10 | Yes |  | 4.1 | 13158 | 129.4 | 102 | 11.6 | 0.96 | 4000 | 82
PVS5K3P2 | Lumen Focus LLC | WVL | WVL 2 MD UV CP 840 HH OOO | Indoor Luminaires | High-Bay | High-Bay Luminaires for Commercial and Industrial Buildings | Standard | FALSE | [9 empty] | 42724 | Dimmable | Continuous Below 10 | Yes |  | 4.1 | 13084 | 128.7 | 102 | 11.6 | 0.96 | 4000 | 82
P8STKRYF | Lumen Focus LLC | WVL | WVL 2 MD UV FA 840 HH OOO | Indoor Luminaires | High-Bay | High-Bay Luminaires for Commercial and Industrial Buildings | Standard | FALSE | [9 empty] | 42724 | Dimmable | Continuous Below 10 | Yes |  | 4.1 | 12857 | 126.4 | 102 | 11.6 | 0.96 | 4000 | 82
PWCZY362 | Lumen Focus LLC | WVL | WVL 2 HI UV CA 840 HH OOO | Indoor Luminaires | High-Bay | High-Bay Luminaires for Commercial and Industrial Buildings | Standard | FALSE | [9 empty] | 42724 | Dimmable | Continuous Below 10 | Yes |  | 4.1 | 17591 | 136.6 | 129 | 11.3 | 0.98 | 4000 | 82
P8GTVSDZ | Lumen Focus LLC | WVL | WVL 2 HI UV CP 840 HH OOO | Indoor Luminaires | High-Bay | High-Bay Luminaires for Commercial and Industrial Buildings | Standard | FALSE | [9 empty] | 42724 | Dimmable | Continuous Below 10 | Yes |  | 4.1 | 17492 | 135.8 | 129 | 11.3 | 0.98 | 4000 | 82
P3C364UZ | Lumen Focus LLC | WVL | WVL 2 HI UV FA 840 HH OOO | Indoor Luminaires | High-Bay | High-Bay Luminaires for Commercial and Industrial Buildings | Standard | FALSE | [9 empty] | 42724 | Dimmable | Continuous Below 10 | Yes |  | 4.1 | 17189 | 133.5 | 129 | 11.3 | 0.98 | 4000 | 82
P2PX6HQF | Lumen Focus LLC | WVL | WVL 2 LW UV CA 840 HH OOO | Indoor Luminaires | High-Bay | Low-Bay Luminaires for Commercial and Industrial Buildings | Standard | FALSE | [9 empty] | 42724 | Dimmable | Continuous Below 10 | Yes |  | 4.1 | 9075 | 141.2 | 64 | 11.3 | 0.98 | 4000 | 82
PHC241G3 | Lumen Focus LLC | WVL | WVL 2 LW UV CP 840 HH OOO | Indoor Luminaires | High-Bay | Low-Bay Luminaires for Commercial and Industrial Buildings | Standard | FALSE | [9 empty] | 42724 | Dimmable | Continuous Below 10 | Yes |  | 4.1 | 9024 | 140.4 | 64 | 11.3 | 0.98 | 4000 | 82
PGBJQYRW | Lumen Focus LLC | WVL | WVL 2 LW UV FA 840 HH OOO | Indoor Luminaires | High-Bay | Low-Bay Luminaires for Commercial and Industrial Buildings | Standard | FALSE | [9 empty] | 42724 | Dimmable | Continuous Below 10 | Yes |  | 4.1 | 8867 | 138 | 64 | 11.3 | 0.98 | 4000 | 82
PES7BTWW | Lumen Focus LLC | WVL | WVL 2 MD UV CP 835 HH OOO | Indoor Luminaires | High-Bay | High-Bay Luminaires for Commercial and Industrial Buildings | Standard | FALSE | [9 empty] | 42724 | Dimmable | Continuous Below 10 | Yes |  | 4.1 | 12961 | 124.8 | 102 | 11.6 | 0.96 | 3500 | 82
P151BPZC | Lumen Focus LLC | WVL | WVL 2 MD UV CA 835 HH OOO | Indoor Luminaires | High-Bay | High-Bay Luminaires for Commercial and Industrial Buildings | Standard | FALSE | [9 empty] | 42724 | Dimmable | Continuous Below 10 | Yes |  | 4.1 | 12763 | 125.5 | 102 | 11.6 | 0.96 | 3500 | 82
P8C2UTQG | Lumen Focus LLC | WVL | WVL 2 HI UV CA 835 HH OOO | Indoor Luminaires | High-Bay | High-Bay Luminaires for Commercial and Industrial Buildings | Standard | FALSE | [9 empty] | 42724 | Dimmable | Continuous Below 10 | Yes |  | 4.1 | 17063 | 132.5 | 129 | 11.3 | 0.98 | 3500 | 82
PVSD9J6B | Lumen Focus LLC | WVL | WVL 2 HI UV CP 835 HH OOO | Indoor Luminaires | High-Bay | High-Bay Luminaires for Commercial and Industrial Buildings | Standard | FALSE | [9 empty] | 42724 | Dimmable | Continuous Below 10 | Yes |  | 4.1 | 16968 | 131.7 | 129 | 11.3 | 0.98 | 3500 | 82
PP62VKKM | Lumen Focus LLC | WVL | WVL 2 HI UV FA 835 HH OOO | Indoor Luminaires | High-Bay | High-Bay Luminaires for Commercial and Industrial Buildings | Standard | FALSE | [9 empty] | 42724 | Dimmable | Continuous Below 10 | Yes |  | 4.1 | 16673 | 129.4 | 129 | 11.3 | 0.98 | 3500 | 82
PJETXK36 | Lumen Focus LLC | WVL | WVL 2 LW UV CA 835 HH OOO | Indoor Luminaires | High-Bay | Low-Bay Luminaires for Commercial and Industrial Buildings | Standard | FALSE | [9 empty] | 42724 | Dimmable | Continuous Below 10 | Yes |  | 4.1 | 8803 | 137 | 64 | 11.3 | 0.98 | 3500 | 82
P9QGZWPK | Lumen Focus LLC | WVL | WVL 2 LW UV CP 835 HH OOO | Indoor Luminaires | High-Bay | Low-Bay Luminaires for Commercial and Industrial Buildings | Standard | FALSE | [9 empty] | 42724 | Dimmable | Continuous Below 10 | Yes |  | 4.1 | 8753 | 136.2 | 64 | 11.3 | 0.98 | 3500 | 82
PKAW7V2C | Go-Green-Lighting LLC | GGL | GGLB72F6L140FL57KDM | Indoor Luminaires | High-Bay | High-Bay Luminaires for Commercial and Industrial Buildings | Premium | TRUE | 17477.3 | 129.42 | 135.04 | 6.8 | 0.97 | 5916 | 84.38 | 5 |  | 42724 | Dimmable | Continuous Below 10 | No |  | 4 | 18480 | 132 | 140 | 10 | 0.9 | 5700 | 80
PZT6Z37V | Go-Green-Lighting LLC | GGL | GGLB72F6L140FL50KDM | Indoor Luminaires | High-Bay | High-Bay Luminaires for Commercial and Industrial Buildings | Premium | FALSE | [9 empty] | 42724 | Dimmable | Continuous Below 10 | No |  | 4 | 18340 | 131 | 140 | 10 | 0.9 | 5000 | 80
PNFHPJZK | Go-Green-Lighting LLC | GGL | GGLB72F6L140FL40KDM | Indoor Luminaires | High-Bay | High-Bay Luminaires for Commercial and Industrial Buildings | Premium | FALSE | [9 empty] | 42724 | Dimmable | Continuous Below 10 | No |  | 4 | 18200 | 130 | 140 | 10 | 0.9 | 4000 | 80
P2C5B2JM | Shenzhen Vanplex Optoelectronics Co. Ltd | VANPLEX | VPL-FLHB-500WAN-[Blank HV]-30K | Indoor Luminaires | High-Bay | High-Bay Luminaires for Commercial and Industrial Buildings | Standard | TRUE | 53587 | 110.9 | 483.2 | 6.14 | 0.967 | 2969 | 72.7 | 5 | 50000 | 42724 | Not Dimmable | Not Dimmable | No |  | 4 | 53587 | 110.9 | 483.2 | 6.14 | 0.97 | 3000 | 72.7
P4U6Y2C9 | Shenzhen Vanplex Optoelectronics Co. Ltd | VANPLEX | VPL-FLHB-500WAN-[Blank HV]-57K | Indoor Luminaires | High-Bay | High-Bay Luminaires for Commercial and Industrial Buildings | Standard | FALSE | [9 empty] | 42724 | Not Dimmable | Not Dimmable | No |  | 4 | 55604 | 114.27 | 486.6 | 7.51 | 0.97 | 5700 | 69.9
PANC5F79 | Shenzhen Vanplex Optoelectronics Co. Ltd | VANPLEX | VPL-FLHB-500WAD-[Blank HV]-57K | Indoor Luminaires | High-Bay | High-Bay Luminaires for Commercial and Industrial Buildings | Standard | FALSE | [9 empty] | 42724 | Dimmable | Continuous Below 10 | No |  | 4 | 55604 | 114.27 | 486.6 | 7.51 | 0.97 | 5700 | 69.9
P3BP827Z | Shenzhen Vanplex Optoelectronics Co. Ltd | VANPLEX | VPL-FLHB-500WAN-[Blank HV]-50K | Indoor Luminaires | High-Bay | High-Bay Luminaires for Commercial and Industrial Buildings | Standard | FALSE | [9 empty] | 42724 | Not Dimmable | Not Dimmable | No |  | 4 | 54459 | 112.61 | 483.6 | 6.54 | 0.97 | 5000 | 73
PKF7583G | Shenzhen Vanplex Optoelectronics Co. Ltd | VANPLEX | VPL-FLHB-500WAD-[Blank HV]-50K | Indoor Luminaires | High-Bay | High-Bay Luminaires for Commercial and Industrial Buildings | Standard | FALSE | [9 empty] | 42724 | Dimmable | Continuous Below 10 | No |  | 4 | 54459 | 112.61 | 483.6 | 6.54 | 0.97 | 5000 | 73
P1ZB77CD | Shenzhen Vanplex Optoelectronics Co. Ltd | VANPLEX | VPL-FLHB-500WAN-[Blank HV]-45K | Indoor Luminaires | High-Bay | High-Bay Luminaires for Commercial and Industrial Buildings | Standard | FALSE | [9 empty] | 42724 | Not Dimmable | Not Dimmable | No |  | 4 | 54459 | 112.61 | 483.6 | 6.54 | 0.97 | 4500 | 73
PPFSJ537 | Shenzhen Vanplex Optoelectronics Co. Ltd | VANPLEX | VPL-FLHB-500WAD-[Blank HV]-45K | Indoor Luminaires | High-Bay | High-Bay Luminaires for Commercial and Industrial Buildings | Standard | FALSE | [9 empty] | 42724 | Dimmable | Continuous Below 10 | No |  | 4 | 54459 | 112.61 | 483.6 | 6.54 | 0.97 | 4500 | 73
P25CWXA2 | Shenzhen Vanplex Optoelectronics Co. Ltd | VANPLEX | VPL-FLHB-500WAN-[Blank HV]-40K | Indoor Luminaires | High-Bay | High-Bay Luminaires for Commercial and Industrial Buildings | Standard | FALSE | [9 empty] | 42724 | Not Dimmable | Not Dimmable | No |  | 4 | 54459 | 112.61 | 483.6 | 6.54 | 0.97 | 4000 | 73
PN3D5FGM | Shenzhen Vanplex Optoelectronics Co. Ltd | VANPLEX | VPL-FLHB-500WAD-[Blank HV]-40K | Indoor Luminaires | High-Bay | High-Bay Luminaires for Commercial and Industrial Buildings | Standard | FALSE | [9 empty] | 42724 | Dimmable | Continuous Below 10 | No |  | 4 | 54459 | 112.61 | 483.6 | 6.54 | 0.97 | 4000 | 73
PEQUQA2S | Shenzhen Vanplex Optoelectronics Co. Ltd | VANPLEX | VPL-FLHB-500WAN-[Blank HV]-35K | Indoor Luminaires | High-Bay | High-Bay Luminaires for Commercial and Industrial Buildings | Standard | FALSE | [9 empty] | 42724 | Not Dimmable | Not Dimmable | No |  | 4 | 53587 | 110.9 | 483.2 | 6.14 | 0.97 | 3500 | 72.7
P4SDRGKA | Shenzhen Vanplex Optoelectronics Co. Ltd | VANPLEX | VPL-FLHB-500WAD-[Blank HV]-35K | Indoor Luminaires | High-Bay | High-Bay Luminaires for Commercial and Industrial Buildings | Standard | FALSE | [9 empty] | 42724 | Dimmable | Continuous Below 10 | No |  | 4 | 53587 | 110.9 | 483.2 | 6.14 | 0.97 | 3500 | 72.7
PUZZ5B7F | Shenzhen Vanplex Optoelectronics Co. Ltd | VANPLEX | VPL-FLHB-500WAD-[Blank HV]-30K | Indoor Luminaires | High-Bay | High-Bay Luminaires for Commercial and Industrial Buildings | Standard | FALSE | [9 empty] | 42724 | Dimmable | Continuous Below 10 | No |  | 4 | 53587 | 110.9 | 483.2 | 6.14 | 0.97 | 3000 | 72.7
P2G3WG81 | Shenzhen Vanplex Optoelectronics Co. Ltd | VANPLEX | VPL-FLHB-400WAN-[Blank HV]-30K | Indoor Luminaires | High-Bay | High-Bay Luminaires for Commercial and Industrial Buildings | Standard | TRUE | 45383 | 113.6 | 399.5 | 6.62 | 0.953 | 3077 | 72.5 | 5 | 50000 | 42724 | Not Dimmable | Not Dimmable | No |  | 4 | 45383 | 113.6 | 399.5 | 6.62 | 0.95 | 3000 | 72.5
P2W978P2 | Shenzhen Vanplex Optoelectronics Co. Ltd | VANPLEX | VPL-FLHB-400WAN-[Blank HV]-57K | Indoor Luminaires | High-Bay | High-Bay Luminaires for Commercial and Industrial Buildings | Standard | FALSE | [9 empty] | 42724 | Not Dimmable | Not Dimmable | No |  | 4 | 47574 | 118.08 | 402.9 | 8.01 | 0.95 | 5700 | 69.9
PYP6Z9F3 | Shenzhen Vanplex Optoelectronics Co. Ltd | VANPLEX | VPL-FLHB-400WAD-[Blank HV]-57K | Indoor Luminaires | High-Bay | High-Bay Luminaires for Commercial and Industrial Buildings | Standard | FALSE | [9 empty] | 42724 | Dimmable | Continuous Below 10 | No |  | 4 | 47574 | 118.08 | 402.9 | 8.01 | 0.95 | 5700 | 69.9
PXK7YRF5 | Shenzhen Vanplex Optoelectronics Co. Ltd | VANPLEX | VPL-FLHB-400WAN-[Blank HV]-50K | Indoor Luminaires | High-Bay | High-Bay Luminaires for Commercial and Industrial Buildings | Standard | FALSE | [9 empty] | 42724 | Not Dimmable | Not Dimmable | No |  | 4 | 46121 | 115.36 | 399.8 | 6.84 | 0.95 | 5000 | 72.9
P928YHAB | Shenzhen Vanplex Optoelectronics Co. Ltd | VANPLEX | VPL-FLHB-400WAD-[Blank HV]-50K | Indoor Luminaires | High-Bay | High-Bay Luminaires for Commercial and Industrial Buildings | Standard | FALSE | [9 empty] | 42724 | Dimmable | Continuous Below 10 | No |  | 4 | 46121 | 115.36 | 399.8 | 6.84 | 0.95 | 5000 | 72.9
P9RFX161 | Shenzhen Vanplex Optoelectronics Co. Ltd | VANPLEX | VPL-FLHB-400WAN-[Blank HV]-45K | Indoor Luminaires | High-Bay | High-Bay Luminaires for Commercial and Industrial Buildings | Standard | FALSE | [9 empty] | 42724 | Not Dimmable | Not Dimmable | No |  | 4 | 46121 | 115.36 | 399.8 | 6.84 | 0.95 | 4500 | 72.9
PS2NXBYR | Shenzhen Vanplex Optoelectronics Co. Ltd | VANPLEX | VPL-FLHB-400WAD-[Blank HV]-45K | Indoor Luminaires | High-Bay | High-Bay Luminaires for Commercial and Industrial Buildings | Standard | FALSE | [9 empty] | 42724 | Dimmable | Continuous Below 10 | No |  | 4 | 46121 | 115.36 | 399.8 | 6.84 | 0.95 | 4500 | 72.9
PGV16XX2 | Shenzhen Vanplex Optoelectronics Co. Ltd | VANPLEX | VPL-FLHB-400WAN-[Blank HV]-40K | Indoor Luminaires | High-Bay | High-Bay Luminaires for Commercial and Industrial Buildings | Standard | FALSE | [9 empty] | 42724 | Not Dimmable | Not Dimmable | No |  | 4 | 46121 | 115.36 | 399.8 | 6.84 | 0.95 | 4000 | 72.9
P1W9RBA4 | Shenzhen Vanplex Optoelectronics Co. Ltd | VANPLEX | VPL-FLHB-400WAD-[Blank HV]-40K | Indoor Luminaires | High-Bay | High-Bay Luminaires for Commercial and Industrial Buildings | Standard | FALSE | [9 empty] | 42724 | Dimmable | Continuous Below 10 | No |  | 4 | 46121 | 115.36 | 399.8 | 6.84 | 0.95 | 4000 | 72.9
PR3ZBCHU | Shenzhen Vanplex Optoelectronics Co. Ltd | VANPLEX | VPL-FLHB-400WAN-[Blank HV]-35K | Indoor Luminaires | High-Bay | High-Bay Luminaires for Commercial and Industrial Buildings | Standard | FALSE | [9 empty] | 42724 | Not Dimmable | Not Dimmable | No |  | 4 | 45383 | 113.6 | 399.5 | 6.62 | 0.95 | 3500 | 72.5
P5VPW8V2 | Shenzhen Vanplex Optoelectronics Co. Ltd | VANPLEX | VPL-FLHB-400WAD-[Blank HV]-35K | Indoor Luminaires | High-Bay | High-Bay Luminaires for Commercial and Industrial Buildings | Standard | FALSE | [9 empty] | 42724 | Dimmable | Continuous Below 10 | No |  | 4 | 45383 | 113.6 | 399.5 | 6.62 | 0.95 | 3500 | 72.5
P8321A7V | Shenzhen Vanplex Optoelectronics Co. Ltd | VANPLEX | VPL-FLHB-400WAD-[Blank HV]-30K | Indoor Luminaires | High-Bay | High-Bay Luminaires for Commercial and Industrial Buildings | Standard | FALSE | [9 empty] | 42724 | Dimmable | Continuous Below 10 | No |  | 4 | 45383 | 113.6 | 399.5 | 6.62 | 0.95 | 3000 | 72.5
PSDN1AZQ | Shenzhen Vanplex Optoelectronics Co. Ltd | VANPLEX | VPL-FLHB-300WAN-[Blank HV]-30K | Indoor Luminaires | High-Bay | High-Bay Luminaires for Commercial and Industrial Buildings | Standard | TRUE | 34441 | 113.26 | 304.1 | 6.45 | 0.971 | 3075 | 72.5 | 5 | 50000 | 42724 | Not Dimmable | Not Dimmable | No |  | 4 | 34441 | 113.26 | 304.1 | 6.45 | 0.97 | 3000 | 72.5
PKHP1EP3 | Shenzhen Vanplex Optoelectronics Co. Ltd | VANPLEX | VPL-FLHB-300WAN-[Blank HV]-57K | Indoor Luminaires | High-Bay | High-Bay Luminaires for Commercial and Industrial Buildings | Standard | FALSE | [9 empty] | 42724 | Not Dimmable | Not Dimmable | No |  | 4 | 35856 | 116.91 | 306.7 | 7.91 | 0.97 | 5700 | 70.2
P8PTCWG7 | Shenzhen Vanplex Optoelectronics Co. Ltd | VANPLEX | VPL-FLHB-300WAD-[Blank HV]-57K | Indoor Luminaires | High-Bay | High-Bay Luminaires for Commercial and Industrial Buildings | Standard | FALSE | [9 empty] | 42724 | Dimmable | Continuous Below 10 | No |  | 4 | 35856 | 116.91 | 306.7 | 7.91 | 0.97 | 5700 | 70.2
P1P5DEDY | Shenzhen Vanplex Optoelectronics Co. Ltd | VANPLEX | VPL-FLHB-300WAN-[Blank HV]-50K | Indoor Luminaires | High-Bay | High-Bay Luminaires for Commercial and Industrial Buildings | Standard | FALSE | [9 empty] | 42724 | Not Dimmable | Not Dimmable | No |  | 4 | 34965 | 114.83 | 304.5 | 6.69 | 0.97 | 5000 | 72.6
PU39Z88R | Shenzhen Vanplex Optoelectronics Co. Ltd | VANPLEX | VPL-FLHB-300WAD-[Blank HV]-50K | Indoor Luminaires | High-Bay | High-Bay Luminaires for Commercial and Industrial Buildings | Standard | FALSE | [9 empty] | 42724 | Dimmable | Continuous Below 10 | No |  | 4 | 34965 | 114.83 | 304.5 | 6.69 | 0.97 | 5000 | 72.6
PP8BSSKT | Shenzhen Vanplex Optoelectronics Co. Ltd | VANPLEX | VPL-FLHB-300WAN-[Blank HV]-45K | Indoor Luminaires | High-Bay | High-Bay Luminaires for Commercial and Industrial Buildings | Standard | FALSE | [9 empty] | 42724 | Not Dimmable | Not Dimmable | No |  | 4 | 34965 | 114.83 | 304.5 | 6.69 | 0.97 | 4500 | 72.6
PD2FG8MB | Shenzhen Vanplex Optoelectronics Co. Ltd | VANPLEX | VPL-FLHB-300WAD-[Blank HV]-45K | Indoor Luminaires | High-Bay | High-Bay Luminaires for Commercial and Industrial Buildings | Standard | FALSE | [9 empty] | 42724 | Dimmable | Continuous Below 10 | No |  | 4 | 34965 | 114.83 | 304.5 | 6.69 | 0.97 | 4500 | 72.6
PM3F14N1 | Shenzhen Vanplex Optoelectronics Co. Ltd | VANPLEX | VPL-FLHB-300WAN-[Blank HV]-40K | Indoor Luminaires | High-Bay | High-Bay Luminaires for Commercial and Industrial Buildings | Standard | FALSE | [9 empty] | 42724 | Not Dimmable | Not Dimmable | No |  | 4 | 34965 | 114.83 | 304.5 | 6.69 | 0.97 | 4000 | 72.6
PFMJUP69 | Shenzhen Vanplex Optoelectronics Co. Ltd | VANPLEX | VPL-FLHB-300WAD-[Blank HV]-40K | Indoor Luminaires | High-Bay | High-Bay Luminaires for Commercial and Industrial Buildings | Standard | FALSE | [9 empty] | 42724 | Dimmable | Continuous Below 10 | No |  | 4 | 34965 | 114.83 | 304.5 | 6.69 | 0.97 | 4000 | 72.6
PZTWKNCA | Shenzhen Vanplex Optoelectronics Co. Ltd | VANPLEX | VPL-FLHB-300WAN-[Blank HV]-35K | Indoor Luminaires | High-Bay | High-Bay Luminaires for Commercial and Industrial Buildings | Standard | FALSE | [9 empty] | 42724 | Not Dimmable | Not Dimmable | No |  | 4 | 34441 | 113.26 | 304.1 | 6.45 | 0.97 | 3500 | 72.5
P3PMSF1C | Shenzhen Vanplex Optoelectronics Co. Ltd | VANPLEX | VPL-FLHB-300WAD-[Blank HV]-35K | Indoor Luminaires | High-Bay | High-Bay Luminaires for Commercial and Industrial Buildings | Standard | FALSE | [9 empty] | 42724 | Dimmable | Continuous Below 10 | No |  | 4 | 34441 | 113.26 | 304.1 | 6.45 | 0.97 | 3500 | 72.5
P79Y9PYM | Shenzhen Vanplex Optoelectronics Co. Ltd | VANPLEX | VPL-FLHB-300WAD-[Blank HV]-30K | Indoor Luminaires | High-Bay | High-Bay Luminaires for Commercial and Industrial Buildings | Standard | FALSE | [9 empty] | 42724 | Dimmable | Continuous Below 10 | No |  | 4 | 34441 | 113.26 | 304.1 | 6.45 | 0.97 | 3000 | 72.5
PAUX9PWE | Shenzhen Betop Electronics CoLtd | Bitco | BT-HLV150W-168L(4000K) | Indoor Luminaires | High-Bay | High-Bay Luminaires for Commercial and Industrial Buildings | Standard | TRUE | 18763 | 126.02 | 148.9 | 11.33 | 0.9369 | 3955 | 81.9 | 5 | 50000 | 42724 | Dimmable | Continuous Above 10 | No |  | 4.1 | 19118 | 126.61 | 151 | 8.49 | 0.97 | 4000 | 81.9
PHS3RMKJ | Shenzhen Betop Electronics CoLtd | Bitco | BT-HLV150W-168L(5700K) | Indoor Luminaires | High-Bay | High-Bay Luminaires for Commercial and Industrial Buildings | Standard | FALSE | [9 empty] | 42724 | Dimmable | Continuous Above 10 | No |  | 4.1 | 19898 | 130.39 | 152.6 | 8.85 | 0.97 | 5700 | 83.9
P7EG1S34 | Shenzhen Betop Electronics CoLtd | Bitco | BT-HLV150W-168L(5000K) | Indoor Luminaires | High-Bay | High-Bay Luminaires for Commercial and Industrial Buildings | Standard | FALSE | [9 empty] | 42724 | Dimmable | Continuous Above 10 | No |  | 4.1 | 19413 | 128.39 | 151.2 | 8.43 | 0.97 | 5000 | 83.9
P8T8DPCM | Shenzhen Vanplex Optoelectronics Co. Ltd | VANPLEX | VPL-FLSP-100WAN-[Blank HV]-30K | Indoor Luminaires | High-Bay | High-Bay Luminaires for Commercial and Industrial Buildings | Standard | TRUE | 11276 | 110.98 | 101.6 | 6.65 | 0.9246 | 2967 | 72.6 | 5 | 50000 | 42724 | Not Dimmable | Not Dimmable | No |  | 4 | 11276 | 110.98 | 101.6 | 6.65 | 0.92 | 3000 | 72.6
PXH2TEFK | Shenzhen Vanplex Optoelectronics Co. Ltd | VANPLEX | VPL-FLSP-100WAN-[Blank HV]-57K | Indoor Luminaires | High-Bay | High-Bay Luminaires for Commercial and Industrial Buildings | Standard | FALSE | [9 empty] | 42724 | Not Dimmable | Not Dimmable | No |  | 4 | 11953 | 115.71 | 103.3 | 8.08 | 0.92 | 5700 | 75.8
PZQZ57AH | Shenzhen Vanplex Optoelectronics Co. Ltd | VANPLEX | VPL-FLSP-100WAD-[Blank HV]-57K | Indoor Luminaires | High-Bay | High-Bay Luminaires for Commercial and Industrial Buildings | Standard | FALSE | [9 empty] | 42724 | Dimmable | Continuous Below 10 | No |  | 4 | 11953 | 115.71 | 103.3 | 8.08 | 0.92 | 5700 | 75.8
PFW8QT9M | Shenzhen Vanplex Optoelectronics Co. Ltd | VANPLEX | VPL-FLSP-100WAN-[Blank HV]-50K | Indoor Luminaires | High-Bay | High-Bay Luminaires for Commercial and Industrial Buildings | Standard | FALSE | [9 empty] | 42724 | Not Dimmable | Not Dimmable | No |  | 4 | 11433 | 112.97 | 101.2 | 6.98 | 0.92 | 5000 | 71.8
P1HN69J1 | Shenzhen Vanplex Optoelectronics Co. Ltd | VANPLEX | VPL-FLSP-100WAD-[Blank HV]-50K | Indoor Luminaires | High-Bay | High-Bay Luminaires for Commercial and Industrial Buildings | Standard | FALSE | [9 empty] | 42724 | Dimmable | Continuous Below 10 | No |  | 4 | 11433 | 112.97 | 101.2 | 6.98 | 0.92 | 5000 | 71.8
PDNZR9QD | Shenzhen Vanplex Optoelectronics Co. Ltd | VANPLEX | VPL-FLSP-100WAN-[Blank HV]-45K | Indoor Luminaires | High-Bay | High-Bay Luminaires for Commercial and Industrial Buildings | Standard | FALSE | [9 empty] | 42724 | Not Dimmable | Not Dimmable | No |  | 4 | 11433 | 112.97 | 101.2 | 6.98 | 0.92 | 4500 | 71.8
PZ18TP5N | Shenzhen Vanplex Optoelectronics Co. Ltd | VANPLEX | VPL-FLSP-100WAD-[Blank HV]-45K | Indoor Luminaires | High-Bay | High-Bay Luminaires for Commercial and Industrial Buildings | Standard | FALSE | [9 empty] | 42724 | Dimmable | Continuous Below 10 | No |  | 4 | 11433 | 112.97 | 101.2 | 6.98 | 0.92 | 4500 | 71.8
P98A6AEV | Shenzhen Vanplex Optoelectronics Co. Ltd | VANPLEX | VPL-FLSP-100WAN-[Blank HV]-40K | Indoor Luminaires | High-Bay | High-Bay Luminaires for Commercial and Industrial Buildings | Standard | FALSE | [9 empty] | 42724 | Not Dimmable | Not Dimmable | No |  | 4 | 11433 | 112.97 | 101.2 | 6.98 | 0.92 | 4000 | 71.8
PEHYQYHP | Shenzhen Vanplex Optoelectronics Co. Ltd | VANPLEX | VPL-FLSP-100WAD-[Blank HV]-40K | Indoor Luminaires | High-Bay | High-Bay Luminaires for Commercial and Industrial Buildings | Standard | FALSE | [9 empty] | 42724 | Dimmable | Continuous Below 10 | No |  | 4 | 11433 | 112.97 | 101.2 | 6.98 | 0.92 | 4000 | 71.8
PUKYNAPG | Shenzhen Vanplex Optoelectronics Co. Ltd | VANPLEX | VPL-FLSP-100WAN-[Blank HV]-35K | Indoor Luminaires | High-Bay | High-Bay Luminaires for Commercial and Industrial Buildings | Standard | FALSE | [9 empty] | 42724 | Not Dimmable | Not Dimmable | No |  | 4 | 11276 | 110.98 | 101.6 | 6.65 | 0.92 | 3500 | 72.6
P748XR15 | Shenzhen Vanplex Optoelectronics Co. Ltd | VANPLEX | VPL-FLSP-100WAD-[Blank HV]-35K | Indoor Luminaires | High-Bay | High-Bay Luminaires for Commercial and Industrial Buildings | Standard | FALSE | [9 empty] | 42724 | Dimmable | Continuous Below 10 | No |  | 4 | 11276 | 110.98 | 101.6 | 6.65 | 0.92 | 3500 | 72.6
PNYK1DTC | Shenzhen Vanplex Optoelectronics Co. Ltd | VANPLEX | VPL-FLSP-100WAD-[Blank HV]-30K | Indoor Luminaires | High-Bay | High-Bay Luminaires for Commercial and Industrial Buildings | Standard | FALSE | [9 empty] | 42724 | Dimmable | Continuous Below 10 | No |  | 4 | 11276 | 110.98 | 101.6 | 6.65 | 0.92 | 3000 | 72.6
PYEAEF3B | Truex Lighting | TRUEX LIGHTING | LHB1-4-190-5000-UNV | Indoor Luminaires | High-Bay | High-Bay Luminaires for Commercial and Industrial Buildings | Premium | TRUE | 27821.42 | 135.47 | 205.37 | 6.85 | 0.965 | 5137 | 85.3 | 5 | 50000 | 42724 | Not Dimmable | Not Dimmable | No |  | 4 | 27800 | 146.32 | 190 | 20 | 0.9 | 5000 | 80
PAY9JY4Y | Truex Lighting | TRUEX LIGHTING | LHB1-4-130-5000-UNV | Indoor Luminaires | High-Bay | High-Bay Luminaires for Commercial and Industrial Buildings | Premium | TRUE | 16812.79 | 142.84 | 117.7 | 11.69 | 0.887 | 5108 | 84.8 | 5 | 50000 | 42724 | Not Dimmable | Not Dimmable | No |  | 4 | 16900 | 130 | 130 | 20 | 0.9 | 5000 | 80
P12UKDSF | CIXI YUANHUI LIGHTING ELECTRIC CO.LTD | YUANHUI | NWP8F80D | Indoor Luminaires | High-Bay | High-Bay Luminaires for Commercial and Industrial Buildings | Premium | TRUE | 10224 | 126.55 | 80.79 | 20.78 | 0.9009 | 2721 | 82 | 5 | 50000 | 42723 |  |  | No |  | 4 | 10375 | 127.52 | 81.36 | 20.78 | 0.9 | 2700 | 82
PGE7G2M1 | CIXI YUANHUI LIGHTING ELECTRIC CO.LTD | YUANHUI | NWP8F80C-S | Indoor Luminaires | High-Bay | High-Bay Luminaires for Commercial and Industrial Buildings | Premium | FALSE | [9 empty] | 42723 |  |  | Yes |  | 4 | 10866 | 132.61 | 81.94 | 20.47 | 0.9 | 5700 | 84.2
PQT1A9P1 | CIXI YUANHUI LIGHTING ELECTRIC CO.LTD | YUANHUI | NWP8F80C | Indoor Luminaires | High-Bay | High-Bay Luminaires for Commercial and Industrial Buildings | Premium | FALSE | [9 empty] | 42723 |  |  | No |  | 4 | 10866 | 132.61 | 81.94 | 20.47 | 0.9 | 5700 | 84.2
P4NFRPEJ | CIXI YUANHUI LIGHTING ELECTRIC CO.LTD | YUANHUI | NWP8F80P-S | Indoor Luminaires | High-Bay | High-Bay Luminaires for Commercial and Industrial Buildings | Premium | FALSE | [9 empty] | 42723 |  |  | Yes |  | 4 | 10743.25 | 132.05 | 81.36 | 20.78 | 0.9 | 5000 | 82
PW7FDYDA | CIXI YUANHUI LIGHTING ELECTRIC CO.LTD | YUANHUI | NWP8F80P | Indoor Luminaires | High-Bay | High-Bay Luminaires for Commercial and Industrial Buildings | Premium | FALSE | [9 empty] | 42723 |  |  | No |  | 4 | 10743.25 | 132.05 | 81.36 | 20.78 | 0.9 | 5000 | 82
PQG8JWRD | CIXI YUANHUI LIGHTING ELECTRIC CO.LTD | YUANHUI | NWP8F80N-S | Indoor Luminaires | High-Bay | High-Bay Luminaires for Commercial and Industrial Buildings | Premium | FALSE | [9 empty] | 42723 |  |  | Yes |  | 4 | 10620.5 | 130.54 | 81.36 | 20.78 | 0.9 | 4000 | 82
PTMGKH3C | CIXI YUANHUI LIGHTING ELECTRIC CO.LTD | YUANHUI | NWP8F80N | Indoor Luminaires | High-Bay | High-Bay Luminaires for Commercial and Industrial Buildings | Premium | FALSE | [9 empty] | 42723 |  |  | No |  | 4 | 10620.5 | 130.54 | 81.36 | 20.78 | 0.9 | 4000 | 82
P2TFSP4Q | CIXI YUANHUI LIGHTING ELECTRIC CO.LTD | YUANHUI | NWP8F80W-S | Indoor Luminaires | High-Bay | High-Bay Luminaires for Commercial and Industrial Buildings | Premium | FALSE | [9 empty] | 42723 |  |  | Yes |  | 4 | 10497.75 | 129.03 | 81.36 | 20.78 | 0.9 | 3000 | 82
PY158FFC | CIXI YUANHUI LIGHTING ELECTRIC CO.LTD | YUANHUI | NWP8F80W | Indoor Luminaires | High-Bay | High-Bay Luminaires for Commercial and Industrial Buildings | Premium | FALSE | [9 empty] | 42723 |  |  | No |  | 4 | 10497.75 | 129.03 | 81.36 | 20.78 | 0.9 | 3000 | 82
P2K6KD3V | CIXI YUANHUI LIGHTING ELECTRIC CO.LTD | YUANHUI | NWP8F80D-S | Indoor Luminaires | High-Bay | High-Bay Luminaires for Commercial and Industrial Buildings | Premium | FALSE | [9 empty] | 42723 |  |  | Yes |  | 4 | 10375 | 127.52 | 81.36 | 20.78 | 0.9 | 2700 | 82
PN58W9YQ | Sarin Energy Inc. | SES | SES-HBE-4000-100 | Indoor Luminaires | High-Bay | High-Bay Luminaires for Commercial and Industrial Buildings | Standard | TRUE | 12992 | 127.5 | 102.1 | 9.9 | 0.9677 | 3922 | 82.8 | 5 | 50000 | 42723 |  |  | No |  | 4.1 | 12707 | 130.46 | 97.4 | 9.9 | 0.97 | 4000 | 82.8
PV2AKYRB | Sarin Energy Inc. | SES | SES-HBE-4000-220 | Indoor Luminaires | High-Bay | High-Bay Luminaires for Commercial and Industrial Buildings | Standard | TRUE | 26266 | 118.58 | 221.5 | 18.67 | 0.9274 | 3980 | 83 | 5 | 50000 | 42723 |  |  | No |  | 4.1 | 26266 | 118.58 | 221.5 | 18.67 | 0.93 | 4000 | 83
PDV56SFR | Sarin Energy Inc. | SES | SES-HBE-4000-150 | Indoor Luminaires | High-Bay | High-Bay Luminaires for Commercial and Industrial Buildings | Standard | TRUE | 19283 | 130.03 | 148.3 | 19.16 | 0.909 | 3960 | 83.3 | 5 | 50000 | 42723 |  |  | No |  | 4.1 | 19283 | 130.03 | 148.3 | 19.16 | 0.91 | 4000 | 83.3
P9FXWGAE | Sarin Energy Inc. | SES | SES-HBE-5700-150 | Indoor Luminaires | High-Bay | High-Bay Luminaires for Commercial and Industrial Buildings | Standard | FALSE | [9 empty] | 42723 |  |  | No |  | 4.1 | 20879 | 142.32 | 146.7 | 19.23 | 0.91 | 5000 | 83
PA88BFXT | Sarin Energy Inc. | SES | SES-HBE-5700-220 | Indoor Luminaires | High-Bay | High-Bay Luminaires for Commercial and Industrial Buildings | Standard | FALSE | [9 empty] | 42723 |  |  | No |  | 4.1 | 27023 | 119.73 | 225.7 | 18.42 | 0.93 | 5000 | 82.9
PTUQPNQA | Sarin Energy Inc. | SES | SES-HBE-5700-100 | Indoor Luminaires | High-Bay | High-Bay Luminaires for Commercial and Industrial Buildings | Standard | FALSE | [9 empty] | 42723 |  |  | No |  | 4.1 | 13092 | 131.53 | 99.54 | 9.78 | 0.97 | 5000 | 82.8
P7UTYEYG | Bravoled Lighting Manufacturing Co. Ltd. | Bravoled | LHB-4811-140W-XTTD(4000K) | Indoor Luminaires | High-Bay | High-Bay Luminaires for Commercial and Industrial Buildings | Standard | TRUE | 17249.96 | 119.625 | 144.9 | 16.1 | 0.934 | 4002 | 83.2 | 5 | 50000 | 42723 |  |  | No |  | 4 | 17249.96 | 119.63 | 144.2 | 16.1 | 1 | 4000 | 83.2
PN9BQX6Y | Bravoled Lighting Manufacturing Co. Ltd. | Bravoled | LHB-4811-140W-XTTD(5000K) | Indoor Luminaires | High-Bay | High-Bay Luminaires for Commercial and Industrial Buildings | Standard | FALSE | [9 empty] | 42723 |  |  | No |  | 4 | 17479.89 | 120.12 | 145.52 | 14.7 | 1 | 5000 | 85.2
PGBWAAP2 | Bravoled Lighting Manufacturing Co. Ltd. | Bravoled | LHB-4811-140W-XTTD(4500K) | Indoor Luminaires | High-Bay | High-Bay Luminaires for Commercial and Industrial Buildings | Standard | FALSE | [9 empty] | 42723 |  |  | No |  | 4 | 17249.96 | 119.63 | 144.2 | 16.1 | 1 | 4500 | 83.2
PF2AWZ6E | HongKong Chite trade CO.LTD | Li-Tech | LT-US-HB105W3308E-V1 | Indoor Luminaires | High-Bay | High-Bay Luminaires for Commercial and Industrial Buildings | Standard | TRUE | 11322 | 114.96 | 98.49 | 9.27 | 0.9493 | 3123 | 83.2 | 5 | 50000 | 42723 |  |  | No |  | 4.1 | 11322 | 114.96 | 98.49 | 9.27 | 0.95 | 3000 | 83.2
PZA22QUS | HongKong Chite trade CO.LTD | Li-Tech | LT-US-HB105W2308B-V2 | Indoor Luminaires | High-Bay | High-Bay Luminaires for Commercial and Industrial Buildings | Standard | TRUE | 11593 | 120.57 | 96.15 | 9.36 | 0.9477 | 3036 | 81.3 | 5 | 50000 | 42723 |  |  | No |  | 4.1 | 11593 | 120.57 | 96.15 | 9.36 | 0.95 | 3000 | 81.3
P9FFEHMP | HongKong Chite trade CO.LTD | Li-Tech | LT-US-HB155W2308B-V2 | Indoor Luminaires | High-Bay | High-Bay Luminaires for Commercial and Industrial Buildings | Standard | TRUE | 17338 | 117.95 | 147 | 10.57 | 0.9438 | 3062 | 81.1 | 5 | 50000 | 42723 |  |  | No |  | 4.1 | 17338 | 117.95 | 147 | 10.57 | 0.94 | 3000 | 81.1
PJCZ5SGP | HongKong Chite trade CO.LTD | Li-Tech | LT-US-HB155W2508B-V2 | Indoor Luminaires | High-Bay | High-Bay Luminaires for Commercial and Industrial Buildings | Standard | FALSE | [9 empty] | 42723 |  |  | No |  | 4.1 | 17812 | 120.19 | 148.2 | 11.67 | 0.94 | 5000 | 84.8
PH98ZXRB | HongKong Chite trade CO.LTD | Li-Tech | LT-US-HB105W2508B-V2 | Indoor Luminaires | High-Bay | High-Bay Luminaires for Commercial and Industrial Buildings | Standard | FALSE | [9 empty] | 42723 |  |  | No |  | 4.1 | 11926 | 123.56 | 96.52 | 10.67 | 0.95 | 5000 | 84.8
P7WTEBER | HongKong Chite trade CO.LTD | Li-Tech | LT-US-HB105W3508E-V1 | Indoor Luminaires | High-Bay | High-Bay Luminaires for Commercial and Industrial Buildings | Standard | FALSE | [9 empty] | 42723 |  |  | No |  | 4.1 | 11611 | 117.51 | 98.81 | 10.04 | 0.95 | 5000 | 82.8
P2QBVJR8 | HongKong Chite trade CO.LTD | Li-Tech | LT-US-HB105W3458E-V1 | Indoor Luminaires | High-Bay | High-Bay Luminaires for Commercial and Industrial Buildings | Standard | FALSE | [9 empty] | 42723 |  |  | No |  | 4.1 | 11322 | 114.96 | 98.49 | 9.27 | 0.95 | 4500 | 83.2
PM9AQQG8 | HongKong Chite trade CO.LTD | Li-Tech | LT-US-HB105W2458B-V2 | Indoor Luminaires | High-Bay | High-Bay Luminaires for Commercial and Industrial Buildings | Standard | FALSE | [9 empty] | 42723 |  |  | No |  | 4.1 | 11593 | 120.57 | 96.15 | 9.36 | 0.95 | 4500 | 81.3
PA2NANUF | HongKong Chite trade CO.LTD | Li-Tech | LT-US-HB155W2458B-V2 | Indoor Luminaires | High-Bay | High-Bay Luminaires for Commercial and Industrial Buildings | Standard | FALSE | [9 empty] | 42723 |  |  | No |  | 4.1 | 17338 | 117.95 | 147 | 10.57 | 0.94 | 4500 | 81.1
P2A78V33 | HongKong Chite trade CO.LTD | Li-Tech | LT-US-HB105W3408E-V1 | Indoor Luminaires | High-Bay | High-Bay Luminaires for Commercial and Industrial Buildings | Standard | FALSE | [9 empty] | 42723 |  |  | No |  | 4.1 | 11322 | 114.96 | 98.49 | 9.27 | 0.95 | 4000 | 83.2
PNRQD8NP | HongKong Chite trade CO.LTD | Li-Tech | LT-US-HB105W2408B-V2 | Indoor Luminaires | High-Bay | High-Bay Luminaires for Commercial and Industrial Buildings | Standard | FALSE | [9 empty] | 42723 |  |  | No |  | 4.1 | 11593 | 120.57 | 96.15 | 9.36 | 0.95 | 4000 | 81.3
PFCBC3BN | HongKong Chite trade CO.LTD | Li-Tech | LT-US-HB155W2408B-V2 | Indoor Luminaires | High-Bay | High-Bay Luminaires for Commercial and Industrial Buildings | Standard | FALSE | [9 empty] | 42723 |  |  | No |  | 4.1 | 17338 | 117.95 | 147 | 10.57 | 0.94 | 4000 | 81.1
P54SD236 | HongKong Chite trade CO.LTD | Li-Tech | LT-US-HB105W3358E-V1 | Indoor Luminaires | High-Bay | High-Bay Luminaires for Commercial and Industrial Buildings | Standard | FALSE | [9 empty] | 42723 |  |  | No |  | 4.1 | 11322 | 114.96 | 98.49 | 9.27 | 0.95 | 3500 | 83.2
PPHBQT8J | HongKong Chite trade CO.LTD | Li-Tech | LT-US-HB105W2358B-V2 | Indoor Luminaires | High-Bay | High-Bay Luminaires for Commercial and Industrial Buildings | Standard | FALSE | [9 empty] | 42723 |  |  | No |  | 4.1 | 11593 | 120.57 | 96.15 | 9.36 | 0.95 | 3500 | 81.3
PG9F2TZU | HongKong Chite trade CO.LTD | Li-Tech | LT-US-HB155W2358B-V2 | Indoor Luminaires | High-Bay | High-Bay Luminaires for Commercial and Industrial Buildings | Standard | FALSE | [9 empty] | 42723 |  |  | No |  | 4.1 | 17338 | 117.95 | 147 | 10.57 | 0.94 | 3500 | 81.1
PGPJFDF4 | Zhongshan Luxmode Industrial Co. LTD | Luxmode | LHB12W100E130-50K | Indoor Luminaires | High-Bay | High-Bay Luminaires for Commercial and Industrial Buildings | Premium | TRUE | 12163.8 | 131.26 | 92.67 | 12.21 | 0.96 | 5296 | 83.6 | 5 | 50000 | 42723 |  |  | No |  | 4.1 | 11918 | 130.1 | 91.6 | 10.5 | 0.99 | 5000 | 83
PZ3VHMG7 | Zhongshan Luxmode Industrial Co. LTD | Luxmode | LHB12W100E130-40K | Indoor Luminaires | High-Bay | High-Bay Luminaires for Commercial and Industrial Buildings | Premium | TRUE | 11920.53 | 130.11 | 91.62 | 12.21 | 0.96 | 4132 | 83.6 | 5 | 50000 | 42723 |  |  | No |  | 4.1 | 11918 | 130.1 | 91.6 | 10.5 | 0.99 | 4000 | 83
PEGK5APP | Zhongshan Luxmode Industrial Co. LTD | Luxmode | LHB05W200E130-50K | Indoor Luminaires | High-Bay | High-Bay Luminaires for Commercial and Industrial Buildings | Premium | FALSE | [9 empty] | 42723 |  |  | No |  | 4.1 | 23835 | 130.1 | 183.2 | 10.5 | 0.99 | 5000 | 83
PMQ6SFAE | Zhongshan Luxmode Industrial Co. LTD | Luxmode | LHB11W150E130-50K | Indoor Luminaires | High-Bay | High-Bay Luminaires for Commercial and Industrial Buildings | Premium | FALSE | [9 empty] | 42723 |  |  | No |  | 4.1 | 17875 | 130.1 | 137.4 | 10.5 | 0.99 | 5000 | 83
P642KWSB | Zhongshan Luxmode Industrial Co. LTD | Luxmode | LHB14W150E130-50K | Indoor Luminaires | High-Bay | High-Bay Luminaires for Commercial and Industrial Buildings | Premium | FALSE | [9 empty] | 42723 |  |  | No |  | 4.1 | 17875 | 130.1 | 137.4 | 10.5 | 0.99 | 5000 | 83
PPRMZNHZ | Zhongshan Luxmode Industrial Co. LTD | Luxmode | LHB05W200E130-40K | Indoor Luminaires | High-Bay | High-Bay Luminaires for Commercial and Industrial Buildings | Premium | FALSE | [9 empty] | 42723 |  |  | No |  | 4.1 | 23835 | 130.1 | 183.2 | 10.5 | 0.99 | 4000 | 83
PN8UDTHB | Zhongshan Luxmode Industrial Co. LTD | Luxmode | LHB11W150E130-40K | Indoor Luminaires | High-Bay | High-Bay Luminaires for Commercial and Industrial Buildings | Premium | FALSE | [9 empty] | 42723 |  |  | No |  | 4.1 | 17875 | 130.1 | 137.4 | 10.5 | 0.99 | 4000 | 83
PG2VK8K9 | Zhongshan Luxmode Industrial Co. LTD | Luxmode | LHB14W150E130-40K | Indoor Luminaires | High-Bay | High-Bay Luminaires for Commercial and Industrial Buildings | Premium | FALSE | [9 empty] | 42723 |  |  | No |  | 4.1 | 17875 | 130.1 | 137.4 | 10.5 | 0.99 | 4000 | 83
P528HCBP | Gielight Co. Ltd | Gielight | GL-UFO-Y2-160(4000K) | Indoor Luminaires | High-Bay | High-Bay Luminaires for Commercial and Industrial Buildings | Premium | TRUE | 20670.05 | 126.52 | 163.38 | 12.01 | 0.945 | 4080 | 84.8 | 5 | 50000 | 42723 |  |  | No |  | 4 | 22400 | 140 | 160 | 20 | 0.9 | 4000 | 80
PMBJN3JT | Gielight Co. Ltd | Gielight | GL-UFO-Y1-100(4000K) | Indoor Luminaires | High-Bay | High-Bay Luminaires for Commercial and Industrial Buildings | Premium | TRUE | 12814.84 | 129.59 | 98.89 | 20.86 | 0.939 | 4028 | 85 | 5 | 50000 | 42723 |  |  | No |  | 4 | 14000 | 140 | 100 | 20 | 0.9 | 4000 | 80
PVENCMKA | Gielight Co. Ltd | Gielight | GL-UFO-Y2-160(5700K) | Indoor Luminaires | High-Bay | High-Bay Luminaires for Commercial and Industrial Buildings | Premium | FALSE | [9 empty] | 42723 |  |  | No |  | 4 | 22400 | 140 | 160 | 20 | 0.9 | 5700 | 80
PVGTPUFS | Gielight Co. Ltd | Gielight | GL-UFO-Y1-100(5700K) | Indoor Luminaires | High-Bay | High-Bay Luminaires for Commercial and Industrial Buildings | Premium | FALSE | [9 empty] | 42723 |  |  | No |  | 4 | 14000 | 140 | 100 | 20 | 0.9 | 5700 | 80
PHVNAHRJ | Gielight Co. Ltd | Gielight | GL-UFO-Y2-160W(5700K) | Indoor Luminaires | High-Bay | High-Bay Luminaires for Commercial and Industrial Buildings | Premium | FALSE | [9 empty] | 42723 |  |  | No |  | 4 | 22400 | 140 | 160 | 20 | 0.9 | 5700 | 80
PGVM9V21 | Gielight Co. Ltd | Gielight | GL-UFO-Y1-100W(5700K) | Indoor Luminaires | High-Bay | High-Bay Luminaires for Commercial and Industrial Buildings | Premium | FALSE | [9 empty] | 42723 |  |  | No |  | 4 | 14000 | 140 | 100 | 20 | 0.9 | 5700 | 80
PMN2WVUJ | Gielight Co. Ltd | Gielight | GL-UFO-Y2-160(5000K) | Indoor Luminaires | High-Bay | High-Bay Luminaires for Commercial and Industrial Buildings | Premium | FALSE | [9 empty] | 42723 |  |  | No |  | 4 | 22400 | 140 | 160 | 20 | 0.9 | 5000 | 80
PBMY3U15 | Gielight Co. Ltd | Gielight | GL-UFO-Y1-100(5000K) | Indoor Luminaires | High-Bay | High-Bay Luminaires for Commercial and Industrial Buildings | Premium | FALSE | [9 empty] | 42723 |  |  | No |  | 4 | 14000 | 140 | 100 | 20 | 0.9 | 5000 | 80
P76DU3B6 | Gielight Co. Ltd | Gielight | GL-UFO-Y2-160W(5000K) | Indoor Luminaires | High-Bay | High-Bay Luminaires for Commercial and Industrial Buildings | Premium | FALSE | [9 empty] | 42723 |  |  | No |  | 4 | 22400 | 140 | 160 | 20 | 0.9 | 5000 | 80
PKWNBR5F | Gielight Co. Ltd | Gielight | GL-UFO-Y1-100W(5000K) | Indoor Luminaires | High-Bay | High-Bay Luminaires for Commercial and Industrial Buildings | Premium | FALSE | [9 empty] | 42723 |  |  | No |  | 4 | 14000 | 140 | 100 | 20 | 0.9 | 5000 | 80
PBZR86BE | Gielight Co. Ltd | Gielight | GL-UFO-Y2-160(4500K) | Indoor Luminaires | High-Bay | High-Bay Luminaires for Commercial and Industrial Buildings | Premium | FALSE | [9 empty] | 42723 |  |  | No |  | 4 | 22400 | 140 | 160 | 20 | 0.9 | 4500 | 80
PXEBQ9DA | Gielight Co. Ltd | Gielight | GL-UFO-Y1-100(4500K) | Indoor Luminaires | High-Bay | High-Bay Luminaires for Commercial and Industrial Buildings | Premium | FALSE | [9 empty] | 42723 |  |  | No |  | 4 | 14000 | 140 | 100 | 20 | 0.9 | 4500 | 80
PHN34D7J | Gielight Co. Ltd | Gielight | GL-UFO-Y2-160W(4500K) | Indoor Luminaires | High-Bay | High-Bay Luminaires for Commercial and Industrial Buildings | Premium | FALSE | [9 empty] | 42723 |  |  | No |  | 4 | 22400 | 140 | 160 | 20 | 0.9 | 4500 | 80
P7AKA7FM | Gielight Co. Ltd | Gielight | GL-UFO-Y1-100W(4500K) | Indoor Luminaires | High-Bay | High-Bay Luminaires for Commercial and Industrial Buildings | Premium | FALSE | [9 empty] | 42723 |  |  | No |  | 4 | 14000 | 140 | 100 | 20 | 0.9 | 4500 | 80
PSA9RQHC | Gielight Co. Ltd | Gielight | GL-UFO-Y2-160W(4000K) | Indoor Luminaires | High-Bay | High-Bay Luminaires for Commercial and Industrial Buildings | Premium | FALSE | [9 empty] | 42723 |  |  | No |  | 4 | 22400 | 140 | 160 | 20 | 0.9 | 4000 | 80
PHCN8BG9 | Gielight Co. Ltd | Gielight | GL-UFO-Y1-100W(4000K) | Indoor Luminaires | High-Bay | High-Bay Luminaires for Commercial and Industrial Buildings | Premium | FALSE | [9 empty] | 42723 |  |  | No |  | 4 | 14000 | 140 | 100 | 20 | 0.9 | 4000 | 80
PYHFVEF4 | Visioneering Corp | Visioneering | LHBR2X2-LED835K200LXXX-[ALL EMERGENCY][ALL PACKAGING][P73] | Indoor Luminaires | High-Bay | High-Bay Luminaires for Commercial and Industrial Buildings | Standard | TRUE | 18893 | 106.1 | 178.13 | 10.35 | 0.9832 | 3379 | 82.66 | 5 | 50000 | 42723 | Dimmable | Continuous Below 10 | Yes |  | 4.1 | 18893 | 104.38 | 181 | 5.09 | 1 | 3500 | 80
P8DWEGGQ | Visioneering Corp | Visioneering | LHBR2X2-LED835K100LXXX-[ALL EMERGENCY][ALL PACKAGING][P73] | Indoor Luminaires | High-Bay | High-Bay Luminaires for Commercial and Industrial Buildings | Standard | TRUE | 9692 | 109.1 | 88.86 | 10.09 | 0.9832 | 3378 | 82.67 | 5 | 50000 | 42723 | Dimmable | Continuous Below 10 | Yes |  | 4.1 | 9563 | 105.09 | 91 | 5.05 | 1 | 3500 | 80
PRFQZX5U | Visioneering Corp | Visioneering | LHBA2X2-LED850K240LXXX-[ALL EMERGENCY][ALL FINISH][ALL PACKAGING][ALL WIRING] | Indoor Luminaires | High-Bay | High-Bay Luminaires for Commercial and Industrial Buildings | Standard | TRUE | 22184 | 107.9 | 205.59 | 7.94 | 0.9797 | 5092 | 83.08 | 5 | 50000 | 42723 | Dimmable | Continuous Below 10 | Yes |  | 4.1 | 22473 | 108 | 208 | 9.95 | 0.99 | 5000 | 80
P461BUT6 | Visioneering Corp | Visioneering | LHBA2X2-LED850K120LXXX-[ALL EMERGENCY][ALL FINISH][ALL PACKAGING][P00][ALL WIRING] | Indoor Luminaires | High-Bay | High-Bay Luminaires for Commercial and Industrial Buildings | Standard | FALSE | [9 empty] | 42723 | Dimmable | Continuous Below 10 | Yes |  | 4.1 | 12812 | 124.4 | 103 | 10.1 | 0.99 | 5000 | 80
P5J6S48R | Visioneering Corp | Visioneering | LHBA2X2-LED850K120LXXX-[ALL EMERGENCY][ALL FINISH][ALL PACKAGING][P07][ALL WIRING] | Indoor Luminaires | High-Bay | High-Bay Luminaires for Commercial and Industrial Buildings | Standard | FALSE | [9 empty] | 42723 | Dimmable | Continuous Below 10 | Yes |  | 4.1 | 12668 | 123 | 103 | 10.1 | 0.99 | 5000 | 80
PH4MAUXC | Visioneering Corp | Visioneering | LHBA2X2-LED850K120LXXX-[ALL EMERGENCY][ALL FINISH][ALL PACKAGING][P05][ALL WIRING] | Indoor Luminaires | High-Bay | High-Bay Luminaires for Commercial and Industrial Buildings | Standard | FALSE | [9 empty] | 42723 | Dimmable | Continuous Below 10 | Yes |  | 4.1 | 12473 | 121.1 | 103 | 10.1 | 0.99 | 5000 | 80
PJCPG3V3 | Visioneering Corp | Visioneering | LHBA2X2-LED850K120LXXX-[ALL EMERGENCY][ALL FINISH][ALL PACKAGING][P82][ALL WIRING] | Indoor Luminaires | High-Bay | High-Bay Luminaires for Commercial and Industrial Buildings | Standard | FALSE | [9 empty] | 42723 | Dimmable | Continuous Below 10 | Yes |  | 4.1 | 11943 | 116 | 103 | 10.1 | 0.99 | 5000 | 80
PH8MZKNZ | Visioneering Corp | Visioneering | LHBA2X2-LED850K120LXXX-[ALL EMERGENCY][ALL FINISH][ALL PACKAGING][ALL WIRING] | Indoor Luminaires | High-Bay | High-Bay Luminaires for Commercial and Industrial Buildings | Standard | FALSE | [9 empty] | 42723 | Dimmable | Continuous Below 10 | Yes |  | 4.1 | 11313 | 109.8 | 103 | 10.1 | 0.99 | 5000 | 80
PZJCDS89 | Visioneering Corp | Visioneering | LHBA2X2-LED850K240LXXX-[ALL EMERGENCY][ALL FINISH][ALL PACKAGING][P00][ALL WIRING] | Indoor Luminaires | High-Bay | High-Bay Luminaires for Commercial and Industrial Buildings | Standard | FALSE | [9 empty] | 42723 | Dimmable | Continuous Below 10 | Yes |  | 4.1 | 26129 | 125.6 | 208 | 9.95 | 0.99 | 5000 | 80
PXX7CU6J | Visioneering Corp | Visioneering | LHBA2X2-LED850K240LXXX-[ALL EMERGENCY][ALL FINISH][ALL PACKAGING][P05][ALL WIRING] | Indoor Luminaires | High-Bay | High-Bay Luminaires for Commercial and Industrial Buildings | Standard | FALSE | [9 empty] | 42723 | Dimmable | Continuous Below 10 | Yes |  | 4.1 | 24776 | 119.1 | 208 | 9.95 | 0.99 | 5000 | 80
PFP8A23U | Visioneering Corp | Visioneering | LHBA2X2-LED850K240LXXX-[ALL EMERGENCY][ALL FINISH][ALL PACKAGING][P07][ALL WIRING] | Indoor Luminaires | High-Bay | High-Bay Luminaires for Commercial and Industrial Buildings | Standard | FALSE | [9 empty] | 42723 | Dimmable | Continuous Below 10 | Yes |  | 4.1 | 23904 | 114.9 | 208 | 9.95 | 0.99 | 5000 | 80
PKXHW6FF | Visioneering Corp | Visioneering | LHBA2X2-LED850K240LXXX-[ALL EMERGENCY][ALL FINISH][ALL PACKAGING][P82][ALL WIRING] | Indoor Luminaires | High-Bay | High-Bay Luminaires for Commercial and Industrial Buildings | Standard | FALSE | [9 empty] | 42723 | Dimmable | Continuous Below 10 | Yes |  | 4.1 | 23724 | 114.1 | 208 | 9.95 | 0.99 | 5000 | 80
PNHJQ8ZQ | Visioneering Corp | Visioneering | LHBR2X2-LED850K150LXXX-[ALL EMERGENCY][ALL PACKAGING][P82] | Indoor Luminaires | High-Bay | High-Bay Luminaires for Commercial and Industrial Buildings | Standard | FALSE | [9 empty] | 42723 | Dimmable | Continuous Below 10 | Yes |  | 4.1 | 15925 | 117.1 | 136 | 5.74 | 1 | 5000 | 80
P58SBF6U | Visioneering Corp | Visioneering | LHBR2X2-LED850K150LXXX-[ALL EMERGENCY][ALL PACKAGING][P73] | Indoor Luminaires | High-Bay | High-Bay Luminaires for Commercial and Industrial Buildings | Standard | FALSE | [9 empty] | 42723 | Dimmable | Continuous Below 10 | Yes |  | 4.1 | 15040 | 110.59 | 136 | 5.74 | 1 | 5000 | 80
PUV1WTYD | Visioneering Corp | Visioneering | LHBA2X2-LED850K150LXXX-[ALL EMERGENCY][ALL FINISH][ALL PACKAGING][P00][ALL WIRING] | Indoor Luminaires | High-Bay | High-Bay Luminaires for Commercial and Industrial Buildings | Standard | FALSE | [9 empty] | 42723 | Dimmable | Continuous Below 10 | Yes |  | 4.1 | 17628 | 127.7 | 138 | 5.15 | 1 | 5000 | 80
PJZXD1EQ | Visioneering Corp | Visioneering | LHBA2X2-LED850K150LXXX-[ALL EMERGENCY][ALL FINISH][ALL PACKAGING][P05][ALL WIRING] | Indoor Luminaires | High-Bay | High-Bay Luminaires for Commercial and Industrial Buildings | Standard | FALSE | [9 empty] | 42723 | Dimmable | Continuous Below 10 | Yes |  | 4.1 | 16715 | 121.1 | 138 | 5.15 | 1 | 5000 | 80
PUQ914V6 | Visioneering Corp | Visioneering | LHBA2X2-LED850K150LXXX-[ALL EMERGENCY][ALL FINISH][ALL PACKAGING][P07][ALL WIRING] | Indoor Luminaires | High-Bay | High-Bay Luminaires for Commercial and Industrial Buildings | Standard | FALSE | [9 empty] | 42723 | Dimmable | Continuous Below 10 | Yes |  | 4.1 | 16128 | 116.9 | 138 | 5.15 | 1 | 5000 | 80
PK2DEAMD | Visioneering Corp | Visioneering | LHBA2X2-LED850K150LXXX-[ALL EMERGENCY][ALL FINISH][ALL PACKAGING][P82][ALL WIRING] | Indoor Luminaires | High-Bay | High-Bay Luminaires for Commercial and Industrial Buildings | Standard | FALSE | [9 empty] | 42723 | Dimmable | Continuous Below 10 | Yes |  | 4.1 | 16006 | 116 | 138 | 5.15 | 1 | 5000 | 80
P31JZ4QY | Visioneering Corp | Visioneering | LHBA2X2-LED850K150LXXX-[ALL EMERGENCY][ALL FINISH][ALL PACKAGING][ALL WIRING] | Indoor Luminaires | High-Bay | High-Bay Luminaires for Commercial and Industrial Buildings | Standard | FALSE | [9 empty] | 42723 | Dimmable | Continuous Below 10 | Yes |  | 4.1 | 15162 | 109.9 | 138 | 5.15 | 1 | 5000 | 80
PVCFFTWQ | Visioneering Corp | Visioneering | LHBR2X2-LED850K200LXXX-[ALL EMERGENCY][ALL PACKAGING][P82] | Indoor Luminaires | High-Bay | High-Bay Luminaires for Commercial and Industrial Buildings | Standard | FALSE | [9 empty] | 42723 | Dimmable | Continuous Below 10 | Yes |  | 4.1 | 20713 | 114.44 | 181 | 5.09 | 1 | 5000 | 80
PZNBRPR8 | Visioneering Corp | Visioneering | LHBR2X2-LED850K200LXXX-[ALL EMERGENCY][ALL PACKAGING][P73] | Indoor Luminaires | High-Bay | High-Bay Luminaires for Commercial and Industrial Buildings | Standard | FALSE | [9 empty] | 42723 | Dimmable | Continuous Below 10 | Yes |  | 4.1 | 19558 | 108.06 | 181 | 5.09 | 1 | 5000 | 80
PJCSQ952 | Visioneering Corp | Visioneering | LHBR2X2-LED850K100LXXX-[ALL EMERGENCY][ALL PACKAGING][P82] | Indoor Luminaires | High-Bay | High-Bay Luminaires for Commercial and Industrial Buildings | Standard | FALSE | [9 empty] | 42723 | Dimmable | Continuous Below 10 | Yes |  | 4.1 | 10671 | 117.26 | 91 | 5.05 | 1 | 5000 | 80
PWGURNYD | Visioneering Corp | Visioneering | LHBR2X2-LED850K100LXXX-[ALL EMERGENCY][ALL PACKAGING][P73] | Indoor Luminaires | High-Bay | High-Bay Luminaires for Commercial and Industrial Buildings | Standard | FALSE | [9 empty] | 42723 | Dimmable | Continuous Below 10 | Yes |  | 4.1 | 10152 | 111.56 | 91 | 5.05 | 1 | 5000 | 80
PHZW7ASA | Visioneering Corp | Visioneering | LHBA2X2-LED850K200LXXX-[ALL EMERGENCY][ALL FINISH][ALL PACKAGING][P00][ALL WIRING] | Indoor Luminaires | High-Bay | High-Bay Luminaires for Commercial and Industrial Buildings | Standard | FALSE | [9 empty] | 42723 | Dimmable | Continuous Below 10 | Yes |  | 4.1 | 23331 | 128.9 | 181 | 4.6 | 1 | 5000 | 80
PP6DBJME | Visioneering Corp | Visioneering | LHBA2X2-LED850K200LXXX-[ALL EMERGENCY][ALL FINISH][ALL PACKAGING][P05][ALL WIRING] | Indoor Luminaires | High-Bay | High-Bay Luminaires for Commercial and Industrial Buildings | Standard | FALSE | [9 empty] | 42723 | Dimmable | Continuous Below 10 | Yes |  | 4.1 | 22010 | 121.6 | 181 | 4.6 | 1 | 5000 | 80
P977S4CV | Visioneering Corp | Visioneering | LHBA2X2-LED850K200LXXX-[ALL EMERGENCY][ALL FINISH][ALL PACKAGING][P07][ALL WIRING] | Indoor Luminaires | High-Bay | High-Bay Luminaires for Commercial and Industrial Buildings | Standard | FALSE | [9 empty] | 42723 | Dimmable | Continuous Below 10 | Yes |  | 4.1 | 21220 | 117.2 | 181 | 4.6 | 1 | 5000 | 80
PKFV1BMF | Visioneering Corp | Visioneering | LHBA2X2-LED850K200LXXX-[ALL EMERGENCY][ALL FINISH][ALL PACKAGING][P82][ALL WIRING] | Indoor Luminaires | High-Bay | High-Bay Luminaires for Commercial and Industrial Buildings | Standard | FALSE | [9 empty] | 42723 | Dimmable | Continuous Below 10 | Yes |  | 4.1 | 21088 | 116.5 | 181 | 4.6 | 1 | 5000 | 80
PQXUWENN | Visioneering Corp | Visioneering | LHBA2X2-LED850K200LXXX-[ALL EMERGENCY][ALL FINISH][ALL PACKAGING][ALL WIRING] | Indoor Luminaires | High-Bay | High-Bay Luminaires for Commercial and Industrial Buildings | Standard | FALSE | [9 empty] | 42723 | Dimmable | Continuous Below 10 | Yes |  | 4.1 | 19981 | 110.4 | 181 | 4.6 | 1 | 5000 | 80
PYDTAB1N | Visioneering Corp | Visioneering | LHBA2X2-LED850K100LXXX-[ALL EMERGENCY][ALL FINISH][ALL PACKAGING][P00][ALL WIRING] | Indoor Luminaires | High-Bay | High-Bay Luminaires for Commercial and Industrial Buildings | Standard | FALSE | [9 empty] | 42723 | Dimmable | Continuous Below 10 | Yes |  | 4.1 | 11761 | 129.2 | 91 | 4.4 | 1 | 5000 | 80
PK6A82EG | Visioneering Corp | Visioneering | LHBA2X2-LED850K100LXXX-[ALL EMERGENCY][ALL FINISH][ALL PACKAGING][P05][ALL WIRING] | Indoor Luminaires | High-Bay | High-Bay Luminaires for Commercial and Industrial Buildings | Standard | FALSE | [9 empty] | 42723 | Dimmable | Continuous Below 10 | Yes |  | 4.1 | 11152 | 122.5 | 91 | 4.4 | 1 | 5000 | 80
PZZX2U6A | Visioneering Corp | Visioneering | LHBA2X2-LED850K100LXXX-[ALL EMERGENCY][ALL FINISH][ALL PACKAGING][P07][ALL WIRING] | Indoor Luminaires | High-Bay | High-Bay Luminaires for Commercial and Industrial Buildings | Standard | FALSE | [9 empty] | 42723 | Dimmable | Continuous Below 10 | Yes |  | 4.1 | 10760 | 118.2 | 91 | 4.4 | 1 | 5000 | 80
PRXKRQ5G | Visioneering Corp | Visioneering | LHBA2X2-LED850K100LXXX-[ALL EMERGENCY][ALL FINISH][ALL PACKAGING][P82][ALL WIRING] | Indoor Luminaires | High-Bay | High-Bay Luminaires for Commercial and Industrial Buildings | Standard | FALSE | [9 empty] | 42723 | Dimmable | Continuous Below 10 | Yes |  | 4.1 | 10679 | 117.4 | 91 | 4.4 | 1 | 5000 | 80
PA9NGHQU | Visioneering Corp | Visioneering | LHBA2X2-LED850K100LXXX-[ALL EMERGENCY][ALL FINISH][ALL PACKAGING][ALL WIRING] | Indoor Luminaires | High-Bay | High-Bay Luminaires for Commercial and Industrial Buildings | Standard | FALSE | [9 empty] | 42723 | Dimmable | Continuous Below 10 | Yes |  | 4.1 | 10116 | 111.2 | 91 | 4.4 | 1 | 5000 | 80
PESFE1K7 | Visioneering Corp | Visioneering | LHBA2X2-LED840K120LXXX-[ALL EMERGENCY][ALL FINISH][ALL PACKAGING][P00][ALL WIRING] | Indoor Luminaires | High-Bay | High-Bay Luminaires for Commercial and Industrial Buildings | Standard | FALSE | [9 empty] | 42723 | Dimmable | Continuous Below 10 | Yes |  | 4.1 | 13166 | 127.8 | 103 | 10.1 | 0.99 | 4000 | 80
P7MUDQ4M | Visioneering Corp | Visioneering | LHBA2X2-LED840K120LXXX-[ALL EMERGENCY][ALL FINISH][ALL PACKAGING][P07][ALL WIRING] | Indoor Luminaires | High-Bay | High-Bay Luminaires for Commercial and Industrial Buildings | Standard | FALSE | [9 empty] | 42723 | Dimmable | Continuous Below 10 | Yes |  | 4.1 | 12722 | 123.5 | 103 | 10.1 | 0.99 | 4000 | 80
PZ9JAHRV | Visioneering Corp | Visioneering | LHBA2X2-LED840K120LXXX-[ALL EMERGENCY][ALL FINISH][ALL PACKAGING][P05][ALL WIRING] | Indoor Luminaires | High-Bay | High-Bay Luminaires for Commercial and Industrial Buildings | Standard | FALSE | [9 empty] | 42723 | Dimmable | Continuous Below 10 | Yes |  | 4.1 | 12540 | 121.7 | 103 | 10.1 | 0.99 | 4000 | 80
PT892WAG | Visioneering Corp | Visioneering | LHBA2X2-LED840K120LXXX-[ALL EMERGENCY][ALL FINISH][ALL PACKAGING][P82][ALL WIRING] | Indoor Luminaires | High-Bay | High-Bay Luminaires for Commercial and Industrial Buildings | Standard | FALSE | [9 empty] | 42723 | Dimmable | Continuous Below 10 | Yes |  | 4.1 | 12020 | 116.7 | 103 | 10.1 | 0.99 | 4000 | 80
PMGZ6M2J | Visioneering Corp | Visioneering | LHBA2X2-LED840K120LXXX-[ALL EMERGENCY][ALL FINISH][ALL PACKAGING][ALL WIRING] | Indoor Luminaires | High-Bay | High-Bay Luminaires for Commercial and Industrial Buildings | Standard | FALSE | [9 empty] | 42723 | Dimmable | Continuous Below 10 | Yes |  | 4.1 | 11390 | 110.6 | 103 | 10.1 | 0.99 | 4000 | 80
PWZKEA3A | Visioneering Corp | Visioneering | LHBA2X2-LED840K240LXXX-[ALL EMERGENCY][ALL FINISH][ALL PACKAGING][P00][ALL WIRING] | Indoor Luminaires | High-Bay | High-Bay Luminaires for Commercial and Industrial Buildings | Standard | FALSE | [9 empty] | 42723 | Dimmable | Continuous Below 10 | Yes |  | 4.1 | 26144 | 125.7 | 208 | 9.95 | 0.99 | 4000 | 80
P2691S77 | Visioneering Corp | Visioneering | LHBA2X2-LED840K240LXXX-[ALL EMERGENCY][ALL FINISH][ALL PACKAGING][P05][ALL WIRING] | Indoor Luminaires | High-Bay | High-Bay Luminaires for Commercial and Industrial Buildings | Standard | FALSE | [9 empty] | 42723 | Dimmable | Continuous Below 10 | Yes |  | 4.1 | 24771 | 119.1 | 208 | 9.95 | 0.99 | 4000 | 80
PCJK1UX7 | Visioneering Corp | Visioneering | LHBA2X2-LED840K240LXXX-[ALL EMERGENCY][ALL FINISH][ALL PACKAGING][P07][ALL WIRING] | Indoor Luminaires | High-Bay | High-Bay Luminaires for Commercial and Industrial Buildings | Standard | FALSE | [9 empty] | 42723 | Dimmable | Continuous Below 10 | Yes |  | 4.1 | 23873 | 114.8 | 208 | 9.95 | 0.99 | 4000 | 80
PX4QHXQH | Visioneering Corp | Visioneering | LHBA2X2-LED840K240LXXX-[ALL EMERGENCY][ALL FINISH][ALL PACKAGING][P82][ALL WIRING] | Indoor Luminaires | High-Bay | High-Bay Luminaires for Commercial and Industrial Buildings | Standard | FALSE | [9 empty] | 42723 | Dimmable | Continuous Below 10 | Yes |  | 4.1 | 23736 | 114.1 | 208 | 9.95 | 0.99 | 4000 | 80
PBV4G5YW | Visioneering Corp | Visioneering | LHBA2X2-LED840K240LXXX-[ALL EMERGENCY][ALL FINISH][ALL PACKAGING][ALL WIRING] | Indoor Luminaires | High-Bay | High-Bay Luminaires for Commercial and Industrial Buildings | Standard | FALSE | [9 empty] | 42723 | Dimmable | Continuous Below 10 | Yes |  | 4.1 | 22489 | 108.1 | 208 | 9.95 | 0.99 | 4000 | 80
PYUYM16G | Visioneering Corp | Visioneering | LHBR2X2-LED840K150LXXX-[ALL EMERGENCY][ALL PACKAGING][P82] | Indoor Luminaires | High-Bay | High-Bay Luminaires for Commercial and Industrial Buildings | Standard | FALSE | [9 empty] | 42723 | Dimmable | Continuous Below 10 | Yes |  | 4.1 | 15931 | 117.14 | 136 | 5.74 | 1 | 4000 | 80
PCHN6GPT | Visioneering Corp | Visioneering | LHBR2X2-LED840K150LXXX-[ALL EMERGENCY][ALL PACKAGING][P73] | Indoor Luminaires | High-Bay | High-Bay Luminaires for Commercial and Industrial Buildings | Standard | FALSE | [9 empty] | 42723 | Dimmable | Continuous Below 10 | Yes |  | 4.1 | 15060 | 110.74 | 136 | 5.74 | 1 | 4000 | 80
PAVD3KYQ | Visioneering Corp | Visioneering | LHBA2X2-LED840K150LXXX-[ALL EMERGENCY][ALL FINISH][ALL PACKAGING][P00][ALL WIRING] | Indoor Luminaires | High-Bay | High-Bay Luminaires for Commercial and Industrial Buildings | Standard | FALSE | [9 empty] | 42723 | Dimmable | Continuous Below 10 | Yes |  | 4.1 | 17644 | 127.9 | 138 | 5.15 | 1 | 4000 | 80
PK5ZN9GQ | Visioneering Corp | Visioneering | LHBA2X2-LED840K150LXXX-[ALL EMERGENCY][ALL FINISH][ALL PACKAGING][P05][ALL WIRING] | Indoor Luminaires | High-Bay | High-Bay Luminaires for Commercial and Industrial Buildings | Standard | FALSE | [9 empty] | 42723 | Dimmable | Continuous Below 10 | Yes |  | 4.1 | 16813 | 121.8 | 138 | 5.15 | 1 | 4000 | 80
P4V2AWVE | Visioneering Corp | Visioneering | LHBA2X2-LED840K150LXXX-[ALL EMERGENCY][ALL FINISH][ALL PACKAGING][P07][ALL WIRING] | Indoor Luminaires | High-Bay | High-Bay Luminaires for Commercial and Industrial Buildings | Standard | FALSE | [9 empty] | 42723 | Dimmable | Continuous Below 10 | Yes |  | 4.1 | 16222 | 117.6 | 138 | 5.15 | 1 | 4000 | 80
PENJ9SCA | Visioneering Corp | Visioneering | LHBA2X2-LED840K150LXXX-[ALL EMERGENCY][ALL FINISH][ALL PACKAGING][P82][ALL WIRING] | Indoor Luminaires | High-Bay | High-Bay Luminaires for Commercial and Industrial Buildings | Standard | FALSE | [9 empty] | 42723 | Dimmable | Continuous Below 10 | Yes |  | 4.1 | 16074 | 116.5 | 138 | 5.15 | 1 | 4000 | 80
P1VC6FS5 | Visioneering Corp | Visioneering | LHBA2X2-LED840K150LXXX-[ALL EMERGENCY][ALL FINISH][ALL PACKAGING][ALL WIRING] | Indoor Luminaires | High-Bay | High-Bay Luminaires for Commercial and Industrial Buildings | Standard | FALSE | [9 empty] | 42723 | Dimmable | Continuous Below 10 | Yes |  | 4.1 | 15246 | 110.5 | 138 | 5.15 | 1 | 4000 | 80
PBEVPVBU | Visioneering Corp | Visioneering | LHBR2X2-LED840K200LXXX-[ALL EMERGENCY][ALL PACKAGING][P82] | Indoor Luminaires | High-Bay | High-Bay Luminaires for Commercial and Industrial Buildings | Standard | FALSE | [9 empty] | 42723 | Dimmable | Continuous Below 10 | Yes |  | 4.1 | 20772 | 114.76 | 181 | 5.09 | 1 | 4000 | 80
PUQZWF92 | Visioneering Corp | Visioneering | LHBR2X2-LED840K200LXXX-[ALL EMERGENCY][ALL PACKAGING][P73] | Indoor Luminaires | High-Bay | High-Bay Luminaires for Commercial and Industrial Buildings | Standard | FALSE | [9 empty] | 42723 | Dimmable | Continuous Below 10 | Yes |  | 4.1 | 19631 | 108.46 | 181 | 5.09 | 1 | 4000 | 80
PAPVB3QZ | Visioneering Corp | Visioneering | LHBR2X2-LED840K100LXXX-[ALL EMERGENCY][ALL PACKAGING][P82] | Indoor Luminaires | High-Bay | High-Bay Luminaires for Commercial and Industrial Buildings | Standard | FALSE | [9 empty] | 42723 | Dimmable | Continuous Below 10 | Yes |  | 4.1 | 10752 | 118.15 | 91 | 5.05 | 1 | 4000 | 80
P4J2RHF7 | Visioneering Corp | Visioneering | LHBR2X2-LED840K100LXXX-[ALL EMERGENCY][ALL PACKAGING][P73] | Indoor Luminaires | High-Bay | High-Bay Luminaires for Commercial and Industrial Buildings | Standard | FALSE | [9 empty] | 42723 | Dimmable | Continuous Below 10 | Yes |  | 4.1 | 10246 | 112.59 | 91 | 5.05 | 1 | 4000 | 80
PE7WUM5Q | Visioneering Corp | Visioneering | LHBA2X2-LED840K200LXXX-[ALL EMERGENCY][ALL FINISH][ALL PACKAGING][P00][ALL WIRING] | Indoor Luminaires | High-Bay | High-Bay Luminaires for Commercial and Industrial Buildings | Standard | FALSE | [9 empty] | 42723 | Dimmable | Continuous Below 10 | Yes |  | 4.1 | 23351 | 129 | 181 | 4.6 | 1 | 4000 | 80
P7F356CT | Visioneering Corp | Visioneering | LHBA2X2-LED840K200LXXX-[ALL EMERGENCY][ALL FINISH][ALL PACKAGING][P05][ALL WIRING] | Indoor Luminaires | High-Bay | High-Bay Luminaires for Commercial and Industrial Buildings | Standard | FALSE | [9 empty] | 42723 | Dimmable | Continuous Below 10 | Yes |  | 4.1 | 22115 | 122.2 | 181 | 4.6 | 1 | 4000 | 80
PC3FF5N7 | Visioneering Corp | Visioneering | LHBA2X2-LED840K200LXXX-[ALL EMERGENCY][ALL FINISH][ALL PACKAGING][P07][ALL WIRING] | Indoor Luminaires | High-Bay | High-Bay Luminaires for Commercial and Industrial Buildings | Standard | FALSE | [9 empty] | 42723 | Dimmable | Continuous Below 10 | Yes |  | 4.1 | 21340 | 117.9 | 181 | 4.6 | 1 | 4000 | 80
PXPPBATT | Visioneering Corp | Visioneering | LHBA2X2-LED840K200LXXX-[ALL EMERGENCY][ALL FINISH][ALL PACKAGING][P82][ALL WIRING] | Indoor Luminaires | High-Bay | High-Bay Luminaires for Commercial and Industrial Buildings | Standard | FALSE | [9 empty] | 42723 | Dimmable | Continuous Below 10 | Yes |  | 4.1 | 21191 | 117.1 | 181 | 4.6 | 1 | 4000 | 80
PWY27VFJ | Visioneering Corp | Visioneering | LHBA2X2-LED840K200LXXX-[ALL EMERGENCY][ALL FINISH][ALL PACKAGING][ALL WIRING] | Indoor Luminaires | High-Bay | High-Bay Luminaires for Commercial and Industrial Buildings | Standard | FALSE | [9 empty] | 42723 | Dimmable | Continuous Below 10 | Yes |  | 4.1 | 20066 | 110.9 | 181 | 4.6 | 1 | 4000 | 80
PV42NG1T | Visioneering Corp | Visioneering | LHBA2X2-LED840K100LXXX-[ALL EMERGENCY][ALL FINISH][ALL PACKAGING][P00][ALL WIRING] | Indoor Luminaires | High-Bay | High-Bay Luminaires for Commercial and Industrial Buildings | Standard | FALSE | [9 empty] | 42723 | Dimmable | Continuous Below 10 | Yes |  | 4.1 | 11772 | 129.4 | 91 | 4.4 | 1 | 4000 | 80
PCHVBB76 | Visioneering Corp | Visioneering | LHBA2X2-LED840K100LXXX-[ALL EMERGENCY][ALL FINISH][ALL PACKAGING][P05][ALL WIRING] | Indoor Luminaires | High-Bay | High-Bay Luminaires for Commercial and Industrial Buildings | Standard | FALSE | [9 empty] | 42723 | Dimmable | Continuous Below 10 | Yes |  | 4.1 | 11203 | 123.1 | 91 | 4.4 | 1 | 4000 | 80
PNT1J1TQ | Visioneering Corp | Visioneering | LHBA2X2-LED840K100LXXX-[ALL EMERGENCY][ALL FINISH][ALL PACKAGING][P07][ALL WIRING] | Indoor Luminaires | High-Bay | High-Bay Luminaires for Commercial and Industrial Buildings | Standard | FALSE | [9 empty] | 42723 | Dimmable | Continuous Below 10 | Yes |  | 4.1 | 10809 | 118.8 | 91 | 4.4 | 1 | 4000 | 80
PPANTTE2 | Visioneering Corp | Visioneering | LHBA2X2-LED840K100LXXX-[ALL EMERGENCY][ALL FINISH][ALL PACKAGING][P82][ALL WIRING] | Indoor Luminaires | High-Bay | High-Bay Luminaires for Commercial and Industrial Buildings | Standard | FALSE | [9 empty] | 42723 | Dimmable | Continuous Below 10 | Yes |  | 4.1 | 10729 | 117.9 | 91 | 4.4 | 1 | 4000 | 80
PM8DJYA9 | Visioneering Corp | Visioneering | LHBA2X2-LED840K100LXXX-[ALL EMERGENCY][ALL FINISH][ALL PACKAGING][ALL WIRING] | Indoor Luminaires | High-Bay | High-Bay Luminaires for Commercial and Industrial Buildings | Standard | FALSE | [9 empty] | 42723 | Dimmable | Continuous Below 10 | Yes |  | 4.1 | 10171 | 111.8 | 91 | 4.4 | 1 | 4000 | 80
PEDJTT9Q | Visioneering Corp | Visioneering | LHBA2X2-LED835K120LXXX-[ALL EMERGENCY][ALL FINISH][ALL PACKAGING][P00][ALL WIRING] | Indoor Luminaires | High-Bay | High-Bay Luminaires for Commercial and Industrial Buildings | Standard | FALSE | [9 empty] | 42723 | Dimmable | Continuous Below 10 | Yes |  | 4.1 | 12463 | 121 | 103 | 10.1 | 0.99 | 3500 | 80
PS4H4Y2U | Visioneering Corp | Visioneering | LHBA2X2-LED835K120LXXX-[ALL EMERGENCY][ALL FINISH][ALL PACKAGING][P07][ALL WIRING] | Indoor Luminaires | High-Bay | High-Bay Luminaires for Commercial and Industrial Buildings | Standard | FALSE | [9 empty] | 42723 | Dimmable | Continuous Below 10 | Yes |  | 4.1 | 12002 | 116.5 | 103 | 10.1 | 0.99 | 3500 | 80
PE6BWGQZ | Visioneering Corp | Visioneering | LHBA2X2-LED835K120LXXX-[ALL EMERGENCY][ALL FINISH][ALL PACKAGING][P05][ALL WIRING] | Indoor Luminaires | High-Bay | High-Bay Luminaires for Commercial and Industrial Buildings | Standard | FALSE | [9 empty] | 42723 | Dimmable | Continuous Below 10 | Yes |  | 4.1 | 11821 | 114.8 | 103 | 10.1 | 0.99 | 3500 | 80
PS7WBACD | Visioneering Corp | Visioneering | LHBA2X2-LED835K120LXXX-[ALL EMERGENCY][ALL FINISH][ALL PACKAGING][P82][ALL WIRING] | Indoor Luminaires | High-Bay | High-Bay Luminaires for Commercial and Industrial Buildings | Standard | FALSE | [9 empty] | 42723 | Dimmable | Continuous Below 10 | Yes |  | 4.1 | 11316 | 109.9 | 103 | 10.1 | 0.99 | 3500 | 80
PBS9YKUR | Visioneering Corp | Visioneering | LHBA2X2-LED835K120LXXX-[ALL EMERGENCY][ALL FINISH][ALL PACKAGING][ALL WIRING] | Indoor Luminaires | High-Bay | High-Bay Luminaires for Commercial and Industrial Buildings | Standard | FALSE | [9 empty] | 42723 | Dimmable | Continuous Below 10 | Yes |  | 4.1 | 10800 | 104.9 | 103 | 10.1 | 0.99 | 3500 | 80
PB4VRXEY | Visioneering Corp | Visioneering | LHBA2X2-LED835K240LXXX-[ALL EMERGENCY][ALL FINISH][ALL PACKAGING][P00][ALL WIRING] | Indoor Luminaires | High-Bay | High-Bay Luminaires for Commercial and Industrial Buildings | Standard | FALSE | [9 empty] | 42723 | Dimmable | Continuous Below 10 | Yes |  | 4.1 | 24757 | 119 | 208 | 9.95 | 0.99 | 3500 | 80
PKYC642R | Visioneering Corp | Visioneering | LHBA2X2-LED835K240LXXX-[ALL EMERGENCY][ALL FINISH][ALL PACKAGING][P05][ALL WIRING] | Indoor Luminaires | High-Bay | High-Bay Luminaires for Commercial and Industrial Buildings | Standard | FALSE | [9 empty] | 42723 | Dimmable | Continuous Below 10 | Yes |  | 4.1 | 23474 | 112.9 | 208 | 9.95 | 0.99 | 3500 | 80
PH91NXJ3 | Visioneering Corp | Visioneering | LHBA2X2-LED835K240LXXX-[ALL EMERGENCY][ALL FINISH][ALL PACKAGING][P07][ALL WIRING] | Indoor Luminaires | High-Bay | High-Bay Luminaires for Commercial and Industrial Buildings | Standard | FALSE | [9 empty] | 42723 | Dimmable | Continuous Below 10 | Yes |  | 4.1 | 22648 | 108.9 | 208 | 9.95 | 0.99 | 3500 | 80
PV68SYYX | Visioneering Corp | Visioneering | LHBA2X2-LED835K240LXXX-[ALL EMERGENCY][ALL FINISH][ALL PACKAGING][P82][ALL WIRING] | Indoor Luminaires | High-Bay | High-Bay Luminaires for Commercial and Industrial Buildings | Standard | FALSE | [9 empty] | 42723 | Dimmable | Continuous Below 10 | Yes |  | 4.1 | 22477 | 108.1 | 208 | 9.95 | 0.99 | 3500 | 80
PN4YJJV5 | Visioneering Corp | Visioneering | LHBA2X2-LED835K240LXXX-[ALL EMERGENCY][ALL FINISH][ALL PACKAGING][ALL WIRING] | Indoor Luminaires | High-Bay | High-Bay Luminaires for Commercial and Industrial Buildings | Standard | FALSE | [9 empty] | 42723 | Dimmable | Continuous Below 10 | Yes |  | 4.1 | 21725 | 104.4 | 208 | 9.95 | 0.99 | 3500 | 80
PATY33YQ | Visioneering Corp | Visioneering | LHBR2X2-LED835K150LXXX-[ALL EMERGENCY][ALL PACKAGING][P82] | Indoor Luminaires | High-Bay | High-Bay Luminaires for Commercial and Industrial Buildings | Standard | FALSE | [9 empty] | 42723 | Dimmable | Continuous Below 10 | Yes |  | 4.1 | 15061 | 110.74 | 136 | 5.74 | 1 | 3500 | 80
P8YNDMFJ | Visioneering Corp | Visioneering | LHBR2X2-LED835K150LXXX-[ALL EMERGENCY][ALL PACKAGING][P73] | Indoor Luminaires | High-Bay | High-Bay Luminaires for Commercial and Industrial Buildings | Standard | FALSE | [9 empty] | 42723 | Dimmable | Continuous Below 10 | Yes |  | 4.1 | 14195 | 104.38 | 136 | 5.74 | 1 | 3500 | 80
PHWX1MYM | Visioneering Corp | Visioneering | LHBA2X2-LED835K150LXXX-[ALL EMERGENCY][ALL FINISH][ALL PACKAGING][P00][ALL WIRING] | Indoor Luminaires | High-Bay | High-Bay Luminaires for Commercial and Industrial Buildings | Standard | FALSE | [9 empty] | 42723 | Dimmable | Continuous Below 10 | Yes |  | 4.1 | 16702 | 121 | 138 | 5.15 | 1 | 3500 | 80
PT9Q5UCT | Visioneering Corp | Visioneering | LHBA2X2-LED835K150LXXX-[ALL EMERGENCY][ALL FINISH][ALL PACKAGING][P05][ALL WIRING] | Indoor Luminaires | High-Bay | High-Bay Luminaires for Commercial and Industrial Buildings | Standard | FALSE | [9 empty] | 42723 | Dimmable | Continuous Below 10 | Yes |  | 4.1 | 15837 | 114.8 | 138 | 5.15 | 1 | 3500 | 80
P4FVCCEF | Visioneering Corp | Visioneering | LHBA2X2-LED835K150LXXX-[ALL EMERGENCY][ALL FINISH][ALL PACKAGING][P07][ALL WIRING] | Indoor Luminaires | High-Bay | High-Bay Luminaires for Commercial and Industrial Buildings | Standard | FALSE | [9 empty] | 42723 | Dimmable | Continuous Below 10 | Yes |  | 4.1 | 15280 | 110.7 | 138 | 5.15 | 1 | 3500 | 80
PRMC9M5G | Visioneering Corp | Visioneering | LHBA2X2-LED835K150LXXX-[ALL EMERGENCY][ALL FINISH][ALL PACKAGING][P82][ALL WIRING] | Indoor Luminaires | High-Bay | High-Bay Luminaires for Commercial and Industrial Buildings | Standard | FALSE | [9 empty] | 42723 | Dimmable | Continuous Below 10 | Yes |  | 4.1 | 15165 | 109.9 | 138 | 5.15 | 1 | 3500 | 80
PSS42WJZ | Visioneering Corp | Visioneering | LHBA2X2-LED835K150LXXX-[ALL EMERGENCY][ALL FINISH][ALL PACKAGING][ALL WIRING] | Indoor Luminaires | High-Bay | High-Bay Luminaires for Commercial and Industrial Buildings | Standard | FALSE | [9 empty] | 42723 | Dimmable | Continuous Below 10 | Yes |  | 4.1 | 14490 | 105 | 138 | 5.15 | 1 | 3500 | 80
PAGEP2TN | Visioneering Corp | Visioneering | LHBR2X2-LED835K200LXXX-[ALL EMERGENCY][ALL PACKAGING][P82] | Indoor Luminaires | High-Bay | High-Bay Luminaires for Commercial and Industrial Buildings | Standard | FALSE | [9 empty] | 42723 | Dimmable | Continuous Below 10 | Yes |  | 4.1 | 19685 | 108.76 | 181 | 5.09 | 1 | 3500 | 80
PTXE87Q1 | Visioneering Corp | Visioneering | LHBR2X2-LED835K100LXXX-[ALL EMERGENCY][ALL PACKAGING][P82] | Indoor Luminaires | High-Bay | High-Bay Luminaires for Commercial and Industrial Buildings | Standard | FALSE | [9 empty] | 42723 | Dimmable | Continuous Below 10 | Yes |  | 4.1 | 10109 | 111.09 | 91 | 5.05 | 1 | 3500 | 80
PFP64ACS | Visioneering Corp | Visioneering | LHBA2X2-LED835K200LXXX-[ALL EMERGENCY][ALL FINISH][ALL PACKAGING][P00][ALL WIRING] | Indoor Luminaires | High-Bay | High-Bay Luminaires for Commercial and Industrial Buildings | Standard | FALSE | [9 empty] | 42723 | Dimmable | Continuous Below 10 | Yes |  | 4.1 | 22105 | 122.1 | 181 | 4.6 | 1 | 3500 | 80
PW6Z3MBC | Visioneering Corp | Visioneering | LHBA2X2-LED835K200LXXX-[ALL EMERGENCY][ALL FINISH][ALL PACKAGING][P05][ALL WIRING] | Indoor Luminaires | High-Bay | High-Bay Luminaires for Commercial and Industrial Buildings | Standard | FALSE | [9 empty] | 42723 | Dimmable | Continuous Below 10 | Yes |  | 4.1 | 20909 | 115.5 | 181 | 4.6 | 1 | 3500 | 80
P99W4HR5 | Visioneering Corp | Visioneering | LHBA2X2-LED835K200LXXX-[ALL EMERGENCY][ALL FINISH][ALL PACKAGING][P07][ALL WIRING] | Indoor Luminaires | High-Bay | High-Bay Luminaires for Commercial and Industrial Buildings | Standard | FALSE | [9 empty] | 42723 | Dimmable | Continuous Below 10 | Yes |  | 4.1 | 20187 | 111.5 | 181 | 4.6 | 1 | 3500 | 80
PV7A8H2Q | Visioneering Corp | Visioneering | LHBA2X2-LED835K200LXXX-[ALL EMERGENCY][ALL FINISH][ALL PACKAGING][P82][ALL WIRING] | Indoor Luminaires | High-Bay | High-Bay Luminaires for Commercial and Industrial Buildings | Standard | FALSE | [9 empty] | 42723 | Dimmable | Continuous Below 10 | Yes |  | 4.1 | 20025 | 110.6 | 181 | 4.6 | 1 | 3500 | 80
P5SSAT12 | Visioneering Corp | Visioneering | LHBA2X2-LED835K200LXXX-[ALL EMERGENCY][ALL FINISH][ALL PACKAGING][ALL WIRING] | Indoor Luminaires | High-Bay | High-Bay Luminaires for Commercial and Industrial Buildings | Standard | FALSE | [9 empty] | 42723 | Dimmable | Continuous Below 10 | Yes |  | 4.1 | 18933 | 104.6 | 181 | 4.6 | 1 | 3500 | 80
PYA2U4QU | Visioneering Corp | Visioneering | LHBA2X2-LED835K100LXXX-[ALL EMERGENCY][ALL FINISH][ALL PACKAGING][P00][ALL WIRING] | Indoor Luminaires | High-Bay | High-Bay Luminaires for Commercial and Industrial Buildings | Standard | FALSE | [9 empty] | 42723 | Dimmable | Continuous Below 10 | Yes |  | 4.1 | 11143 | 122.5 | 91 | 4.4 | 1 | 3500 | 80
P36ZQFKU | Visioneering Corp | Visioneering | LHBA2X2-LED835K100LXXX-[ALL EMERGENCY][ALL FINISH][ALL PACKAGING][P05][ALL WIRING] | Indoor Luminaires | High-Bay | High-Bay Luminaires for Commercial and Industrial Buildings | Standard | FALSE | [9 empty] | 42723 | Dimmable | Continuous Below 10 | Yes |  | 4.1 | 10566 | 116.1 | 91 | 4.4 | 1 | 3500 | 80
PZ7KFN2A | Visioneering Corp | Visioneering | LHBA2X2-LED835K100LXXX-[ALL EMERGENCY][ALL FINISH][ALL PACKAGING][P07][ALL WIRING] | Indoor Luminaires | High-Bay | High-Bay Luminaires for Commercial and Industrial Buildings | Standard | FALSE | [9 empty] | 42723 | Dimmable | Continuous Below 10 | Yes |  | 4.1 | 10195 | 112 | 91 | 4.4 | 1 | 3500 | 80
PC662YB7 | Visioneering Corp | Visioneering | LHBA2X2-LED835K100LXXX-[ALL EMERGENCY][ALL FINISH][ALL PACKAGING][P82][ALL WIRING] | Indoor Luminaires | High-Bay | High-Bay Luminaires for Commercial and Industrial Buildings | Standard | FALSE | [9 empty] | 42723 | Dimmable | Continuous Below 10 | Yes |  | 4.1 | 10118 | 111.2 | 91 | 4.4 | 1 | 3500 | 80
PBDYFKSE | Visioneering Corp | Visioneering | LHBA2X2-LED835K100LXXX-[ALL EMERGENCY][ALL FINISH][ALL PACKAGING][ALL WIRING] | Indoor Luminaires | High-Bay | High-Bay Luminaires for Commercial and Industrial Buildings | Standard | FALSE | [9 empty] | 42723 | Dimmable | Continuous Below 10 | Yes |  | 4.1 | 9584 | 105.3 | 91 | 4.4 | 1 | 3500 | 80
P4PATN3K | Nebulite Technology Inc. | Nebulite | LHB-320W-30K-XX-XXX | Indoor Luminaires | High-Bay | High-Bay Luminaires for Commercial and Industrial Buildings | Standard | TRUE | 33720 | 107.39 | 314 | 8.45 | 0.9519 | 3083 | 84.4 | 5 |  | 42723 | Dimmable | Continuous Below 10 | Yes |  | 4.1 | 33720 | 107.39 | 314 | 8.45 | 0.95 | 3000 | 84.4
P52AZWMN | Nebulite Technology Inc. | Nebulite | LHB-240W-30K-XX-XXX | Indoor Luminaires | High-Bay | High-Bay Luminaires for Commercial and Industrial Buildings | Standard | TRUE | 26737 | 103.51 | 258.3 | 8.03 | 0.9431 | 3118 | 84.3 | 5 |  | 42723 | Dimmable | Continuous Below 10 | Yes |  | 4.1 | 26737 | 103.51 | 258.3 | 8.03 | 0.94 | 3000 | 84.3
P58H6TYF | Nebulite Technology Inc. | Nebulite | LHB-160W-30K-XX-XXX | Indoor Luminaires | High-Bay | High-Bay Luminaires for Commercial and Industrial Buildings | Standard | TRUE | 18579 | 121.91 | 152.4 | 16.33 | 0.9065 | 3097 | 84.6 | 5 |  | 42723 | Dimmable | Continuous Below 10 | Yes |  | 4.1 | 18579 | 121.91 | 152.4 | 16.33 | 0.91 | 3000 | 84.6
PSZEPZG9 | Nebulite Technology Inc. | Nebulite | LHB-100W-30K-XX-XXX | Indoor Luminaires | High-Bay | High-Bay Luminaires for Commercial and Industrial Buildings | Standard | TRUE | 10931 | 125.38 | 87.18 | 17.18 | 0.9052 | 3102 | 84.7 | 5 |  | 42723 | Dimmable | Continuous Below 10 | Yes |  | 4.1 | 10931 | 125.38 | 87.18 | 17.18 | 0.91 | 3000 | 84.7
PUQSUPMG | Nebulite Technology Inc. | Nebulite | LHB-100W-50K-XX-XXX | Indoor Luminaires | High-Bay | High-Bay Luminaires for Commercial and Industrial Buildings | Standard | FALSE | [9 empty] | 42723 | Dimmable | Continuous Below 10 | Yes |  | 4.1 | 11392 | 128.59 | 88.59 | 18.17 | 0.9 | 5000 | 83.9
PNRQ5W8C | Nebulite Technology Inc. | Nebulite | LHB-160W-50K-XX-XXX | Indoor Luminaires | High-Bay | High-Bay Luminaires for Commercial and Industrial Buildings | Standard | FALSE | [9 empty] | 42723 | Dimmable | Continuous Below 10 | Yes |  | 4.1 | 19256 | 125.12 | 153.9 | 17.14 | 0.9 | 5000 | 83.9
PQB9ETWA | Nebulite Technology Inc. | Nebulite | LHB-320W-50K-XX-XXX | Indoor Luminaires | High-Bay | High-Bay Luminaires for Commercial and Industrial Buildings | Standard | FALSE | [9 empty] | 42723 | Dimmable | Continuous Below 10 | Yes |  | 4.1 | 34867 | 110.41 | 315.8 | 9.31 | 0.95 | 5000 | 83.9
PGWXXVEA | Nebulite Technology Inc. | Nebulite | LHB-240W-50K-XX-XXX | Indoor Luminaires | High-Bay | High-Bay Luminaires for Commercial and Industrial Buildings | Standard | FALSE | [9 empty] | 42723 | Dimmable | Continuous Below 10 | Yes |  | 4.1 | 27672 | 106.72 | 259.3 | 8.82 | 0.94 | 5000 | 83.9
PMUDF6H5 | Nebulite Technology Inc. | Nebulite | LHB-100W-45K-XX-XXX | Indoor Luminaires | High-Bay | High-Bay Luminaires for Commercial and Industrial Buildings | Standard | FALSE | [9 empty] | 42723 | Dimmable | Continuous Below 10 | Yes |  | 4.1 | 10931 | 125.38 | 87.18 | 17.18 | 0.91 | 4500 | 84.7
PFBH48D7 | Nebulite Technology Inc. | Nebulite | LHB-160W-45K-XX-XXX | Indoor Luminaires | High-Bay | High-Bay Luminaires for Commercial and Industrial Buildings | Standard | FALSE | [9 empty] | 42723 | Dimmable | Continuous Below 10 | Yes |  | 4.1 | 18579 | 121.91 | 152.4 | 16.33 | 0.91 | 4500 | 84.6
P18EBC3Z | Nebulite Technology Inc. | Nebulite | LHB-320W-45K-XX-XXX | Indoor Luminaires | High-Bay | High-Bay Luminaires for Commercial and Industrial Buildings | Standard | FALSE | [9 empty] | 42723 | Dimmable | Continuous Below 10 | Yes |  | 4.1 | 33720 | 107.39 | 314 | 8.45 | 0.95 | 4500 | 84.4
P7ABVUJV | Nebulite Technology Inc. | Nebulite | LHB-240W-45K-XX-XXX | Indoor Luminaires | High-Bay | High-Bay Luminaires for Commercial and Industrial Buildings | Standard | FALSE | [9 empty] | 42723 | Dimmable | Continuous Below 10 | Yes |  | 4.1 | 26737 | 103.51 | 258.3 | 8.03 | 0.94 | 4500 | 84.3
P84A6HKT | Nebulite Technology Inc. | Nebulite | LHB-100W-40K-XX-XXX | Indoor Luminaires | High-Bay | High-Bay Luminaires for Commercial and Industrial Buildings | Standard | FALSE | [9 empty] | 42723 | Dimmable | Continuous Below 10 | Yes |  | 4.1 | 10931 | 125.38 | 87.18 | 17.18 | 0.91 | 4000 | 84.7
P6WPZEZF | Nebulite Technology Inc. | Nebulite | LHB-160W-40K-XX-XXX | Indoor Luminaires | High-Bay | High-Bay Luminaires for Commercial and Industrial Buildings | Standard | FALSE | [9 empty] | 42723 | Dimmable | Continuous Below 10 | Yes |  | 4.1 | 18579 | 121.91 | 152.4 | 16.33 | 0.91 | 4000 | 84.6
PPWW97Q7 | Nebulite Technology Inc. | Nebulite | LHB-320W-40K-XX-XXX | Indoor Luminaires | High-Bay | High-Bay Luminaires for Commercial and Industrial Buildings | Standard | FALSE | [9 empty] | 42723 | Dimmable | Continuous Below 10 | Yes |  | 4.1 | 33720 | 107.39 | 314 | 8.45 | 0.95 | 4000 | 84.4
P4C4JXAY | Nebulite Technology Inc. | Nebulite | LHB-240W-40K-XX-XXX | Indoor Luminaires | High-Bay | High-Bay Luminaires for Commercial and Industrial Buildings | Standard | FALSE | [9 empty] | 42723 | Dimmable | Continuous Below 10 | Yes |  | 4.1 | 26737 | 103.51 | 258.3 | 8.03 | 0.94 | 4000 | 84.3
PR389H8E | Nebulite Technology Inc. | Nebulite | LHB-100W-35K-XX-XXX | Indoor Luminaires | High-Bay | High-Bay Luminaires for Commercial and Industrial Buildings | Standard | FALSE | [9 empty] | 42723 | Dimmable | Continuous Below 10 | Yes |  | 4.1 | 10931 | 125.38 | 87.18 | 17.18 | 0.91 | 3500 | 84.7
P8XBSJTG | Nebulite Technology Inc. | Nebulite | LHB-160W-35K-XX-XXX | Indoor Luminaires | High-Bay | High-Bay Luminaires for Commercial and Industrial Buildings | Standard | FALSE | [9 empty] | 42723 | Dimmable | Continuous Below 10 | Yes |  | 4.1 | 18579 | 121.91 | 152.4 | 16.33 | 0.91 | 3500 | 84.6
P9UGHSKU | Nebulite Technology Inc. | Nebulite | LHB-320W-35K-XX-XXX | Indoor Luminaires | High-Bay | High-Bay Luminaires for Commercial and Industrial Buildings | Standard | FALSE | [9 empty] | 42723 | Dimmable | Continuous Below 10 | Yes |  | 4.1 | 33720 | 107.39 | 314 | 8.45 | 0.95 | 3500 | 84.4
P6BYX1XX | Nebulite Technology Inc. | Nebulite | LHB-240W-35K-XX-XXX | Indoor Luminaires | High-Bay | High-Bay Luminaires for Commercial and Industrial Buildings | Standard | FALSE | [9 empty] | 42723 | Dimmable | Continuous Below 10 | Yes |  | 4.1 | 26737 | 103.51 | 258.3 | 8.03 | 0.94 | 3500 | 84.3
P4V32HDU | Ecopower Inc. | Ecopower | VTP4ST55WNWV4L1 | Indoor Luminaires | High-Bay | Low-Bay Luminaires for Commercial and Industrial Buildings | Premium | TRUE | 7246.02 | 147.39 | 49.162 | 14.4 | 0.901 | 3950 | 84.2 | 5 | 109000 | 42723 | Dimmable | Continuous Below 10 | Yes |  | 4 | 7355 | 149 | 49.1 | 14 | 0.9 | 4000 | 84
PWCB5TDM | Ecopower Inc. | Ecopower | VTP4ST55WCWV4L1 | Indoor Luminaires | High-Bay | Low-Bay Luminaires for Commercial and Industrial Buildings | Premium | FALSE | [9 empty] | 42723 | Dimmable | Continuous Below 10 | Yes |  | 4 | 7570 | 154 | 48.9 | 14 | 0.9 | 5000 | 83
PHRCDCNJ | Enpac Industries Inc DBA VM5 Lighting Solutions | VM5 Lighting Solutions | THB-40K-400W-UNV | Indoor Luminaires | High-Bay | High-Bay Luminaires for Commercial and Industrial Buildings | Premium | TRUE | 51541 | 127.45 | 404.4 | 7.46 | 0.9597 | 4217 | 83.1 | 5 |  | 42720 |  |  | Yes |  | 4 | 51541 | 127.45 | 404.4 | 7.46 | 0.96 | 4000 | 83.1
PTZW2NQZ | Enpac Industries Inc DBA VM5 Lighting Solutions | VM5 Lighting Solutions | THB-40K-100W-UNV | Indoor Luminaires | High-Bay | High-Bay Luminaires for Commercial and Industrial Buildings | Premium | TRUE | 12383 | 134.53 | 92.05 | 12.13 | 0.9481 | 4026 | 82.6 | 5 |  | 42720 |  |  | Yes |  | 4 | 12383 | 134.53 | 92.05 | 12.13 | 0.95 | 4000 | 82.6
PK6SS7D6 | Enpac Industries Inc DBA VM5 Lighting Solutions | VM5 Lighting Solutions | THB-40K-240W-UNV | Indoor Luminaires | High-Bay | High-Bay Luminaires for Commercial and Industrial Buildings | Premium | TRUE | 30218 | 126.49 | 238.9 | 9.47 | 0.9393 | 4229 | 83.3 | 5 |  | 42720 |  |  | Yes |  | 4 | 30218 | 126.49 | 238.9 | 9.47 | 0.94 | 4000 | 83.3
PTAJAWCS | Enpac Industries Inc DBA VM5 Lighting Solutions | VM5 Lighting Solutions | THB-40K-480W-UNV | Indoor Luminaires | High-Bay | High-Bay Luminaires for Commercial and Industrial Buildings | Premium | TRUE | 60105 | 126.83 | 473.9 | 10.29 | 0.9351 | 4222 | 83.1 | 5 |  | 42720 |  |  | No |  | 4 | 60105 | 126.83 | 473.9 | 10.29 | 0.94 | 4000 | 83.1
P6EDQK17 | Enpac Industries Inc DBA VM5 Lighting Solutions | VM5 Lighting Solutions | THB-40K-300W-UNV | Indoor Luminaires | High-Bay | High-Bay Luminaires for Commercial and Industrial Buildings | Premium | TRUE | 38493 | 131.69 | 292.3 | 15.28 | 0.924 | 4220 | 83.2 | 5 |  | 42720 |  |  | Yes |  | 4 | 38493 | 131.69 | 292.3 | 15.28 | 0.92 | 4000 | 83.2
P7HVRQEU | Enpac Industries Inc DBA VM5 Lighting Solutions | VM5 Lighting Solutions | THB-40K-150W-UNV | Indoor Luminaires | High-Bay | High-Bay Luminaires for Commercial and Industrial Buildings | Premium | TRUE | 19279 | 131.96 | 144.3 | 15.91 | 0.92 | 4021 | 82.5 | 5 |  | 42720 |  |  | Yes |  | 4 | 19279 | 131.96 | 146.1 | 15.91 | 0.92 | 4000 | 82.5
PPECFW8B | Enpac Industries Inc DBA VM5 Lighting Solutions | VM5 Lighting Solutions | THB-40K-200W-UNV | Indoor Luminaires | High-Bay | High-Bay Luminaires for Commercial and Industrial Buildings | Premium | TRUE | 25664 | 128 | 200.5 | 16.48 | 0.9168 | 4210 | 83.1 | 5 |  | 42720 |  |  | Yes |  | 4 | 25664 | 128 | 200.5 | 16.48 | 0.92 | 4000 | 83.1
P4A8BMJU | Enpac Industries Inc DBA VM5 Lighting Solutions | VM5 Lighting Solutions | THB-50K-480W-UNV | Indoor Luminaires | High-Bay | High-Bay Luminaires for Commercial and Industrial Buildings | Premium | FALSE | [9 empty] | 42720 |  |  | No |  | 4 | 62209 | 130.75 | 475.8 | 10.24 | 0.94 | 5000 | 85.2
P79FAACW | Enpac Industries Inc DBA VM5 Lighting Solutions | VM5 Lighting Solutions | THB-50K-400W-UNV | Indoor Luminaires | High-Bay | High-Bay Luminaires for Commercial and Industrial Buildings | Premium | FALSE | [9 empty] | 42720 |  |  | Yes |  | 4 | 52860 | 130.45 | 405.2 | 7.21 | 0.96 | 5000 | 85.1
P1PY8G5U | Enpac Industries Inc DBA VM5 Lighting Solutions | VM5 Lighting Solutions | THB-50K-300W-UNV | Indoor Luminaires | High-Bay | High-Bay Luminaires for Commercial and Industrial Buildings | Premium | FALSE | [9 empty] | 42720 |  |  | Yes |  | 4 | 39488 | 135.65 | 291.1 | 15.5 | 0.92 | 5000 | 84.9
P2WB6WN8 | Enpac Industries Inc DBA VM5 Lighting Solutions | VM5 Lighting Solutions | THB-50K-240W-UNV | Indoor Luminaires | High-Bay | High-Bay Luminaires for Commercial and Industrial Buildings | Premium | FALSE | [9 empty] | 42720 |  |  | Yes |  | 4 | 31221 | 130.69 | 238.9 | 9.51 | 0.94 | 5000 | 84.8
PV4RY7D9 | Enpac Industries Inc DBA VM5 Lighting Solutions | VM5 Lighting Solutions | THB-50K-150W-UNV | Indoor Luminaires | High-Bay | High-Bay Luminaires for Commercial and Industrial Buildings | Premium | FALSE | [9 empty] | 42720 |  |  | Yes |  | 4 | 19883 | 135.62 | 146.6 | 16.35 | 0.92 | 5000 | 84.7
PP9DPMBG | Enpac Industries Inc DBA VM5 Lighting Solutions | VM5 Lighting Solutions | THB-50K-200W-UNV | Indoor Luminaires | High-Bay | High-Bay Luminaires for Commercial and Industrial Buildings | Premium | FALSE | [9 empty] | 42720 |  |  | Yes |  | 4 | 26660 | 132.24 | 201.6 | 16.59 | 0.92 | 5000 | 84.6
PK6S4VF6 | Enpac Industries Inc DBA VM5 Lighting Solutions | VM5 Lighting Solutions | THB-50K-100W-UNV | Indoor Luminaires | High-Bay | High-Bay Luminaires for Commercial and Industrial Buildings | Premium | FALSE | [9 empty] | 42720 |  |  | Yes |  | 4 | 12647 | 137.35 | 92 | 12.19 | 0.95 | 5000 | 84.6
PV7V44HX | Topaz Lighting Corp. | Topaz Lighting Corp. | F-LUHB/150/40K-87 | Indoor Luminaires | High-Bay | High-Bay Luminaires for Commercial and Industrial Buildings | Premium | TRUE | 18726 | 133.74 | 140 | 10.26 | 0.9687 | 3853 | 83.5 | 5 |  | 42720 |  |  | No |  | 4.1 | 18723 | 133.74 | 140 | 10.26 | 0.97 | 4000 | 83.5
PJFYAFRE | Etlin-Daniels | ETLIN-DANIELS | HBRA-100U40-C6D-X | Indoor Luminaires | High-Bay | High-Bay Luminaires for Commercial and Industrial Buildings | Standard | TRUE | 11837 | 118.25 | 100.1 | 11.72 | 0.9674 | 3966 | 71.2 | 5 |  | 42720 |  |  | No |  | 4 | 11500 | 115 | 100 | 11.72 | 0.9 | 4000 | 70
PVPPKWTT | Etlin-Daniels | ETLIN-DANIELS | HBRA-100U40-C9D-X | Indoor Luminaires | High-Bay | High-Bay Luminaires for Commercial and Industrial Buildings | Standard | TRUE | 11816 | 117.47 | 100.5 | 11.72 | 0.9674 | 4046 | 72.2 | 5 |  | 42720 |  |  | No |  | 4 | 11500 | 115 | 100 | 11.72 | 0.9 | 4000 | 70
P75GQX79 | Etlin-Daniels | ETLIN-DANIELS | HBRA-100340-C6L-X | Indoor Luminaires | High-Bay | High-Bay Luminaires for Commercial and Industrial Buildings | Premium | TRUE | 10349 | 107.6 | 96.18 | 14.83 | 0.9493 | 4005 | 71.2 | 5 |  | 42720 |  |  | No |  | 3.1 | 10900 | 109 | 100 | 14.83 | 0.95 | 4000 | 70
PC4T2MG7 | Etlin-Daniels | ETLIN-DANIELS | HBRA-160U40-C9D-X | Indoor Luminaires | High-Bay | High-Bay Luminaires for Commercial and Industrial Buildings | Standard | TRUE | 17686 | 112.11 | 157.7 | 13.27 | 0.9468 | 4055 | 71.2 | 5 |  | 42720 |  |  | No |  | 4 | 18400 | 115 | 160 | 13.27 | 0.9 | 4000 | 70
PPHJDGB5 | Etlin-Daniels | ETLIN-DANIELS | HBRA-160U40-C6D-X | Indoor Luminaires | High-Bay | High-Bay Luminaires for Commercial and Industrial Buildings | Standard | TRUE | 17558 | 111.53 | 157.4 | 13.27 | 0.9468 | 3971 | 71.2 | 5 |  | 42720 |  |  | No |  | 4 | 18400 | 115 | 160 | 13.27 | 0.9 | 4000 | 70
PQY4MNDV | Etlin-Daniels | ETLIN-DANIELS | HBRA-160340-C9D-X | Indoor Luminaires | High-Bay | High-Bay Luminaires for Commercial and Industrial Buildings | Standard | TRUE | 16828 | 115.79 | 145.3 | 8.75 | 0.9358 | 4035 | 71.2 | 5 |  | 42720 |  |  | No |  | 4 | 18400 | 115 | 160 | 8.75 | 0.95 | 4000 | 70
P52MU8W7 | Etlin-Daniels | ETLIN-DANIELS | HBRA-160340-C6D-X | Indoor Luminaires | High-Bay | High-Bay Luminaires for Commercial and Industrial Buildings | Standard | TRUE | 16855 | 116.24 | 145 | 8.75 | 0.935 | 3970 | 71.2 | 5 |  | 42720 |  |  | No |  | 4 | 18400 | 115 | 160 | 8.75 | 0.95 | 4000 | 70
PYN7V1XU | LEDtronics Inc. | LEDtronics Inc | LEDRK01DL-150W-XWW-101WD | Indoor Retrofit Kit | High-Bay | Retrofit Kits for High-Bay Luminaires for Commercial and Industrial Buildings | Standard | TRUE | 16830 | 109.36 | 153.9 | 9.93 | 0.9297 | 4007 | 74 | 5 |  | 42720 |  |  | No |  | 3.1 | 16830 | 109.36 | 153.9 | 9.93 | 0.9297 | 4100 | 74
PV58TUNV | LEDtronics Inc. | LEDtronics Inc | LEDRK01DL-150W-XWW-201WD | Indoor Retrofit Kit | High-Bay | Retrofit Kits for High-Bay Luminaires for Commercial and Industrial Buildings | Standard | TRUE | 17068 | 109.27 | 156.2 | 11.02 | 0.9135 | 4134 | 76 | 5 |  | 42720 |  |  | No |  | 3.1 | 17068 | 109.27 | 156.2 | 11.02 | 0.9135 | 4100 | 76
PDXNY9MH | LEDtronics Inc. | LEDtronics Inc | LEDRK01DL-100W-XWW-101WD | Indoor Retrofit Kit | High-Bay | Retrofit Kits for High-Bay Luminaires for Commercial and Industrial Buildings | Standard | TRUE | 10668 | 108.81 | 98.04 | 10.04 | 0.9081 | 4044 | 72.7 | 5 |  | 42720 |  |  | No |  | 3.1 | 10668 | 108.81 | 98.04 | 10.04 | 0.9081 | 4100 | 72.7
PU953EVY | LEDtronics Inc. | LEDtronics Inc | LEDRK01DL-100W-XCW-101WD | Indoor Retrofit Kit | High-Bay | Retrofit Kits for High-Bay Luminaires for Commercial and Industrial Buildings | Standard | FALSE | [9 empty] | 42720 |  |  | No |  | 3.1 | 11078 | 113.24 | 97.83 | 10.23 | 0.9073 | 5700 | 73.3
PMZ25NAF | LEDtronics Inc. | LEDtronics Inc | LEDRK01DL-150W-XCW-201WD | Indoor Retrofit Kit | High-Bay | Retrofit Kits for High-Bay Luminaires for Commercial and Industrial Buildings | Standard | FALSE | [9 empty] | 42720 |  |  | No |  | 3.1 | 17649 | 115.58 | 152.7 | 11.24 | 0.9159 | 5700 | 73
PPXPZYBE | LEDtronics Inc. | LEDtronics Inc | LEDRK01DL-150W-XCW-101WD | Indoor Retrofit Kit | High-Bay | Retrofit Kits for High-Bay Luminaires for Commercial and Industrial Buildings | Standard | FALSE | [9 empty] | 42720 |  |  | No |  | 3.1 | 17639 | 111.92 | 157.6 | 11.76 | 0.9351 | 5700 | 72.9
P74VUNBE | LEDtronics Inc. | LEDtronics Inc | LEDRK01DL-150W-XDW-201WD | Indoor Retrofit Kit | High-Bay | Retrofit Kits for High-Bay Luminaires for Commercial and Industrial Buildings | Standard | FALSE | [9 empty] | 42720 |  |  | No |  | 3.1 | 17068 | 109.27 | 156.2 | 11.02 | 0.9135 | 5000 | 76
P3XZ9Y5G | LEDtronics Inc. | LEDtronics Inc | LEDRK01DL-150W-XDW-101WD | Indoor Retrofit Kit | High-Bay | Retrofit Kits for High-Bay Luminaires for Commercial and Industrial Buildings | Standard | FALSE | [9 empty] | 42720 |  |  | No |  | 3.1 | 16830 | 109.36 | 153.9 | 9.93 | 0.9297 | 5000 | 74
P9N1JCTN | LEDtronics Inc. | LEDtronics Inc | LEDRK01DL-100W-XDW-101WD | Indoor Retrofit Kit | High-Bay | Retrofit Kits for High-Bay Luminaires for Commercial and Industrial Buildings | Standard | FALSE | [9 empty] | 42720 |  |  | No |  | 3.1 | 10668 | 108.81 | 98.04 | 10.04 | 0.9081 | 5000 | 72.7
PRGWU34V | Topaz Lighting Corp. | Topaz Lighting Corp. | F-LUHB/150/50K-87 | Indoor Luminaires | High-Bay | High-Bay Luminaires for Commercial and Industrial Buildings | Premium | FALSE | [9 empty] | 42720 |  |  | No |  | 4.1 | 18983 | 134.97 | 140.65 | 10.26 | 0.97 | 5000 | 83.5
P97W5424 | Etlin-Daniels | ETLIN-DANIELS | HBRA-160350-CW-X | Indoor Luminaires | High-Bay | High-Bay Luminaires for Commercial and Industrial Buildings | Premium | FALSE | [9 empty] | 42720 |  |  | No |  | 3.1 | 19680 | 123 | 160 | 7.57 | 0.95 | 5000 | 70
PRK3QKHP | Etlin-Daniels | ETLIN-DANIELS | HBRA-160U50-C6D-X | Indoor Luminaires | High-Bay | High-Bay Luminaires for Commercial and Industrial Buildings | Standard | FALSE | [9 empty] | 42720 |  |  | No |  | 4 | 18400 | 115 | 160 | 13.27 | 0.9 | 5000 | 70
P4MDEVGY | Etlin-Daniels | ETLIN-DANIELS | HBRA-160U50-C9D-X | Indoor Luminaires | High-Bay | High-Bay Luminaires for Commercial and Industrial Buildings | Standard | FALSE | [9 empty] | 42720 |  |  | No |  | 4 | 18400 | 115 | 160 | 13.27 | 0.9 | 5000 | 70
PGNCJ4Q5 | Etlin-Daniels | ETLIN-DANIELS | HBRA-100U50-C9D-X | Indoor Luminaires | High-Bay | High-Bay Luminaires for Commercial and Industrial Buildings | Standard | FALSE | [9 empty] | 42720 |  |  | No |  | 4 | 11500 | 115 | 100 | 11.72 | 0.9 | 5000 | 70
PFJM6F7K | Etlin-Daniels | ETLIN-DANIELS | HBRA-100U50-C6D-X | Indoor Luminaires | High-Bay | High-Bay Luminaires for Commercial and Industrial Buildings | Standard | FALSE | [9 empty] | 42720 |  |  | No |  | 4 | 11500 | 115 | 100 | 11.72 | 0.9 | 5000 | 70
PSH1P2C1 | Etlin-Daniels | ETLIN-DANIELS | HBRA-160350-C9D-X | Indoor Luminaires | High-Bay | High-Bay Luminaires for Commercial and Industrial Buildings | Standard | FALSE | [9 empty] | 42720 |  |  | No |  | 4 | 18400 | 115 | 160 | 8.75 | 0.95 | 5000 | 70
PDW93V2N | Etlin-Daniels | ETLIN-DANIELS | HBRA-160350-C6D-X | Indoor Luminaires | High-Bay | High-Bay Luminaires for Commercial and Industrial Buildings | Standard | FALSE | [9 empty] | 42720 |  |  | No |  | 4 | 18400 | 115 | 160 | 8.75 | 0.95 | 5000 | 70
PNS6C2HF | Etlin-Daniels | ETLIN-DANIELS | HBRA-160340-CW-X | Indoor Luminaires | High-Bay | High-Bay Luminaires for Commercial and Industrial Buildings | Premium | FALSE | [9 empty] | 42720 |  |  | No |  | 3.1 | 19680 | 123 | 160 | 7.57 | 0.95 | 4000 | 70
P1HRANYU | Ledsion Lighting Technology Co.Ltd | LEDSION | LS-HHBNF-HV150W-40K | Indoor Luminaires | High-Bay | High-Bay Luminaires for Commercial and Industrial Buildings | Standard | TRUE | 18227 | 124.08 | 146.9 | 13.27 | 0.9043 | 3913 | 71.5 | 5 | 50000 | 42720 |  |  | No |  | 4 | 17943 | 122.56 | 146.4 | 13.79 | 0.9033 | 4000 | 71.5
PXRHGYFB | Ledsion Lighting Technology Co.Ltd | LEDSION | LS-HHBNF-HV150W-50K | Indoor Luminaires | High-Bay | High-Bay Luminaires for Commercial and Industrial Buildings | Standard | FALSE | [9 empty] | 42720 |  |  | No |  | 4 | 18664.44 | 127.05 | 146.9 | 13.27 | 0.9043 | 5000 | 71.5
P6FC8J22 | Ledsion Lighting Technology Co.Ltd | LEDSION | LS-HHBNF-HV200W-50K | Indoor Luminaires | High-Bay | High-Bay Luminaires for Commercial and Industrial Buildings | Standard | FALSE | [9 empty] | 42720 |  |  | No |  | 4 | 25238.67 | 126.19 | 200 | 13.29 | 0.9044 | 5000 | 70
P7YP9ATS | Shenzhen City Huaguan Optoelectronic Technology Co.Ltd | HG | HG-HL-100W-R(5000K) | Indoor Luminaires | High-Bay | High-Bay Luminaires for Commercial and Industrial Buildings | Premium | TRUE | 13848 | 139.32 | 99.4 | 10.53 | 0.9587 | 4969 | 82.2 | 5 | 50000 | 42720 | Dimmable | Continuous Below 10 | No |  | 4.1 | 13848 | 139.32 | 99.4 | 10.53 | 0.96 | 5000 | 82.2
PCW9VCYV | Shenzhen Vanplex Optoelectronics Co. Ltd | VANPLEX | VPL-HBU-150WAN-30K | Indoor Luminaires | High-Bay | High-Bay Luminaires for Commercial and Industrial Buildings | Standard | TRUE | 21098 | 141.31 | 149.3 | 5.61 | 0.9256 | 3022 | 74 | 5 | 50000 | 42720 | Not Dimmable | Not Dimmable | No |  | 4.1 | 21098 | 141.31 | 149.3 | 5.61 | 0.93 | 3000 | 74
PQR8A8GC | Shenzhen Vanplex Optoelectronics Co. Ltd | VANPLEX | VPL-HBL-150WAN-[Blank HV]-30K | Indoor Luminaires | High-Bay | High-Bay Luminaires for Commercial and Industrial Buildings | Standard | TRUE | 20543 | 133.05 | 154.4 | 6.62 | 0.9214 | 2950 | 73.4 | 5 | 50000 | 42720 | Not Dimmable | Not Dimmable | No |  | 4.1 | 20543 | 133.05 | 154.4 | 6.62 | 0.92 | 3000 | 73.4
P2C7URFC | Shenzhen City Huaguan Optoelectronic Technology Co.Ltd | HG | HG-HL-200W-R(5000K) | Indoor Luminaires | High-Bay | High-Bay Luminaires for Commercial and Industrial Buildings | Premium | TRUE | 26314 | 128.86 | 204.2 | 11.26 | 0.9124 | 4996 | 83.2 | 5 | 50000 | 42720 | Dimmable | Continuous Below 10 | No |  | 4.1 | 26314 | 128.86 | 204.2 | 11.26 | 0.91 | 5000 | 83.2
P29Y8H8T | Shenzhen Vanplex Optoelectronics Co. Ltd | VANPLEX | VPL-HBL-150WAN-[Blank HV]-57K | Indoor Luminaires | High-Bay | High-Bay Luminaires for Commercial and Industrial Buildings | Standard | FALSE | [9 empty] | 42720 | Not Dimmable | Not Dimmable | No |  | 4.1 | 20962 | 136.83 | 153.2 | 8.01 | 0.92 | 5700 | 76.3
PV55HJXV | Shenzhen Vanplex Optoelectronics Co. Ltd | VANPLEX | VPL-HBU-150WAN-57K | Indoor Luminaires | High-Bay | High-Bay Luminaires for Commercial and Industrial Buildings | Standard | FALSE | [9 empty] | 42720 | Not Dimmable | Not Dimmable | No |  | 4.1 | 22070 | 145.77 | 151.4 | 8.11 | 0.92 | 5700 | 71.5
PFGZDUD7 | Shenzhen Vanplex Optoelectronics Co. Ltd | VANPLEX | VPL-HBL-150WAD-[Blank HV]-57K | Indoor Luminaires | High-Bay | High-Bay Luminaires for Commercial and Industrial Buildings | Standard | FALSE | [9 empty] | 42720 | Dimmable | Continuous Below 10 | No |  | 4.1 | 20962 | 136.83 | 153.2 | 8.01 | 0.92 | 5700 | 76.3
PJPXYR52 | Shenzhen Vanplex Optoelectronics Co. Ltd | VANPLEX | VPL-HBU-150WAD-57K | Indoor Luminaires | High-Bay | High-Bay Luminaires for Commercial and Industrial Buildings | Standard | FALSE | [9 empty] | 42720 | Dimmable | Continuous Below 10 | No |  | 4.1 | 22070 | 145.77 | 151.4 | 8.11 | 0.92 | 5700 | 71.5
PY9TDC8Z | Shenzhen Vanplex Optoelectronics Co. Ltd | VANPLEX | VPL-HBL-150WAN-[Blank HV]-50K | Indoor Luminaires | High-Bay | High-Bay Luminaires for Commercial and Industrial Buildings | Standard | FALSE | [9 empty] | 42720 | Not Dimmable | Not Dimmable | No |  | 4.1 | 20962 | 136.83 | 153.2 | 8.01 | 0.92 | 5000 | 76.3
PG6TVBSS | Shenzhen Vanplex Optoelectronics Co. Ltd | VANPLEX | VPL-HBU-150WAN-50K | Indoor Luminaires | High-Bay | High-Bay Luminaires for Commercial and Industrial Buildings | Standard | FALSE | [9 empty] | 42720 | Not Dimmable | Not Dimmable | No |  | 4.1 | 21342 | 142.66 | 149.6 | 6.12 | 0.92 | 5000 | 71.8
P7A6KJ8J | Shenzhen Vanplex Optoelectronics Co. Ltd | VANPLEX | VPL-HBL-150WAD-[Blank HV]-50K | Indoor Luminaires | High-Bay | High-Bay Luminaires for Commercial and Industrial Buildings | Standard | FALSE | [9 empty] | 42720 | Dimmable | Continuous Below 10 | No |  | 4.1 | 20962 | 136.83 | 153.2 | 8.01 | 0.92 | 5000 | 76.3
PGCN4BZX | Shenzhen Vanplex Optoelectronics Co. Ltd | VANPLEX | VPL-HBU-150WAD-50K | Indoor Luminaires | High-Bay | High-Bay Luminaires for Commercial and Industrial Buildings | Standard | FALSE | [9 empty] | 42720 | Dimmable | Continuous Below 10 | No |  | 4.1 | 21342 | 142.66 | 149.6 | 6.12 | 0.92 | 5000 | 71.8
PCWFDZUY | Shenzhen Vanplex Optoelectronics Co. Ltd | VANPLEX | VPL-HBL-150WAN-[Blank HV]-45K | Indoor Luminaires | High-Bay | High-Bay Luminaires for Commercial and Industrial Buildings | Standard | FALSE | [9 empty] | 42720 | Not Dimmable | Not Dimmable | No |  | 4.1 | 20738 | 133.97 | 154.8 | 6.98 | 0.92 | 4500 | 74.2
PGZYXZWS | Shenzhen Vanplex Optoelectronics Co. Ltd | VANPLEX | VPL-HBU-150WAN-45K | Indoor Luminaires | High-Bay | High-Bay Luminaires for Commercial and Industrial Buildings | Standard | FALSE | [9 empty] | 42720 | Not Dimmable | Not Dimmable | No |  | 4.1 | 21342 | 142.66 | 149.6 | 6.12 | 0.92 | 4500 | 71.8
PH7J6P8B | Shenzhen Vanplex Optoelectronics Co. Ltd | VANPLEX | VPL-HBL-150WAD-[Blank HV]-45K | Indoor Luminaires | High-Bay | High-Bay Luminaires for Commercial and Industrial Buildings | Standard | FALSE | [9 empty] | 42720 | Dimmable | Continuous Below 10 | No |  | 4.1 | 20738 | 133.97 | 154.8 | 6.98 | 0.92 | 4500 | 74.2
PHWZJA6S | Shenzhen Vanplex Optoelectronics Co. Ltd | VANPLEX | VPL-HBU-150WAD-45K | Indoor Luminaires | High-Bay | High-Bay Luminaires for Commercial and Industrial Buildings | Standard | FALSE | [9 empty] | 42720 | Dimmable | Continuous Below 10 | No |  | 4.1 | 21342 | 142.66 | 149.6 | 6.12 | 0.92 | 4500 | 71.8
P46Z4UGR | Shenzhen Vanplex Optoelectronics Co. Ltd | VANPLEX | VPL-HBL-150WAN-[Blank HV]-40K | Indoor Luminaires | High-Bay | High-Bay Luminaires for Commercial and Industrial Buildings | Standard | FALSE | [9 empty] | 42720 | Not Dimmable | Not Dimmable | No |  | 4.1 | 20738 | 133.97 | 154.8 | 6.98 | 0.92 | 4000 | 74.2
PCB8WDZJ | Shenzhen Vanplex Optoelectronics Co. Ltd | VANPLEX | VPL-HBU-150WAN-40K | Indoor Luminaires | High-Bay | High-Bay Luminaires for Commercial and Industrial Buildings | Standard | FALSE | [9 empty] | 42720 | Not Dimmable | Not Dimmable | No |  | 4.1 | 21342 | 142.66 | 149.6 | 6.12 | 0.92 | 4000 | 71.8
P427HYPG | Shenzhen Vanplex Optoelectronics Co. Ltd | VANPLEX | VPL-HBL-150WAD-[Blank HV]-40K | Indoor Luminaires | High-Bay | High-Bay Luminaires for Commercial and Industrial Buildings | Standard | FALSE | [9 empty] | 42720 | Dimmable | Continuous Below 10 | No |  | 4.1 | 20738 | 133.97 | 154.8 | 6.98 | 0.92 | 4000 | 74.2
P6K7PBC9 | Shenzhen Vanplex Optoelectronics Co. Ltd | VANPLEX | VPL-HBU-150WAD-40K | Indoor Luminaires | High-Bay | High-Bay Luminaires for Commercial and Industrial Buildings | Standard | FALSE | [9 empty] | 42720 | Dimmable | Continuous Below 10 | No |  | 4.1 | 21342 | 142.66 | 149.6 | 6.12 | 0.92 | 4000 | 71.8
PGEDKKTN | Shenzhen Vanplex Optoelectronics Co. Ltd | VANPLEX | VPL-HBU-150WAN-35K | Indoor Luminaires | High-Bay | High-Bay Luminaires for Commercial and Industrial Buildings | Standard | FALSE | [9 empty] | 42720 | Not Dimmable | Not Dimmable | No |  | 4.1 | 21098 | 141.31 | 149.3 | 5.61 | 0.93 | 3500 | 74
P6HQP9MX | Shenzhen Vanplex Optoelectronics Co. Ltd | VANPLEX | VPL-HBL-150WAN-[Blank HV]-35K | Indoor Luminaires | High-Bay | High-Bay Luminaires for Commercial and Industrial Buildings | Standard | FALSE | [9 empty] | 42720 | Not Dimmable | Not Dimmable | No |  | 4.1 | 20543 | 133.05 | 154.4 | 6.62 | 0.92 | 3500 | 73.4
PRJRPF96 | Shenzhen Vanplex Optoelectronics Co. Ltd | VANPLEX | VPL-HBU-150WAD-35K | Indoor Luminaires | High-Bay | High-Bay Luminaires for Commercial and Industrial Buildings | Standard | FALSE | [9 empty] | 42720 | Dimmable | Continuous Below 10 | No |  | 4.1 | 21098 | 141.31 | 149.3 | 5.61 | 0.93 | 3500 | 74
P2J86HTN | Shenzhen Vanplex Optoelectronics Co. Ltd | VANPLEX | VPL-HBL-150WAD-[Blank HV]-35K | Indoor Luminaires | High-Bay | High-Bay Luminaires for Commercial and Industrial Buildings | Standard | FALSE | [9 empty] | 42720 | Dimmable | Continuous Below 10 | No |  | 4.1 | 20543 | 133.05 | 154.4 | 6.62 | 0.92 | 3500 | 73.4
PURKABFX | Shenzhen Vanplex Optoelectronics Co. Ltd | VANPLEX | VPL-HBU-150WAD-30K | Indoor Luminaires | High-Bay | High-Bay Luminaires for Commercial and Industrial Buildings | Standard | FALSE | [9 empty] | 42720 | Dimmable | Continuous Below 10 | No |  | 4.1 | 21098 | 141.31 | 149.3 | 5.61 | 0.93 | 3000 | 74
P3R9PV9V | Shenzhen Vanplex Optoelectronics Co. Ltd | VANPLEX | VPL-HBL-150WAD-[Blank HV]-30K | Indoor Luminaires | High-Bay | High-Bay Luminaires for Commercial and Industrial Buildings | Standard | FALSE | [9 empty] | 42720 | Dimmable | Continuous Below 10 | No |  | 4.1 | 20543 | 133.05 | 154.4 | 6.62 | 0.92 | 3000 | 73.4
P7S4CRYE | Sky Lite Inc | ?Sky Lite | SKY-HB-16-150-5 | Indoor Luminaires | High-Bay | High-Bay Luminaires for Commercial and Industrial Buildings | Standard | TRUE | 18522 | 123.98 | 149.4 | 17.98 | 0.935 | 5132 | 81.6 | 5 |  | 42720 | Not Dimmable | Not Dimmable | No |  | 3 | 18522 | 123.98 | 149.4 | 17.98 | 0.935 | 5132 | 81.6
P24N7D8J | Sky Lite Inc | ?Sky Lite | SKY-HB-16-100-4 | Indoor Luminaires | High-Bay | High-Bay Luminaires for Commercial and Industrial Buildings | Premium | TRUE | 12469 | 128.56 | 96.99 | 13.24 | 0.9211 | 3928 | 70.7 | 5 |  | 42720 | Not Dimmable | Not Dimmable | No |  | 3.1 | 12469 | 128.56 | 96.99 | 13.24 | 0.9211 | 4000 | 70.7
PNYSDZ14 | Sky Lite Inc | ?Sky Lite | SKY-HB-16-100-5 | Indoor Luminaires | High-Bay | High-Bay Luminaires for Commercial and Industrial Buildings | Premium | FALSE | [9 empty] | 42720 | Not Dimmable | Not Dimmable | No |  | 3.1 | 12469 | 128.56 | 96.99 | 13.24 | 0.9211 | 5000 | 70.7
PM4N82CS | Acuity Brands Lighting | Lithonia I-Beam IBG LED | IBG 4' 48000LM SE GD ACL [All Voltages] 50K 90CRI [All Options] | Indoor Luminaires | High-Bay | High-Bay Luminaires for Commercial and Industrial Buildings | Premium | FALSE | [9 empty] | 42720 | Dimmable | Continuous Below 10 | Yes |  | 3.1 | 40221.69 | 134.7 | 298.6 | 20 | 0.9 | 50 | 90
P4YCCPSY | Shenzhen FYT LED Co. Ltd | FYT LED | T52-60W12 | Indoor Luminaires | High-Bay | Low-Bay Luminaires for Commercial and Industrial Buildings | Premium | TRUE | 7696.49 | 130.36 | 59.04 | 17.7 | 0.923 | 4944 | 84 | 5 | 50000 | 42720 | Not Dimmable | Not Dimmable | No |  | 4 | 7737.9 | 130.8 | 59.1 | 17.7 | 0.92 | 4944 | 84
PCRF39XR | Topaz Lighting Corp. | Topaz | F-LHB160/50K/UNV-67 | Indoor Luminaires | High-Bay | High-Bay Luminaires for Commercial and Industrial Buildings | Standard | TRUE | 20609.98 | 128 | 161.58 | 15 | 0.92 | 4889 | 82 | 5 | 50000 | 42720 | Dimmable | Continuous Below 10 | Yes |  | 4 | 20609.98 | 128 | 161.58 | 7 | 0.99 | 4889 | 82
PY5GXJ2W | ESL Vision | Ti High Bay Series | ESL-TIHO-HB4-P-120W-F50 | Indoor Luminaires | High-Bay | High-Bay Luminaires for Commercial and Industrial Buildings | Standard | FALSE | [9 empty] | 42719 | Not Dimmable | Not Dimmable | No |  | 4.1 | 16020 | 129.927 | 123.3 | 8.6 | 0.995 | 5000 | 83.3
PZKVD3J3 | ESL Vision | Ti High Bay Series | ESL-TIHO-HB6-P-180W-F50 | Indoor Luminaires | High-Bay | High-Bay Luminaires for Commercial and Industrial Buildings | Standard | FALSE | [9 empty] | 42719 | Not Dimmable | Not Dimmable | No |  | 4.1 | 24010 | 127.17 | 188.8 | 8.94 | 0.995 | 5000 | 83.1
PYBYTGB4 | ESL Vision | Ti High Bay Series | ESL-TIHO-HB4-P-120W-F40 | Indoor Luminaires | High-Bay | High-Bay Luminaires for Commercial and Industrial Buildings | Standard | FALSE | [9 empty] | 42719 | Not Dimmable | Not Dimmable | No |  | 4.1 | 15336.667 | 126.3317 | 121.4 | 8.71 | 0.995 | 4000 | 81
PUVUB48K | Shenzhen Vanplex Optoelectronics Co. Ltd | VANPLEX | VPL-HBU-150WAN-HV-30K | Indoor Luminaires | High-Bay | High-Bay Luminaires for Commercial and Industrial Buildings | Standard | TRUE | 22346 | 147.221 | 151.8 | 8.89 | 0.9619 | 3033 | 74.1 | 5 | 50000 | 42719 | Not Dimmable | Not Dimmable | No |  | 4.1 | 22346 | 147.21 | 151.8 | 8.89 | 0.96 | 3000 | 74.1
PWAYZ36R | Shenzhen Vanplex Optoelectronics Co. Ltd | VANPLEX | VPL-HBU-100WAN-HV-30K | Indoor Luminaires | High-Bay | High-Bay Luminaires for Commercial and Industrial Buildings | Standard | TRUE | 14164 | 142.45 | 99.86 | 13.12 | 0.9618 | 2947 | 73.3 | 5 | 50000 | 42719 | Not Dimmable | Not Dimmable | No |  | 4.1 | 14270 | 142.9 | 99.86 | 13.12 | 0.96 | 3000 | 73.3
PJC22HNJ | Shenzhen Vanplex Optoelectronics Co. Ltd | VANPLEX | VPL-HBU-120WAN-HV-30K | Indoor Luminaires | High-Bay | High-Bay Luminaires for Commercial and Industrial Buildings | Standard | TRUE | 17390 | 144.92 | 120 | 10.31 | 0.9386 | 2944 | 73.3 | 5 | 50000 | 42719 | Not Dimmable | Not Dimmable | No |  | 4.1 | 17390 | 144.92 | 120 | 10.31 | 0.94 | 3000 | 73.3
P9FTC7ZQ | Shenzhen Vanplex Optoelectronics Co. Ltd | VANPLEX | VPL-HBU-80WAN-30K | Indoor Luminaires | High-Bay | High-Bay Luminaires for Commercial and Industrial Buildings | Standard | TRUE | 11375 | 140.62 | 80.89 | 10.86 | 0.9177 | 2946 | 73.3 | 5 | 50000 | 42719 | Not Dimmable | Not Dimmable | No |  | 4.1 | 11375 | 140.62 | 80.89 | 10.86 | 0.92 | 3000 | 73.3
PK8832Q6 | Shenzhen Vanplex Optoelectronics Co. Ltd | VANPLEX | VPL-HBU-120WAN-30K | Indoor Luminaires | High-Bay | High-Bay Luminaires for Commercial and Industrial Buildings | Standard | TRUE | 17028 | 141.9 | 120 | 6.84 | 0.9105 | 2995 | 73.8 | 5 | 50000 | 42719 | Not Dimmable | Not Dimmable | No |  | 4.1 | 17028 | 141.9 | 120 | 6.84 | 0.91 | 3000 | 73.8
P8APNNWG | Shenzhen Vanplex Optoelectronics Co. Ltd | VANPLEX | VPL-HBU-100WAN-30K | Indoor Luminaires | High-Bay | High-Bay Luminaires for Commercial and Industrial Buildings | Standard | TRUE | 13844 | 140.88 | 98.27 | 8.15 | 0.9036 | 2989 | 73.8 | 5 | 50000 | 42719 | Not Dimmable | Not Dimmable | No |  | 4.1 | 13844 | 140.88 | 98.27 | 8.15 | 0.9 | 3000 | 73.8
PPSMYM5V | Shenzhen Vanplex Optoelectronics Co. Ltd | VANPLEX | VPL-HBU-120WAN-HV-57K | Indoor Luminaires | High-Bay | High-Bay Luminaires for Commercial and Industrial Buildings | Standard | FALSE | [9 empty] | 42719 | Not Dimmable | Not Dimmable | No |  | 4.1 | 17912 | 148.28 | 120.8 | 11.05 | 0.93 | 5700 | 72.2
PJC86XE1 | Shenzhen Vanplex Optoelectronics Co. Ltd | VANPLEX | VPL-HBU-100WAN-HV-57K | Indoor Luminaires | High-Bay | High-Bay Luminaires for Commercial and Industrial Buildings | Standard | FALSE | [9 empty] | 42719 | Not Dimmable | Not Dimmable | No |  | 4.1 | 14811 | 147.52 | 100.4 | 13.52 | 0.96 | 5700 | 72.1
PPQ5VZ8Y | Shenzhen Vanplex Optoelectronics Co. Ltd | VANPLEX | VPL-HBU-80WAN-57K | Indoor Luminaires | High-Bay | High-Bay Luminaires for Commercial and Industrial Buildings | Standard | FALSE | [9 empty] | 42719 | Not Dimmable | Not Dimmable | No |  | 4.1 | 11769 | 145.41 | 80.94 | 12.37 | 0.92 | 5700 | 72
PPAVAD1A | Shenzhen Vanplex Optoelectronics Co. Ltd | VANPLEX | VPL-HBU-100WAN-57K | Indoor Luminaires | High-Bay | High-Bay Luminaires for Commercial and Industrial Buildings | Standard | FALSE | [9 empty] | 42719 | Not Dimmable | Not Dimmable | No |  | 4.1 | 14229 | 145.19 | 98 | 8.91 | 0.9 | 5700 | 71.9
P3NUZYXB | Shenzhen Vanplex Optoelectronics Co. Ltd | VANPLEX | VPL-HBU-120WAN-57K | Indoor Luminaires | High-Bay | High-Bay Luminaires for Commercial and Industrial Buildings | Standard | FALSE | [9 empty] | 42719 | Not Dimmable | Not Dimmable | No |  | 4.1 | 17513 | 146.43 | 119.6 | 7.56 | 0.91 | 5700 | 71.9
P9F1VE6P | Shenzhen Vanplex Optoelectronics Co. Ltd | VANPLEX | VPL-HBU-150WAN-HV-57K | Indoor Luminaires | High-Bay | High-Bay Luminaires for Commercial and Industrial Buildings | Standard | FALSE | [9 empty] | 42719 | Not Dimmable | Not Dimmable | No |  | 4.1 | 23060 | 150.82 | 152.9 | 9.75 | 0.96 | 5700 | 71.7
PTGQWYU2 | Shenzhen Vanplex Optoelectronics Co. Ltd | VANPLEX | VPL-HBU-120WAD-HV-57K | Indoor Luminaires | High-Bay | High-Bay Luminaires for Commercial and Industrial Buildings | Standard | FALSE | [9 empty] | 42719 | Dimmable | Continuous Below 10 | No |  | 4.1 | 17912 | 148.28 | 120.8 | 11.05 | 0.93 | 5700 | 72.2
PAYBVBGR | Shenzhen Vanplex Optoelectronics Co. Ltd | VANPLEX | VPL-HBU-100WAD-HV-57K | Indoor Luminaires | High-Bay | High-Bay Luminaires for Commercial and Industrial Buildings | Standard | FALSE | [9 empty] | 42719 | Dimmable | Continuous Below 10 | No |  | 4.1 | 14811 | 147.52 | 100.4 | 13.52 | 0.96 | 5700 | 72.1
PB9BHBQ1 | Shenzhen Vanplex Optoelectronics Co. Ltd | VANPLEX | VPL-HBU-80WAD-57K | Indoor Luminaires | High-Bay | High-Bay Luminaires for Commercial and Industrial Buildings | Standard | FALSE | [9 empty] | 42719 | Dimmable | Continuous Below 10 | No |  | 4.1 | 11769 | 145.41 | 80.94 | 12.37 | 0.92 | 5700 | 72
PFPVTFF3 | Shenzhen Vanplex Optoelectronics Co. Ltd | VANPLEX | VPL-HBU-100WAD-57K | Indoor Luminaires | High-Bay | High-Bay Luminaires for Commercial and Industrial Buildings | Standard | FALSE | [9 empty] | 42719 | Dimmable | Continuous Below 10 | No |  | 4.1 | 14229 | 145.19 | 98 | 8.91 | 0.9 | 5700 | 71.9
PX9V83R3 | Shenzhen Vanplex Optoelectronics Co. Ltd | VANPLEX | VPL-HBU-120WAD-57K | Indoor Luminaires | High-Bay | High-Bay Luminaires for Commercial and Industrial Buildings | Standard | FALSE | [9 empty] | 42719 | Dimmable | Continuous Below 10 | No |  | 4.1 | 17513 | 146.43 | 119.6 | 7.56 | 0.91 | 5700 | 71.9
P3S3QNYY | Shenzhen Vanplex Optoelectronics Co. Ltd | VANPLEX | VPL-HBU-150WAD-HV-57K | Indoor Luminaires | High-Bay | High-Bay Luminaires for Commercial and Industrial Buildings | Standard | FALSE | [9 empty] | 42719 | Dimmable | Continuous Below 10 | No |  | 4.1 | 23060 | 150.82 | 152.9 | 9.75 | 0.96 | 5700 | 71.7
PEUS8B8W | Shenzhen Vanplex Optoelectronics Co. Ltd | VANPLEX | VPL-HBU-150WAN-HV-50K | Indoor Luminaires | High-Bay | High-Bay Luminaires for Commercial and Industrial Buildings | Standard | FALSE | [9 empty] | 42719 | Not Dimmable | Not Dimmable | No |  | 4.1 | 22595 | 148.36 | 152.3 | 9.4 | 0.96 | 5000 | 72.4
PAGSQT3M | Shenzhen Vanplex Optoelectronics Co. Ltd | VANPLEX | VPL-HBU-80WAN-50K | Indoor Luminaires | High-Bay | High-Bay Luminaires for Commercial and Industrial Buildings | Standard | FALSE | [9 empty] | 42719 | Not Dimmable | Not Dimmable | No |  | 4.1 | 11532 | 142.04 | 81.19 | 11.22 | 0.92 | 5000 | 72.1
PZ59SK51 | Shenzhen Vanplex Optoelectronics Co. Ltd | VANPLEX | VPL-HBU-100WAN-HV-50K | Indoor Luminaires | High-Bay | High-Bay Luminaires for Commercial and Industrial Buildings | Standard | FALSE | [9 empty] | 42719 | Not Dimmable | Not Dimmable | No |  | 4.1 | 14474 | 144.6 | 100.1 | 13.27 | 0.96 | 5000 | 72
PM26R4B4 | Shenzhen Vanplex Optoelectronics Co. Ltd | VANPLEX | VPL-HBU-100WAN-50K | Indoor Luminaires | High-Bay | High-Bay Luminaires for Commercial and Industrial Buildings | Standard | FALSE | [9 empty] | 42719 | Not Dimmable | Not Dimmable | No |  | 4.1 | 14025 | 142.13 | 98.68 | 8.35 | 0.9 | 5000 | 72
PHA5HV7T | Shenzhen Vanplex Optoelectronics Co. Ltd | VANPLEX | VPL-HBU-120WAN-50K | Indoor Luminaires | High-Bay | High-Bay Luminaires for Commercial and Industrial Buildings | Standard | FALSE | [9 empty] | 42719 | Not Dimmable | Not Dimmable | No |  | 4.1 | 17280 | 143.52 | 120.4 | 7.2 | 0.91 | 5000 | 72
PJWF2DQW | Shenzhen Vanplex Optoelectronics Co. Ltd | VANPLEX | VPL-HBU-120WAN-HV-50K | Indoor Luminaires | High-Bay | High-Bay Luminaires for Commercial and Industrial Buildings | Standard | FALSE | [9 empty] | 42719 | Not Dimmable | Not Dimmable | No |  | 4.1 | 17638 | 146.37 | 120.5 | 10.77 | 0.94 | 5000 | 71.9
PSEDJYTM | Shenzhen Vanplex Optoelectronics Co. Ltd | VANPLEX | VPL-HBU-150WAD-HV-50K | Indoor Luminaires | High-Bay | High-Bay Luminaires for Commercial and Industrial Buildings | Standard | FALSE | [9 empty] | 42719 | Dimmable | Continuous Below 10 | No |  | 4.1 | 22595 | 148.36 | 152.3 | 9.4 | 0.96 | 5000 | 72.4
P8XEHJTB | Shenzhen Vanplex Optoelectronics Co. Ltd | VANPLEX | VPL-HBU-80WAD-50K | Indoor Luminaires | High-Bay | High-Bay Luminaires for Commercial and Industrial Buildings | Standard | FALSE | [9 empty] | 42719 | Dimmable | Continuous Below 10 | No |  | 4.1 | 11532 | 142.04 | 81.19 | 11.22 | 0.92 | 5000 | 72.1
PC23V3DC | Shenzhen Vanplex Optoelectronics Co. Ltd | VANPLEX | VPL-HBU-100WAD-HV-50K | Indoor Luminaires | High-Bay | High-Bay Luminaires for Commercial and Industrial Buildings | Standard | FALSE | [9 empty] | 42719 | Dimmable | Continuous Below 10 | No |  | 4.1 | 14474 | 144.6 | 100.1 | 13.27 | 0.96 | 5000 | 72
PYXZ2YTT | Shenzhen Vanplex Optoelectronics Co. Ltd | VANPLEX | VPL-HBU-100WAD-50K | Indoor Luminaires | High-Bay | High-Bay Luminaires for Commercial and Industrial Buildings | Standard | FALSE | [9 empty] | 42719 | Dimmable | Continuous Below 10 | No |  | 4.1 | 14025 | 142.13 | 98.68 | 8.35 | 0.9 | 5000 | 72
PZT7GH87 | Shenzhen Vanplex Optoelectronics Co. Ltd | VANPLEX | VPL-HBU-120WAD-50K | Indoor Luminaires | High-Bay | High-Bay Luminaires for Commercial and Industrial Buildings | Standard | FALSE | [9 empty] | 42719 | Dimmable | Continuous Below 10 | No |  | 4.1 | 17280 | 143.52 | 120.4 | 7.2 | 0.91 | 5000 | 72
P9XCC4ED | Shenzhen Vanplex Optoelectronics Co. Ltd | VANPLEX | VPL-HBU-120WAD-HV-50K | Indoor Luminaires | High-Bay | High-Bay Luminaires for Commercial and Industrial Buildings | Standard | FALSE | [9 empty] | 42719 | Dimmable | Continuous Below 10 | No |  | 4.1 | 17638 | 146.37 | 120.5 | 10.77 | 0.94 | 5000 | 71.9
PNS4GUMB | Shenzhen Vanplex Optoelectronics Co. Ltd | VANPLEX | VPL-HBU-150WAN-HV-45K | Indoor Luminaires | High-Bay | High-Bay Luminaires for Commercial and Industrial Buildings | Standard | FALSE | [9 empty] | 42719 | Not Dimmable | Not Dimmable | No |  | 4.1 | 22595 | 148.36 | 152.3 | 9.4 | 0.96 | 4500 | 72.4
PD9PQ494 | Shenzhen Vanplex Optoelectronics Co. Ltd | VANPLEX | VPL-HBU-80WAN-45K | Indoor Luminaires | High-Bay | High-Bay Luminaires for Commercial and Industrial Buildings | Standard | FALSE | [9 empty] | 42719 | Not Dimmable | Not Dimmable | No |  | 4.1 | 11532 | 142.04 | 81.19 | 11.22 | 0.92 | 4500 | 72.1
PUFAR1Q1 | Shenzhen Vanplex Optoelectronics Co. Ltd | VANPLEX | VPL-HBU-100WAN-HV-45K | Indoor Luminaires | High-Bay | High-Bay Luminaires for Commercial and Industrial Buildings | Standard | FALSE | [9 empty] | 42719 | Not Dimmable | Not Dimmable | No |  | 4.1 | 14474 | 144.6 | 100.1 | 13.27 | 0.96 | 4500 | 72
PACK767Z | Shenzhen Vanplex Optoelectronics Co. Ltd | VANPLEX | VPL-HBU-100WAN-45K | Indoor Luminaires | High-Bay | High-Bay Luminaires for Commercial and Industrial Buildings | Standard | FALSE | [9 empty] | 42719 | Not Dimmable | Not Dimmable | No |  | 4.1 | 14025 | 142.13 | 98.68 | 8.35 | 0.9 | 4500 | 72
PEQZWX6K | Shenzhen Vanplex Optoelectronics Co. Ltd | VANPLEX | VPL-HBU-120WAN-45K | Indoor Luminaires | High-Bay | High-Bay Luminaires for Commercial and Industrial Buildings | Standard | FALSE | [9 empty] | 42719 | Not Dimmable | Not Dimmable | No |  | 4.1 | 17280 | 143.52 | 120.4 | 7.2 | 0.91 | 4500 | 72
PH5JV1J6 | Shenzhen Vanplex Optoelectronics Co. Ltd | VANPLEX | VPL-HBU-120WAN-HV-45K | Indoor Luminaires | High-Bay | High-Bay Luminaires for Commercial and Industrial Buildings | Standard | FALSE | [9 empty] | 42719 | Not Dimmable | Not Dimmable | No |  | 4.1 | 17638 | 146.37 | 120.5 | 10.77 | 0.94 | 4500 | 71.9
P42KMSDT | Shenzhen Vanplex Optoelectronics Co. Ltd | VANPLEX | VPL-HBU-150WAD-HV-45K | Indoor Luminaires | High-Bay | High-Bay Luminaires for Commercial and Industrial Buildings | Standard | FALSE | [9 empty] | 42719 | Dimmable | Continuous Below 10 | No |  | 4.1 | 22595 | 148.36 | 152.3 | 9.4 | 0.96 | 4500 | 72.4
PTN17Z3G | Shenzhen Vanplex Optoelectronics Co. Ltd | VANPLEX | VPL-HBU-80WAD-45K | Indoor Luminaires | High-Bay | High-Bay Luminaires for Commercial and Industrial Buildings | Standard | FALSE | [9 empty] | 42719 | Dimmable | Continuous Below 10 | No |  | 4.1 | 11532 | 142.04 | 81.19 | 11.22 | 0.92 | 4500 | 72.1
PMV87SQN | Shenzhen Vanplex Optoelectronics Co. Ltd | VANPLEX | VPL-HBU-100WAD-HV-45K | Indoor Luminaires | High-Bay | High-Bay Luminaires for Commercial and Industrial Buildings | Standard | FALSE | [9 empty] | 42719 | Dimmable | Continuous Below 10 | No |  | 4.1 | 14474 | 144.6 | 100.1 | 13.27 | 0.96 | 4500 | 72
PNK1XZTV | Shenzhen Vanplex Optoelectronics Co. Ltd | VANPLEX | VPL-HBU-100WAD-45K | Indoor Luminaires | High-Bay | High-Bay Luminaires for Commercial and Industrial Buildings | Standard | FALSE | [9 empty] | 42719 | Dimmable | Continuous Below 10 | No |  | 4.1 | 14025 | 142.13 | 98.68 | 8.35 | 0.9 | 4500 | 72
P6RJC7ZE | Shenzhen Vanplex Optoelectronics Co. Ltd | VANPLEX | VPL-HBU-120WAD-45K | Indoor Luminaires | High-Bay | High-Bay Luminaires for Commercial and Industrial Buildings | Standard | FALSE | [9 empty] | 42719 | Dimmable | Continuous Below 10 | No |  | 4.1 | 17280 | 143.52 | 120.4 | 7.2 | 0.91 | 4500 | 72
P2PP8PZ7 | Shenzhen Vanplex Optoelectronics Co. Ltd | VANPLEX | VPL-HBU-120WAD-HV-45K | Indoor Luminaires | High-Bay | High-Bay Luminaires for Commercial and Industrial Buildings | Standard | FALSE | [9 empty] | 42719 | Dimmable | Continuous Below 10 | No |  | 4.1 | 17638 | 146.37 | 120.5 | 10.77 | 0.94 | 4500 | 71.9
PSX5YPV7 | Shenzhen Vanplex Optoelectronics Co. Ltd | VANPLEX | VPL-HBU-150WAN-HV-40K | Indoor Luminaires | High-Bay | High-Bay Luminaires for Commercial and Industrial Buildings | Standard | FALSE | [9 empty] | 42719 | Not Dimmable | Not Dimmable | No |  | 4.1 | 22595 | 148.36 | 152.3 | 9.4 | 0.96 | 4000 | 72.4
PVPSZ8GF | Shenzhen Vanplex Optoelectronics Co. Ltd | VANPLEX | VPL-HBU-80WAN-40K | Indoor Luminaires | High-Bay | High-Bay Luminaires for Commercial and Industrial Buildings | Standard | FALSE | [9 empty] | 42719 | Not Dimmable | Not Dimmable | No |  | 4.1 | 11532 | 142.04 | 81.19 | 11.22 | 0.92 | 4000 | 72.1
PWEZZG85 | Shenzhen Vanplex Optoelectronics Co. Ltd | VANPLEX | VPL-HBU-100WAN-HV-40K | Indoor Luminaires | High-Bay | High-Bay Luminaires for Commercial and Industrial Buildings | Standard | FALSE | [9 empty] | 42719 | Not Dimmable | Not Dimmable | No |  | 4.1 | 14474 | 144.6 | 100.1 | 13.27 | 0.96 | 4000 | 72
P8YH16QT | Shenzhen Vanplex Optoelectronics Co. Ltd | VANPLEX | VPL-HBU-100WAN-40K | Indoor Luminaires | High-Bay | High-Bay Luminaires for Commercial and Industrial Buildings | Standard | FALSE | [9 empty] | 42719 | Not Dimmable | Not Dimmable | No |  | 4.1 | 14025 | 142.13 | 98.68 | 8.35 | 0.9 | 4000 | 72
P8BBX659 | Shenzhen Vanplex Optoelectronics Co. Ltd | VANPLEX | VPL-HBU-120WAN-40K | Indoor Luminaires | High-Bay | High-Bay Luminaires for Commercial and Industrial Buildings | Standard | FALSE | [9 empty] | 42719 | Not Dimmable | Not Dimmable | No |  | 4.1 | 17280 | 143.52 | 120.4 | 7.2 | 0.91 | 4000 | 72
PMS82QZ1 | Shenzhen Vanplex Optoelectronics Co. Ltd | VANPLEX | VPL-HBU-120WAN-HV-40K | Indoor Luminaires | High-Bay | High-Bay Luminaires for Commercial and Industrial Buildings | Standard | FALSE | [9 empty] | 42719 | Not Dimmable | Not Dimmable | No |  | 4.1 | 17638 | 146.37 | 120.5 | 10.77 | 0.94 | 4000 | 71.9
PDZ4JWHV | Shenzhen Vanplex Optoelectronics Co. Ltd | VANPLEX | VPL-HBU-150WAD-HV-40K | Indoor Luminaires | High-Bay | High-Bay Luminaires for Commercial and Industrial Buildings | Standard | FALSE | [9 empty] | 42719 | Dimmable | Continuous Below 10 | No |  | 4.1 | 22595 | 148.36 | 152.3 | 9.4 | 0.96 | 4000 | 72.4
PFEYC1VQ | Shenzhen Vanplex Optoelectronics Co. Ltd | VANPLEX | VPL-HBU-80WAD-40K | Indoor Luminaires | High-Bay | High-Bay Luminaires for Commercial and Industrial Buildings | Standard | FALSE | [9 empty] | 42719 | Dimmable | Continuous Below 10 | No |  | 4.1 | 11532 | 142.04 | 81.19 | 11.22 | 0.92 | 4000 | 72.1
P5YHBSZH | Shenzhen Vanplex Optoelectronics Co. Ltd | VANPLEX | VPL-HBU-100WAD-HV-40K | Indoor Luminaires | High-Bay | High-Bay Luminaires for Commercial and Industrial Buildings | Standard | FALSE | [9 empty] | 42719 | Dimmable | Continuous Below 10 | No |  | 4.1 | 14474 | 144.6 | 100.1 | 13.27 | 0.96 | 4000 | 72
P7CQSYSY | Shenzhen Vanplex Optoelectronics Co. Ltd | VANPLEX | VPL-HBU-100WAD-40K | Indoor Luminaires | High-Bay | High-Bay Luminaires for Commercial and Industrial Buildings | Standard | FALSE | [9 empty] | 42719 | Dimmable | Continuous Below 10 | No |  | 4.1 | 14025 | 142.13 | 98.68 | 8.35 | 0.9 | 4000 | 72
PTHFEUVG | Shenzhen Vanplex Optoelectronics Co. Ltd | VANPLEX | VPL-HBU-120WAD-40K | Indoor Luminaires | High-Bay | High-Bay Luminaires for Commercial and Industrial Buildings | Standard | FALSE | [9 empty] | 42719 | Dimmable | Continuous Below 10 | No |  | 4.1 | 17280 | 143.52 | 120.4 | 7.2 | 0.91 | 4000 | 72
PGTGTDP4 | Shenzhen Vanplex Optoelectronics Co. Ltd | VANPLEX | VPL-HBU-120WAD-HV-40K | Indoor Luminaires | High-Bay | High-Bay Luminaires for Commercial and Industrial Buildings | Standard | FALSE | [9 empty] | 42719 | Dimmable | Continuous Below 10 | No |  | 4.1 | 17638 | 146.37 | 120.5 | 10.77 | 0.94 | 4000 | 71.9
PZNHHPQZ | Shenzhen Vanplex Optoelectronics Co. Ltd | VANPLEX | VPL-HBU-150WAN-HV-35K | Indoor Luminaires | High-Bay | High-Bay Luminaires for Commercial and Industrial Buildings | Standard | FALSE | [9 empty] | 42719 | Not Dimmable | Not Dimmable | No |  | 4.1 | 22346 | 147.21 | 151.8 | 8.89 | 0.96 | 3500 | 74.1
P9EFGS2N | Shenzhen Vanplex Optoelectronics Co. Ltd | VANPLEX | VPL-HBU-100WAN-35K | Indoor Luminaires | High-Bay | High-Bay Luminaires for Commercial and Industrial Buildings | Standard | FALSE | [9 empty] | 42719 | Not Dimmable | Not Dimmable | No |  | 4.1 | 13844 | 140.88 | 98.27 | 8.15 | 0.9 | 3500 | 73.8
PR7KTX4G | Shenzhen Vanplex Optoelectronics Co. Ltd | VANPLEX | VPL-HBU-120WAN-35K | Indoor Luminaires | High-Bay | High-Bay Luminaires for Commercial and Industrial Buildings | Standard | FALSE | [9 empty] | 42719 | Not Dimmable | Not Dimmable | No |  | 4.1 | 17028 | 141.9 | 120 | 6.84 | 0.91 | 3500 | 73.8
P7FURHME | Shenzhen Vanplex Optoelectronics Co. Ltd | VANPLEX | VPL-HBU-100WAN-HV-35K | Indoor Luminaires | High-Bay | High-Bay Luminaires for Commercial and Industrial Buildings | Standard | FALSE | [9 empty] | 42719 | Not Dimmable | Not Dimmable | No |  | 4.1 | 14270 | 142.9 | 99.86 | 13.12 | 0.96 | 3500 | 73.3
PQZ5FRTE | Shenzhen Vanplex Optoelectronics Co. Ltd | VANPLEX | VPL-HBU-80WAN-35K | Indoor Luminaires | High-Bay | High-Bay Luminaires for Commercial and Industrial Buildings | Standard | FALSE | [9 empty] | 42719 | Not Dimmable | Not Dimmable | No |  | 4.1 | 11375 | 140.62 | 80.89 | 10.86 | 0.92 | 3500 | 73.3
PDNVEB4M | Shenzhen Vanplex Optoelectronics Co. Ltd | VANPLEX | VPL-HBU-120WAN-HV-35K | Indoor Luminaires | High-Bay | High-Bay Luminaires for Commercial and Industrial Buildings | Standard | FALSE | [9 empty] | 42719 | Not Dimmable | Not Dimmable | No |  | 4.1 | 17390 | 144.92 | 120 | 10.31 | 0.94 | 3500 | 73.3
PRJT9JFG | Shenzhen Vanplex Optoelectronics Co. Ltd | VANPLEX | VPL-HBU-150WAD-HV-35K | Indoor Luminaires | High-Bay | High-Bay Luminaires for Commercial and Industrial Buildings | Standard | FALSE | [9 empty] | 42719 | Dimmable | Continuous Below 10 | No |  | 4.1 | 22346 | 147.21 | 151.8 | 8.89 | 0.96 | 3500 | 74.1
PTF63EJ7 | Shenzhen Vanplex Optoelectronics Co. Ltd | VANPLEX | VPL-HBU-100WAD-35K | Indoor Luminaires | High-Bay | High-Bay Luminaires for Commercial and Industrial Buildings | Standard | FALSE | [9 empty] | 42719 | Dimmable | Continuous Below 10 | No |  | 4.1 | 13844 | 140.88 | 98.27 | 8.15 | 0.9 | 3500 | 73.8
PR13S3YF | Shenzhen Vanplex Optoelectronics Co. Ltd | VANPLEX | VPL-HBU-120WAD-35K | Indoor Luminaires | High-Bay | High-Bay Luminaires for Commercial and Industrial Buildings | Standard | FALSE | [9 empty] | 42719 | Dimmable | Continuous Below 10 | No |  | 4.1 | 17028 | 141.9 | 120 | 6.84 | 0.91 | 3500 | 73.8
PJ538H8B | Shenzhen Vanplex Optoelectronics Co. Ltd | VANPLEX | VPL-HBU-100WAD-HV-35K | Indoor Luminaires | High-Bay | High-Bay Luminaires for Commercial and Industrial Buildings | Standard | FALSE | [9 empty] | 42719 | Dimmable | Continuous Below 10 | No |  | 4.1 | 14270 | 142.9 | 99.86 | 13.12 | 0.96 | 3500 | 73.3
PJU6D9J6 | Shenzhen Vanplex Optoelectronics Co. Ltd | VANPLEX | VPL-HBU-80WAD-35K | Indoor Luminaires | High-Bay | High-Bay Luminaires for Commercial and Industrial Buildings | Standard | FALSE | [9 empty] | 42719 | Dimmable | Continuous Below 10 | No |  | 4.1 | 11375 | 140.62 | 80.89 | 10.86 | 0.92 | 3500 | 73.3
PSXFP2BA | Shenzhen Vanplex Optoelectronics Co. Ltd | VANPLEX | VPL-HBU-120WAD-HV-35K | Indoor Luminaires | High-Bay | High-Bay Luminaires for Commercial and Industrial Buildings | Standard | FALSE | [9 empty] | 42719 | Dimmable | Continuous Below 10 | No |  | 4.1 | 17390 | 144.92 | 120 | 10.31 | 0.94 | 3500 | 73.3
PBZMPE9P | Shenzhen Vanplex Optoelectronics Co. Ltd | VANPLEX | VPL-HBU-150WAD-HV-30K | Indoor Luminaires | High-Bay | High-Bay Luminaires for Commercial and Industrial Buildings | Standard | FALSE | [9 empty] | 42719 | Dimmable | Continuous Below 10 | No |  | 4.1 | 22346 | 147.21 | 151.8 | 8.89 | 0.96 | 3000 | 74.1
PT76NP1U | Shenzhen Vanplex Optoelectronics Co. Ltd | VANPLEX | VPL-HBU-100WAD-30K | Indoor Luminaires | High-Bay | High-Bay Luminaires for Commercial and Industrial Buildings | Standard | FALSE | [9 empty] | 42719 | Dimmable | Continuous Below 10 | No |  | 4.1 | 13844 | 140.88 | 98.27 | 8.15 | 0.9 | 3000 | 73.8
PG31AZD5 | Shenzhen Vanplex Optoelectronics Co. Ltd | VANPLEX | VPL-HBU-120WAD-30K | Indoor Luminaires | High-Bay | High-Bay Luminaires for Commercial and Industrial Buildings | Standard | FALSE | [9 empty] | 42719 | Dimmable | Continuous Below 10 | No |  | 4.1 | 17028 | 141.9 | 120 | 6.84 | 0.91 | 3000 | 73.8
PSFMQFNU | Shenzhen Vanplex Optoelectronics Co. Ltd | VANPLEX | VPL-HBU-100WAD-HV-30K | Indoor Luminaires | High-Bay | High-Bay Luminaires for Commercial and Industrial Buildings | Standard | FALSE | [9 empty] | 42719 | Dimmable | Continuous Below 10 | No |  | 4.1 | 14270 | 142.9 | 99.86 | 13.12 | 0.96 | 3000 | 73.3
PB8QNW7Q | Shenzhen Vanplex Optoelectronics Co. Ltd | VANPLEX | VPL-HBU-80WAD-30K | Indoor Luminaires | High-Bay | High-Bay Luminaires for Commercial and Industrial Buildings | Standard | FALSE | [9 empty] | 42719 | Dimmable | Continuous Below 10 | No |  | 4.1 | 11375 | 140.62 | 80.89 | 10.86 | 0.92 | 3000 | 73.3
PENCFDVM | Shenzhen Vanplex Optoelectronics Co. Ltd | VANPLEX | VPL-HBU-120WAD-HV-30K | Indoor Luminaires | High-Bay | High-Bay Luminaires for Commercial and Industrial Buildings | Standard | FALSE | [9 empty] | 42719 | Dimmable | Continuous Below 10 | No |  | 4.1 | 17390 | 144.92 | 120 | 10.31 | 0.94 | 3000 | 73.3
P5XFSKX3 | Shinetoo Lighting LLC/ Shanghai Shinetoo Lighting Co. LTD | Shinetoo | ST-HBL150NL | Indoor Luminaires | High-Bay | High-Bay Luminaires for Commercial and Industrial Buildings | Standard | TRUE | 18869 | 120.8 | 156.2 | 12.95 | 0.9282 | 4965 | 74 | 5 | 50000 | 42718 |  |  | No |  | 4 | 18907 | 122.45 | 154.44 | 7.71 | 0.98 | 4965 | 74
PEQH2WSB | Shinetoo Lighting LLC/ Shanghai Shinetoo Lighting Co. LTD | Shinetoo | ST-HBL100NL | Indoor Luminaires | High-Bay | High-Bay Luminaires for Commercial and Industrial Buildings | Standard | TRUE | 13478 | 128.8 | 104.68 | 18.7 | 0.8847 | 4983 | 73.9 | 5 | 50000 | 42718 |  |  | No |  | 4 | 13506 | 130.8 | 103.25 | 9.04 | 0.99 | 4983 | 73.9
P6WV8J3H | Shinetoo Lighting LLC/ Shanghai Shinetoo Lighting Co. LTD | Shinetoo | ST-HBL120NL | Indoor Luminaires | High-Bay | High-Bay Luminaires for Commercial and Industrial Buildings | Standard | FALSE | [9 empty] | 42718 |  |  | No |  | 4 | 15979 | 127 | 125.84 | 7.49 | 0.99 | 5003 | 73.9
P2XPJKBK | Shinetoo Lighting LLC/ Shanghai Shinetoo Lighting Co. LTD | Shinetoo | ST-HBL200NL | Indoor Luminaires | High-Bay | High-Bay Luminaires for Commercial and Industrial Buildings | Standard | FALSE | [9 empty] | 42718 |  |  | No |  | 4 | 25262 | 124.2 | 203.41 | 6.27 | 0.99 | 4932 | 73.8
PQP83SMA | Shenzhen FYT LED Co. Ltd | FYT LED | T201-40W12 | Indoor Luminaires | High-Bay | Low-Bay Luminaires for Commercial and Industrial Buildings | Premium | TRUE | 5166.164 | 131.622 | 39.25 | 18.7 | 0.923 | 4842 | 82.8 | 5 | 50000 | 42718 |  |  | No |  | 4 | 5166.1 | 131.6 | 39.2 | 18.7 | 0.92 | 4842 | 82.8
PQKA88D7 | H.E. Williams Inc. | WILLIAMS INDOOR | GL-4-L150-835-ND-[All options excluding (L__) HA]-DIM-UNV | Indoor Luminaires | High-Bay | High-Bay Luminaires for Commercial and Industrial Buildings | Standard | TRUE | 14551 | 120.9 | 120.34 | 6.752 | 0.9833 | 3535 | 83.75 | 5 | 50000 | 42718 |  |  | No |  | 4 | 14551 | 120.9 | 120 | 6.75 | 0.98 | 3535 | 83.75
PEKBB13Z | H.E. Williams Inc. | WILLIAMS INDOOR | GL-4-L400-850-[All options excluding (L__) HA]-DIM-UNV | Indoor Luminaires | High-Bay | High-Bay Luminaires for Commercial and Industrial Buildings | Standard | TRUE | 38750 | 115.1 | 336.75 | 10.172 | 0.9801 | 5351 | 83.46 | 5 | 50000 | 42718 |  |  | No |  | 4 | 38750 | 115.1 | 337 | 10.17 | 0.98 | 5351 | 83.46
PB11TCK9 | H.E. Williams Inc. | WILLIAMS INDOOR | GL-4-L400-850-UP-[All options excluding (L__) HA]-DIM-UNV | Indoor Luminaires | High-Bay | High-Bay Luminaires for Commercial and Industrial Buildings | Standard | FALSE | [9 empty] | 42718 |  |  | No |  | 4 | 41760 | 118.97 | 351 | 10.17 | 0.98 | 5351 | 83.46
P4DU4K38 | H.E. Williams Inc. | WILLIAMS INDOOR | GL-4-L300-850-UP-[All options excluding (L__) HA]-DIM-UNV | Indoor Luminaires | High-Bay | High-Bay Luminaires for Commercial and Industrial Buildings | Standard | FALSE | [9 empty] | 42718 |  |  | No |  | 4 | 31976.65 | 120.67 | 265 | 10.17 | 0.98 | 5351 | 83.46
PF3X3SZF | H.E. Williams Inc. | WILLIAMS INDOOR | GL-4-L300-850-[All options excluding (L__) HA]-DIM-UNV | Indoor Luminaires | High-Bay | High-Bay Luminaires for Commercial and Industrial Buildings | Standard | FALSE | [9 empty] | 42718 |  |  | No |  | 4 | 30776.65 | 122.62 | 251 | 10.17 | 0.98 | 5351 | 83.46
PVMKKY9R | H.E. Williams Inc. | WILLIAMS INDOOR | GL-4-L200-850-UP-[All options excluding (L__) HA]-DIM-UNV | Indoor Luminaires | High-Bay | High-Bay Luminaires for Commercial and Industrial Buildings | Standard | FALSE | [9 empty] | 42718 |  |  | No |  | 4 | 23523.13 | 127.84 | 184 | 10.17 | 0.98 | 5351 | 83.46
PMMSA5P1 | H.E. Williams Inc. | WILLIAMS INDOOR | GL-4-L200-850-ND-UP-[All options excluding (L__) HA]-DIM-UNV | Indoor Luminaires | High-Bay | High-Bay Luminaires for Commercial and Industrial Buildings | Standard | FALSE | [9 empty] | 42718 |  |  | No |  | 4 | 22405.17 | 127.04 | 176.36 | 10.17 | 0.98 | 5351 | 83.46
PP3YTHRZ | H.E. Williams Inc. | WILLIAMS INDOOR | GL-4-L200-850-[All options excluding (L__) HA]-DIM-UNV | Indoor Luminaires | High-Bay | High-Bay Luminaires for Commercial and Industrial Buildings | Standard | FALSE | [9 empty] | 42718 |  |  | No |  | 4 | 22323.13 | 131.31 | 170 | 10.17 | 0.98 | 5351 | 83.46
P3BMDFA5 | H.E. Williams Inc. | WILLIAMS INDOOR | GL-4-L200-850-ND-[All options excluding (L__) HA]-DIM-UNV | Indoor Luminaires | High-Bay | High-Bay Luminaires for Commercial and Industrial Buildings | Standard | FALSE | [9 empty] | 42718 |  |  | No |  | 4 | 21205.17 | 130.6 | 162.36 | 10.17 | 0.98 | 5351 | 83.46
P5AUDQC6 | H.E. Williams Inc. | WILLIAMS INDOOR | GL-4-L300-850-ND-UP-[All options excluding (L__) HA]-DIM-UNV | Indoor Luminaires | High-Bay | High-Bay Luminaires for Commercial and Industrial Buildings | Standard | FALSE | [9 empty] | 42718 |  |  | No |  | 4 | 30634 | 120.63 | 253.95 | 6.75 | 0.98 | 5351 | 83.46
P7WSHA6X | H.E. Williams Inc. | WILLIAMS INDOOR | GL-4-L300-850-ND-[All options excluding (L__) HA]-DIM-UNV | Indoor Luminaires | High-Bay | High-Bay Luminaires for Commercial and Industrial Buildings | Standard | FALSE | [9 empty] | 42718 |  |  | No |  | 4 | 29165.72 | 121.52 | 240 | 6.75 | 0.98 | 5351 | 83.46
PB2DRA8X | H.E. Williams Inc. | WILLIAMS INDOOR | GL-4-L150-850-UP-[All options excluding (L__) HA]-DIM-UNV | Indoor Luminaires | High-Bay | High-Bay Luminaires for Commercial and Industrial Buildings | Standard | FALSE | [9 empty] | 42718 |  |  | No |  | 4 | 17325.13 | 128.33 | 135 | 6.75 | 0.98 | 5351 | 83.46
PKPWNQ8D | H.E. Williams Inc. | WILLIAMS INDOOR | GL-4-L150-850-[All options excluding (L__) HA]-DIM-UNV | Indoor Luminaires | High-Bay | High-Bay Luminaires for Commercial and Industrial Buildings | Standard | FALSE | [9 empty] | 42718 |  |  | No |  | 4 | 16125.13 | 133.27 | 121 | 6.75 | 0.98 | 5351 | 83.46
PEGS461P | H.E. Williams Inc. | WILLIAMS INDOOR | GL-4-L150-850-ND-[All options excluding (L__) HA]-DIM-UNV | Indoor Luminaires | High-Bay | High-Bay Luminaires for Commercial and Industrial Buildings | Standard | FALSE | [9 empty] | 42718 |  |  | No |  | 4 | 15031.18 | 125.26 | 120 | 6.75 | 0.98 | 5351 | 83.46
P8C7K679 | H.E. Williams Inc. | WILLIAMS INDOOR | GL-4-L150-850-ND-UP-[All options excluding (L__) HA]-DIM-UNV | Indoor Luminaires | High-Bay | High-Bay Luminaires for Commercial and Industrial Buildings | Standard | FALSE | [9 empty] | 42718 |  |  | No |  | 4 | 16231.18 | 121.13 | 134 | 6.75 | 0.98 | 5332 | 83.41
PYJDU91P | H.E. Williams Inc. | WILLIAMS INDOOR | GL-4-L400-840-UP-[All options excluding (L__) HA]-DIM-UNV | Indoor Luminaires | High-Bay | High-Bay Luminaires for Commercial and Industrial Buildings | Standard | FALSE | [9 empty] | 42718 |  |  | No |  | 4 | 41006 | 117.5 | 349 | 10.17 | 0.98 | 4082 | 82.62
P15QZ51N | H.E. Williams Inc. | WILLIAMS INDOOR | GL-4-L400-840-[All options excluding (L__) HA]-DIM-UNV | Indoor Luminaires | High-Bay | High-Bay Luminaires for Commercial and Industrial Buildings | Standard | FALSE | [9 empty] | 42718 |  |  | No |  | 4 | 39806 | 119 | 335 | 10.17 | 0.98 | 4082 | 82.62
PZUDWEGZ | H.E. Williams Inc. | WILLIAMS INDOOR | GL-4-L300-840-UP-[All options excluding (L__) HA]-DIM-UNV | Indoor Luminaires | High-Bay | High-Bay Luminaires for Commercial and Industrial Buildings | Standard | FALSE | [9 empty] | 42718 |  |  | No |  | 4 | 31226 | 117.83 | 265 | 10.17 | 0.98 | 4058 | 82.53
PZBFKT45 | H.E. Williams Inc. | WILLIAMS INDOOR | GL-4-L300-840-[All options excluding (L__) HA]-DIM-UNV | Indoor Luminaires | High-Bay | High-Bay Luminaires for Commercial and Industrial Buildings | Standard | FALSE | [9 empty] | 42718 |  |  | No |  | 4 | 30026 | 119.7 | 251 | 10.17 | 0.98 | 4058 | 82.53
PFY3YPKU | H.E. Williams Inc. | WILLIAMS INDOOR | GL-4-L200-840-UP-[All options excluding (L__) HA]-DIM-UNV | Indoor Luminaires | High-Bay | High-Bay Luminaires for Commercial and Industrial Buildings | Standard | FALSE | [9 empty] | 42718 |  |  | No |  | 4 | 21773.28 | 118.33 | 184 | 10.17 | 0.98 | 4058 | 82.53
PJWPAD8M | H.E. Williams Inc. | WILLIAMS INDOOR | GL-4-L200-840-ND-UP-[All options excluding (L__) HA]-DIM-UNV | Indoor Luminaires | High-Bay | High-Bay Luminaires for Commercial and Industrial Buildings | Standard | FALSE | [9 empty] | 42718 |  |  | No |  | 4 | 20682.38 | 117.27 | 176.36 | 10.17 | 0.98 | 4058 | 82.53
P6ENW2ES | H.E. Williams Inc. | WILLIAMS INDOOR | GL-4-L200-840-[All options excluding (L__) HA]-DIM-UNV | Indoor Luminaires | High-Bay | High-Bay Luminaires for Commercial and Industrial Buildings | Standard | FALSE | [9 empty] | 42718 |  |  | No |  | 4 | 20573.28 | 121.02 | 170 | 10.17 | 0.98 | 4058 | 82.53
PBTKYX5R | H.E. Williams Inc. | WILLIAMS INDOOR | GL-4-L200-840-ND-[All options excluding (L__) HA]-DIM-UNV | Indoor Luminaires | High-Bay | High-Bay Luminaires for Commercial and Industrial Buildings | Standard | FALSE | [9 empty] | 42718 |  |  | No |  | 4 | 19482.38 | 119.99 | 162.36 | 10.17 | 0.98 | 4058 | 82.53
PG8HXK66 | H.E. Williams Inc. | WILLIAMS INDOOR | GL-4-L300-840-ND-UP-[All options excluding (L__) HA]-DIM-UNV | Indoor Luminaires | High-Bay | High-Bay Luminaires for Commercial and Industrial Buildings | Standard | FALSE | [9 empty] | 42718 |  |  | No |  | 4 | 30634 | 120.63 | 253.95 | 6.75 | 0.98 | 4058 | 82.53
PHF5ES3Y | H.E. Williams Inc. | WILLIAMS INDOOR | GL-4-L300-840-ND-[All options excluding (L__) HA]-DIM-UNV | Indoor Luminaires | High-Bay | High-Bay Luminaires for Commercial and Industrial Buildings | Standard | FALSE | [9 empty] | 42718 |  |  | No |  | 4 | 28459.87 | 118.58 | 240 | 6.75 | 0.98 | 4058 | 82.53
P6KXJNWP | H.E. Williams Inc. | WILLIAMS INDOOR | GL-4-L150-840-UP-[All options excluding (L__) HA]-DIM-UNV | Indoor Luminaires | High-Bay | High-Bay Luminaires for Commercial and Industrial Buildings | Standard | FALSE | [9 empty] | 42718 |  |  | No |  | 4 | 16934.88 | 125.44 | 135 | 6.75 | 0.98 | 4058 | 82.53
PQ61W8MC | H.E. Williams Inc. | WILLIAMS INDOOR | GL-4-L150-840-ND-UP-[All options excluding (L__) HA]-DIM-UNV | Indoor Luminaires | High-Bay | High-Bay Luminaires for Commercial and Industrial Buildings | Standard | FALSE | [9 empty] | 42718 |  |  | No |  | 4 | 15867.41 | 118.41 | 134 | 6.75 | 0.98 | 4058 | 82.53
PWF7ETFC | H.E. Williams Inc. | WILLIAMS INDOOR | GL-4-L150-840-[All options excluding (L__) HA]-DIM-UNV | Indoor Luminaires | High-Bay | High-Bay Luminaires for Commercial and Industrial Buildings | Standard | FALSE | [9 empty] | 42718 |  |  | No |  | 4 | 15734.88 | 130.04 | 121 | 6.75 | 0.98 | 4058 | 82.53
PQRZKM8P | H.E. Williams Inc. | WILLIAMS INDOOR | GL-4-L150-840-ND-[All options excluding (L__) HA]-DIM-UNV | Indoor Luminaires | High-Bay | High-Bay Luminaires for Commercial and Industrial Buildings | Standard | FALSE | [9 empty] | 42718 |  |  | No |  | 4 | 14667.41 | 122.23 | 120 | 6.75 | 0.98 | 4058 | 82.53
PT7S733V | H.E. Williams Inc. | WILLIAMS INDOOR | GL-4-L400-835-[All options excluding (L__) HA]-DIM-UNV | Indoor Luminaires | High-Bay | High-Bay Luminaires for Commercial and Industrial Buildings | Standard | FALSE | [9 empty] | 42718 |  |  | No |  | 4 | 39360 | 117.2 | 336 | 10.17 | 0.98 | 3614 | 83.3
P8ZY49K4 | H.E. Williams Inc. | WILLIAMS INDOOR | GL-4-L400-835-UP-[All options excluding (L__) HA]-DIM-UNV | Indoor Luminaires | High-Bay | High-Bay Luminaires for Commercial and Industrial Buildings | Standard | FALSE | [9 empty] | 42718 |  |  | No |  | 4 | 40560 | 115.9 | 350 | 10.17 | 0.98 | 3593 | 83.25
P2VJECNQ | H.E. Williams Inc. | WILLIAMS INDOOR | GL-4-L150-835-UP-[All options excluding (L__) HA]-DIM-UNV | Indoor Luminaires | High-Bay | High-Bay Luminaires for Commercial and Industrial Buildings | Standard | FALSE | [9 empty] | 42718 |  |  | No |  | 4 | 16810 | 124.52 | 135 | 6.75 | 0.98 | 3547 | 83.48
PB5ZXU7Y | H.E. Williams Inc. | WILLIAMS INDOOR | GL-4-L150-835-[All options excluding (L__) HA]-DIM-UNV | Indoor Luminaires | High-Bay | High-Bay Luminaires for Commercial and Industrial Buildings | Standard | FALSE | [9 empty] | 42718 |  |  | No |  | 4 | 15610 | 129.1 | 121 | 6.75 | 0.98 | 3547 | 83.48
P4BJ6HUX | H.E. Williams Inc. | WILLIAMS INDOOR | GL-4-L200-835-UP-[All options excluding (L__) HA]-DIM-UNV | Indoor Luminaires | High-Bay | High-Bay Luminaires for Commercial and Industrial Buildings | Standard | FALSE | [9 empty] | 42718 |  |  | No |  | 4 | 21610 | 117.2 | 184 | 10.17 | 0.98 | 3545 | 83.17
PX15H3FB | H.E. Williams Inc. | WILLIAMS INDOOR | GL-4-L200-835-ND-UP-[All options excluding (L__) HA]-DIM-UNV | Indoor Luminaires | High-Bay | High-Bay Luminaires for Commercial and Industrial Buildings | Standard | FALSE | [9 empty] | 42718 |  |  | No |  | 4 | 20527.75 | 116.4 | 176.36 | 10.17 | 0.98 | 3545 | 83.17
PG1K8C8Q | H.E. Williams Inc. | WILLIAMS INDOOR | GL-4-L200-835-[All options excluding (L__) HA]-DIM-UNV | Indoor Luminaires | High-Bay | High-Bay Luminaires for Commercial and Industrial Buildings | Standard | FALSE | [9 empty] | 42718 |  |  | No |  | 4 | 20410 | 120.06 | 170 | 10.17 | 0.98 | 3545 | 83.17
PMMRFPRF | H.E. Williams Inc. | WILLIAMS INDOOR | GL-4-L200-835-ND-[All options excluding (L__) HA]-DIM-UNV | Indoor Luminaires | High-Bay | High-Bay Luminaires for Commercial and Industrial Buildings | Standard | FALSE | [9 empty] | 42718 |  |  | No |  | 4 | 19327.75 | 119.04 | 162.36 | 10.17 | 0.98 | 3545 | 83.17
P151NWE3 | H.E. Williams Inc. | WILLIAMS INDOOR | GL-4-L150-835-ND-UP-[All options excluding (L__) HA]-DIM-UNV | Indoor Luminaires | High-Bay | High-Bay Luminaires for Commercial and Industrial Buildings | Standard | FALSE | [9 empty] | 42718 |  |  | No |  | 4 | 15751 | 117.54 | 134 | 6.75 | 0.98 | 3535 | 83.75
P4AWADAC | H.E. Williams Inc. | WILLIAMS INDOOR | GL-4-L300-835-UP-[All options excluding (L__) HA]-DIM-UNV | Indoor Luminaires | High-Bay | High-Bay Luminaires for Commercial and Industrial Buildings | Standard | FALSE | [9 empty] | 42718 |  |  | No |  | 4 | 30985.79 | 116.93 | 265 | 10.17 | 0.98 | 3529 | 83.69
PC3KRKYT | H.E. Williams Inc. | WILLIAMS INDOOR | GL-4-L300-835-[All options excluding (L__) HA]-DIM-UNV | Indoor Luminaires | High-Bay | High-Bay Luminaires for Commercial and Industrial Buildings | Standard | FALSE | [9 empty] | 42718 |  |  | No |  | 4 | 29785.79 | 118.67 | 251 | 10.17 | 0.98 | 3529 | 83.69
PKK1MU6P | H.E. Williams Inc. | WILLIAMS INDOOR | GL-4-L300-835-ND-UP-[All options excluding (L__) HA]-DIM-UNV | Indoor Luminaires | High-Bay | High-Bay Luminaires for Commercial and Industrial Buildings | Standard | FALSE | [9 empty] | 42718 |  |  | No |  | 4 | 29434 | 115.9 | 254 | 6.75 | 0.98 | 3529 | 83.69
PBZCCA2X | H.E. Williams Inc. | WILLIAMS INDOOR | GL-4-L300-835-ND-[All options excluding (L__) HA]-DIM-UNV | Indoor Luminaires | High-Bay | High-Bay Luminaires for Commercial and Industrial Buildings | Standard | FALSE | [9 empty] | 42718 |  |  | No |  | 4 | 28234 | 117.64 | 240 | 6.75 | 0.98 | 3529 | 83.69
PFE9U3YM | Shenzhen Vanplex Optoelectronics Co. Ltd | VANPLEX | VPL-HBL-100WAN-[Blank HV]-30K | Indoor Luminaires | High-Bay | High-Bay Luminaires for Commercial and Industrial Buildings | Standard | TRUE | 12461 | 130.47 | 95.51 | 13.02 | 0.9771 | 3023 | 74.2 | 5 | 50000 | 42718 |  |  | No |  | 4.1 | 12611 | 130.79 | 96.42 | 13.02 | 0.98 | 3000 | 74.2
PDJWD1YB | Shenzhen Vanplex Optoelectronics Co. Ltd | VANPLEX | VPL-HB-120WAN-[Blank HV]-30K | Indoor Luminaires | High-Bay | High-Bay Luminaires for Commercial and Industrial Buildings | Standard | TRUE | 16316 | 133.96 | 121.8 | 6.29 | 0.9602 | 2963 | 72.7 | 5 | 50000 | 42718 |  |  | No |  | 4.1 | 16316 | 133.96 | 121.8 | 6.29 | 0.96 | 3000 | 72.7
PAZ1MKPQ | Shenzhen Vanplex Optoelectronics Co. Ltd | VANPLEX | VPL-HB-100WAN-[Blank HV]-30K | Indoor Luminaires | High-Bay | High-Bay Luminaires for Commercial and Industrial Buildings | Standard | TRUE | 13799 | 136.62 | 101 | 6.4 | 0.946 | 2970 | 72.7 | 5 | 50000 | 42718 |  |  | No |  | 4.1 | 13799 | 136.62 | 101 | 6.4 | 0.95 | 3000 | 72.7
P69ZTXYT | Shenzhen Vanplex Optoelectronics Co. Ltd | VANPLEX | VPL-HBL-200WAN-[Blank HV]-30K | Indoor Luminaires | High-Bay | High-Bay Luminaires for Commercial and Industrial Buildings | Standard | TRUE | 28148 | 134.49 | 209.3 | 6.81 | 0.9401 | 2955 | 73.3 | 5 | 50000 | 42718 |  |  | No |  | 4.1 | 28148 | 134.49 | 209.3 | 6.81 | 0.94 | 3000 | 73.3
PMJ3MYNB | Shenzhen Vanplex Optoelectronics Co. Ltd | VANPLEX | VPL-HBL-120WAN-[Blank HV]-30K | Indoor Luminaires | High-Bay | High-Bay Luminaires for Commercial and Industrial Buildings | Standard | TRUE | 15967 | 133.73 | 119.4 | 13.61 | 0.9041 | 2952 | 73.4 | 5 | 50000 | 42718 |  |  | No |  | 4.1 | 15967 | 133.73 | 119.4 | 13.61 | 0.9 | 3000 | 73.4
PHT4T8BP | Shenzhen Vanplex Optoelectronics Co. Ltd | VANPLEX | VPL-HBL-200WAN-[Blank HV]-57K | Indoor Luminaires | High-Bay | High-Bay Luminaires for Commercial and Industrial Buildings | Standard | FALSE | [9 empty] | 42718 |  |  | No |  | 4.1 | 28873 | 138.48 | 208.5 | 8.91 | 0.94 | 5700 | 76.4
PYURYS63 | Shenzhen Vanplex Optoelectronics Co. Ltd | VANPLEX | VPL-HBL-120WAN-[Blank HV]-57K | Indoor Luminaires | High-Bay | High-Bay Luminaires for Commercial and Industrial Buildings | Standard | FALSE | [9 empty] | 42718 |  |  | No |  | 4.1 | 16434 | 137.29 | 120.2 | 14.83 | 0.91 | 5700 | 76.1
P9E9SX8A | Shenzhen Vanplex Optoelectronics Co. Ltd | VANPLEX | VPL-HBL-100WAN-[Blank HV]-57K | Indoor Luminaires | High-Bay | High-Bay Luminaires for Commercial and Industrial Buildings | Standard | FALSE | [9 empty] | 42718 |  |  | No |  | 4.1 | 13058 | 134.18 | 97.32 | 14.57 | 0.98 | 5700 | 76.1
P5WHCQ4E | Shenzhen Vanplex Optoelectronics Co. Ltd | VANPLEX | VPL-HB-120WAN-[Blank HV]-57K | Indoor Luminaires | High-Bay | High-Bay Luminaires for Commercial and Industrial Buildings | Standard | FALSE | [9 empty] | 42718 |  |  | No |  | 4.1 | 16621 | 137.82 | 120.6 | 7.18 | 0.96 | 5700 | 76
P1GC54R2 | Shenzhen Vanplex Optoelectronics Co. Ltd | VANPLEX | VPL-HB-100WAN-[Blank HV]-57K | Indoor Luminaires | High-Bay | High-Bay Luminaires for Commercial and Industrial Buildings | Standard | FALSE | [9 empty] | 42718 |  |  | No |  | 4.1 | 14239 | 140.84 | 101.1 | 7.28 | 0.94 | 5700 | 75.8
PDDYB85R | Shenzhen Vanplex Optoelectronics Co. Ltd | VANPLEX | VPL-HBL-200WAD-[Blank HV]-57K | Indoor Luminaires | High-Bay | High-Bay Luminaires for Commercial and Industrial Buildings | Standard | FALSE | [9 empty] | 42718 |  |  | No |  | 4.1 | 28873 | 138.48 | 208.5 | 8.91 | 0.94 | 5700 | 76.4
PEXU171Q | Shenzhen Vanplex Optoelectronics Co. Ltd | VANPLEX | VPL-HBL-120WAD-[Blank HV]-57K | Indoor Luminaires | High-Bay | High-Bay Luminaires for Commercial and Industrial Buildings | Standard | FALSE | [9 empty] | 42718 |  |  | No |  | 4.1 | 16434 | 137.29 | 120.2 | 14.83 | 0.91 | 5700 | 76.1
P4PXFGR8 | Shenzhen Vanplex Optoelectronics Co. Ltd | VANPLEX | VPL-HBL-100WAD-[Blank HV]-57K | Indoor Luminaires | High-Bay | High-Bay Luminaires for Commercial and Industrial Buildings | Standard | FALSE | [9 empty] | 42718 |  |  | No |  | 4.1 | 13058 | 134.18 | 97.32 | 14.57 | 0.98 | 5700 | 76.1
PQ1QJKES | Shenzhen Vanplex Optoelectronics Co. Ltd | VANPLEX | VPL-HB-120WAD-[Blank HV]-57K | Indoor Luminaires | High-Bay | High-Bay Luminaires for Commercial and Industrial Buildings | Standard | FALSE | [9 empty] | 42718 |  |  | No |  | 4.1 | 16621 | 137.82 | 120.6 | 7.18 | 0.96 | 5700 | 76
P3APS3HR | Shenzhen Vanplex Optoelectronics Co. Ltd | VANPLEX | VPL-HB-100WAD-[Blank HV]-57K | Indoor Luminaires | High-Bay | High-Bay Luminaires for Commercial and Industrial Buildings | Standard | FALSE | [9 empty] | 42718 |  |  | No |  | 4.1 | 14239 | 140.84 | 101.1 | 7.28 | 0.94 | 5700 | 75.8
PMVG8KQV | Shenzhen Vanplex Optoelectronics Co. Ltd | VANPLEX | VPL-HBL-200WAN-[Blank HV]-50K | Indoor Luminaires | High-Bay | High-Bay Luminaires for Commercial and Industrial Buildings | Standard | FALSE | [9 empty] | 42718 |  |  | No |  | 4.1 | 28873 | 138.48 | 208.5 | 8.91 | 0.94 | 5000 | 76.4
P349RNUZ | Shenzhen Vanplex Optoelectronics Co. Ltd | VANPLEX | VPL-HBL-120WAN-[Blank HV]-50K | Indoor Luminaires | High-Bay | High-Bay Luminaires for Commercial and Industrial Buildings | Standard | FALSE | [9 empty] | 42718 |  |  | No |  | 4.1 | 16434 | 137.29 | 120.2 | 14.83 | 0.91 | 5000 | 76.1
PZXW2TTG | Shenzhen Vanplex Optoelectronics Co. Ltd | VANPLEX | VPL-HBL-100WAN-[Blank HV]-50K | Indoor Luminaires | High-Bay | High-Bay Luminaires for Commercial and Industrial Buildings | Standard | FALSE | [9 empty] | 42718 |  |  | No |  | 4.1 | 13058 | 134.18 | 97.32 | 14.57 | 0.98 | 5000 | 76.1
P7AFP7U1 | Shenzhen Vanplex Optoelectronics Co. Ltd | VANPLEX | VPL-HB-100WAN-[Blank HV]-50K | Indoor Luminaires | High-Bay | High-Bay Luminaires for Commercial and Industrial Buildings | Standard | FALSE | [9 empty] | 42718 |  |  | No |  | 4.1 | 13995 | 138.02 | 101.4 | 6.63 | 0.94 | 5000 | 74.8
P65GUSDA | Shenzhen Vanplex Optoelectronics Co. Ltd | VANPLEX | VPL-HB-120WAN-[Blank HV]-50K | Indoor Luminaires | High-Bay | High-Bay Luminaires for Commercial and Industrial Buildings | Standard | FALSE | [9 empty] | 42718 |  |  | No |  | 4.1 | 16514 | 135.03 | 122.3 | 6.56 | 0.96 | 5000 | 73.7
PHVSP7TD | Shenzhen Vanplex Optoelectronics Co. Ltd | VANPLEX | VPL-HBL-200WAD-[Blank HV]-50K | Indoor Luminaires | High-Bay | High-Bay Luminaires for Commercial and Industrial Buildings | Standard | FALSE | [9 empty] | 42718 |  |  | No |  | 4.1 | 28873 | 138.48 | 208.5 | 8.91 | 0.94 | 5000 | 76.4
PSHRRHGM | Shenzhen Vanplex Optoelectronics Co. Ltd | VANPLEX | VPL-HBL-120WAD-[Blank HV]-50K | Indoor Luminaires | High-Bay | High-Bay Luminaires for Commercial and Industrial Buildings | Standard | FALSE | [9 empty] | 42718 |  |  | No |  | 4.1 | 16434 | 137.29 | 120.2 | 14.83 | 0.91 | 5000 | 76.1
P12JEP3C | Shenzhen Vanplex Optoelectronics Co. Ltd | VANPLEX | VPL-HBL-100WAD-[Blank HV]-50K | Indoor Luminaires | High-Bay | High-Bay Luminaires for Commercial and Industrial Buildings | Standard | FALSE | [9 empty] | 42718 |  |  | No |  | 4.1 | 13058 | 134.18 | 97.32 | 14.57 | 0.98 | 5000 | 76.1
PQYMKV6T | Shenzhen Vanplex Optoelectronics Co. Ltd | VANPLEX | VPL-HB-100WAD-[Blank HV]-50K | Indoor Luminaires | High-Bay | High-Bay Luminaires for Commercial and Industrial Buildings | Standard | FALSE | [9 empty] | 42718 |  |  | No |  | 4.1 | 13995 | 138.02 | 101.4 | 6.63 | 0.94 | 5000 | 74.8
PACJ216P | Shenzhen Vanplex Optoelectronics Co. Ltd | VANPLEX | VPL-HB-120WAD-[Blank HV]-50K | Indoor Luminaires | High-Bay | High-Bay Luminaires for Commercial and Industrial Buildings | Standard | FALSE | [9 empty] | 42718 |  |  | No |  | 4.1 | 16514 | 135.03 | 122.3 | 6.56 | 0.96 | 5000 | 73.7
P8A4BWCZ | Shenzhen Vanplex Optoelectronics Co. Ltd | VANPLEX | VPL-HB-100WAN-[Blank HV]-45K | Indoor Luminaires | High-Bay | High-Bay Luminaires for Commercial and Industrial Buildings | Standard | FALSE | [9 empty] | 42718 |  |  | No |  | 4.1 | 13995 | 138.02 | 101.4 | 6.63 | 0.94 | 4500 | 74.8
PZFY4PM1 | Shenzhen Vanplex Optoelectronics Co. Ltd | VANPLEX | VPL-HBL-200WAN-[Blank HV]-45K | Indoor Luminaires | High-Bay | High-Bay Luminaires for Commercial and Industrial Buildings | Standard | FALSE | [9 empty] | 42718 |  |  | No |  | 4.1 | 28670 | 136.65 | 209.8 | 6.97 | 0.94 | 4500 | 74.5
PVD44B2E | Shenzhen Vanplex Optoelectronics Co. Ltd | VANPLEX | VPL-HBL-120WAN-[Blank HV]-45K | Indoor Luminaires | High-Bay | High-Bay Luminaires for Commercial and Industrial Buildings | Standard | FALSE | [9 empty] | 42718 |  |  | No |  | 4.1 | 16226 | 135.56 | 119.7 | 13.87 | 0.9 | 4500 | 74.1
PMF2DWAT | Shenzhen Vanplex Optoelectronics Co. Ltd | VANPLEX | VPL-HBL-100WAN-[Blank HV]-45K | Indoor Luminaires | High-Bay | High-Bay Luminaires for Commercial and Industrial Buildings | Standard | FALSE | [9 empty] | 42718 |  |  | No |  | 4.1 | 12682 | 131.09 | 96.74 | 13.28 | 0.98 | 4500 | 74.1
PHVTJ8T6 | Shenzhen Vanplex Optoelectronics Co. Ltd | VANPLEX | VPL-HB-120WAN-[Blank HV]-45K | Indoor Luminaires | High-Bay | High-Bay Luminaires for Commercial and Industrial Buildings | Standard | FALSE | [9 empty] | 42718 |  |  | No |  | 4.1 | 16514 | 135.03 | 122.3 | 6.56 | 0.96 | 4500 | 73.7
PEEGM3D6 | Shenzhen Vanplex Optoelectronics Co. Ltd | VANPLEX | VPL-HB-100WAD-[Blank HV]-45K | Indoor Luminaires | High-Bay | High-Bay Luminaires for Commercial and Industrial Buildings | Standard | FALSE | [9 empty] | 42718 |  |  | No |  | 4.1 | 13995 | 138.02 | 101.4 | 6.63 | 0.94 | 4500 | 74.8
P2R7QFH6 | Shenzhen Vanplex Optoelectronics Co. Ltd | VANPLEX | VPL-HBL-200WAD-[Blank HV]-45K | Indoor Luminaires | High-Bay | High-Bay Luminaires for Commercial and Industrial Buildings | Standard | FALSE | [9 empty] | 42718 |  |  | No |  | 4.1 | 28670 | 136.65 | 209.8 | 6.97 | 0.94 | 4500 | 74.5
PZMT28T1 | Shenzhen Vanplex Optoelectronics Co. Ltd | VANPLEX | VPL-HBL-120WAD-[Blank HV]-45K | Indoor Luminaires | High-Bay | High-Bay Luminaires for Commercial and Industrial Buildings | Standard | FALSE | [9 empty] | 42718 |  |  | No |  | 4.1 | 16226 | 135.56 | 119.7 | 13.87 | 0.9 | 4500 | 74.1
PA8M2M57 | Shenzhen Vanplex Optoelectronics Co. Ltd | VANPLEX | VPL-HBL-100WAD-[Blank HV]-45K | Indoor Luminaires | High-Bay | High-Bay Luminaires for Commercial and Industrial Buildings | Standard | FALSE | [9 empty] | 42718 |  |  | No |  | 4.1 | 12682 | 131.09 | 96.74 | 13.28 | 0.98 | 4500 | 74.1
P889HDKH | Shenzhen Vanplex Optoelectronics Co. Ltd | VANPLEX | VPL-HB-120WAD-[Blank HV]-45K | Indoor Luminaires | High-Bay | High-Bay Luminaires for Commercial and Industrial Buildings | Standard | FALSE | [9 empty] | 42718 |  |  | No |  | 4.1 | 16514 | 135.03 | 122.3 | 6.56 | 0.96 | 4500 | 73.7
PXX2FEAX | Shenzhen Vanplex Optoelectronics Co. Ltd | VANPLEX | VPL-HB-100WAN-[Blank HV]-40K | Indoor Luminaires | High-Bay | High-Bay Luminaires for Commercial and Industrial Buildings | Standard | FALSE | [9 empty] | 42718 |  |  | No |  | 4.1 | 13995 | 138.02 | 101.4 | 6.63 | 0.94 | 4000 | 74.8
PD1QAN86 | Shenzhen Vanplex Optoelectronics Co. Ltd | VANPLEX | VPL-HBL-200WAN-[Blank HV]-40K | Indoor Luminaires | High-Bay | High-Bay Luminaires for Commercial and Industrial Buildings | Standard | FALSE | [9 empty] | 42718 |  |  | No |  | 4.1 | 28670 | 136.65 | 209.8 | 6.97 | 0.94 | 4000 | 74.5
PQAZD8DA | Shenzhen Vanplex Optoelectronics Co. Ltd | VANPLEX | VPL-HBL-120WAN-[Blank HV]-40K | Indoor Luminaires | High-Bay | High-Bay Luminaires for Commercial and Industrial Buildings | Standard | FALSE | [9 empty] | 42718 |  |  | No |  | 4.1 | 16226 | 135.56 | 119.7 | 13.87 | 0.9 | 4000 | 74.1
P75112M4 | Shenzhen Vanplex Optoelectronics Co. Ltd | VANPLEX | VPL-HBL-100WAN-[Blank HV]-40K | Indoor Luminaires | High-Bay | High-Bay Luminaires for Commercial and Industrial Buildings | Standard | FALSE | [9 empty] | 42718 |  |  | No |  | 4.1 | 12682 | 131.09 | 96.74 | 13.28 | 0.98 | 4000 | 74.1
PCWMMFVB | Shenzhen Vanplex Optoelectronics Co. Ltd | VANPLEX | VPL-HB-120WAN-[Blank HV]-40K | Indoor Luminaires | High-Bay | High-Bay Luminaires for Commercial and Industrial Buildings | Standard | FALSE | [9 empty] | 42718 |  |  | No |  | 4.1 | 16514 | 135.03 | 122.3 | 6.56 | 0.96 | 4000 | 73.7
PY7JYM1U | Shenzhen Vanplex Optoelectronics Co. Ltd | VANPLEX | VPL-HB-100WAD-[Blank HV]-40K | Indoor Luminaires | High-Bay | High-Bay Luminaires for Commercial and Industrial Buildings | Standard | FALSE | [9 empty] | 42718 |  |  | No |  | 4.1 | 13995 | 138.02 | 101.4 | 6.63 | 0.94 | 4000 | 74.8
P3AYHN2A | Shenzhen Vanplex Optoelectronics Co. Ltd | VANPLEX | VPL-HBL-200WAD-[Blank HV]-40K | Indoor Luminaires | High-Bay | High-Bay Luminaires for Commercial and Industrial Buildings | Standard | FALSE | [9 empty] | 42718 |  |  | No |  | 4.1 | 28670 | 136.65 | 209.8 | 6.97 | 0.94 | 4000 | 74.5
PF9TXW7D | Shenzhen Vanplex Optoelectronics Co. Ltd | VANPLEX | VPL-HBL-120WAD-[Blank HV]-40K | Indoor Luminaires | High-Bay | High-Bay Luminaires for Commercial and Industrial Buildings | Standard | FALSE | [9 empty] | 42718 |  |  | No |  | 4.1 | 16226 | 135.56 | 119.7 | 13.87 | 0.9 | 4000 | 74.1
P8GRFY4T | Shenzhen Vanplex Optoelectronics Co. Ltd | VANPLEX | VPL-HBL-100WAD-[Blank HV]-40K | Indoor Luminaires | High-Bay | High-Bay Luminaires for Commercial and Industrial Buildings | Standard | FALSE | [9 empty] | 42718 |  |  | No |  | 4.1 | 12682 | 131.09 | 96.74 | 13.28 | 0.98 | 4000 | 74.1
PZC43FFP | Shenzhen Vanplex Optoelectronics Co. Ltd | VANPLEX | VPL-HB-120WAD-[Blank HV]-40K | Indoor Luminaires | High-Bay | High-Bay Luminaires for Commercial and Industrial Buildings | Standard | FALSE | [9 empty] | 42718 |  |  | No |  | 4.1 | 16514 | 135.03 | 122.3 | 6.56 | 0.96 | 4000 | 73.7
PGYVDK4C | Shenzhen Vanplex Optoelectronics Co. Ltd | VANPLEX | VPL-HBL-100WAN-[Blank HV]-35K | Indoor Luminaires | High-Bay | High-Bay Luminaires for Commercial and Industrial Buildings | Standard | FALSE | [9 empty] | 42718 |  |  | No |  | 4.1 | 12611 | 130.79 | 96.42 | 13.02 | 0.98 | 3500 | 74.2
P7UM8DTH | Shenzhen Vanplex Optoelectronics Co. Ltd | VANPLEX | VPL-HBL-120WAN-[Blank HV]-35K | Indoor Luminaires | High-Bay | High-Bay Luminaires for Commercial and Industrial Buildings | Standard | FALSE | [9 empty] | 42718 |  |  | No |  | 4.1 | 15967 | 133.73 | 119.4 | 13.61 | 0.9 | 3500 | 73.4
PNMY5ZV3 | Shenzhen Vanplex Optoelectronics Co. Ltd | VANPLEX | VPL-HBL-200WAN-[Blank HV]-35K | Indoor Luminaires | High-Bay | High-Bay Luminaires for Commercial and Industrial Buildings | Standard | FALSE | [9 empty] | 42718 |  |  | No |  | 4.1 | 28148 | 134.49 | 209.3 | 6.81 | 0.94 | 3500 | 73.3
PSEKWJN4 | Shenzhen Vanplex Optoelectronics Co. Ltd | VANPLEX | VPL-HB-100WAN-[Blank HV]-35K | Indoor Luminaires | High-Bay | High-Bay Luminaires for Commercial and Industrial Buildings | Standard | FALSE | [9 empty] | 42718 |  |  | No |  | 4.1 | 13799 | 136.62 | 101 | 6.4 | 0.95 | 3500 | 72.7
PK4FT1GM | Shenzhen Vanplex Optoelectronics Co. Ltd | VANPLEX | VPL-HB-120WAN-[Blank HV]-35K | Indoor Luminaires | High-Bay | High-Bay Luminaires for Commercial and Industrial Buildings | Standard | FALSE | [9 empty] | 42718 |  |  | No |  | 4.1 | 16316 | 133.96 | 121.8 | 6.29 | 0.96 | 3500 | 72.7
P1MN9G44 | Shenzhen Vanplex Optoelectronics Co. Ltd | VANPLEX | VPL-HBL-100WAD-[Blank HV]-35K | Indoor Luminaires | High-Bay | High-Bay Luminaires for Commercial and Industrial Buildings | Standard | FALSE | [9 empty] | 42718 |  |  | No |  | 4.1 | 12611 | 130.79 | 96.42 | 13.02 | 0.98 | 3500 | 74.2
PN8BJN81 | Shenzhen Vanplex Optoelectronics Co. Ltd | VANPLEX | VPL-HBL-120WAD-[Blank HV]-35K | Indoor Luminaires | High-Bay | High-Bay Luminaires for Commercial and Industrial Buildings | Standard | FALSE | [9 empty] | 42718 |  |  | No |  | 4.1 | 15967 | 133.73 | 119.4 | 13.61 | 0.9 | 3500 | 73.4
P5UTG9EF | Shenzhen Vanplex Optoelectronics Co. Ltd | VANPLEX | VPL-HBL-200WAD-[Blank HV]-35K | Indoor Luminaires | High-Bay | High-Bay Luminaires for Commercial and Industrial Buildings | Standard | FALSE | [9 empty] | 42718 |  |  | No |  | 4.1 | 28148 | 134.49 | 209.3 | 6.81 | 0.94 | 3500 | 73.3
PS66344B | Shenzhen Vanplex Optoelectronics Co. Ltd | VANPLEX | VPL-HB-100WAD-[Blank HV]-35K | Indoor Luminaires | High-Bay | High-Bay Luminaires for Commercial and Industrial Buildings | Standard | FALSE | [9 empty] | 42718 |  |  | No |  | 4.1 | 13799 | 136.62 | 101 | 6.4 | 0.95 | 3500 | 72.7
PQCEWYQ6 | Shenzhen Vanplex Optoelectronics Co. Ltd | VANPLEX | VPL-HB-120WAD-[Blank HV]-35K | Indoor Luminaires | High-Bay | High-Bay Luminaires for Commercial and Industrial Buildings | Standard | FALSE | [9 empty] | 42718 |  |  | No |  | 4.1 | 16316 | 133.96 | 121.8 | 6.29 | 0.96 | 3500 | 72.7
PJNNRR3B | Shenzhen Vanplex Optoelectronics Co. Ltd | VANPLEX | VPL-HBL-100WAD-[Blank HV]-30K | Indoor Luminaires | High-Bay | High-Bay Luminaires for Commercial and Industrial Buildings | Standard | FALSE | [9 empty] | 42718 |  |  | No |  | 4.1 | 12611 | 130.79 | 96.42 | 13.02 | 0.98 | 3000 | 74.2
PH8GJK5P | Shenzhen Vanplex Optoelectronics Co. Ltd | VANPLEX | VPL-HBL-120WAD-[Blank HV]-30K | Indoor Luminaires | High-Bay | High-Bay Luminaires for Commercial and Industrial Buildings | Standard | FALSE | [9 empty] | 42718 |  |  | No |  | 4.1 | 15967 | 133.73 | 119.4 | 13.61 | 0.9 | 3000 | 73.4
PVCVFMP6 | Shenzhen Vanplex Optoelectronics Co. Ltd | VANPLEX | VPL-HBL-200WAD-[Blank HV]-30K | Indoor Luminaires | High-Bay | High-Bay Luminaires for Commercial and Industrial Buildings | Standard | FALSE | [9 empty] | 42718 |  |  | No |  | 4.1 | 28148 | 134.49 | 209.3 | 6.81 | 0.94 | 3000 | 73.3
PRG3YEJR | Shenzhen Vanplex Optoelectronics Co. Ltd | VANPLEX | VPL-HB-100WAD-[Blank HV]-30K | Indoor Luminaires | High-Bay | High-Bay Luminaires for Commercial and Industrial Buildings | Standard | FALSE | [9 empty] | 42718 |  |  | No |  | 4.1 | 13799 | 136.62 | 101 | 6.4 | 0.95 | 3000 | 72.7
P4E35YG1 | Shenzhen Vanplex Optoelectronics Co. Ltd | VANPLEX | VPL-HB-120WAD-[Blank HV]-30K | Indoor Luminaires | High-Bay | High-Bay Luminaires for Commercial and Industrial Buildings | Standard | FALSE | [9 empty] | 42718 |  |  | No |  | 4.1 | 16316 | 133.96 | 121.8 | 6.29 | 0.96 | 3000 | 72.7
PXK8UT7N | Flex Lighting Solutions | Lusio | ES3PH-ACDC-AAB | Indoor Luminaires | High-Bay | High-Bay Luminaires for Commercial and Industrial Buildings | Premium | FALSE | [9 empty] | 42718 |  |  | No | ES3PH-A-6MS-50-WIDE-CL-LV | 3 | 66491.88 | 145.82 | 456 | 5.07 | 1 | 4105 | 83.2
PME2P6NQ | Flex Lighting Solutions | Lusio | ES3PH-ACCC-AAB | Indoor Luminaires | High-Bay | High-Bay Luminaires for Commercial and Industrial Buildings | Premium | FALSE | [9 empty] | 42718 |  |  | No | ES3PH-A-6MS-40-WIDE-CL-LV | 3 | 63325.6 | 139 | 228 | 5.07 | 1 | 4105 | 83.2
P829UXT8 | Flex Lighting Solutions | Lusio | ES3PH-ACDC-ABB | Indoor Luminaires | High-Bay | High-Bay Luminaires for Commercial and Industrial Buildings | Premium | FALSE | [9 empty] | 42718 | Dimmable | Continuous Below 10 | No | ES3PH-A-6MS-50-WIDE-FR-LV | 3 | 62551.16 | 137.17 | 456 | 5.07 | 1 | 4105 | 83.2
P8NDWTQW | Flex Lighting Solutions | Lusio | ES3PH-ACDC-CAB | Indoor Luminaires | High-Bay | High-Bay Luminaires for Commercial and Industrial Buildings | Premium | FALSE | [9 empty] | 42718 | Dimmable | Continuous Below 10 | No | ES3PH-A-6MS-50-AISLE-CL-LV | 3 | 61464.9 | 134.79 | 456 | 5.07 | 1 | 4105 | 83.2
P6UQEH3Y | Flex Lighting Solutions | Lusio | ES3PH-ACCC-ABB | Indoor Luminaires | High-Bay | High-Bay Luminaires for Commercial and Industrial Buildings | Premium | FALSE | [9 empty] | 42718 | Dimmable | Continuous Below 10 | No | ES3PH-A-6MS-40-WIDE-FR-LV | 3 | 59572.53 | 130.64 | 456 | 5.07 | 1 | 4105 | 83.2
PTW9CZ9A | Flex Lighting Solutions | Lusio | ES3PH-ACCC-CAB | Indoor Luminaires | High-Bay | High-Bay Luminaires for Commercial and Industrial Buildings | Standard | FALSE | [9 empty] | 42718 |  |  | No | ES3PH-A-6MS-40-AISLE-CL-LV | 3 | 58538 | 128 | 456 | 5.07 | 1 | 4105 | 83.2
PPAGNS66 | Flex Lighting Solutions | Lusio | ES3PH-AFDC-AAB | Indoor Luminaires | High-Bay | High-Bay Luminaires for Commercial and Industrial Buildings | Premium | FALSE | [9 empty] | 42718 |  |  | No | ES3PH-A-6MS-50-WIDE-CL-LV | 3 | 33245.94 | 145.82 | 228 | 5.07 | 1 | 4105 | 83.2
PA1QRBP2 | Flex Lighting Solutions | Lusio | ES3PH-AFCC-AAB | Indoor Luminaires | High-Bay | High-Bay Luminaires for Commercial and Industrial Buildings | Premium | FALSE | [9 empty] | 42718 | Dimmable | Continuous Below 10 | No | ES3PH-A-6MS-40-WIDE-CL-LV | 3 | 31662.8 | 139 | 228 | 5.07 | 1 | 4105 | 83.2
PNCDTS54 | Flex Lighting Solutions | Lusio | ES3PH-AFDC-ABB | Indoor Luminaires | High-Bay | High-Bay Luminaires for Commercial and Industrial Buildings | Premium | FALSE | [9 empty] | 42718 |  |  | No | ES3PH-A-6MS-50-WIDE-FR-LV | 3 | 31275.58 | 137.17 | 228 | 5.07 | 1 | 4105 | 83.2
PRTVPPG7 | Flex Lighting Solutions | Lusio | ES3PH-AFDC-CAB | Indoor Luminaires | High-Bay | High-Bay Luminaires for Commercial and Industrial Buildings | Premium | FALSE | [9 empty] | 42718 |  |  | No | ES3PH-A-6MS-50-AISLE-CL-LV | 3 | 30732.45 | 134.79 | 228 | 5.07 | 1 | 4105 | 83.2
P4SKQ1QU | Flex Lighting Solutions | Lusio | ES3PH-AFCC-ABB | Indoor Luminaires | High-Bay | High-Bay Luminaires for Commercial and Industrial Buildings | Premium | FALSE | [9 empty] | 42718 | Dimmable | Continuous Below 10 | No | ES3PH-A-6MS-40-WIDE-FR-LV | 3 | 29786.27 | 130.64 | 228 | 5.07 | 1 | 4105 | 83.2
PSTURF2B | Flex Lighting Solutions | Lusio | ES3PH-AFCC-CAB | Indoor Luminaires | High-Bay | High-Bay Luminaires for Commercial and Industrial Buildings | Standard | FALSE | [9 empty] | 42718 |  |  | No | ES3PH-A-6MS-40-AISLE-CL-LV | 3 | 29269 | 128 | 228 | 5.07 | 1 | 4105 | 83.2
PMVJHBGH | Shenzhen Vanplex Optoelectronics Co. Ltd | VANPLEX | VPL-HB-300WAN-[Blank HV]-30K | Indoor Luminaires | High-Bay | High-Bay Luminaires for Commercial and Industrial Buildings | Standard | TRUE | 39957 | 133.59 | 299.1 | 6.49 | 0.9706 | 2963 | 72.7 | 5 | 50000 | 42718 | Not Dimmable | Not Dimmable | No |  | 4.1 | 39957 | 133.59 | 299.1 | 6.49 | 0.97 | 3000 | 72.7
PZRN47ZC | Shenzhen Vanplex Optoelectronics Co. Ltd | VANPLEX | VPL-HB-240WAN-[Blank HV]-30K | Indoor Luminaires | High-Bay | High-Bay Luminaires for Commercial and Industrial Buildings | Standard | TRUE | 31773 | 131.84 | 241 | 6.67 | 0.9528 | 2949 | 72.4 | 5 | 50000 | 42718 | Not Dimmable | Not Dimmable | No |  | 4.1 | 31773 | 131.84 | 241 | 6.67 | 0.95 | 3000 | 72.4
PEJR5TTM | Shenzhen Vanplex Optoelectronics Co. Ltd | VANPLEX | VPL-HB-200WAN-[Blank HV]-30K | Indoor Luminaires | High-Bay | High-Bay Luminaires for Commercial and Industrial Buildings | Standard | TRUE | 27079 | 133.99 | 202.1 | 6.55 | 0.9354 | 2957 | 72.6 | 5 | 50000 | 42718 | Not Dimmable | Not Dimmable | No |  | 4.1 | 27079 | 133.99 | 202.1 | 6.55 | 0.94 | 3000 | 72.6
PQ1G5E29 | Shenzhen Vanplex Optoelectronics Co. Ltd | VANPLEX | VPL-HB-240WAN-[Blank HV]-57K | Indoor Luminaires | High-Bay | High-Bay Luminaires for Commercial and Industrial Buildings | Standard | FALSE | [9 empty] | 42718 | Not Dimmable | Not Dimmable | No |  | 4.1 | 32701 | 135.69 | 241 | 8.56 | 0.95 | 5700 | 76
PSQMW3H2 | Shenzhen Vanplex Optoelectronics Co. Ltd | VANPLEX | VPL-HB-300WAN-[Blank HV]-57K | Indoor Luminaires | High-Bay | High-Bay Luminaires for Commercial and Industrial Buildings | Standard | FALSE | [9 empty] | 42718 | Not Dimmable | Not Dimmable | No |  | 4.1 | 41435 | 138.21 | 299.8 | 7.51 | 0.97 | 5700 | 76
PDCNGFYZ | Shenzhen Vanplex Optoelectronics Co. Ltd | VANPLEX | VPL-HB-200WAN-[Blank HV]-57K | Indoor Luminaires | High-Bay | High-Bay Luminaires for Commercial and Industrial Buildings | Standard | FALSE | [9 empty] | 42718 | Not Dimmable | Not Dimmable | No |  | 4.1 | 28196 | 137.81 | 204.6 | 7.83 | 0.93 | 5700 | 75.6
PDD3K96C | Shenzhen Vanplex Optoelectronics Co. Ltd | VANPLEX | VPL-HB-240WAD-[Blank HV]-57K | Indoor Luminaires | High-Bay | High-Bay Luminaires for Commercial and Industrial Buildings | Standard | FALSE | [9 empty] | 42718 | Dimmable | Continuous Below 10 | No |  | 4.1 | 32701 | 135.69 | 241 | 8.56 | 0.95 | 5700 | 76
PQUTP6AP | Shenzhen Vanplex Optoelectronics Co. Ltd | VANPLEX | VPL-HB-300WAD-[Blank HV]-57K | Indoor Luminaires | High-Bay | High-Bay Luminaires for Commercial and Industrial Buildings | Standard | FALSE | [9 empty] | 42718 | Dimmable | Continuous Below 10 | No |  | 4.1 | 41435 | 138.21 | 299.8 | 7.51 | 0.97 | 5700 | 76
PTD4PE19 | Shenzhen Vanplex Optoelectronics Co. Ltd | VANPLEX | VPL-HB-200WAD-[Blank HV]-57K | Indoor Luminaires | High-Bay | High-Bay Luminaires for Commercial and Industrial Buildings | Standard | FALSE | [9 empty] | 42718 | Dimmable | Continuous Below 10 | No |  | 4.1 | 28196 | 137.81 | 204.6 | 7.83 | 0.93 | 5700 | 75.6
P8T5YYUF | Shenzhen Vanplex Optoelectronics Co. Ltd | VANPLEX | VPL-HB-240WAN-[Blank HV]-50K | Indoor Luminaires | High-Bay | High-Bay Luminaires for Commercial and Industrial Buildings | Standard | FALSE | [9 empty] | 42718 | Not Dimmable | Not Dimmable | No |  | 4.1 | 32257 | 133.62 | 241.4 | 7.23 | 0.95 | 5000 | 73.9
P6374Y9F | Shenzhen Vanplex Optoelectronics Co. Ltd | VANPLEX | VPL-HB-300WAN-[Blank HV]-50K | Indoor Luminaires | High-Bay | High-Bay Luminaires for Commercial and Industrial Buildings | Standard | FALSE | [9 empty] | 42718 | Not Dimmable | Not Dimmable | No |  | 4.1 | 40453 | 135.02 | 299.6 | 6.59 | 0.97 | 5000 | 73.8
PS12M4GY | Shenzhen Vanplex Optoelectronics Co. Ltd | VANPLEX | VPL-HB-200WAN-[Blank HV]-50K | Indoor Luminaires | High-Bay | High-Bay Luminaires for Commercial and Industrial Buildings | Standard | FALSE | [9 empty] | 42718 | Not Dimmable | Not Dimmable | No |  | 4.1 | 27464 | 135.56 | 202.6 | 6.82 | 0.93 | 5000 | 73.7
PSRHWUTQ | Shenzhen Vanplex Optoelectronics Co. Ltd | VANPLEX | VPL-HB-240WAD-[Blank HV]-50K | Indoor Luminaires | High-Bay | High-Bay Luminaires for Commercial and Industrial Buildings | Standard | FALSE | [9 empty] | 42718 | Dimmable | Continuous Below 10 | No |  | 4.1 | 32257 | 133.62 | 241.4 | 7.23 | 0.95 | 5000 | 73.9
PFUED7W6 | Shenzhen Vanplex Optoelectronics Co. Ltd | VANPLEX | VPL-HB-300WAD-[Blank HV]-50K | Indoor Luminaires | High-Bay | High-Bay Luminaires for Commercial and Industrial Buildings | Standard | FALSE | [9 empty] | 42718 | Dimmable | Continuous Below 10 | No |  | 4.1 | 40453 | 135.02 | 299.6 | 6.59 | 0.97 | 5000 | 73.8
PAKCW1VD | Shenzhen Vanplex Optoelectronics Co. Ltd | VANPLEX | VPL-HB-200WAD-[Blank HV]-50K | Indoor Luminaires | High-Bay | High-Bay Luminaires for Commercial and Industrial Buildings | Standard | FALSE | [9 empty] | 42718 | Dimmable | Continuous Below 10 | No |  | 4.1 | 27464 | 135.56 | 202.6 | 6.82 | 0.93 | 5000 | 73.7
P1HNJZ6T | Shenzhen Vanplex Optoelectronics Co. Ltd | VANPLEX | VPL-HB-240WAN-[Blank HV]-45K | Indoor Luminaires | High-Bay | High-Bay Luminaires for Commercial and Industrial Buildings | Standard | FALSE | [9 empty] | 42718 | Not Dimmable | Not Dimmable | No |  | 4.1 | 32257 | 133.62 | 241.4 | 7.23 | 0.95 | 4500 | 73.9
P1B469TC | Shenzhen Vanplex Optoelectronics Co. Ltd | VANPLEX | VPL-HB-300WAN-[Blank HV]-45K | Indoor Luminaires | High-Bay | High-Bay Luminaires for Commercial and Industrial Buildings | Standard | FALSE | [9 empty] | 42718 | Not Dimmable | Not Dimmable | No |  | 4.1 | 40453 | 135.02 | 299.6 | 6.59 | 0.97 | 4500 | 73.8
PEHPTJZ6 | Shenzhen Vanplex Optoelectronics Co. Ltd | VANPLEX | VPL-HB-200WAN-[Blank HV]-45K | Indoor Luminaires | High-Bay | High-Bay Luminaires for Commercial and Industrial Buildings | Standard | FALSE | [9 empty] | 42718 | Not Dimmable | Not Dimmable | No |  | 4.1 | 27464 | 135.56 | 202.6 | 6.82 | 0.93 | 4500 | 73.7
PTCYVXAR | Shenzhen Vanplex Optoelectronics Co. Ltd | VANPLEX | VPL-HB-240WAD-[Blank HV]-45K | Indoor Luminaires | High-Bay | High-Bay Luminaires for Commercial and Industrial Buildings | Standard | FALSE | [9 empty] | 42718 | Dimmable | Continuous Below 10 | No |  | 4.1 | 32257 | 133.62 | 241.4 | 7.23 | 0.95 | 4500 | 73.9
P4ZST7WU | Shenzhen Vanplex Optoelectronics Co. Ltd | VANPLEX | VPL-HB-300WAD-[Blank HV]-45K | Indoor Luminaires | High-Bay | High-Bay Luminaires for Commercial and Industrial Buildings | Standard | FALSE | [9 empty] | 42718 | Dimmable | Continuous Below 10 | No |  | 4.1 | 40453 | 135.02 | 299.6 | 6.59 | 0.97 | 4500 | 73.8
P55CA345 | Shenzhen Vanplex Optoelectronics Co. Ltd | VANPLEX | VPL-HB-200WAD-[Blank HV]-45K | Indoor Luminaires | High-Bay | High-Bay Luminaires for Commercial and Industrial Buildings | Standard | FALSE | [9 empty] | 42718 | Dimmable | Continuous Below 10 | No |  | 4.1 | 27464 | 135.56 | 202.6 | 6.82 | 0.93 | 4500 | 73.7
P6GXD1KS | Shenzhen Vanplex Optoelectronics Co. Ltd | VANPLEX | VPL-HB-240WAN-[Blank HV]-40K | Indoor Luminaires | High-Bay | High-Bay Luminaires for Commercial and Industrial Buildings | Standard | FALSE | [9 empty] | 42718 | Not Dimmable | Not Dimmable | No |  | 4.1 | 32257 | 133.62 | 241.4 | 7.23 | 0.95 | 4000 | 73.9
PBV626FP | Shenzhen Vanplex Optoelectronics Co. Ltd | VANPLEX | VPL-HB-300WAN-[Blank HV]-40K | Indoor Luminaires | High-Bay | High-Bay Luminaires for Commercial and Industrial Buildings | Standard | FALSE | [9 empty] | 42718 | Not Dimmable | Not Dimmable | No |  | 4.1 | 40453 | 135.02 | 299.6 | 6.59 | 0.97 | 4000 | 73.8
P8CYJ2PJ | Shenzhen Vanplex Optoelectronics Co. Ltd | VANPLEX | VPL-HB-200WAN-[Blank HV]-40K | Indoor Luminaires | High-Bay | High-Bay Luminaires for Commercial and Industrial Buildings | Standard | FALSE | [9 empty] | 42718 | Not Dimmable | Not Dimmable | No |  | 4.1 | 27464 | 135.56 | 202.6 | 6.82 | 0.93 | 4000 | 73.7
PG9VH3VC | Shenzhen Vanplex Optoelectronics Co. Ltd | VANPLEX | VPL-HB-240WAD-[Blank HV]-40K | Indoor Luminaires | High-Bay | High-Bay Luminaires for Commercial and Industrial Buildings | Standard | FALSE | [9 empty] | 42718 | Dimmable | Continuous Below 10 | No |  | 4.1 | 32257 | 133.62 | 241.4 | 7.23 | 0.95 | 4000 | 73.9
PUQNBZE4 | Shenzhen Vanplex Optoelectronics Co. Ltd | VANPLEX | VPL-HB-300WAD-[Blank HV]-40K | Indoor Luminaires | High-Bay | High-Bay Luminaires for Commercial and Industrial Buildings | Standard | FALSE | [9 empty] | 42718 | Dimmable | Continuous Below 10 | No |  | 4.1 | 40453 | 135.02 | 299.6 | 6.59 | 0.97 | 4000 | 73.8
PBBNH4QT | Shenzhen Vanplex Optoelectronics Co. Ltd | VANPLEX | VPL-HB-200WAD-[Blank HV]-40K | Indoor Luminaires | High-Bay | High-Bay Luminaires for Commercial and Industrial Buildings | Standard | FALSE | [9 empty] | 42718 | Dimmable | Continuous Below 10 | No |  | 4.1 | 27464 | 135.56 | 202.6 | 6.82 | 0.93 | 4000 | 73.7
P1WXMF73 | Shenzhen Vanplex Optoelectronics Co. Ltd | VANPLEX | VPL-HB-300WAN-[Blank HV]-35K | Indoor Luminaires | High-Bay | High-Bay Luminaires for Commercial and Industrial Buildings | Standard | FALSE | [9 empty] | 42718 | Not Dimmable | Not Dimmable | No |  | 4.1 | 39957 | 133.59 | 299.1 | 6.49 | 0.97 | 3500 | 72.7
P9WWP59S | Shenzhen Vanplex Optoelectronics Co. Ltd | VANPLEX | VPL-HB-200WAN-[Blank HV]-35K | Indoor Luminaires | High-Bay | High-Bay Luminaires for Commercial and Industrial Buildings | Standard | FALSE | [9 empty] | 42718 | Not Dimmable | Not Dimmable | No |  | 4.1 | 27079 | 133.99 | 202.1 | 6.55 | 0.94 | 3500 | 72.6
PAA8NJFF | Shenzhen Vanplex Optoelectronics Co. Ltd | VANPLEX | VPL-HB-240WAN-[Blank HV]-35K | Indoor Luminaires | High-Bay | High-Bay Luminaires for Commercial and Industrial Buildings | Standard | FALSE | [9 empty] | 42718 | Not Dimmable | Not Dimmable | No |  | 4.1 | 31773 | 131.84 | 241 | 6.67 | 0.95 | 3500 | 72.4
PT6UCZZV | Shenzhen Vanplex Optoelectronics Co. Ltd | VANPLEX | VPL-HB-300WAD-[Blank HV]-35K | Indoor Luminaires | High-Bay | High-Bay Luminaires for Commercial and Industrial Buildings | Standard | FALSE | [9 empty] | 42718 | Dimmable | Continuous Below 10 | No |  | 4.1 | 39957 | 133.59 | 299.1 | 6.49 | 0.97 | 3500 | 72.7
PSBM89J9 | Shenzhen Vanplex Optoelectronics Co. Ltd | VANPLEX | VPL-HB-200WAD-[Blank HV]-35K | Indoor Luminaires | High-Bay | High-Bay Luminaires for Commercial and Industrial Buildings | Standard | FALSE | [9 empty] | 42718 | Dimmable | Continuous Below 10 | No |  | 4.1 | 27079 | 133.99 | 202.1 | 6.55 | 0.94 | 3500 | 72.6
P6GJQQS8 | Shenzhen Vanplex Optoelectronics Co. Ltd | VANPLEX | VPL-HB-240WAD-[Blank HV]-35K | Indoor Luminaires | High-Bay | High-Bay Luminaires for Commercial and Industrial Buildings | Standard | FALSE | [9 empty] | 42718 | Dimmable | Continuous Below 10 | No |  | 4.1 | 31773 | 131.84 | 241 | 6.67 | 0.95 | 3500 | 72.4
P5WJNWXC | Shenzhen Vanplex Optoelectronics Co. Ltd | VANPLEX | VPL-HB-300WAD-[Blank HV]-30K | Indoor Luminaires | High-Bay | High-Bay Luminaires for Commercial and Industrial Buildings | Standard | FALSE | [9 empty] | 42718 | Dimmable | Continuous Below 10 | No |  | 4.1 | 39957 | 133.59 | 299.1 | 6.49 | 0.97 | 3000 | 72.7
PB1KY6UF | Shenzhen Vanplex Optoelectronics Co. Ltd | VANPLEX | VPL-HB-200WAD-[Blank HV]-30K | Indoor Luminaires | High-Bay | High-Bay Luminaires for Commercial and Industrial Buildings | Standard | FALSE | [9 empty] | 42718 | Dimmable | Continuous Below 10 | No |  | 4.1 | 27079 | 133.99 | 202.1 | 6.55 | 0.94 | 3000 | 72.6
PKEJSP7X | Shenzhen Vanplex Optoelectronics Co. Ltd | VANPLEX | VPL-HB-240WAD-[Blank HV]-30K | Indoor Luminaires | High-Bay | High-Bay Luminaires for Commercial and Industrial Buildings | Standard | FALSE | [9 empty] | 42718 | Dimmable | Continuous Below 10 | No |  | 4.1 | 31773 | 131.84 | 241 | 6.67 | 0.95 | 3000 | 72.4
PU5BZNSD | Revolution Lighting Technologies | Revolution Lighting Technologies | 128015-113 | Indoor Luminaires | High-Bay | High-Bay Luminaires for Commercial and Industrial Buildings | Premium | TRUE | 41761.04 | 128.121 | 325.95 | 17.6 | 0.936 | 3989 | 83.1 | 5 | 50000 | 42718 | Dimmable | Continuous Below 10 | No |  | 4 | 41761 | 128.1 | 325.95 | 17.6 | 0.94 | 3989 | 83.1
PYAJBWTS | Revolution Lighting Technologies | Revolution Lighting Technologies | 128013-113 | Indoor Luminaires | High-Bay | High-Bay Luminaires for Commercial and Industrial Buildings | Premium | TRUE | 20812.906 | 127.335 | 163.45 | 17.6 | 0.933 | 4010 | 82.7 | 5 | 50000 | 42718 | Dimmable | Continuous Below 10 | No |  | 4 | 20812.9 | 127.3 | 163.45 | 17.6 | 0.93 | 4010 | 82.7
PBPEYCWM | Revolution Lighting Technologies | Revolution Lighting Technologies | 128011-113 | Indoor Luminaires | High-Bay | High-Bay Luminaires for Commercial and Industrial Buildings | Premium | TRUE | 10693.75 | 128.36 | 83.31 | 17.8 | 0.932 | 3941 | 82.8 | 5 | 50000 | 42718 | Dimmable | Continuous Below 10 | No |  | 4 | 10693.7 | 128.3 | 83.31 | 17.8 | 0.93 | 3941 | 82.8
P7R6KHKW | Revolution Lighting Technologies | Revolution Lighting Technologies | 128015-123 | Indoor Luminaires | High-Bay | High-Bay Luminaires for Commercial and Industrial Buildings | Premium | TRUE | 44712.12 | 136.818 | 326.8 | 17.4 | 0.932 | 4068 | 83.3 | 5 | 50000 | 42718 | Dimmable | Continuous Below 10 | No |  | 4 | 44712.1 | 136.8 | 326.8 | 17.4 | 0.93 | 4068 | 83.3
P8DK3HCM | Revolution Lighting Technologies | Revolution Lighting Technologies | 128013-103 | Indoor Luminaires | High-Bay | High-Bay Luminaires for Commercial and Industrial Buildings | Premium | TRUE | 22830.953 | 138.227 | 165.17 | 17.1 | 0.926 | 3997 | 83.2 | 5 | 50000 | 42718 | Dimmable | Continuous Below 10 | No |  | 4 | 22830.9 | 138.2 | 165.17 | 17.1 | 0.93 | 3997 | 83.2
PM4NS6EB | Revolution Lighting Technologies | Revolution Lighting Technologies | 128015-103 | Indoor Luminaires | High-Bay | High-Bay Luminaires for Commercial and Industrial Buildings | Premium | TRUE | 44921.2 | 136.522 | 329.04 | 17.7 | 0.924 | 4007 | 83.4 | 5 | 50000 | 42718 | Dimmable | Continuous Below 10 | No |  | 4 | 44921.1 | 136.5 | 329 | 17.7 | 0.92 | 4007 | 83.4
PC4UF6ZT | Revolution Lighting Technologies | Revolution Lighting Technologies | 128013-123 | Indoor Luminaires | High-Bay | High-Bay Luminaires for Commercial and Industrial Buildings | Premium | TRUE | 23253.67 | 140.84 | 165.1 | 16.4 | 0.924 | 3835 | 83 | 5 | 50000 | 42718 | Dimmable | Continuous Below 10 | No |  | 4 | 23253.6 | 140.8 | 165.1 | 16.4 | 0.92 | 3835 | 83
PTVFS2T4 | Revolution Lighting Technologies | Revolution Lighting Technologies | 128014-113 | Indoor Luminaires | High-Bay | High-Bay Luminaires for Commercial and Industrial Buildings | Premium | TRUE | 33111.31 | 127.375 | 259.95 | 17.3 | 0.923 | 3984 | 83.1 | 5 | 50000 | 42718 | Dimmable | Continuous Below 10 | No |  | 4 | 33111.1 | 127.3 | 259.95 | 17.3 | 0.92 | 3984 | 83.1
PF4G1WDU | Revolution Lighting Technologies | Revolution Lighting Technologies | 128011-123 | Indoor Luminaires | High-Bay | High-Bay Luminaires for Commercial and Industrial Buildings | Premium | TRUE | 11519 | 138.452 | 83.2 | 17.2 | 0.923 | 3999 | 83.4 | 5 | 50000 | 42718 | Dimmable | Continuous Below 10 | No |  | 4 | 11519.2 | 138.4 | 83.2 | 17.2 | 0.92 | 3999 | 83.4
PH8ZHYMD | Revolution Lighting Technologies | Revolution Lighting Technologies | 128014-123 | Indoor Luminaires | High-Bay | High-Bay Luminaires for Commercial and Industrial Buildings | Premium | TRUE | 36214.12 | 137.435 | 263.5 | 17.8 | 0.921 | 4035 | 83.1 | 5 | 50000 | 42718 | Dimmable | Continuous Below 10 | No |  | 4 | 36214.1 | 137.4 | 263.5 | 17.8 | 0.92 | 4035 | 83.1
PY8Y6BNH | Revolution Lighting Technologies | Revolution Lighting Technologies | 128010-113 | Indoor Luminaires | High-Bay | High-Bay Luminaires for Commercial and Industrial Buildings | Premium | TRUE | 9170.05 | 140.86 | 65.1 | 15.8 | 0.92 | 3935 | 82.9 | 5 | 50000 | 42718 | Dimmable | Continuous Below 10 | No |  | 4 | 9170 | 140.8 | 65.1 | 15.8 | 0.92 | 3935 | 82.9
PET95E8D | Revolution Lighting Technologies | Revolution Lighting Technologies | 128014-103 | Indoor Luminaires | High-Bay | High-Bay Luminaires for Commercial and Industrial Buildings | Premium | TRUE | 35910.996 | 136.49 | 263.09 | 16.1 | 0.919 | 3979 | 83 | 5 | 50000 | 42718 | Dimmable | Continuous Below 10 | No |  | 4 | 35910.9 | 136.4 | 263.09 | 16.1 | 0.92 | 3979 | 83
P5V4V66Z | Revolution Lighting Technologies | Revolution Lighting Technologies | 128010-103 | Indoor Luminaires | High-Bay | High-Bay Luminaires for Commercial and Industrial Buildings | Premium | TRUE | 9092.967 | 140.758 | 64.6 | 15.3 | 0.919 | 3939 | 83.5 | 5 | 50000 | 42718 | Dimmable | Continuous Below 10 | No |  | 4 | 9092.9 | 140.7 | 64.6 | 15.3 | 0.92 | 3939 | 83.5
P155F1ZC | Revolution Lighting Technologies | Revolution Lighting Technologies | 128011-103 | Indoor Luminaires | High-Bay | High-Bay Luminaires for Commercial and Industrial Buildings | Premium | TRUE | 11349.441 | 136.346 | 83.24 | 16.1 | 0.917 | 3934 | 83.2 | 5 | 50000 | 42718 | Dimmable | Continuous Below 10 | No |  | 4 | 11349.4 | 136.3 | 83.24 | 16.1 | 0.92 | 3934 | 83.2
PNSPBTEN | Revolution Lighting Technologies | Revolution Lighting Technologies | 128012-103 | Indoor Luminaires | High-Bay | High-Bay Luminaires for Commercial and Industrial Buildings | Premium | TRUE | 17812.727 | 136.23 | 130.75 | 16.8 | 0.916 | 3974 | 83.5 | 5 | 50000 | 42718 | Dimmable | Continuous Below 10 | No |  | 4 | 17812.7 | 136.2 | 130.75 | 16.8 | 0.92 | 3974 | 83.5
P5MZFYP4 | Revolution Lighting Technologies | Revolution Lighting Technologies | 128010-123 | Indoor Luminaires | High-Bay | High-Bay Luminaires for Commercial and Industrial Buildings | Premium | TRUE | 9153.97 | 140.614 | 65.1 | 15.9 | 0.915 | 4076 | 83.1 | 5 | 50000 | 42718 | Dimmable | Continuous Below 10 | No |  | 4 | 9153.9 | 140.6 | 65.1 | 15.9 | 0.92 | 4076 | 83.1
PMHJYU28 | Revolution Lighting Technologies | Revolution Lighting Technologies | 128012-113 | Indoor Luminaires | High-Bay | High-Bay Luminaires for Commercial and Industrial Buildings | Premium | TRUE | 16900.072 | 126.906 | 133.17 | 18.1 | 0.914 | 3991 | 82.9 | 5 | 50000 | 42718 | Dimmable | Continuous Below 10 | No |  | 4 | 16900 | 126.9 | 133.17 | 18.1 | 0.91 | 3991 | 82.9
PGSNZU2Y | Revolution Lighting Technologies | Revolution Lighting Technologies | 128012-123 | Indoor Luminaires | High-Bay | High-Bay Luminaires for Commercial and Industrial Buildings | Premium | TRUE | 18278.258 | 140.386 | 130.2 | 16.6 | 0.912 | 3834 | 82.9 | 5 | 50000 | 42718 | Dimmable | Continuous Below 10 | No |  | 4 | 18278.2 | 140.3 | 130.2 | 16.6 | 0.91 | 3834 | 82.9
PNMR8FV4 | Revolution Lighting Technologies | Revolution Lighting Technologies | 128015-125 | Indoor Luminaires | High-Bay | High-Bay Luminaires for Commercial and Industrial Buildings | Premium | FALSE | [9 empty] | 42718 | Dimmable | Continuous Below 10 | No |  | 4 | 45550.3 | 140.3 | 324.5 | 18.8 | 0.94 | 5098 | 85.5
PYPANFJV | Revolution Lighting Technologies | Revolution Lighting Technologies | 128010-125 | Indoor Luminaires | High-Bay | High-Bay Luminaires for Commercial and Industrial Buildings | Premium | FALSE | [9 empty] | 42718 | Dimmable | Continuous Below 10 | No |  | 4 | 9394 | 144.7 | 64.9 | 16.7 | 0.92 | 5046 | 85.3
PM96TA75 | Revolution Lighting Technologies | Revolution Lighting Technologies | 128015-105 | Indoor Luminaires | High-Bay | High-Bay Luminaires for Commercial and Industrial Buildings | Premium | FALSE | [9 empty] | 42718 | Dimmable | Continuous Below 10 | No |  | 4 | 45702.7 | 140.8 | 324.4 | 18.5 | 0.93 | 4998 | 85.5
PKVU95Z3 | Revolution Lighting Technologies | Revolution Lighting Technologies | 128014-125 | Indoor Luminaires | High-Bay | High-Bay Luminaires for Commercial and Industrial Buildings | Premium | FALSE | [9 empty] | 42718 | Dimmable | Continuous Below 10 | No |  | 4 | 37120.1 | 141.6 | 262.1 | 18.5 | 0.93 | 4991 | 85.4
PEHNEKXZ | Revolution Lighting Technologies | Revolution Lighting Technologies | 128014-105 | Indoor Luminaires | High-Bay | High-Bay Luminaires for Commercial and Industrial Buildings | Premium | FALSE | [9 empty] | 42718 | Dimmable | Continuous Below 10 | No |  | 4 | 36707.4 | 140.4 | 261.44 | 16.8 | 0.92 | 4988 | 85.4
PG82TB9E | Revolution Lighting Technologies | Revolution Lighting Technologies | 128013-115 | Indoor Luminaires | High-Bay | High-Bay Luminaires for Commercial and Industrial Buildings | Premium | FALSE | [9 empty] | 42718 | Dimmable | Continuous Below 10 | No |  | 4 | 21918.3 | 130.9 | 167.34 | 18.3 | 0.94 | 4986 | 84.4
PX52B2NU | Revolution Lighting Technologies | Revolution Lighting Technologies | 128013-105 | Indoor Luminaires | High-Bay | High-Bay Luminaires for Commercial and Industrial Buildings | Premium | FALSE | [9 empty] | 42718 | Dimmable | Continuous Below 10 | No |  | 4 | 23878 | 141.7 | 168.42 | 17.9 | 0.93 | 4972 | 84.8
P3PVSNJY | Revolution Lighting Technologies | Revolution Lighting Technologies | 128012-125 | Indoor Luminaires | High-Bay | High-Bay Luminaires for Commercial and Industrial Buildings | Premium | FALSE | [9 empty] | 42718 | Dimmable | Continuous Below 10 | No |  | 4 | 18733.2 | 145.3 | 128.9 | 17.3 | 0.92 | 4966 | 84.6
PTEGRVTB | Revolution Lighting Technologies | Revolution Lighting Technologies | 128012-115 | Indoor Luminaires | High-Bay | High-Bay Luminaires for Commercial and Industrial Buildings | Premium | FALSE | [9 empty] | 42718 | Dimmable | Continuous Below 10 | No |  | 4 | 17018.8 | 130.3 | 130.52 | 18.8 | 0.92 | 4960 | 84.3
P4YN3AFM | Revolution Lighting Technologies | Revolution Lighting Technologies | 128011-125 | Indoor Luminaires | High-Bay | High-Bay Luminaires for Commercial and Industrial Buildings | Premium | FALSE | [9 empty] | 42718 | Dimmable | Continuous Below 10 | No |  | 4 | 11966.7 | 142.2 | 84.1 | 17.9 | 0.93 | 4959 | 85.2
PFJFP1T6 | Revolution Lighting Technologies | Revolution Lighting Technologies | 128012-105 | Indoor Luminaires | High-Bay | High-Bay Luminaires for Commercial and Industrial Buildings | Premium | FALSE | [9 empty] | 42718 | Dimmable | Continuous Below 10 | No |  | 4 | 18033 | 140.2 | 128.62 | 17.5 | 0.92 | 4959 | 84.9
PJKYDGMA | Revolution Lighting Technologies | Revolution Lighting Technologies | 128014-115 | Indoor Luminaires | High-Bay | High-Bay Luminaires for Commercial and Industrial Buildings | Premium | FALSE | [9 empty] | 42718 | Dimmable | Continuous Below 10 | No |  | 4 | 33914.1 | 130 | 260.84 | 18.6 | 0.93 | 4956 | 84.6
PJ6NDAPA | Revolution Lighting Technologies | Revolution Lighting Technologies | 128013-125 | Indoor Luminaires | High-Bay | High-Bay Luminaires for Commercial and Industrial Buildings | Premium | FALSE | [9 empty] | 42718 | Dimmable | Continuous Below 10 | No |  | 4 | 24218.1 | 144.2 | 167.9 | 17.2 | 0.93 | 4935 | 85.2
PPNH5R6P | Revolution Lighting Technologies | Revolution Lighting Technologies | 128015-115 | Indoor Luminaires | High-Bay | High-Bay Luminaires for Commercial and Industrial Buildings | Premium | FALSE | [9 empty] | 42718 | Dimmable | Continuous Below 10 | No |  | 4 | 41679.2 | 131.4 | 317.15 | 18.5 | 0.94 | 4919 | 85
PUAS695C | Revolution Lighting Technologies | Revolution Lighting Technologies | 128011-115 | Indoor Luminaires | High-Bay | High-Bay Luminaires for Commercial and Industrial Buildings | Premium | FALSE | [9 empty] | 42718 | Dimmable | Continuous Below 10 | No |  | 4 | 11122.6 | 131.5 | 84.58 | 18.4 | 0.94 | 4888 | 84.4
PABYJBDG | Revolution Lighting Technologies | Revolution Lighting Technologies | 128011-105 | Indoor Luminaires | High-Bay | High-Bay Luminaires for Commercial and Industrial Buildings | Premium | FALSE | [9 empty] | 42718 | Dimmable | Continuous Below 10 | No |  | 4 | 11715.8 | 139.5 | 83.97 | 16.6 | 0.92 | 4884 | 84.8
P8M248Q8 | Revolution Lighting Technologies | Revolution Lighting Technologies | 128010-115 | Indoor Luminaires | High-Bay | High-Bay Luminaires for Commercial and Industrial Buildings | Premium | FALSE | [9 empty] | 42718 | Dimmable | Continuous Below 10 | No |  | 4 | 9352.3 | 143.9 | 64.98 | 16.6 | 0.93 | 4884 | 84.5
PWH3B6XT | Revolution Lighting Technologies | Revolution Lighting Technologies | 128010-105 | Indoor Luminaires | High-Bay | High-Bay Luminaires for Commercial and Industrial Buildings | Premium | FALSE | [9 empty] | 42718 | Dimmable | Continuous Below 10 | No |  | 4 | 9325 | 143.9 | 64.76 | 16.1 | 0.93 | 4866 | 84.9
P54E56DR | Fulham Co Inc | ThoroLED | TRMUNV220AC850A | Indoor Retrofit Kit | High-Bay | Retrofit Kits for High-Bay Luminaires for Commercial and Industrial Buildings | Standard | TRUE | 23280 | 112.4 | 207.1 | 8.9 | 0.98 | 5230 | 84.6 | 5 |  | 42717 |  |  | No |  | 4.1 | 23280 | 112.4 | 207.1 | 8.9 | 0.98 | 5000 | 84.6
PD85BYHV | Alphalite Inc. | Alphalite | LBW-4L(42)/840 | Indoor Luminaires | High-Bay | Low-Bay Luminaires for Commercial and Industrial Buildings | Premium | TRUE | 5036.7 | 126.43 | 39.83 | 3.8 | 0.97 | 3958 | 81.99 | 5 | 50000 | 42717 |  |  | No |  | 4 | 5334 | 127 | 42 | 10 | 0.9 | 4000 | 80
PQGSSXSY | Alphalite Inc. | Alphalite | LBW-4L(42)/850 | Indoor Luminaires | High-Bay | Low-Bay Luminaires for Commercial and Industrial Buildings | Premium | FALSE | [9 empty] | 42717 |  |  | No |  | 4 | 5376 | 128 | 42 | 10 | 0.9 | 5000 | 80
PPBV7KPV | Shenzhen Betop Electronics CoLtd | Bitco | BT-HLV240W-280L(4000K) | Indoor Luminaires | High-Bay | High-Bay Luminaires for Commercial and Industrial Buildings | Standard | TRUE | 29437 | 126.07 | 233.5 | 13.52 | 0.9328 | 3962 | 82 | 5 | 50000 | 42717 |  |  | No |  | 4.1 | 29937 | 126.85 | 236 | 8.61 | 0.98 | 4000 | 82
P751NTP6 | Shenzhen Betop Electronics CoLtd | Bitco | BT-HLV200W-224L(4000K) | Indoor Luminaires | High-Bay | High-Bay Luminaires for Commercial and Industrial Buildings | Standard | TRUE | 24979 | 126.03 | 198.2 | 14.09 | 0.9267 | 3964 | 84.8 | 5 | 50000 | 42717 |  |  | No |  | 4.1 | 25425 | 126.81 | 200.5 | 9.85 | 0.98 | 4000 | 84.8
PF2PYR26 | Shenzhen Betop Electronics CoLtd | Bitco | BT-HLV200W-224L(5700K) | Indoor Luminaires | High-Bay | High-Bay Luminaires for Commercial and Industrial Buildings | Standard | FALSE | [9 empty] | 42717 |  |  | No |  | 4.1 | 26331 | 130.48 | 201.8 | 9.44 | 0.98 | 5700 | 84
PPHPAMCV | Shenzhen Betop Electronics CoLtd | Bitco | BT-HLV240W-280L(5700K) | Indoor Luminaires | High-Bay | High-Bay Luminaires for Commercial and Industrial Buildings | Standard | FALSE | [9 empty] | 42717 |  |  | No |  | 4.1 | 31079 | 130.53 | 238.1 | 8.6 | 0.98 | 5700 | 83.9
PDBZEVS8 | Shenzhen Betop Electronics CoLtd | Bitco | BT-HLV240W-280L(5000K) | Indoor Luminaires | High-Bay | High-Bay Luminaires for Commercial and Industrial Buildings | Standard | FALSE | [9 empty] | 42717 |  |  | No |  | 4.1 | 30527 | 128.48 | 237.6 | 8.74 | 0.98 | 5000 | 84
PJQ9VNTW | Shenzhen Betop Electronics CoLtd | Bitco | BT-HLV200W-224L(5000K) | Indoor Luminaires | High-Bay | High-Bay Luminaires for Commercial and Industrial Buildings | Standard | FALSE | [9 empty] | 42717 |  |  | No |  | 4.1 | 25724 | 128.94 | 199.5 | 9.82 | 0.98 | 5000 | 83.9
PJEN9HCE | Axlen Inc. | Axlen Lighting | AXHB-PL2-150W40K-* | Indoor Luminaires | High-Bay | High-Bay Luminaires for Commercial and Industrial Buildings | Standard | TRUE | 17244 | 117.47 | 146.8 | 10.95 | 0.8868 | 3889 | 82.4 | 5 | 50000 | 42717 |  |  | Yes |  | 4.1 | 17244 | 117.47 | 146.8 | 10.95 | 0.89 | 4000 | 82.4
P8925DKF | Axlen Inc. | Axlen Lighting | AXHB-PL2-150W50K-* | Indoor Luminaires | High-Bay | High-Bay Luminaires for Commercial and Industrial Buildings | Standard | FALSE | [9 empty] | 42717 |  |  | Yes |  | 4.1 | 17819 | 122.64 | 145.3 | 11.24 | 0.89 | 5000 | 82.7
PFNBTH1C | Axlen Inc. | Axlen Lighting | AXHB-PL2-150W45K-* | Indoor Luminaires | High-Bay | High-Bay Luminaires for Commercial and Industrial Buildings | Standard | FALSE | [9 empty] | 42717 |  |  | Yes |  | 4.1 | 17532 | 120.04 | 146.1 | 10.95 | 0.89 | 4500 | 82.4
PURNVG5T | Energy Planning Associates | Envirobrite | FME3050-L[blankCESMDPCP]-04 | Indoor Luminaires | High-Bay | High-Bay Luminaires for Commercial and Industrial Buildings | Premium | TRUE | 29188 | 129.25 | 225.81 | 6.143 | 0.9959 | 5317 | 84.8 | 5 | 50000 | 42716 |  |  | No |  | 4 | 29188.16 | 129.26 | 225.81 | 24.2 | 0.9 | 5000 | 84.7
PTUA44XB | Energy Planning Associates | Envirobrite | FME1050-[blankCESMDPCP]-04 | Indoor Luminaires | High-Bay | High-Bay Luminaires for Commercial and Industrial Buildings | Premium | TRUE | 10444 | 138.42 | 75.447 | 13.424 | 0.9445 | 5170 | 83.8 | 5 | 50000 | 42716 |  |  | No |  | 4 | 10444.17 | 138.43 | 75.45 | 24.2 | 0.9 | 5000 | 84.7
PU1B9A1U | Energy Planning Associates | Envirobrite | FME1035-L[blankCESMDPCP]-04 | Indoor Luminaires | High-Bay | High-Bay Luminaires for Commercial and Industrial Buildings | Standard | TRUE | 9187.9 | 122.28 | 75.142 | 13.688 | 0.9435 | 3541 | 84 | 5 | 50000 | 42716 |  |  | No |  | 4 | 9187.87 | 122.27 | 75.14 | 24.2 | 0.9 | 3500 | 84.7
PA31X52P | Energy Planning Associates | Envirobrite | FME1535-L[blankCESMDPCP]-04 | Indoor Luminaires | High-Bay | High-Bay Luminaires for Commercial and Industrial Buildings | Standard | TRUE | 14202 | 122.39 | 116.04 | 24.8 | 0.903 | 3555 | 84 | 5 | 50000 | 42716 |  |  | No |  | 4 | 14219.77 | 121.62 | 116.92 | 24.2 | 0.9 | 3500 | 84.7
P2WTY8VW | Energy Planning Associates | Envirobrite | FME3050-[blankCESMDPCP]-04 | Indoor Luminaires | High-Bay | High-Bay Luminaires for Commercial and Industrial Buildings | Premium | FALSE | [9 empty] | 42716 |  |  | No |  | 4 | 31634.56 | 140.85 | 224.6 | 24.2 | 0.9 | 5000 | 84.7
P8YG8QHT | Energy Planning Associates | Envirobrite | FME2550-[blankCESMDPCP]-04 | Indoor Luminaires | High-Bay | High-Bay Luminaires for Commercial and Industrial Buildings | Premium | FALSE | [9 empty] | 42716 |  |  | No |  | 4 | 27014.4 | 146.14 | 184.85 | 24.2 | 0.9 | 5000 | 84.7
PM1RW8D8 | Energy Planning Associates | Envirobrite | FME2550-L[blankCESMDPCP]-04 | Indoor Luminaires | High-Bay | High-Bay Luminaires for Commercial and Industrial Buildings | Premium | FALSE | [9 empty] | 42716 |  |  | No |  | 4 | 24958.65 | 135.94 | 183.6 | 24.2 | 0.9 | 5000 | 84.7
PC3VE53C | Energy Planning Associates | Envirobrite | FME2050-[blankCESMDPCP]-04 | Indoor Luminaires | High-Bay | High-Bay Luminaires for Commercial and Industrial Buildings | Premium | FALSE | [9 empty] | 42716 |  |  | No |  | 4 | 21242.86 | 141.51 | 150.12 | 24.2 | 0.9 | 5000 | 84.7
PY778Y83 | Energy Planning Associates | Envirobrite | FME2050-L[blankCESMDPCP]-04 | Indoor Luminaires | High-Bay | High-Bay Luminaires for Commercial and Industrial Buildings | Premium | FALSE | [9 empty] | 42716 |  |  | No |  | 4 | 19707.85 | 130.52 | 151 | 24.2 | 0.9 | 5000 | 84.7
PX5NUY7G | Energy Planning Associates | Envirobrite | FME1550-[blankCESMDPCP]-04 | Indoor Luminaires | High-Bay | High-Bay Luminaires for Commercial and Industrial Buildings | Premium | FALSE | [9 empty] | 42716 |  |  | No |  | 4 | 16383.87 | 139.93 | 117.09 | 24.2 | 0.9 | 5000 | 84.7
PPGPTUKB | Energy Planning Associates | Envirobrite | FME1550-L[blankCESMDPCP]-04 | Indoor Luminaires | High-Bay | High-Bay Luminaires for Commercial and Industrial Buildings | Premium | FALSE | [9 empty] | 42716 |  |  | No |  | 4 | 15173.32 | 130.59 | 116.19 | 24.2 | 0.9 | 5000 | 84.7
PSVYTVAR | Energy Planning Associates | Envirobrite | FME1250-[blankCESMDPCP]-04 | Indoor Luminaires | High-Bay | High-Bay Luminaires for Commercial and Industrial Buildings | Premium | FALSE | [9 empty] | 42716 |  |  | No |  | 4 | 13420.62 | 147.69 | 90.87 | 24.2 | 0.9 | 5000 | 84.7
PCZJSX7T | Energy Planning Associates | Envirobrite | FME1250-L[blankCESMDPCP]-04 | Indoor Luminaires | High-Bay | High-Bay Luminaires for Commercial and Industrial Buildings | Premium | FALSE | [9 empty] | 42716 |  |  | No |  | 4 | 12751.71 | 138.07 | 92.36 | 24.2 | 0.9 | 5000 | 84.7
PDNGQVVR | Energy Planning Associates | Envirobrite | FME1050-L[blankCESMDPCP]-04 | Indoor Luminaires | High-Bay | High-Bay Luminaires for Commercial and Industrial Buildings | Premium | FALSE | [9 empty] | 42716 |  |  | No |  | 4 | 9868.54 | 131.25 | 75.19 | 24.2 | 0.9 | 5000 | 84.7
PC2Q3DD1 | Energy Planning Associates | Envirobrite | FME3040-[blankCESMDPCP]-04 | Indoor Luminaires | High-Bay | High-Bay Luminaires for Commercial and Industrial Buildings | Premium | FALSE | [9 empty] | 42716 |  |  | No |  | 4 | 30328.31 | 135.03 | 224.6 | 24.2 | 0.9 | 4000 | 84.7
PFT7M8AH | Energy Planning Associates | Envirobrite | FME3040-L[blankCESMDPCP]-04 | Indoor Luminaires | High-Bay | High-Bay Luminaires for Commercial and Industrial Buildings | Standard | FALSE | [9 empty] | 42716 |  |  | No |  | 4 | 28198.04 | 125.21 | 225.2 | 24.2 | 0.9 | 4000 | 84.7
P1M87DH9 | Energy Planning Associates | Envirobrite | FME2540-[blankCESMDPCP]-04 | Indoor Luminaires | High-Bay | High-Bay Luminaires for Commercial and Industrial Buildings | Premium | FALSE | [9 empty] | 42716 |  |  | No |  | 4 | 25898.92 | 140.07 | 184.9 | 24.2 | 0.9 | 4000 | 84.7
PGHE44YF | Energy Planning Associates | Envirobrite | FME2540-L[blankCESMDPCP]-04 | Indoor Luminaires | High-Bay | High-Bay Luminaires for Commercial and Industrial Buildings | Premium | FALSE | [9 empty] | 42716 |  |  | No |  | 4 | 23928.06 | 130.33 | 183.6 | 24.2 | 0.9 | 4000 | 84.7
PMPFNZTP | Energy Planning Associates | Envirobrite | FME2040-[blankCESMDPCP]-04 | Indoor Luminaires | High-Bay | High-Bay Luminaires for Commercial and Industrial Buildings | Premium | FALSE | [9 empty] | 42716 |  |  | No |  | 4 | 20365.7 | 135.68 | 150.1 | 24.2 | 0.9 | 4000 | 84.7
PYMWEF8B | Energy Planning Associates | Envirobrite | FME2040-L[blankCESMDPCP]-04 | Indoor Luminaires | High-Bay | High-Bay Luminaires for Commercial and Industrial Buildings | Standard | FALSE | [9 empty] | 42716 |  |  | No |  | 4 | 18894.08 | 125.13 | 151 | 24.2 | 0.9 | 4000 | 84.7
P49KCAVK | Energy Planning Associates | Envirobrite | FME1540-[blankCESMDPCP]-04 | Indoor Luminaires | High-Bay | High-Bay Luminaires for Commercial and Industrial Buildings | Premium | FALSE | [9 empty] | 42716 |  |  | No |  | 4 | 15707.35 | 134.14 | 117.1 | 24.2 | 0.9 | 4000 | 84.7
P7K13TR8 | Energy Planning Associates | Envirobrite | FME1540-L[blankCESMDPCP]-04 | Indoor Luminaires | High-Bay | High-Bay Luminaires for Commercial and Industrial Buildings | Standard | FALSE | [9 empty] | 42716 |  |  | No |  | 4 | 14538.25 | 124.79 | 116.5 | 24.2 | 0.9 | 4000 | 84.7
P79EKNVW | Energy Planning Associates | Envirobrite | FME1240-[blankCESMDPCP]-04 | Indoor Luminaires | High-Bay | High-Bay Luminaires for Commercial and Industrial Buildings | Premium | FALSE | [9 empty] | 42716 |  |  | No |  | 4 | 12975.12 | 142.74 | 90.9 | 24.2 | 0.9 | 4000 | 84.7
PVUD9EHF | Energy Planning Associates | Envirobrite | FME1240-L[blankCESMDPCP]-04 | Indoor Luminaires | High-Bay | High-Bay Luminaires for Commercial and Industrial Buildings | Premium | FALSE | [9 empty] | 42716 |  |  | No |  | 4 | 12002.4 | 130.6 | 91.9 | 24.2 | 0.9 | 4000 | 84.7
P67CZ8Z9 | Energy Planning Associates | Envirobrite | FME1040-[blankCESMDPCP]-04 | Indoor Luminaires | High-Bay | High-Bay Luminaires for Commercial and Industrial Buildings | Premium | FALSE | [9 empty] | 42716 |  |  | No |  | 4 | 10060.8 | 133.43 | 75.4 | 24.2 | 0.9 | 4000 | 84.7
PCHQVJPE | Energy Planning Associates | Envirobrite | FME1040-L[blankCESMDPCP]-04 | Indoor Luminaires | High-Bay | High-Bay Luminaires for Commercial and Industrial Buildings | Standard | FALSE | [9 empty] | 42716 |  |  | No |  | 4 | 9271.09 | 123.29 | 75.2 | 24.2 | 0.9 | 4000 | 84.7
PVEZMB7V | Energy Planning Associates | Envirobrite | FME3035-[blankCESMDPCP]-04 | Indoor Luminaires | High-Bay | High-Bay Luminaires for Commercial and Industrial Buildings | Premium | FALSE | [9 empty] | 42716 |  |  | No |  | 4 | 29673.22 | 132.12 | 224.6 | 24.2 | 0.9 | 3500 | 84.7
P9XBEMCE | Energy Planning Associates | Envirobrite | FME3035-L[blankCESMDPCP]-04 | Indoor Luminaires | High-Bay | High-Bay Luminaires for Commercial and Industrial Buildings | Standard | FALSE | [9 empty] | 42716 |  |  | No |  | 4 | 27701.49 | 123.27 | 224.72 | 24.2 | 0.9 | 3500 | 84.7
PA5GM9K4 | Energy Planning Associates | Envirobrite | FME2535-[blankCESMDPCP]-04 | Indoor Luminaires | High-Bay | High-Bay Luminaires for Commercial and Industrial Buildings | Premium | FALSE | [9 empty] | 42716 |  |  | No |  | 4 | 25339.51 | 137.04 | 184.9 | 24.2 | 0.9 | 3500 | 84.7
PPME8MGP | Energy Planning Associates | Envirobrite | FME2535-L[blankCESMDPCP]-04 | Indoor Luminaires | High-Bay | High-Bay Luminaires for Commercial and Industrial Buildings | Standard | FALSE | [9 empty] | 42716 |  |  | No |  | 4 | 23411.22 | 127.51 | 183.6 | 24.2 | 0.9 | 3500 | 84.7
P1W34YHQ | Energy Planning Associates | Envirobrite | FME2035-[blankCESMDPCP]-04 | Indoor Luminaires | High-Bay | High-Bay Luminaires for Commercial and Industrial Buildings | Premium | FALSE | [9 empty] | 42716 |  |  | No |  | 4 | 19925.8 | 132.75 | 150.1 | 24.2 | 0.9 | 3500 | 84.7
PDT2VM8S | Energy Planning Associates | Envirobrite | FME2035-L[blankCESMDPCP]-04 | Indoor Luminaires | High-Bay | High-Bay Luminaires for Commercial and Industrial Buildings | Standard | FALSE | [9 empty] | 42716 |  |  | No |  | 4 | 18485.97 | 122.42 | 151 | 24.2 | 0.9 | 3500 | 84.7
PZVSBWYX | Energy Planning Associates | Envirobrite | FME1535-[blankCESMDPCP]-04 | Indoor Luminaires | High-Bay | High-Bay Luminaires for Commercial and Industrial Buildings | Premium | FALSE | [9 empty] | 42716 |  |  | No |  | 4 | 15368.07 | 131.24 | 117.1 | 24.2 | 0.9 | 3500 | 84.7
PDYJW2TR | Energy Planning Associates | Envirobrite | FME1235-[blankCESMDPCP]-04 | Indoor Luminaires | High-Bay | High-Bay Luminaires for Commercial and Industrial Buildings | Premium | FALSE | [9 empty] | 42716 |  |  | No |  | 4 | 12170.67 | 133.89 | 90.9 | 24.2 | 0.9 | 3500 | 84.7
PZS97NJX | Energy Planning Associates | Envirobrite | FME1235-L[blankCESMDPCP]-04 | Indoor Luminaires | High-Bay | High-Bay Luminaires for Commercial and Industrial Buildings | Premium | FALSE | [9 empty] | 42716 |  |  | No |  | 4 | 11918.02 | 130.35 | 91.43 | 24.2 | 0.9 | 3500 | 84.7
PD12DFH5 | Energy Planning Associates | Envirobrite | FME1035-[blankCESMDPCP]-04 | Indoor Luminaires | High-Bay | High-Bay Luminaires for Commercial and Industrial Buildings | Standard | FALSE | [9 empty] | 42716 |  |  | No |  | 4 | 9437.03 | 125.16 | 75.4 | 24.2 | 0.9 | 3500 | 84.7
PWNNH2CN | Meteor Lighting - ILOS Corporation | Meteor Lighting | CS-115-40K | Indoor Luminaires | High-Bay | High-Bay Luminaires for Commercial and Industrial Buildings | Standard | TRUE | 13948.8 | 113.26 | 123.16 | 16.7 | 0.94 | 4015 | 75 | 5 | 50000 | 42716 | Dimmable | Continuous Below 10 | No |  | 4.1 | 13948.8 | 113.26 | 123.16 | 16.7 | 0.94 | 4000 | 75
PC1J5YN7 | QSSI | QSSI | VNGL40QF1X54U5KS* | Indoor Luminaires | High-Bay | Low-Bay Luminaires for Commercial and Industrial Buildings | Standard | TRUE | 7435.28 | 122.41 | 60.74 | 8.55 | 0.9237 | 5233 | 83.51 | 5 | 50000 | 42716 | Dimmable | Continuous Below 10 | No |  | 4 | 7583 | 124.84 | 60.74 | 20 | 0.99 | 5000 | 83.51
PVBKR358 | Kingspan Ltd | Kingspan | 2000005174 4000K | Indoor Luminaires | High-Bay | High-Bay Luminaires for Commercial and Industrial Buildings | Premium | TRUE | 17463 | 126.84 | 137.68 | 8.1 | 0.9597 | 4006 | 82 | 5 | 50000 | 42713 |  |  | No |  | 4 | 18200 | 130 | 140 | 10 | 0.9 | 4000 | 80
PC67N7P5 | Kingspan Ltd | Kingspan | 2000005176 4000K | Indoor Luminaires | High-Bay | High-Bay Luminaires for Commercial and Industrial Buildings | Premium | TRUE | 35248.7 | 126.91 | 277.75 | 9.1 | 0.9596 | 4075 | 82.6 | 5 | 50000 | 42713 |  |  | No |  | 4 | 35750 | 130 | 275 | 10 | 0.9 | 4000 | 80
PZXFA9QT | Kingspan Ltd | Kingspan | 2000005173 4000K | Indoor Luminaires | High-Bay | High-Bay Luminaires for Commercial and Industrial Buildings | Premium | TRUE | 11650.9 | 126.32 | 92.23 | 8.5 | 0.9591 | 3997 | 81.9 | 5 | 50000 | 42713 |  |  | No |  | 4 | 12350 | 130 | 95 | 10 | 0.9 | 4000 | 80
PQ37Q4XK | Kingspan Ltd | Kingspan | 2000005175 4000K | Indoor Luminaires | High-Bay | High-Bay Luminaires for Commercial and Industrial Buildings | Premium | TRUE | 23295.3 | 127.01 | 183.42 | 8.7 | 0.9589 | 4069 | 82.5 | 5 | 50000 | 42713 |  |  | No |  | 4 | 23400 | 130 | 180 | 10 | 0.9 | 4000 | 80
PHPA8HXD | Kingspan Ltd | Kingspan | 2000005176 5700K | Indoor Luminaires | High-Bay | High-Bay Luminaires for Commercial and Industrial Buildings | Premium | FALSE | [9 empty] | 42713 |  |  | No |  | 4 | 36850 | 134 | 275 | 10 | 0.9 | 5700 | 80
PW6UGUU4 | Kingspan Ltd | Kingspan | 2000005175 5700K | Indoor Luminaires | High-Bay | High-Bay Luminaires for Commercial and Industrial Buildings | Premium | FALSE | [9 empty] | 42713 |  |  | No |  | 4 | 24120 | 134 | 180 | 10 | 0.9 | 5700 | 80
PFRAA1BH | Kingspan Ltd | Kingspan | 2000005174 5700K | Indoor Luminaires | High-Bay | High-Bay Luminaires for Commercial and Industrial Buildings | Premium | FALSE | [9 empty] | 42713 |  |  | No |  | 4 | 18480 | 132 | 140 | 10 | 0.9 | 5700 | 80
PAB93U95 | Kingspan Ltd | Kingspan | 2000005173 5700K | Indoor Luminaires | High-Bay | High-Bay Luminaires for Commercial and Industrial Buildings | Premium | FALSE | [9 empty] | 42713 |  |  | No |  | 4 | 12462 | 132 | 95 | 10 | 0.9 | 5700 | 80
PV9238WF | Kingspan Ltd | Kingspan | 2000005176 5000K | Indoor Luminaires | High-Bay | High-Bay Luminaires for Commercial and Industrial Buildings | Premium | FALSE | [9 empty] | 42713 |  |  | No |  | 4 | 36300 | 132 | 275 | 10 | 0.9 | 5000 | 80
P1EJYYGD | Kingspan Ltd | Kingspan | 2000005175 5000K | Indoor Luminaires | High-Bay | High-Bay Luminaires for Commercial and Industrial Buildings | Premium | FALSE | [9 empty] | 42713 |  |  | No |  | 4 | 23760 | 132 | 180 | 10 | 0.9 | 5000 | 80
P5GMARH9 | Kingspan Ltd | Kingspan | 2000005174 5000K | Indoor Luminaires | High-Bay | High-Bay Luminaires for Commercial and Industrial Buildings | Premium | FALSE | [9 empty] | 42713 |  |  | No |  | 4 | 18340 | 131 | 140 | 10 | 0.9 | 5000 | 80
PZJH74FN | Kingspan Ltd | Kingspan | 2000005173 5000K | Indoor Luminaires | High-Bay | High-Bay Luminaires for Commercial and Industrial Buildings | Premium | FALSE | [9 empty] | 42713 |  |  | No |  | 4 | 12445 | 131 | 95 | 10 | 0.9 | 5000 | 80
PCBM2B5U | J&L LED limited | J&L | JLUFO-100W 3000K | Indoor Luminaires | High-Bay | High-Bay Luminaires for Commercial and Industrial Buildings | Standard | TRUE | 10307.95 | 109.93 | 93.77 | 10.48 | 0.9449 | 3022 | 82.9 | 5 | 50000 | 42713 |  |  | No |  | 4.1 | 11000 | 110 | 100 | 0.11 | 0.95 | 3000 | 80
P7AB7HRE | J&L LED limited | J&L | JLUFO-100W 5000K | Indoor Luminaires | High-Bay | High-Bay Luminaires for Commercial and Industrial Buildings | Standard | FALSE | [9 empty] | 42713 |  |  | No |  | 4.1 | 11000 | 110 | 100 | 0.11 | 0.95 | 5000 | 80
PVS4FSQN | J&L LED limited | J&L | JLUFO-100W 4000K | Indoor Luminaires | High-Bay | High-Bay Luminaires for Commercial and Industrial Buildings | Standard | FALSE | [9 empty] | 42713 |  |  | No |  | 4.1 | 11000 | 110 | 100 | 0.11 | 0.95 | 4000 | 80
PUQCW2P2 | Shenzhen Kingdom Photoelectric Technology Co.Ltd | Shenzhen Kingdom Photoelectric Technology Co.LtdÂ | KH-K-200W(4000K) | Indoor Luminaires | High-Bay | High-Bay Luminaires for Commercial and Industrial Buildings | Standard | TRUE | 26034 | 119.42 | 218 | 10.21 | 0.93 | 4041 | 76.5 | 5 | 50000 | 42713 |  |  | No |  | 4.1 | 26034 | 119.42 | 218 | 10.21 | 0.93 | 4000 | 76.5
PZV4T2B6 | Shenzhen Kingdom Photoelectric Technology Co.Ltd | Shenzhen Kingdom Photoelectric Technology Co.LtdÂ | KH-K-150W(4000K) | Indoor Luminaires | High-Bay | High-Bay Luminaires for Commercial and Industrial Buildings | Standard | TRUE | 16995 | 121.83 | 139.5 | 15.32 | 0.9201 | 4017 | 76.3 | 5 | 50000 | 42713 |  |  | No |  | 4.1 | 16995 | 121.83 | 139.5 | 15.32 | 0.92 | 4000 | 76.3
PQV5NQ3E | Shenzhen Kingdom Photoelectric Technology Co.Ltd | Shenzhen Kingdom Photoelectric Technology Co.LtdÂ | KH-K-100W(4000K) | Indoor Luminaires | High-Bay | High-Bay Luminaires for Commercial and Industrial Buildings | Standard | TRUE | 11635 | 127.31 | 91.39 | 15.35 | 0.9167 | 4007 | 76.3 | 5 | 50000 | 42713 |  |  | No |  | 4.1 | 11635 | 127.31 | 91.39 | 15.35 | 0.92 | 4000 | 76.3
PH9T1P98 | Shenzhen Kingdom Photoelectric Technology Co.Ltd | Shenzhen Kingdom Photoelectric Technology Co.LtdÂ | KH-K-200W(5700K) | Indoor Luminaires | High-Bay | High-Bay Luminaires for Commercial and Industrial Buildings | Standard | FALSE | [9 empty] | 42713 |  |  | No |  | 4.1 | 26988 | 123.73 | 219.9 | 11.28 | 0.93 | 5700 | 79.6
PYR69MTM | Shenzhen Kingdom Photoelectric Technology Co.Ltd | Shenzhen Kingdom Photoelectric Technology Co.LtdÂ | KH-K-150W(5700K) | Indoor Luminaires | High-Bay | High-Bay Luminaires for Commercial and Industrial Buildings | Standard | FALSE | [9 empty] | 42713 |  |  | No |  | 4.1 | 17745 | 124.88 | 142.1 | 16.21 | 0.91 | 5700 | 79.4
PFZRG7TA | Shenzhen Kingdom Photoelectric Technology Co.Ltd | Shenzhen Kingdom Photoelectric Technology Co.LtdÂ | KH-K-100W(5700K) | Indoor Luminaires | High-Bay | High-Bay Luminaires for Commercial and Industrial Buildings | Standard | FALSE | [9 empty] | 42713 |  |  | No |  | 4.1 | 12084 | 130.52 | 92.58 | 16.27 | 0.91 | 5700 | 79.2
PKKWZ8M3 | Shenzhen Kingdom Photoelectric Technology Co.Ltd | Shenzhen Kingdom Photoelectric Technology Co.LtdÂ | KH-K-200W(5000K) | Indoor Luminaires | High-Bay | High-Bay Luminaires for Commercial and Industrial Buildings | Standard | FALSE | [9 empty] | 42713 |  |  | No |  | 4.1 | 26034 | 119.42 | 218 | 10.21 | 0.93 | 5000 | 76.5
PVU3QWMR | Shenzhen Kingdom Photoelectric Technology Co.Ltd | Shenzhen Kingdom Photoelectric Technology Co.LtdÂ | KH-K-100W(5000K) | Indoor Luminaires | High-Bay | High-Bay Luminaires for Commercial and Industrial Buildings | Standard | FALSE | [9 empty] | 42713 |  |  | No |  | 4.1 | 11635 | 127.31 | 91.39 | 15.35 | 0.92 | 5000 | 76.3
P244KGBR | Shenzhen Kingdom Photoelectric Technology Co.Ltd | Shenzhen Kingdom Photoelectric Technology Co.LtdÂ | KH-K-150W(5000K) | Indoor Luminaires | High-Bay | High-Bay Luminaires for Commercial and Industrial Buildings | Standard | FALSE | [9 empty] | 42713 |  |  | No |  | 4.1 | 16995 | 121.83 | 139.5 | 15.32 | 0.92 | 5000 | 76.3
P4B9Y1UG | Shenzhen Kingdom Photoelectric Technology Co.Ltd | Shenzhen Kingdom Photoelectric Technology Co.LtdÂ | KH-K-200W(4500K) | Indoor Luminaires | High-Bay | High-Bay Luminaires for Commercial and Industrial Buildings | Standard | FALSE | [9 empty] | 42713 |  |  | No |  | 4.1 | 26034 | 119.42 | 218 | 10.21 | 0.93 | 4500 | 76.5
PSEE8TK4 | Shenzhen Kingdom Photoelectric Technology Co.Ltd | Shenzhen Kingdom Photoelectric Technology Co.LtdÂ | KH-K-100W(4500K) | Indoor Luminaires | High-Bay | High-Bay Luminaires for Commercial and Industrial Buildings | Standard | FALSE | [9 empty] | 42713 |  |  | No |  | 4.1 | 11635 | 127.31 | 91.39 | 15.35 | 0.92 | 4500 | 76.3
PS1B6U1R | Shenzhen Kingdom Photoelectric Technology Co.Ltd | Shenzhen Kingdom Photoelectric Technology Co.LtdÂ | KH-K-150W(4500K) | Indoor Luminaires | High-Bay | High-Bay Luminaires for Commercial and Industrial Buildings | Standard | FALSE | [9 empty] | 42713 |  |  | No |  | 4.1 | 16995 | 121.83 | 139.5 | 15.32 | 0.92 | 4500 | 76.3
PWSTXPEG | GUANGZHOU ZION OPTOELECTRONIC CO LTD | ZION | ZLB-250A-45 | Indoor Luminaires | High-Bay | High-Bay Luminaires for Commercial and Industrial Buildings | Standard | TRUE | 33850 | 144.1 | 234.9 | 14.8 | 0.946 | 4293 | 72 | 5 | 50000 | 42713 |  |  | No |  | 4.1 | 34320 | 145 | 236.8 | 14.8 | 0.95 | 4500 | 72
P6YGDJN6 | GUANGZHOU ZION OPTOELECTRONIC CO LTD | ZION | ZLB-250A-57 | Indoor Luminaires | High-Bay | High-Bay Luminaires for Commercial and Industrial Buildings | Standard | FALSE | [9 empty] | 42713 |  |  | No |  | 4.1 | 36256 | 146 | 248.3 | 14.8 | 0.95 | 5700 | 71
PXYCZE31 | Bravoled Lighting Manufacturing Co. Ltd. | Bravoled | BL-HB07-240W-XX-X(3000K) | Indoor Luminaires | High-Bay | High-Bay Luminaires for Commercial and Industrial Buildings | Standard | TRUE | 28660 | 128.92 | 222.3 | 10.57 | 0.9591 | 3094 | 73.4 | 5 | 50000 | 42713 |  |  | No |  | 4 | 28660 | 128.92 | 222.3 | 10.57 | 0.96 | 3000 | 73.4
PCVNNGDC | Bravoled Lighting Manufacturing Co. Ltd. | Bravoled | BL-HB07-240W-XX-X(5700K) | Indoor Luminaires | High-Bay | High-Bay Luminaires for Commercial and Industrial Buildings | Standard | FALSE | [9 empty] | 42713 |  |  | No |  | 4 | 29685 | 132.58 | 223.9 | 10.59 | 0.96 | 5700 | 83.7
P43GVQ39 | Bravoled Lighting Manufacturing Co. Ltd. | Bravoled | BL-HB07-240W-XX-X(5000K) | Indoor Luminaires | High-Bay | High-Bay Luminaires for Commercial and Industrial Buildings | Standard | FALSE | [9 empty] | 42713 |  |  | No |  | 4 | 29265.16 | 131.18 | 223.1 | 19.59 | 0.88 | 5000 | 75
PCCDVG7P | Bravoled Lighting Manufacturing Co. Ltd. | Bravoled | BL-HB07-240W-XX-X(4500K) | Indoor Luminaires | High-Bay | High-Bay Luminaires for Commercial and Industrial Buildings | Standard | FALSE | [9 empty] | 42713 |  |  | No |  | 4 | 29160.2 | 130.7 | 223.1 | 19.59 | 0.88 | 4500 | 75
PKJMA73X | Bravoled Lighting Manufacturing Co. Ltd. | Bravoled | BL-HB07-240W-XX-X(4000K) | Indoor Luminaires | High-Bay | High-Bay Luminaires for Commercial and Industrial Buildings | Standard | FALSE | [9 empty] | 42713 |  |  | No |  | 4 | 29029 | 130.12 | 223.1 | 19.59 | 0.88 | 4000 | 75
PUMBYKCF | Bravoled Lighting Manufacturing Co. Ltd. | Bravoled | BL-HB07-240W-XX-X(3500K) | Indoor Luminaires | High-Bay | High-Bay Luminaires for Commercial and Industrial Buildings | Standard | FALSE | [9 empty] | 42713 |  |  | No |  | 4 | 28865 | 129.38 | 223.1 | 19.59 | 0.88 | 3500 | 75
PTB5A9VU | Aleo Lighting Inc. | aleo | LLS-8VHE-78/835 XE | Indoor Luminaires | High-Bay | High-Bay Luminaires for Commercial and Industrial Buildings | Premium | TRUE | 9679.6 | 128.31 | 75.4 | 7.3 | 0.9638 | 3458 | 82.3 | 5 | 50000 | 42712 |  |  | No |  | 4 | 9984 | 128 | 78 | 10 | 0.9 | 3500 | 80
PT8NDGWU | Aleo Lighting Inc. | aleo | LLS-8VHE-78/835 XE | Indoor Luminaires | High-Bay | High-Bay Luminaires for Commercial and Industrial Buildings | Premium | TRUE | 9679.6 | 128.31 | 75.4 | 7.3 | 0.9638 | 3458 | 82.3 | 5 | 50000 | 42712 |  |  | No |  | 4 | 9984 | 128 | 78 | 10 | 0.9 | 3500 | 80
P54ZE2UQ | Aleo Lighting Inc. | aleo | LLS-8HE-48/835 XE | Indoor Luminaires | High-Bay | Low-Bay Luminaires for Commercial and Industrial Buildings | Premium | TRUE | 5706.3 | 130.09 | 43.87 | 7.8 | 0.9596 | 3688 | 82.4 | 5 | 50000 | 42712 |  |  | No |  | 4 | 6096 | 127 | 48 | 10 | 0.9 | 3500 | 80
PGUC1QQV | Aleo Lighting Inc. | aleo | LLS-8H-68/840 XE | Indoor Luminaires | High-Bay | Low-Bay Luminaires for Commercial and Industrial Buildings | Premium | TRUE | 8244.6 | 126.85 | 65 | 10.1 | 0.9544 | 4019 | 82.1 | 5 | 50000 | 42712 |  |  | No |  | 4 | 8636 | 127 | 68 | 10 | 0.9 | 4000 | 80
P36HAUGA | Aleo Lighting Inc. | aleo | LLS-4VHE-41/835 XE | Indoor Luminaires | High-Bay | Low-Bay Luminaires for Commercial and Industrial Buildings | Premium | TRUE | 4827.5 | 129.44 | 37.3 | 7.7 | 0.951 | 3454 | 82.3 | 5 | 50000 | 42712 |  |  | No |  | 4 | 5248 | 128 | 41 | 10 | 0.9 | 3500 | 80
PCF6ZQRX | Aleo Lighting Inc. | aleo | LLS-8L-42/840 XE | Indoor Luminaires | High-Bay | Low-Bay Luminaires for Commercial and Industrial Buildings | Premium | TRUE | 5152.6 | 131.63 | 39.14 | 8.7 | 0.9503 | 3971 | 82 | 5 | 50000 | 42712 |  |  | No |  | 4 | 5334 | 127 | 42 | 10 | 0.9 | 4000 | 80
PVZ5M435 | Aleo Lighting Inc. | aleo | LLS-8H-68/850 XE | Indoor Luminaires | High-Bay | Low-Bay Luminaires for Commercial and Industrial Buildings | Premium | FALSE | [9 empty] | 42712 |  |  | No |  | 4 | 8704 | 128 | 68 | 10 | 0.9 | 5000 | 80
P1Q7ZTXJ | Aleo Lighting Inc. | aleo | LLS-8HE-48/850 XE | Indoor Luminaires | High-Bay | Low-Bay Luminaires for Commercial and Industrial Buildings | Premium | FALSE | [9 empty] | 42712 |  |  | No |  | 4 | 6288 | 131 | 48 | 10 | 0.9 | 5000 | 80
PJ7DG1NM | Aleo Lighting Inc. | aleo | LLS-4VHE-41/850 XE | Indoor Luminaires | High-Bay | Low-Bay Luminaires for Commercial and Industrial Buildings | Premium | FALSE | [9 empty] | 42712 |  |  | No |  | 4 | 5412 | 132 | 41 | 10 | 0.9 | 5000 | 80
PQ1K216R | Aleo Lighting Inc. | aleo | LLS-8L-42/850 XE | Indoor Luminaires | High-Bay | Low-Bay Luminaires for Commercial and Industrial Buildings | Premium | FALSE | [9 empty] | 42712 |  |  | No |  | 4 | 5376 | 128 | 42 | 10 | 0.9 | 5000 | 80
PBYA2EWU | Aleo Lighting Inc. | aleo | LLS-8HE-48/840 XE | Indoor Luminaires | High-Bay | Low-Bay Luminaires for Commercial and Industrial Buildings | Premium | FALSE | [9 empty] | 42712 |  |  | No |  | 4 | 6240 | 130 | 48 | 10 | 0.9 | 4000 | 80
P6ERRMAE | Aleo Lighting Inc. | aleo | LLS-4VHE-41/840 XE | Indoor Luminaires | High-Bay | Low-Bay Luminaires for Commercial and Industrial Buildings | Premium | FALSE | [9 empty] | 42712 |  |  | No |  | 4 | 5330 | 130 | 41 | 10 | 0.9 | 4000 | 80
PQ5CSK48 | Acuity Brands Lighting | Lithonia Lighting | IBG 24L MVOLT 5K | Indoor Luminaires | High-Bay | High-Bay Luminaires for Commercial and Industrial Buildings | Premium | FALSE | [9 empty] | 42712 |  |  | Yes |  | 3.1 | 23846.59 | 158.82 | 150.15 | 20 | 0.9 | 5000 | 80
P5H22E5M | Acuity Brands Lighting | Lithonia Lighting | IBG 24L HVOLT 5K | Indoor Luminaires | High-Bay | High-Bay Luminaires for Commercial and Industrial Buildings | Premium | FALSE | [9 empty] | 42712 |  |  | Yes |  | 3.1 | 23846.59 | 158.82 | 150.15 | 20 | 0.9 | 5000 | 80
PA36YXUT | Acuity Brands Lighting | Lithonia Lighting | IBG 18L HVOLT 5K | Indoor Luminaires | High-Bay | High-Bay Luminaires for Commercial and Industrial Buildings | Premium | FALSE | [9 empty] | 42712 |  |  | Yes |  | 3.1 | 17966.46 | 159.39 | 112.72 | 20 | 0.9 | 5000 | 80
P85EZXU7 | Acuity Brands Lighting | Lithonia Lighting | IBG 18L MVOLT 5K | Indoor Luminaires | High-Bay | High-Bay Luminaires for Commercial and Industrial Buildings | Premium | FALSE | [9 empty] | 42712 |  |  | Yes |  | 3.1 | 17966.46 | 159.39 | 112.72 | 20 | 0.9 | 5000 | 80
PV4M2BP5 | Acuity Brands Lighting | Lithonia Lighting | IBG 15L HVOLT 5K | Indoor Luminaires | High-Bay | High-Bay Luminaires for Commercial and Industrial Buildings | Premium | FALSE | [9 empty] | 42712 |  |  | Yes |  | 3.1 | 14990.11 | 157.38 | 95.25 | 20 | 0.9 | 5000 | 80
PMXBGZJS | Acuity Brands Lighting | Lithonia Lighting | IBG 15L MVOLT 5K | Indoor Luminaires | High-Bay | High-Bay Luminaires for Commercial and Industrial Buildings | Premium | FALSE | [9 empty] | 42712 |  |  | Yes |  | 3.1 | 14990.11 | 157.38 | 95.25 | 20 | 0.9 | 5000 | 80
PFRXRQKT | Acuity Brands Lighting | Lithonia Lighting | IBG 12L HVOLT 5K | Indoor Luminaires | High-Bay | High-Bay Luminaires for Commercial and Industrial Buildings | Premium | FALSE | [9 empty] | 42712 |  |  | Yes |  | 3.1 | 12005.8 | 155.35 | 77.28 | 20 | 0.9 | 5000 | 80
P7TZZ4ZV | Acuity Brands Lighting | Lithonia Lighting | IBG 12L MVOLT 5K | Indoor Luminaires | High-Bay | High-Bay Luminaires for Commercial and Industrial Buildings | Premium | FALSE | [9 empty] | 42712 |  |  | Yes |  | 3.1 | 12005.8 | 155.35 | 77.28 | 20 | 0.9 | 5000 | 80
PZBJQY5S | Acuity Brands Lighting | Lithonia Lighting | IBG 24L MVOLT | Indoor Luminaires | High-Bay | High-Bay Luminaires for Commercial and Industrial Buildings | Premium | FALSE | [9 empty] | 42712 |  |  | Yes |  | 3.1 | 23767.99 | 158.29 | 150.15 | 20 | 0.9 | 4000 | 80
P2UE1ZS4 | Acuity Brands Lighting | Lithonia Lighting | IBG 24L HVOLT | Indoor Luminaires | High-Bay | High-Bay Luminaires for Commercial and Industrial Buildings | Premium | FALSE | [9 empty] | 42712 |  |  | Yes |  | 3.1 | 23767.99 | 158.29 | 150.15 | 20 | 0.9 | 4000 | 80
PRVPPS9D | Acuity Brands Lighting | Lithonia Lighting | IBG 18L HVOLT | Indoor Luminaires | High-Bay | High-Bay Luminaires for Commercial and Industrial Buildings | Premium | FALSE | [9 empty] | 42712 |  |  | Yes |  | 3.1 | 17328.59 | 153.73 | 112.72 | 20 | 0.9 | 4000 | 80
P851GVEP | Acuity Brands Lighting | Lithonia Lighting | IBG 18L MVOLT | Indoor Luminaires | High-Bay | High-Bay Luminaires for Commercial and Industrial Buildings | Premium | FALSE | [9 empty] | 42712 |  |  | Yes |  | 3.1 | 17328.59 | 153.73 | 112.72 | 20 | 0.9 | 4000 | 80
PSWUYJP8 | Acuity Brands Lighting | Lithonia Lighting | IBG 15L HVOLT | Indoor Luminaires | High-Bay | High-Bay Luminaires for Commercial and Industrial Buildings | Premium | FALSE | [9 empty] | 42712 |  |  | Yes |  | 3.1 | 14940.7 | 156.86 | 95.25 | 20 | 0.9 | 4000 | 80
P3G6HADN | Acuity Brands Lighting | Lithonia Lighting | IBG 15L MVOLT | Indoor Luminaires | High-Bay | High-Bay Luminaires for Commercial and Industrial Buildings | Premium | FALSE | [9 empty] | 42712 |  |  | Yes |  | 3.1 | 14940.7 | 156.86 | 95.25 | 20 | 0.9 | 4000 | 80
PQ5BU878 | Acuity Brands Lighting | Lithonia Lighting | IBG 12L HVOLT | Indoor Luminaires | High-Bay | High-Bay Luminaires for Commercial and Industrial Buildings | Premium | FALSE | [9 empty] | 42712 |  |  | Yes |  | 3.1 | 11966.23 | 154.84 | 77.28 | 20 | 0.9 | 4000 | 80
PAMMN2VX | Acuity Brands Lighting | Lithonia Lighting | IBG 12L MVOLT | Indoor Luminaires | High-Bay | High-Bay Luminaires for Commercial and Industrial Buildings | Premium | FALSE | [9 empty] | 42712 |  |  | Yes |  | 3.1 | 11966.23 | 154.84 | 77.28 | 20 | 0.9 | 4000 | 80
PZVHJ91Q | Cree Inc. | E-Conolight | E-HTE26A-HK40UW-P2 | Indoor Luminaires | High-Bay | High-Bay Luminaires for Commercial and Industrial Buildings | Standard | TRUE | 26278 | 123 | 214.04 | 11 | 0.93 | 3983 | 74 | 5 | 50000 | 42712 |  |  | No |  | 3.1 | 26278 | 123 | 214.04 | 5 | 1 | 3983 | 74
P3TK3XDS | Cree Inc. | E-Conolight | E-HTE26A-HK50UW-A2 | Indoor Luminaires | High-Bay | High-Bay Luminaires for Commercial and Industrial Buildings | Standard | TRUE | 26432.71 | 123 | 214.69 | 14 | 0.93 | 5070 | 73 | 5 | 50000 | 42712 |  |  | NotYetVerified | Rated data updated as measured data on 11/30/2016 | 3 | 26432.71 | 123 | 214.69 | 14 | 0.93 | 5070 | 73
PTRHQTK5 | Cree Inc. | E-Conolight | E-HTE18A-HK40UW-P2 | Indoor Luminaires | High-Bay | High-Bay Luminaires for Commercial and Industrial Buildings | Standard | TRUE | 18432.51 | 119 | 154.73 | 15 | 0.92 | 3995 | 74 | 5 | 50000 | 42712 |  |  | No |  | 4 | 18432.51 | 119 | 154.73 | 6 | 0.99 | 3995 | 74
PS1BQSUE | Cree Inc. | E-Conolight | E-HTE18A-HK50UW-A2 | Indoor Luminaires | High-Bay | High-Bay Luminaires for Commercial and Industrial Buildings | Standard | TRUE | 17928.57 | 112 | 160.66 | 15 | 0.92 | 4916 | 73 | 5 | 50000 | 42712 |  |  | NotYetVerified |  | 3
P3QQ4SHF | Cree Inc. | E-Conolight | E-HTE26A-HK50UW-P2 | Indoor Luminaires | High-Bay | High-Bay Luminaires for Commercial and Industrial Buildings | Standard | FALSE | [9 empty] | 42712 |  |  | No |  | 3.1 | 26278 | 123 | 211.82 | 5 | 1 | 5016 | 74
PMUPT6E4 | Cree Inc. | E-Conolight | E-HTE18A-HK50UW-P2 | Indoor Luminaires | High-Bay | High-Bay Luminaires for Commercial and Industrial Buildings | Standard | FALSE | [9 empty] | 42712 |  |  | No |  | 4 | 18432.51 | 119 | 154.73 | 6 | 0.99 | 4865 | 73
PCY1BPWT | Power Concepts LLC | Power Concepts LLC ? | P-HB126150NC6A3A0 | Indoor Luminaires | High-Bay | High-Bay Luminaires for Commercial and Industrial Buildings | Standard | TRUE | 14916.07 | 103.43 | 144.21 | 10.77 | 0.939 | 3523 | 82.4 | 5 | 50000 | 42712 |  |  | No |  | 4 | 14916.07 | 103.43 | 144.21 | 10.77 | 0.94 | 3523 | 82.4
P2Y1JPUZ | Power Concepts LLC | Power Concepts LLC ? | P-HB126150NC6A3P0 | Indoor Luminaires | High-Bay | High-Bay Luminaires for Commercial and Industrial Buildings | Standard | TRUE | 15471.79 | 107.41 | 144.04 | 10.82 | 0.938 | 3523 | 82.4 |  | 5 | 42712 |  |  | No |  | 4 | 15471.79 | 107.41 | 144.04 | 10.82 | 0.94 | 3523 | 82.4
P74A3EXK | Power Concepts LLC | Power Concepts LLC ? | P-HB126200NC6A3P0 | Indoor Luminaires | High-Bay | High-Bay Luminaires for Commercial and Industrial Buildings | Standard | TRUE | 20324.53 | 106.38 | 191.05 | 14.42 | 0.914 | 3520 | 82.5 | 5 | 50000 | 42712 |  |  | No |  | 4 | 20324.53 | 191.05 | 191.05 | 14.42 | 0.91 | 3520 | 82.5
PKPPFPDQ | Power Concepts LLC | Power Concepts LLC ? | P-HB126150NC5A3P0 | Indoor Luminaires | High-Bay | High-Bay Luminaires for Commercial and Industrial Buildings | Standard | FALSE | [9 empty] | 42712 |  |  | No |  | 4 | 16317 | 112.16 | 145.5 | 10.73 | 0.94 | 3980 | 82.1
PACA3WP9 | Power Concepts LLC | Power Concepts LLC ? | P-HB126150NC5A3A0 | Indoor Luminaires | High-Bay | High-Bay Luminaires for Commercial and Industrial Buildings | Standard | FALSE | [9 empty] | 42712 |  |  | No |  | 4 | 15760 | 108.33 | 145.5 | 10.63 | 0.94 | 3980 | 82.1
PR5C1YZ7 | Power Concepts LLC | Power Concepts LLC ? | P-HB126200NC5A3P0 | Indoor Luminaires | High-Bay | High-Bay Luminaires for Commercial and Industrial Buildings | Standard | FALSE | [9 empty] | 42712 |  |  | No |  | 4 | 21389 | 106.99 | 199.9 | 10.73 | 0.94 | 3971 | 82.2
PWCQA7E6 | Shenzhen Betop Electronics CoLtd | Bitco | BT-IF100W-1200-AD (4000K) | Indoor Luminaires | High-Bay | High-Bay Luminaires for Commercial and Industrial Buildings | Premium | TRUE | 13599.69 | 130.58 | 104.15 | 8.692 | 0.94 | 4147 | 83.3 | 5 | 50000 | 42711 |  |  | No |  | 4.1 | 13590 | 130 | 104 | 4 | 0.99 | 4000 | 82
PAKHYUFC | Shenzhen Betop Electronics CoLtd | Bitco | BT-IF300W-1200-AD (5000K) | Indoor Luminaires | High-Bay | High-Bay Luminaires for Commercial and Industrial Buildings | Premium | FALSE | [9 empty] | 42711 |  |  | No |  | 4.1 | 42120 | 134 | 314 | 4 | 0.99 | 5000 | 82
PVHBN2Q3 | Shenzhen Betop Electronics CoLtd | Bitco | BT-IF200W-1200-AD (5000K) | Indoor Luminaires | High-Bay | High-Bay Luminaires for Commercial and Industrial Buildings | Premium | FALSE | [9 empty] | 42711 |  |  | No |  | 4.1 | 27830 | 139.15 | 200 | 4 | 0.99 | 5000 | 82
PNJVHSP7 | Shenzhen Betop Electronics CoLtd | Bitco | BT-IF100W-1200-AD (5000K) | Indoor Luminaires | High-Bay | High-Bay Luminaires for Commercial and Industrial Buildings | Premium | FALSE | [9 empty] | 42711 |  |  | No |  | 4.1 | 13660 | 131 | 104 | 4 | 0.99 | 5000 | 82
PXNFMAW4 | Shenzhen Betop Electronics CoLtd | Bitco | BT-IF150W-600-AD (5000K) | Indoor Luminaires | High-Bay | High-Bay Luminaires for Commercial and Industrial Buildings | Premium | FALSE | [9 empty] | 42711 |  |  | No |  | 4.1 | 21150 | 133 | 159 | 0.04 | 0.99 | 5000 | 82
PZC1JWYB | Shenzhen Betop Electronics CoLtd | Bitco | BT-IF100W-600-AD (5000K) | Indoor Luminaires | High-Bay | High-Bay Luminaires for Commercial and Industrial Buildings | Premium | FALSE | [9 empty] | 42711 |  |  | No |  | 4.1 | 13740 | 132 | 104 | 0.04 | 0.99 | 5000 | 82
PQZNX4XC | Shenzhen Betop Electronics CoLtd | Bitco | BT-IF300W-1200-AD (4000K) | Indoor Luminaires | High-Bay | High-Bay Luminaires for Commercial and Industrial Buildings | Premium | FALSE | [9 empty] | 42711 |  |  | No |  | 4.1 | 41960 | 133 | 314 | 4 | 0.99 | 4000 | 82
PJU4A5U2 | Shenzhen Betop Electronics CoLtd | Bitco | BT-IF200W-1200-AD (4000K) | Indoor Luminaires | High-Bay | High-Bay Luminaires for Commercial and Industrial Buildings | Premium | FALSE | [9 empty] | 42711 |  |  | No |  | 4.1 | 27570 | 137.85 | 200 | 4 | 0.99 | 4000 | 82
PRXV6PQ8 | Shenzhen Betop Electronics CoLtd | Bitco | BT-IF150W-600-AD (4000K) | Indoor Luminaires | High-Bay | High-Bay Luminaires for Commercial and Industrial Buildings | Premium | FALSE | [9 empty] | 42711 |  |  | No |  | 4.1 | 21010 | 132 | 159 | 0.04 | 0.99 | 4000 | 82
PQ26YYRR | Shenzhen Betop Electronics CoLtd | Bitco | BT-IF100W-600-AD (4000K) | Indoor Luminaires | High-Bay | High-Bay Luminaires for Commercial and Industrial Buildings | Premium | FALSE | [9 empty] | 42711 |  |  | No |  | 4.1 | 13620 | 131 | 104 | 0.04 | 0.99 | 4000 | 82
PTW71VZE | Shenzhen Betop Electronics CoLtd | Bitco | BT-IF100W-1200-MW (4000K) | Indoor Luminaires | High-Bay | High-Bay Luminaires for Commercial and Industrial Buildings | Premium | TRUE | 14223.27 | 130.14 | 109.29 | 8.871 | 0.99 | 4211 | 83.4 | 5 | 50000 | 42711 |  |  | No |  | 4.1 | 14220 | 130 | 110 | 9.2 | 0.99 | 4000 | 82
P2YV3TAA | Shenzhen Betop Electronics CoLtd | Bitco | BT-IF150W-600-MW (5000K) | Indoor Luminaires | High-Bay | High-Bay Luminaires for Commercial and Industrial Buildings | Premium | FALSE | [9 empty] | 42711 |  |  | No |  | 4.1 | 21810 | 133 | 163 | 9.6 | 0.99 | 5000 | 82
PHD9UZ5Y | Shenzhen Betop Electronics CoLtd | Bitco | BT-IF100W-600-MW (5000K) | Indoor Luminaires | High-Bay | High-Bay Luminaires for Commercial and Industrial Buildings | Premium | FALSE | [9 empty] | 42711 |  |  | No |  | 4.1 | 14490 | 132 | 110 | 9.6 | 0.99 | 5000 | 82
PSB3DETW | Shenzhen Betop Electronics CoLtd | Bitco | BT-IF300W-1200-MW (5000K) | Indoor Luminaires | High-Bay | High-Bay Luminaires for Commercial and Industrial Buildings | Premium | FALSE | [9 empty] | 42711 |  |  | No |  | 4.1 | 43080 | 133 | 322 | 9.2 | 0.99 | 5000 | 82
PETSV493 | Shenzhen Betop Electronics CoLtd | Bitco | BT-IF200W-1200-MW (5000K) | Indoor Luminaires | High-Bay | High-Bay Luminaires for Commercial and Industrial Buildings | Premium | FALSE | [9 empty] | 42711 |  |  | No |  | 4.1 | 29110 | 132 | 220 | 9.2 | 0.99 | 5000 | 82
PSZ2R62A | Shenzhen Betop Electronics CoLtd | Bitco | BT-IF100W-1200-MW (5000K) | Indoor Luminaires | High-Bay | High-Bay Luminaires for Commercial and Industrial Buildings | Premium | FALSE | [9 empty] | 42711 |  |  | No |  | 4.1 | 14400 | 131 | 110 | 9.2 | 0.99 | 5000 | 82
PCBTKZSN | Shenzhen Betop Electronics CoLtd | Bitco | BT-IF150W-600-MW (4000K) | Indoor Luminaires | High-Bay | High-Bay Luminaires for Commercial and Industrial Buildings | Premium | FALSE | [9 empty] | 42711 |  |  | No |  | 4.1 | 21580 | 132 | 163 | 9.6 | 0.99 | 4000 | 82
PVUYRPC1 | Shenzhen Betop Electronics CoLtd | Bitco | BT-IF100W-600-MW (4000K) | Indoor Luminaires | High-Bay | High-Bay Luminaires for Commercial and Industrial Buildings | Premium | FALSE | [9 empty] | 42711 |  |  | No |  | 4.1 | 14390 | 131 | 110 | 9.6 | 0.99 | 4000 | 82
P6CY6B11 | Shenzhen Betop Electronics CoLtd | Bitco | BT-IF300W-1200-MW (4000K) | Indoor Luminaires | High-Bay | High-Bay Luminaires for Commercial and Industrial Buildings | Premium | FALSE | [9 empty] | 42711 |  |  | No |  | 4.1 | 42620 | 132 | 322 | 9.2 | 0.99 | 4000 | 82
PBGWB39R | Shenzhen Betop Electronics CoLtd | Bitco | BT-IF200W-1200-MW (4000K) | Indoor Luminaires | High-Bay | High-Bay Luminaires for Commercial and Industrial Buildings | Premium | FALSE | [9 empty] | 42711 |  |  | No |  | 4.1 | 28860 | 131 | 220 | 9.2 | 0.99 | 4000 | 82
PS81ZBUN | Acuity Brands Lighting | Lithonia Lighting | IBG 4' 60000LM HEF GND ACL 50K 90CRI | Indoor Luminaires | High-Bay | High-Bay Luminaires for Commercial and Industrial Buildings | Premium | FALSE | [9 empty] | 42711 | Dimmable | Continuous Below 10 | Yes |  | 3.1 | 46291.26 | 141.56 | 327 | 20 | 0.9 | 5000 | 90
PN254ZM1 | Acuity Brands Lighting | Lithonia Lighting | IBG 4' 36000LM HEF GND ACL 50K 90CRI | Indoor Luminaires | High-Bay | High-Bay Luminaires for Commercial and Industrial Buildings | Premium | FALSE | [9 empty] | 42711 | Dimmable | Continuous Below 10 | Yes |  | 3.1 | 28839.41 | 126.93 | 227.2 | 20 | 0.9 | 5000 | 90
P9VHCQ5Q | Fluence Bioengineering | RAZRx | RRXP1[0615][N5N6L7PT][HC]E | Indoor Luminaires | High-Bay | High-Bay Luminaires for Commercial and Industrial Buildings | Premium | TRUE | 12768.8 | 142.9 | 88.22 | 15.35 | 0.887 | 4163 | 86.6 | 5 | 50000 | 42711 | Dimmable | Continuous Below 10 | No | Updated on 2/23/2017 | 4.1 | 12768.8 | 142.9 | 89.37 | 8.16 | 0.99 | 4163 | 86.6
PZ5PFK2N | YANKON LIGHTING INC. | Yankon | GDXL1002-LED75-K740-AAA | Indoor Luminaires | High-Bay | Low-Bay Luminaires for Commercial and Industrial Buildings | Standard | TRUE | 8418.5 | 105.52 | 79.78 | 6.72 | 0.9994 | 4007 | 74.1 | 5 | 50000 | 42711 | Dimmable | Continuous Below 10 | Yes |  | 4 | 8418.5 | 105.52 | 79.78 | 6.72 | 0.96 | 4000 | 74.1
PMKWNSG2 | YANKON LIGHTING INC. | Yankon | GDXL1002-LED100-K740-AAA | Indoor Luminaires | High-Bay | High-Bay Luminaires for Commercial and Industrial Buildings | Standard | TRUE | 10353 | 105.03 | 98.57 | 6.76 | 0.9765 | 3885 | 72.4 | 5 | 50000 | 42711 | Dimmable | Continuous Below 10 | Yes |  | 4 | 10353 | 105.03 | 98.57 | 6.76 | 0.98 | 4000 | 72.4
P6NVJKEE | YANKON LIGHTING INC. | Yankon | GDXL1003-LED150-K740-AAA | Indoor Luminaires | High-Bay | High-Bay Luminaires for Commercial and Industrial Buildings | Standard | TRUE | 14685 | 101.98 | 144 | 6.7 | 0.9695 | 3880 | 72.5 | 5 | 50000 | 42711 | Dimmable | Continuous Below 10 | Yes |  | 4 | 14685 | 101.98 | 144 | 6.7 | 0.97 | 4000 | 72.5
PS7F4HX2 | YANKON LIGHTING INC. | Yankon | GDXL1002-LED120-K740-AAA | Indoor Luminaires | High-Bay | High-Bay Luminaires for Commercial and Industrial Buildings | Standard | TRUE | 11997 | 104.14 | 115.2 | 9.85 | 0.9578 | 3888 | 72.5 | 5 | 50000 | 42711 | Dimmable | Continuous Below 10 | Yes |  | 4 | 12110 | 108.38 | 118 | 9.85 | 0.96 | 4000 | 72.5
PDPR9RUZ | YANKON LIGHTING INC. | Yankon | GDXL1002-LED75-K757-AAA | Indoor Luminaires | High-Bay | Low-Bay Luminaires for Commercial and Industrial Buildings | Standard | FALSE | [9 empty] | 42711 | Dimmable | Continuous Below 10 | Yes |  | 4 | 8620 | 107.19 | 80.42 | 6.55 | 0.95 | 5700 | 74.6
PMKPX8AQ | YANKON LIGHTING INC. | Yankon | GDXL1003-LED150-K757-AAA | Indoor Luminaires | High-Bay | High-Bay Luminaires for Commercial and Industrial Buildings | Standard | FALSE | [9 empty] | 42711 | Dimmable | Continuous Below 10 | Yes |  | 4 | 15422 | 105.56 | 146.1 | 6.29 | 0.97 | 5700 | 74.1
PC25X9QB | YANKON LIGHTING INC. | Yankon | GDXL1002-LED120-K757-AAA | Indoor Luminaires | High-Bay | High-Bay Luminaires for Commercial and Industrial Buildings | Standard | FALSE | [9 empty] | 42711 | Dimmable | Continuous Below 10 | Yes |  | 4 | 13366 | 111.57 | 118 | 9.67 | 0.96 | 5700 | 74
PKQH3H7W | YANKON LIGHTING INC. | Yankon | GDXL1002-LED100-K757-AAA | Indoor Luminaires | High-Bay | High-Bay Luminaires for Commercial and Industrial Buildings | Standard | FALSE | [9 empty] | 42711 | Dimmable | Continuous Below 10 | Yes |  | 4 | 10797 | 108.38 | 99.62 | 6.53 | 0.97 | 5700 | 73.9
PH2JABBB | YANKON LIGHTING INC. | Yankon | GDXL1002-LED75-K750-AAA | Indoor Luminaires | High-Bay | Low-Bay Luminaires for Commercial and Industrial Buildings | Standard | FALSE | [9 empty] | 42711 | Dimmable | Continuous Below 10 | Yes |  | 4 | 8418.5 | 105.52 | 79.78 | 6.72 | 0.96 | 5000 | 74.1
PWD8PV8V | YANKON LIGHTING INC. | Yankon | GDXL1002-LED120-K750-AAA | Indoor Luminaires | High-Bay | High-Bay Luminaires for Commercial and Industrial Buildings | Standard | FALSE | [9 empty] | 42711 | Dimmable | Continuous Below 10 | Yes |  | 4 | 12110 | 108.38 | 118 | 9.85 | 0.96 | 5000 | 72.5
PS39XFZY | YANKON LIGHTING INC. | Yankon | GDXL1003-LED150-K750-AAA | Indoor Luminaires | High-Bay | High-Bay Luminaires for Commercial and Industrial Buildings | Standard | FALSE | [9 empty] | 42711 | Dimmable | Continuous Below 10 | Yes |  | 4 | 14685 | 101.98 | 144 | 6.7 | 0.97 | 5000 | 72.5
PTMZE4UK | YANKON LIGHTING INC. | Yankon | GDXL1002-LED100-K750-AAA | Indoor Luminaires | High-Bay | High-Bay Luminaires for Commercial and Industrial Buildings | Standard | FALSE | [9 empty] | 42711 | Dimmable | Continuous Below 10 | Yes |  | 4 | 10353 | 105.03 | 98.57 | 6.76 | 0.98 | 5000 | 72.4
PC1QKXPE | YANKON LIGHTING INC. | Yankon | GDXL1002-LED75-K745-AAA | Indoor Luminaires | High-Bay | Low-Bay Luminaires for Commercial and Industrial Buildings | Standard | FALSE | [9 empty] | 42711 | Dimmable | Continuous Below 10 | Yes |  | 4 | 8418.5 | 105.52 | 79.78 | 6.72 | 0.96 | 4500 | 74.1
PQ47FGPW | YANKON LIGHTING INC. | Yankon | GDXL1002-LED120-K745-AAA | Indoor Luminaires | High-Bay | High-Bay Luminaires for Commercial and Industrial Buildings | Standard | FALSE | [9 empty] | 42711 | Dimmable | Continuous Below 10 | Yes |  | 4 | 12110 | 108.38 | 118 | 9.85 | 0.96 | 4500 | 72.5
PGAHQ4ND | YANKON LIGHTING INC. | Yankon | GDXL1003-LED150-K745-AAA | Indoor Luminaires | High-Bay | High-Bay Luminaires for Commercial and Industrial Buildings | Standard | FALSE | [9 empty] | 42711 | Dimmable | Continuous Below 10 | Yes |  | 4 | 14685 | 101.98 | 144 | 6.7 | 0.97 | 4500 | 72.5
PXEFCYRD | YANKON LIGHTING INC. | Yankon | GDXL1002-LED100-K745-AAA | Indoor Luminaires | High-Bay | High-Bay Luminaires for Commercial and Industrial Buildings | Standard | FALSE | [9 empty] | 42711 | Dimmable | Continuous Below 10 | Yes |  | 4 | 10353 | 105.03 | 98.57 | 6.76 | 0.98 | 4500 | 72.4
PGUUNP9R | Torshare Ltd | TORSHARE | TS-HB6-320W(4000K) | Indoor Luminaires | High-Bay | High-Bay Luminaires for Commercial and Industrial Buildings | Premium | TRUE | 47694 | 147.34 | 323.7 | 13.97 | 0.9416 | 4068 | 82.8 | 5 | 50000 | 42710 | Dimmable | Continuous Below 10 | No |  | 4.1 | 47694 | 147.34 | 323.7 | 13.97 | 0.94 | 4000 | 82.8
P55U8BAG | Torshare Ltd | TORSHARE | TS-HB5-225W(4000K) | Indoor Luminaires | High-Bay | High-Bay Luminaires for Commercial and Industrial Buildings | Premium | TRUE | 31433 | 147.64 | 212.9 | 16.34 | 0.9401 | 4044 | 82.8 | 5 | 50000 | 42710 | Dimmable | Continuous Below 10 | No |  | 4.1 | 31433 | 147.64 | 212.9 | 16.34 | 0.94 | 4000 | 82.8
P8B5ZYHH | Torshare Ltd | TORSHARE | TS-HB3-220W(4000K) | Indoor Luminaires | High-Bay | High-Bay Luminaires for Commercial and Industrial Buildings | Premium | TRUE | 30316 | 143.14 | 211.8 | 12.78 | 0.9395 | 4001 | 82.5 | 5 | 50000 | 42710 | Dimmable | Continuous Below 10 | No |  | 4.1 | 30316 | 143.14 | 211.8 | 12.78 | 0.94 | 4000 | 82.5
PPYT25FJ | Torshare Ltd | TORSHARE | TS-HB2-110W(4000K) | Indoor Luminaires | High-Bay | High-Bay Luminaires for Commercial and Industrial Buildings | Premium | TRUE | 15909 | 152.53 | 104.3 | 12.47 | 0.9366 | 4031 | 82.6 | 5 | 50000 | 42710 | Dimmable | Continuous Below 10 | No |  | 4.1 | 15909 | 152.53 | 104.3 | 12.47 | 0.94 | 4000 | 82.6
PFDVVS7X | Torshare Ltd | TORSHARE | TS-HB6-320W(5000K) | Indoor Luminaires | High-Bay | High-Bay Luminaires for Commercial and Industrial Buildings | Premium | FALSE | [9 empty] | 42710 | Dimmable | Continuous Below 10 | No |  | 4.1 | 48185 | 149.83 | 321.6 | 13.64 | 0.94 | 5000 | 82.9
PA8QPRSD | Torshare Ltd | TORSHARE | TS-HB5-225W(5000K) | Indoor Luminaires | High-Bay | High-Bay Luminaires for Commercial and Industrial Buildings | Premium | FALSE | [9 empty] | 42710 | Dimmable | Continuous Below 10 | No |  | 4.1 | 32042 | 149.87 | 213.8 | 16.7 | 0.94 | 5000 | 82.6
PQ3361DC | Torshare Ltd | TORSHARE | TS-HB3-220W(5000K) | Indoor Luminaires | High-Bay | High-Bay Luminaires for Commercial and Industrial Buildings | Premium | FALSE | [9 empty] | 42710 | Dimmable | Continuous Below 10 | No |  | 4.1 | 30684 | 145.49 | 210.9 | 12.67 | 0.94 | 5000 | 82.3
PM2FAY19 | Torshare Ltd | TORSHARE | TS-HB2-110W(5000K) | Indoor Luminaires | High-Bay | High-Bay Luminaires for Commercial and Industrial Buildings | Premium | FALSE | [9 empty] | 42710 | Dimmable | Continuous Below 10 | No |  | 4.1 | 16073 | 154.85 | 103.8 | 12.71 | 0.94 | 5000 | 82.2
P6ZHG5D2 | Shenzhen Yaorong Technology Co.Ltd | YAORONG | YR-LH420-W320-X-[blankM](3000K) | Indoor Luminaires | High-Bay | High-Bay Luminaires for Commercial and Industrial Buildings | Standard | TRUE | 33720 | 107.39 | 314 | 8.45 | 0.9519 | 3083 | 84.4 | 5 | 50000 | 42710 | Dimmable | Continuous Below 10 | Yes |  | 4.1 | 33720 | 107.39 | 314 | 8.45 | 0.95 | 3000 | 84.4
P66R9EXP | Shenzhen Yaorong Technology Co.Ltd | YAORONG | YR-LH420-W240-X-[blankM](3000K) | Indoor Luminaires | High-Bay | High-Bay Luminaires for Commercial and Industrial Buildings | Standard | TRUE | 26737 | 103.51 | 258.3 | 8.03 | 0.9431 | 3118 | 84.3 | 5 | 50000 | 42710 | Dimmable | Continuous Below 10 | Yes |  | 4.1 | 26737 | 103.51 | 258.3 | 8.03 | 0.94 | 3000 | 84.3
P5D7AF87 | Shenzhen Yaorong Technology Co.Ltd | YAORONG | YR-LH421-W150-X-[M blank](3000K) | Indoor Luminaires | High-Bay | High-Bay Luminaires for Commercial and Industrial Buildings | Standard | TRUE | 16954 | 107.03 | 158.4 | 12.72 | 0.9334 | 3101 | 84.2 | 5 | 50000 | 42710 | Dimmable | Continuous Below 10 | Yes |  | 4.1 | 16954 | 107.03 | 158.4 | 12.72 | 0.93 | 3000 | 84.2
PFTTWPEW | Shenzhen Yaorong Technology Co.Ltd | YAORONG | YR-LH420-W160-X-[blankM](3000K) | Indoor Luminaires | High-Bay | High-Bay Luminaires for Commercial and Industrial Buildings | Standard | TRUE | 18579 | 121.91 | 152.4 | 16.33 | 0.9065 | 3097 | 84.6 | 5 | 50000 | 42710 | Dimmable | Continuous Below 10 | Yes |  | 4.1 | 18579 | 121.91 | 152.4 | 16.33 | 0.91 | 3000 | 84.6
PT3N47UM | Shenzhen Yaorong Technology Co.Ltd | YAORONG | YR-LH420-W100-X-[blankM](3000K) | Indoor Luminaires | High-Bay | High-Bay Luminaires for Commercial and Industrial Buildings | Standard | TRUE | 10931 | 125.38 | 87.18 | 17.18 | 0.9052 | 3102 | 84.7 | 5 | 50000 | 42710 | Dimmable | Continuous Below 10 | Yes |  | 4.1 | 10931 | 125.38 | 87.18 | 17.18 | 0.91 | 3000 | 84.7
PYCFHWW2 | Shenzhen Yaorong Technology Co.Ltd | YAORONG | YR-LH420-W100-X-[blankM](5000K) | Indoor Luminaires | High-Bay | High-Bay Luminaires for Commercial and Industrial Buildings | Standard | FALSE | [9 empty] | 42710 | Dimmable | Continuous Below 10 | Yes |  | 4.1 | 11392 | 128.59 | 88.59 | 18.17 | 0.9 | 5000 | 83.9
PAF382DF | Shenzhen Yaorong Technology Co.Ltd | YAORONG | YR-LH420-W160-X-[blankM](5000K) | Indoor Luminaires | High-Bay | High-Bay Luminaires for Commercial and Industrial Buildings | Standard | FALSE | [9 empty] | 42710 | Dimmable | Continuous Below 10 | Yes |  | 4.1 | 19256 | 125.12 | 153.9 | 17.14 | 0.9 | 5000 | 83.9
PBE84NE4 | Shenzhen Yaorong Technology Co.Ltd | YAORONG | YR-LH420-W320-X-[blankM](5000K) | Indoor Luminaires | High-Bay | High-Bay Luminaires for Commercial and Industrial Buildings | Standard | FALSE | [9 empty] | 42710 | Dimmable | Continuous Below 10 | Yes |  | 4.1 | 34867 | 110.41 | 315.8 | 9.31 | 0.95 | 5000 | 83.9
PT5CZ4E2 | Shenzhen Yaorong Technology Co.Ltd | YAORONG | YR-LH420-W240-X-[blankM](5000K) | Indoor Luminaires | High-Bay | High-Bay Luminaires for Commercial and Industrial Buildings | Standard | FALSE | [9 empty] | 42710 | Dimmable | Continuous Below 10 | Yes |  | 4.1 | 27672 | 106.72 | 259.3 | 8.82 | 0.94 | 5000 | 83.9
PUSA51HZ | Shenzhen Yaorong Technology Co.Ltd | YAORONG | YR-LH421-W150-X-[M blank](5000K) | Indoor Luminaires | High-Bay | High-Bay Luminaires for Commercial and Industrial Buildings | Standard | FALSE | [9 empty] | 42710 | Dimmable | Continuous Below 10 | Yes |  | 4.1 | 17530 | 110.18 | 159.1 | 13.75 | 0.93 | 5000 | 83.4
PHR5KZR2 | Shenzhen Yaorong Technology Co.Ltd | YAORONG | YR-LH420-W100-X-[blankM](4500K) | Indoor Luminaires | High-Bay | High-Bay Luminaires for Commercial and Industrial Buildings | Standard | FALSE | [9 empty] | 42710 | Dimmable | Continuous Below 10 | Yes |  | 4.1 | 10931 | 125.38 | 87.18 | 17.18 | 0.91 | 4500 | 84.7
PWP2CNDC | Shenzhen Yaorong Technology Co.Ltd | YAORONG | YR-LH420-W160-X-[blankM](4500K) | Indoor Luminaires | High-Bay | High-Bay Luminaires for Commercial and Industrial Buildings | Standard | FALSE | [9 empty] | 42710 | Dimmable | Continuous Below 10 | Yes |  | 4.1 | 18579 | 121.91 | 152.4 | 16.33 | 0.91 | 4500 | 84.6
PF79CERM | Shenzhen Yaorong Technology Co.Ltd | YAORONG | YR-LH420-W320-X-[blankM](4500K) | Indoor Luminaires | High-Bay | High-Bay Luminaires for Commercial and Industrial Buildings | Standard | FALSE | [9 empty] | 42710 | Dimmable | Continuous Below 10 | Yes |  | 4.1 | 33720 | 107.39 | 314 | 8.45 | 0.95 | 4500 | 84.4
PD1UABT8 | Shenzhen Yaorong Technology Co.Ltd | YAORONG | YR-LH420-W240-X-[blankM](4500K) | Indoor Luminaires | High-Bay | High-Bay Luminaires for Commercial and Industrial Buildings | Standard | FALSE | [9 empty] | 42710 | Dimmable | Continuous Below 10 | Yes |  | 4.1 | 26737 | 103.51 | 258.3 | 8.03 | 0.94 | 4500 | 84.3
PNTUHDV4 | Shenzhen Yaorong Technology Co.Ltd | YAORONG | YR-LH421-W150-X-[M blank](4500K) | Indoor Luminaires | High-Bay | High-Bay Luminaires for Commercial and Industrial Buildings | Standard | FALSE | [9 empty] | 42710 | Dimmable | Continuous Below 10 | Yes |  | 4.1 | 16954 | 107.03 | 158.4 | 17.18 | 0.93 | 4500 | 84.2
PVKRT3MC | Shenzhen Yaorong Technology Co.Ltd | YAORONG | YR-LH420-W100-X-[blankM](4000K) | Indoor Luminaires | High-Bay | High-Bay Luminaires for Commercial and Industrial Buildings | Standard | FALSE | [9 empty] | 42710 | Dimmable | Continuous Below 10 | Yes |  | 4.1 | 10931 | 125.38 | 87.18 | 17.18 | 0.91 | 4000 | 84.7
PY2FHMSS | Shenzhen Yaorong Technology Co.Ltd | YAORONG | YR-LH420-W160-X-[blankM](4000K) | Indoor Luminaires | High-Bay | High-Bay Luminaires for Commercial and Industrial Buildings | Standard | FALSE | [9 empty] | 42710 | Dimmable | Continuous Below 10 | Yes |  | 4.1 | 18579 | 121.91 | 152.4 | 16.33 | 0.91 | 4000 | 84.6
PMFUB6V3 | Shenzhen Yaorong Technology Co.Ltd | YAORONG | YR-LH420-W320-X-[blankM](4000K) | Indoor Luminaires | High-Bay | High-Bay Luminaires for Commercial and Industrial Buildings | Standard | FALSE | [9 empty] | 42710 | Dimmable | Continuous Below 10 | Yes |  | 4.1 | 33720 | 107.39 | 314 | 8.45 | 0.95 | 4000 | 84.4
PZ5WP1HV | Shenzhen Yaorong Technology Co.Ltd | YAORONG | YR-LH420-W240-X-[blankM](4000K) | Indoor Luminaires | High-Bay | High-Bay Luminaires for Commercial and Industrial Buildings | Standard | FALSE | [9 empty] | 42710 | Dimmable | Continuous Below 10 | Yes |  | 4.1 | 26737 | 103.51 | 258.3 | 8.03 | 0.94 | 4000 | 84.3
PNQPBNJJ | Shenzhen Yaorong Technology Co.Ltd | YAORONG | YR-LH421-W150-X-[M blank](4000K) | Indoor Luminaires | High-Bay | High-Bay Luminaires for Commercial and Industrial Buildings | Standard | FALSE | [9 empty] | 42710 | Dimmable | Continuous Below 10 | Yes |  | 4.1 | 16954 | 107.03 | 158.4 | 12.72 | 0.93 | 4000 | 84.2
PTWXHSN9 | Shenzhen Yaorong Technology Co.Ltd | YAORONG | YR-LH420-W100-X-[blankM](3500K) | Indoor Luminaires | High-Bay | High-Bay Luminaires for Commercial and Industrial Buildings | Standard | FALSE | [9 empty] | 42710 | Dimmable | Continuous Below 10 | Yes |  | 4.1 | 10931 | 125.38 | 87.18 | 17.18 | 0.91 | 3500 | 84.7
P8YXAR7M | Shenzhen Yaorong Technology Co.Ltd | YAORONG | YR-LH420-W160-X-[blankM](3500K) | Indoor Luminaires | High-Bay | High-Bay Luminaires for Commercial and Industrial Buildings | Standard | FALSE | [9 empty] | 42710 | Dimmable | Continuous Below 10 | Yes |  | 4.1 | 18579 | 121.91 | 152.4 | 16.33 | 0.91 | 3500 | 84.6
PSVQZVGM | Shenzhen Yaorong Technology Co.Ltd | YAORONG | YR-LH420-W320-X-[blankM](3500K) | Indoor Luminaires | High-Bay | High-Bay Luminaires for Commercial and Industrial Buildings | Standard | FALSE | [9 empty] | 42710 | Dimmable | Continuous Below 10 | Yes |  | 4.1 | 33720 | 107.39 | 314 | 8.45 | 0.95 | 3500 | 84.4
P46GYXT6 | Shenzhen Yaorong Technology Co.Ltd | YAORONG | YR-LH420-W240-X-[blankM](3500K) | Indoor Luminaires | High-Bay | High-Bay Luminaires for Commercial and Industrial Buildings | Standard | FALSE | [9 empty] | 42710 | Dimmable | Continuous Below 10 | Yes |  | 4.1 | 26737 | 103.51 | 258.3 | 8.03 | 0.94 | 3500 | 84.3
PWSFYY94 | Shenzhen Yaorong Technology Co.Ltd | YAORONG | YR-LH421-W150-X-[M blank](3500K) | Indoor Luminaires | High-Bay | High-Bay Luminaires for Commercial and Industrial Buildings | Standard | FALSE | [9 empty] | 42710 | Dimmable | Continuous Below 10 | Yes |  | 4.1 | 16954 | 107.03 | 158.4 | 12.72 | 0.93 | 3500 | 84.2
PA22BW7G | Shenzhen Huadian Lighting Co.LTD. | Huadian | HL-HBS15W12A1NUS-3000KÂ | Indoor Luminaires | High-Bay | High-Bay Luminaires for Commercial and Industrial Buildings | Standard | TRUE | 20040.342 | 129.376 | 154.9 | 16.3 | 0.915 | 3079 | 83.4 | 5 | 50000 | 42710 | Not Dimmable | Not Dimmable | No |  | 4 | 20040.3 | 129.3 | 154.9 | 16.3 | 0.92 | 3079 | 83.4
PSHHSMHF | Shenzhen Huadian Lighting Co.LTD. | Huadian | HL-HBS15W12A1NUS-5700K | Indoor Luminaires | High-Bay | High-Bay Luminaires for Commercial and Industrial Buildings | Standard | FALSE | [9 empty] | 42710 | Not Dimmable | Not Dimmable | No |  | 4 | 20711.8 | 133.2 | 155.4 | 17.7 | 0.92 | 5424 | 82.7
PP14X7YP | Shenzhen Huadian Lighting Co.LTD. | Huadian | HL-HBS15W12A1NUS-5000KÂ | Indoor Luminaires | High-Bay | High-Bay Luminaires for Commercial and Industrial Buildings | Standard | FALSE | [9 empty] | 42710 | Not Dimmable | Not Dimmable | No |  | 4 | 20040.3 | 129.3 | 154.9 | 16.3 | 0.92 | 5000 | 83.4
PSMJ9PYJ | Shenzhen Huadian Lighting Co.LTD. | Huadian | HL-HBS15W12A1NUS-4500KÂ | Indoor Luminaires | High-Bay | High-Bay Luminaires for Commercial and Industrial Buildings | Standard | FALSE | [9 empty] | 42710 | Not Dimmable | Not Dimmable | No |  | 4 | 20040.3 | 129.3 | 154.9 | 16.3 | 0.92 | 4500 | 83.4
PNNNMVP5 | Shenzhen Huadian Lighting Co.LTD. | Huadian | HL-HBS15W12A1NUS-4000KÂ | Indoor Luminaires | High-Bay | High-Bay Luminaires for Commercial and Industrial Buildings | Standard | FALSE | [9 empty] | 42710 | Not Dimmable | Not Dimmable | No |  | 4 | 20040.3 | 129.3 | 154.9 | 16.3 | 0.92 | 4000 | 83.4
PJ74GFPG | Shenzhen Huadian Lighting Co.LTD. | Huadian | HL-HBS15W12A1NUS-3500KÂ | Indoor Luminaires | High-Bay | High-Bay Luminaires for Commercial and Industrial Buildings | Standard | FALSE | [9 empty] | 42710 | Not Dimmable | Not Dimmable | No |  | 4 | 20040.3 | 129.3 | 154.9 | 16.3 | 0.92 | 3500 | 83.4
P9GHY3RN | ESL Vision | Ti High Bay Series | ESL-TIHO-HB6-S-180W-C50 | Indoor Luminaires | High-Bay | High-Bay Luminaires for Commercial and Industrial Buildings | Standard | TRUE | 24060 | 126.3 | 190.5 | 10.5 | 0.943 | 5172 | 83.3 | 7 | 70000 | 42709 | Not Dimmable | Not Dimmable | No |  | 4.1 | 24060 | 126.3 | 190.5 | 8.85 | 0.99 | 5000 | 83.3
PDA9DGQN | ESL Vision | Ti High Bay Series | ESL-TIHO-HB6-S-180W-F30 | Indoor Luminaires | High-Bay | High-Bay Luminaires for Commercial and Industrial Buildings | Standard | TRUE | 20510 | 110.6 | 185.4 | 10.5 | 0.943 | 2975 | 81 | 7 | 70000 | 42709 | Not Dimmable | Not Dimmable | No |  | 4.1 | 20510 | 110.63 | 185.4 | 9.04 | 0.99 | 3000 | 81
P243WZW2 | ESL Vision | Ti High Bay Series | ESL-TIHO-HB6-S-180W-F50 | Indoor Luminaires | High-Bay | High-Bay Luminaires for Commercial and Industrial Buildings | Standard | FALSE | [9 empty] | 42709 | Not Dimmable | Not Dimmable | No |  | 4.1 | 21841.25 | 116.21 | 187.95 | 9.04 | 0.99 | 5000 | 81
PVA48U13 | ESL Vision | Ti High Bay Series | ESL-TIHO-HB6-S-180W-C40 | Indoor Luminaires | High-Bay | High-Bay Luminaires for Commercial and Industrial Buildings | Standard | FALSE | [9 empty] | 42709 | Not Dimmable | Not Dimmable | No |  | 4.1 | 23172.5 | 123.29 | 187.95 | 9.04 | 0.99 | 4000 | 81
P7CR195X | ESL Vision | Ti High Bay Series | ESL-TIHO-HB6-S-180W-F40 | Indoor Luminaires | High-Bay | High-Bay Luminaires for Commercial and Industrial Buildings | Standard | FALSE | [9 empty] | 42709 | Not Dimmable | Not Dimmable | No |  | 4.1 | 21397.5 | 113.85 | 187.95 | 9.04 | 0.99 | 4000 | 81
PX7BAHUP | ESL Vision | Ti High Bay Series | ESL-TIHO-HB6-S-180W-C35 | Indoor Luminaires | High-Bay | High-Bay Luminaires for Commercial and Industrial Buildings | Standard | FALSE | [9 empty] | 42709 | Not Dimmable | Not Dimmable | No |  | 4.1 | 22728.75 | 120.93 | 187.95 | 9.04 | 0.99 | 3500 | 81
PEK3T5C2 | ESL Vision | Ti High Bay Series | ESL-TIHO-HB6-S-180W-F35 | Indoor Luminaires | High-Bay | High-Bay Luminaires for Commercial and Industrial Buildings | Standard | FALSE | [9 empty] | 42709 | Not Dimmable | Not Dimmable | No |  | 4.1 | 20953.75 | 111.49 | 187.95 | 9.04 | 0.99 | 3500 | 81
PMP7ZQ1Q | ESL Vision | Ti High Bay Series | ESL-TIHO-HB6-S-180W-C30 | Indoor Luminaires | High-Bay | High-Bay Luminaires for Commercial and Industrial Buildings | Standard | FALSE | [9 empty] | 42709 | Not Dimmable | Not Dimmable | No |  | 4.1 | 22285 | 118.57 | 187.95 | 9.04 | 0.99 | 3000 | 81
PPZPHFE5 | Power Concepts LLC | Power Concepts LLC ? | P-HB126180NC6A3P0 | Indoor Luminaires | High-Bay | High-Bay Luminaires for Commercial and Industrial Buildings | Standard | TRUE | 18515.82 | 106.26 | 174.25 | 16.2 | 0.904 | 3520 | 82.4 | 5 | 50000 | 42709 | Not Dimmable | Not Dimmable | No |  | 4 | 18515.82 | 106.26 | 174.25 | 16.2 | 0.9 | 3520 | 82.4
PZBXVZAT | Power Concepts LLC | Power Concepts LLC ? | P-HB126180NC5A3P0 | Indoor Luminaires | High-Bay | High-Bay Luminaires for Commercial and Industrial Buildings | Standard | FALSE | [9 empty] | 42709 | Not Dimmable | Not Dimmable | No |  | 4 | 19672 | 108.67 | 181 | 10.77 | 0.94 | 3970 | 82.2
P6B3U5E2 | Caster Lighting Inc. | Caster | LB14P2-4K | Indoor Luminaires | High-Bay | Low-Bay Luminaires for Commercial and Industrial Buildings | Premium | TRUE | 8034.4 | 135.84 | 59.15 | 16 | 0.9238 | 3787 | 73 | 5 | 50000 | 42709 | Not Dimmable | Not Dimmable | No |  | 4.1 | 8000 | 135 | 59 | 20 | 0.9 | 4000 | 70
PJXBJJ1G | Caster Lighting Inc. | Caster | LB14A2-4K | Indoor Luminaires | High-Bay | Low-Bay Luminaires for Commercial and Industrial Buildings | Premium | TRUE | 8026.9 | 135.52 | 59.23 | 16.59 | 0.9237 | 3785 | 73 | 5 | 50000 | 42709 | Not Dimmable | Not Dimmable | No |  | 4.1 | 8000 | 135 | 59 | 20 | 0.9 | 4000 | 70
PKV39296 | Caster Lighting Inc. | Caster | LB14A2-5K | Indoor Luminaires | High-Bay | Low-Bay Luminaires for Commercial and Industrial Buildings | Premium | FALSE | [9 empty] | 42709 | Not Dimmable | Not Dimmable | No |  | 4.1 | 8000 | 135 | 59 | 20 | 0.9 | 5000 | 70
PD21HJK3 | Caster Lighting Inc. | Caster | LB14P2-5K | Indoor Luminaires | High-Bay | Low-Bay Luminaires for Commercial and Industrial Buildings | Premium | FALSE | [9 empty] | 42709 | Not Dimmable | Not Dimmable | No |  | 4.1 | 8000 | 135 | 59 | 20 | 0.9 | 5000 | 70
PXEK1YH1 | Kili-LED Lighting Limited | KILI-LED | VFO054(4000K)[Frosted Lens] | Indoor Luminaires | High-Bay | Low-Bay Luminaires for Commercial and Industrial Buildings | Premium | TRUE | 6663.569 | 130.607 | 51.02 | 16.1 | 0.921 | 3926 | 82.9 | 5 |  | 42709 | Dimmable | Continuous Below 10 | Yes |  | 4.1 | 6600 | 130 | 51 | 16.1 | 0.92 | 4000 | 82.9
PJWN4H9A | Kili-LED Lighting Limited | KILI-LED | VFO054(5000K)[Frosted Lens] | Indoor Luminaires | High-Bay | Low-Bay Luminaires for Commercial and Industrial Buildings | Premium | FALSE | [9 empty] | 42709 | Dimmable | Continuous Below 10 | Yes |  | 4.1 | 6700 | 133 | 50 | 17.8 | 0.92 | 5000 | 81.4
P1NSMCMN | Kili-LED Lighting Limited | KILI-LED | VFO054(4500K)[Frosted Lens] | Indoor Luminaires | High-Bay | Low-Bay Luminaires for Commercial and Industrial Buildings | Premium | FALSE | [9 empty] | 42709 | Dimmable | Continuous Below 10 | Yes |  | 4.1 | 6700 | 133 | 50 | 17.8 | 0.92 | 4500 | 81.4
P5BUJWBN | ESL Vision | Ti High Bay Series | ESL-TIHO-HB4-S-120W-C50 | Indoor Luminaires | High-Bay | High-Bay Luminaires for Commercial and Industrial Buildings | Standard | TRUE | 16000 | 129.1 | 124 | 10.5 | 0.943 | 5218 | 83.4 | 7 | 70000 | 42709 | Not Dimmable | Not Dimmable | No |  | 4.1 | 16000 | 129.03 | 124 | 8.56 | 1 | 5000 | 83.4
PZ2QTAM2 | ESL Vision | Ti High Bay Series | ESL-TIHO-HB4-S-120W-F30 | Indoor Luminaires | High-Bay | High-Bay Luminaires for Commercial and Industrial Buildings | Standard | TRUE | 13760 | 113.4 | 121.3 | 10.5 | 0.943 | 2974 | 81 | 7 | 70000 | 42709 | Not Dimmable | Not Dimmable | No |  | 4.1 | 13760 | 113.44 | 121.3 | 8.66 | 1 | 3000 | 81
PM8NFT1Q | ESL Vision | Ti High Bay Series | ESL-TIHO-HB4-S-120W-F50 | Indoor Luminaires | High-Bay | High-Bay Luminaires for Commercial and Industrial Buildings | Standard | FALSE | [9 empty] | 42709 | Not Dimmable | Not Dimmable | No |  | 4.1 | 14600 | 120.36 | 121.3 | 8.66 | 1 | 5000 | 81
PUWHG28N | ESL Vision | Ti High Bay Series | ESL-TIHO-HB4-S-120W-C40 | Indoor Luminaires | High-Bay | High-Bay Luminaires for Commercial and Industrial Buildings | Standard | FALSE | [9 empty] | 42709 | Not Dimmable | Not Dimmable | No |  | 4.1 | 15440 | 127.29 | 121.3 | 8.66 | 1 | 4000 | 81
PJY5X3HH | ESL Vision | Ti High Bay Series | ESL-TIHO-HB4-S-120W-F40 | Indoor Luminaires | High-Bay | High-Bay Luminaires for Commercial and Industrial Buildings | Standard | FALSE | [9 empty] | 42709 | Not Dimmable | Not Dimmable | No |  | 4.1 | 14320 | 118.05 | 121.3 | 8.66 | 1 | 4000 | 81
P6H6QQ1C | ESL Vision | Ti High Bay Series | ESL-TIHO-HB4-S-120W-C35 | Indoor Luminaires | High-Bay | High-Bay Luminaires for Commercial and Industrial Buildings | Standard | FALSE | [9 empty] | 42709 | Not Dimmable | Not Dimmable | No |  | 4.1 | 15160 | 124.98 | 121.3 | 8.66 | 1 | 3500 | 81
P4N67C64 | ESL Vision | Ti High Bay Series | ESL-TIHO-HB4-S-120W-F35 | Indoor Luminaires | High-Bay | High-Bay Luminaires for Commercial and Industrial Buildings | Standard | FALSE | [9 empty] | 42709 | Not Dimmable | Not Dimmable | No |  | 4.1 | 14040 | 115.75 | 121.3 | 8.66 | 1 | 3500 | 81
PWBP2YJC | ESL Vision | Ti High Bay Series | ESL-TIHO-HB4-S-120W-C30 | Indoor Luminaires | High-Bay | High-Bay Luminaires for Commercial and Industrial Buildings | Standard | FALSE | [9 empty] | 42709 | Not Dimmable | Not Dimmable | No |  | 4.1 | 14880 | 122.67 | 121.3 | 8.66 | 1 | 3000 | 81
PZRAM3TK | Philips Day-Brite | Philips Day-Brite | FBX24LL40-480-55-FSP211 | Indoor Luminaires | High-Bay | High-Bay Luminaires for Commercial and Industrial Buildings | Standard | TRUE | 24054.4 | 126.54 | 190.1 | 14.3 | 0.964 | 4067 | 82.4553 | 5 | 50000 | 42706 |  |  | Yes |  | 4 | 24054 | 126.5 | 190.1 | 20 | 0.9 | 4000 | 80
P5SKC3TW | SimplEnergy Solutions | SimplEnergy Solutions | SES-HB1-PP-100(4000K) | Indoor Luminaires | High-Bay | High-Bay Luminaires for Commercial and Industrial Buildings | Standard | TRUE | 12152 | 122.93 | 98.85 | 14.51 | 0.9698 | 3945 | 83.7 | 5 | 50000 | 42706 |  |  | No |  | 4 | 12152 | 122.9 | 98.85 | 14.51 | 0.95 | 4000 | 80
P7JEF4CH | SimplEnergy Solutions | SimplEnergy Solutions | SES-HB1-PP-150(4000K) | Indoor Luminaires | High-Bay | High-Bay Luminaires for Commercial and Industrial Buildings | Standard | TRUE | 19926 | 132.02 | 150.9 | 14.03 | 0.9232 | 4024 | 85 | 5 | 50000 | 42706 |  |  | No |  | 4 | 19926 | 132 | 150.95 | 14.03 | 0.95 | 4000 | 80
PKBFKN5Q | SimplEnergy Solutions | SimplEnergy Solutions | SES-HB1-PP-200(4000K) | Indoor Luminaires | High-Bay | High-Bay Luminaires for Commercial and Industrial Buildings | Standard | TRUE | 26168 | 130.53 | 200.5 | 14.05 | 0.9204 | 4024 | 85.2 | 5 | 50000 | 42706 |  |  | No |  | 4 | 26168 | 130.5 | 200.52 | 14.05 | 0.95 | 4000 | 80
PDTDAFPX | SimplEnergy Solutions | SimplEnergy Solutions | SES-HB1-PP-100(5700K) | Indoor Luminaires | High-Bay | High-Bay Luminaires for Commercial and Industrial Buildings | Standard | FALSE | [9 empty] | 42706 |  |  | No |  | 4 | 12667 | 124.1 | 102 | 14.51 | 0.95 | 5700 | 80
PA48P5AA | SimplEnergy Solutions | SimplEnergy Solutions | SES-HB1-PP-200(5700K) | Indoor Luminaires | High-Bay | High-Bay Luminaires for Commercial and Industrial Buildings | Standard | FALSE | [9 empty] | 42706 |  |  | No |  | 4 | 26573 | 132.3 | 200.85 | 14.05 | 0.95 | 5700 | 80
PM2N8K43 | SimplEnergy Solutions | SimplEnergy Solutions | SES-HB1-PP-150(5700K) | Indoor Luminaires | High-Bay | High-Bay Luminaires for Commercial and Industrial Buildings | Standard | FALSE | [9 empty] | 42706 |  |  | No |  | 4 | 20540 | 135.5 | 151.59 | 14.03 | 0.95 | 5700 | 80
PND7HZ8S | SimplEnergy Solutions | SimplEnergy Solutions | SES-HB1-PP-100(5000K) | Indoor Luminaires | High-Bay | High-Bay Luminaires for Commercial and Industrial Buildings | Standard | FALSE | [9 empty] | 42706 |  |  | No |  | 4 | 12390 | 123.9 | 100 | 14.51 | 0.95 | 5000 | 80
PMUKPDZK | SimplEnergy Solutions | SimplEnergy Solutions | SES-HB1-PP-200(5000K) | Indoor Luminaires | High-Bay | High-Bay Luminaires for Commercial and Industrial Buildings | Standard | FALSE | [9 empty] | 42706 |  |  | No |  | 4 | 26400 | 132 | 200 | 14.05 | 0.95 | 5000 | 80
PMRAUJB8 | SimplEnergy Solutions | SimplEnergy Solutions | SES-HB1-PP-150(5000K) | Indoor Luminaires | High-Bay | High-Bay Luminaires for Commercial and Industrial Buildings | Standard | FALSE | [9 empty] | 42706 |  |  | No |  | 4 | 20235 | 134.9 | 150 | 14.03 | 0.95 | 5000 | 80
PWFCYUDU | SimplEnergy Solutions | SimplEnergy Solutions | SES-HB1-PP-100(4500K) | Indoor Luminaires | High-Bay | High-Bay Luminaires for Commercial and Industrial Buildings | Standard | FALSE | [9 empty] | 42706 |  |  | No |  | 4 | 12360 | 123.6 | 100 | 14.51 | 0.95 | 4500 | 80
PZCDJBVD | SimplEnergy Solutions | SimplEnergy Solutions | SES-HB1-PP-200(4500K) | Indoor Luminaires | High-Bay | High-Bay Luminaires for Commercial and Industrial Buildings | Standard | FALSE | [9 empty] | 42706 |  |  | No |  | 4 | 26305 | 131.5 | 200.04 | 14.05 | 0.95 | 4500 | 80
P1GH7TE1 | SimplEnergy Solutions | SimplEnergy Solutions | SES-HB1-PP-150(4500K) | Indoor Luminaires | High-Bay | High-Bay Luminaires for Commercial and Industrial Buildings | Standard | FALSE | [9 empty] | 42706 |  |  | No |  | 4 | 20132 | 134.4 | 149.79 | 14.03 | 0.95 | 4500 | 80
PMD1MCN7 | Flex Lighting Solutions | Flex Lighting Solutions | CL1S-ABCC-AAB-xxx-xxx [w/ CL1-45CR & CL1-COVER] | Indoor Luminaires | High-Bay | High-Bay Luminaires for Commercial and Industrial Buildings | Standard | TRUE | 17048 | 113.7 | 149.98 | 10.25 | 0.969 | 4034 | 83.8 | 5 | 50000 | 42706 | Dimmable | Continuous Below 10 | Yes | CL1S-A-20K-40-CL-LV [w/ CL1-45CR & CL1-COVER] | 4.1 | 17048 | 113.7 | 149.98 | 10.25 | 0.97 | 4034 | 83.8
PBUKY17W | Flex Lighting Solutions | Flex Lighting Solutions | CL1S-ABDC-AAB-xxx-xxx | Indoor Luminaires | High-Bay | High-Bay Luminaires for Commercial and Industrial Buildings | Premium | TRUE | 19845 | 133.8 | 148.27 | 10.63 | 0.968 | 5046 | 81.8 | 5 | 50000 | 42706 | Dimmable | Continuous Below 10 | Yes | CL1S-A-20K-50-CL-LV | 4.1 | 19845 | 133.84 | 148.27 | 10.63 | 0.97 | 5046 | 81.8
PT9SK3M2 | Flex Lighting Solutions | Flex Lighting Solutions | CL1S-ABDC-AAB-xxx-xxx [w/ CL1-120R] | Indoor Luminaires | High-Bay | High-Bay Luminaires for Commercial and Industrial Buildings | Premium | FALSE | [9 empty] | 42706 | Dimmable | Continuous Below 10 | Yes | CL1S-A-20K-50-CL-LV [w/ CL1-120R] | 4.1 | 19685.93 | 132.77 | 148.27 | 10.63 | 0.97 | 5046 | 81.8
P28N8WRX | Flex Lighting Solutions | Flex Lighting Solutions | CL1S-ABDC-AAB-xxx-xxx [w/ CL1-45R] | Indoor Luminaires | High-Bay | High-Bay Luminaires for Commercial and Industrial Buildings | Standard | FALSE | [9 empty] | 42706 | Dimmable | Continuous Below 10 | Yes | CL1S-A-20K-50-CL-LV [w/ CL1-45R] | 4.1 | 19137.66 | 129.07 | 148.27 | 10.63 | 0.97 | 5046 | 81.8
PGKSRVD5 | Flex Lighting Solutions | Flex Lighting Solutions | CL1S-ABDC-AAB-xxx-xxx [w/ CL1-120CR] | Indoor Luminaires | High-Bay | High-Bay Luminaires for Commercial and Industrial Buildings | Standard | FALSE | [9 empty] | 42706 | Dimmable | Continuous Below 10 | Yes | CL1S-A-20K-50-CL-LV [w/ CL1-120CR] | 4.1 | 18809 | 126.86 | 148.27 | 10.63 | 0.97 | 5046 | 81.8
PJJ8ZNHR | Flex Lighting Solutions | Flex Lighting Solutions | CL1S-ABDC-AAB-xxx-xxx [w/ CL1-45CR] | Indoor Luminaires | High-Bay | High-Bay Luminaires for Commercial and Industrial Buildings | Standard | FALSE | [9 empty] | 42706 | Dimmable | Continuous Below 10 | Yes | CL1S-A-20K-50-CL-LV [w/ CL1-45CR] | 4.1 | 18797.36 | 126.78 | 148.27 | 10.63 | 0.97 | 5046 | 81.8
PH729W3C | Flex Lighting Solutions | Flex Lighting Solutions | CL1S-ABDC-AAB-xxx-xxx [w/ CL1-45CR & CL1-COVER] | Indoor Luminaires | High-Bay | High-Bay Luminaires for Commercial and Industrial Buildings | Standard | FALSE | [9 empty] | 42706 | Dimmable | Continuous Below 10 | Yes | CL1S-A-20K-50-CL-LV [w/ CL1-45CR & CL1-COVER] | 4.1 | 17836.4 | 120.3 | 148.27 | 10.63 | 0.97 | 5046 | 81.8
PGR9FFM3 | Flex Lighting Solutions | Flex Lighting Solutions | CL1S-ABDC-AAH-xxx-xxx | Indoor Luminaires | High-Bay | High-Bay Luminaires for Commercial and Industrial Buildings | Premium | FALSE | [9 empty] | 42706 | Dimmable | Continuous Below 10 | Yes | CL1S-A-20K-50-CL-HV | 4.1 | 19821.54 | 137.41 | 144.25 | 7.71 | 0.98 | 5046 | 81.8
PKW1224X | Flex Lighting Solutions | Flex Lighting Solutions | CL1S-ABDC-AAH-xxx-xxx [w/ CL1-120R] | Indoor Luminaires | High-Bay | High-Bay Luminaires for Commercial and Industrial Buildings | Premium | FALSE | [9 empty] | 42706 | Dimmable | Continuous Below 10 | Yes | CL1S-A-20K-50-CL-HV [w/ CL1-120R] | 4.1 | 19662.66 | 136.31 | 144.25 | 7.71 | 0.98 | 5046 | 81.8
PVA88VMA | Flex Lighting Solutions | Flex Lighting Solutions | CL1S-ABDC-AAH-xxx-xxx [w/ CL1-45R] | Indoor Luminaires | High-Bay | High-Bay Luminaires for Commercial and Industrial Buildings | Premium | FALSE | [9 empty] | 42706 | Dimmable | Continuous Below 10 | Yes | CL1S-A-20K-50-CL-HV [w/ CL1-45R] | 4.1 | 19115.04 | 135.18 | 141.4 | 7.71 | 0.98 | 5046 | 81.8
PJ94MUCU | Flex Lighting Solutions | Flex Lighting Solutions | CL1S-ABDC-AAH-xxx-xxx [w/ CL1-120CR] | Indoor Luminaires | High-Bay | High-Bay Luminaires for Commercial and Industrial Buildings | Standard | FALSE | [9 empty] | 42706 | Dimmable | Continuous Below 10 | Yes | CL1S-A-20K-50-CL-HV [w/ CL1-120CR] | 4.1 | 18786.77 | 130.23 | 144.25 | 7.71 | 0.98 | 5046 | 81.8
PAWG1HGB | Flex Lighting Solutions | Flex Lighting Solutions | CL1S-ABDC-AAH-xxx-xxx [w/ CL1-45CR & CL1-COVER] | Indoor Luminaires | High-Bay | High-Bay Luminaires for Commercial and Industrial Buildings | Standard | FALSE | [9 empty] | 42706 | Dimmable | Continuous Below 10 | Yes | CL1S-A-20K-50-CL-HV [w/ CL1-45CR & CL1-COVER] | 4.1 | 17815.32 | 123.5 | 144.25 | 7.71 | 0.98 | 5046 | 81.8
P6JQHHBV | Flex Lighting Solutions | Flex Lighting Solutions | CL1S-ABDC-AAH-xxx-xxx [w/ CL1-45CR] | Indoor Luminaires | High-Bay | High-Bay Luminaires for Commercial and Industrial Buildings | Standard | FALSE | [9 empty] | 42706 | Dimmable | Continuous Below 10 | Yes | CL1S-A-20K-50-CL-HV [w/ CL1-45CR] | 4.1 | 18775.14 | 130.15 | 144.25 | 9.29 | 0.96 | 5041 | 82
PRKXU6AJ | Flex Lighting Solutions | Flex Lighting Solutions | CL1S-ABCC-AAH-xxx-xxx [w/ CL1-45CR] | Indoor Luminaires | High-Bay | High-Bay Luminaires for Commercial and Industrial Buildings | Standard | FALSE | [9 empty] | 42706 | Dimmable | Continuous Below 10 | Yes | CL1S-A-20K-40-CL-HV [w/ CL1-45CR] | 4.1 | 18410.9 | 125.83 | 146.31 | 10.1 | 0.97 | 4060 | 82.3
P873Y7ZZ | Flex Lighting Solutions | Flex Lighting Solutions | CL1S-ABCC-AAH-xxx-xxx | Indoor Luminaires | High-Bay | High-Bay Luminaires for Commercial and Industrial Buildings | Standard | FALSE | [9 empty] | 42706 | Dimmable | Continuous Below 10 | Yes | CL1S-A-20K-40-CL-HV | 4.1 | 19437 | 132.93 | 146.22 | 7.71 | 0.98 | 4013 | 82.2
PU3S9KMT | Flex Lighting Solutions | Flex Lighting Solutions | CL1S-ABCC-AAH-xxx-xxx [w/ CL1-120R] | Indoor Luminaires | High-Bay | High-Bay Luminaires for Commercial and Industrial Buildings | Standard | FALSE | [9 empty] | 42706 | Dimmable | Continuous Below 10 | Yes | CL1S-A-20K-40-CL-HV [w/ CL1-120R] | 4.1 | 19281.2 | 131.66 | 146.45 | 7.71 | 0.98 | 4013 | 82.2
P7TX3TP5 | Flex Lighting Solutions | Flex Lighting Solutions | CL1S-ABCC-AAH-xxx-xxx [w/ CL1-45R] | Indoor Luminaires | High-Bay | High-Bay Luminaires for Commercial and Industrial Buildings | Standard | FALSE | [9 empty] | 42706 | Dimmable | Continuous Below 10 | Yes | CL1S-A-20K-40-CL-HV [w/ CL1-45R] | 4.1 | 18744.2 | 127.81 | 146.66 | 7.71 | 0.98 | 4013 | 82.2
PP18K989 | Flex Lighting Solutions | Flex Lighting Solutions | CL1S-ABCC-AAH-xxx-xxx [w/ CL1-120CR] | Indoor Luminaires | High-Bay | High-Bay Luminaires for Commercial and Industrial Buildings | Standard | FALSE | [9 empty] | 42706 | Dimmable | Continuous Below 10 | Yes | CL1S-A-20K-40-CL-HV [w/ CL1-120CR] | 4.1 | 18422.3 | 125.88 | 146.35 | 7.71 | 0.98 | 4013 | 82.2
PJ5JXPMR | Flex Lighting Solutions | Flex Lighting Solutions | CL1S-ABCC-AAH-xxx-xxx [w/ CL1-45CR & CL1-COVER] | Indoor Luminaires | High-Bay | High-Bay Luminaires for Commercial and Industrial Buildings | Standard | FALSE | [9 empty] | 42706 | Dimmable | Continuous Below 10 | Yes | CL1S-A-20K-40-CL-HV [w/ CL1-45CR & CL1-COVER] | 4.1 | 17469.7 | 119.43 | 146.28 | 7.71 | 0.98 | 4013 | 82.2
P86N82US | Flex Lighting Solutions | Flex Lighting Solutions | CL1S-ABCC-AAB-xxx-xxx | Indoor Luminaires | High-Bay | High-Bay Luminaires for Commercial and Industrial Buildings | Standard | FALSE | [9 empty] | 42706 | Dimmable | Continuous Below 10 | Yes | CL1S-A-20K-40-CL-LV | 4.1 | 19460 | 129.48 | 150.29 | 10.16 | 0.97 | 4011 | 82.3
P33S8QFY | Flex Lighting Solutions | Flex Lighting Solutions | CL1S-ABCC-AAB-xxx-xxx [w/ CL1-120R] | Indoor Luminaires | High-Bay | High-Bay Luminaires for Commercial and Industrial Buildings | Standard | FALSE | [9 empty] | 42706 | Dimmable | Continuous Below 10 | Yes | CL1S-A-20K-40-CL-LV [w/ CL1-120R] | 4.1 | 19304.02 | 128.45 | 150.29 | 10.16 | 0.97 | 4011 | 82.3
P3C2GMYX | Flex Lighting Solutions | Flex Lighting Solutions | CL1S-ABCC-AAB-xxx-xxx [w/ CL1-45R] | Indoor Luminaires | High-Bay | High-Bay Luminaires for Commercial and Industrial Buildings | Standard | FALSE | [9 empty] | 42706 | Dimmable | Continuous Below 10 | Yes | CL1S-A-20K-40-CL-LV [w/ CL1-45R] | 4.1 | 18766.38 | 124.87 | 150.29 | 10.16 | 0.97 | 4011 | 82.3
P7BPWFYB | Flex Lighting Solutions | Flex Lighting Solutions | CL1S-ABCC-AAB-xxx-xxx [w/ CL1-120CR] | Indoor Luminaires | High-Bay | High-Bay Luminaires for Commercial and Industrial Buildings | Standard | FALSE | [9 empty] | 42706 | Dimmable | Continuous Below 10 | Yes | CL1S-A-20K-40-CL-LV [w/ CL1-120CR] | 4.1 | 18444.1 | 122.72 | 150.29 | 10.16 | 0.97 | 4011 | 82.3
PYX3EJH9 | Flex Lighting Solutions | Flex Lighting Solutions | CL1S-ABCC-AAB-xxx-xxx [w/ CL1-45CR] | Indoor Luminaires | High-Bay | High-Bay Luminaires for Commercial and Industrial Buildings | Standard | FALSE | [9 empty] | 42706 | Dimmable | Continuous Below 10 | Yes | CL1S-A-20K-40-CL-LV [w/ CL1-45CR] | 4.1 | 18432.69 | 122.65 | 150.29 | 10.16 | 0.97 | 4011 | 82.3
PUJ5Y44D | SHENZHEN TIANYA LIGHTING CO.LTD | N/A | TY-HB300L-W5Y-120 | Indoor Luminaires | High-Bay | High-Bay Luminaires for Commercial and Industrial Buildings | Premium | FALSE | [9 empty] | 42705 |  |  | No |  | 4 | 42334.6 | 137.07 | 308.85 | 13.65 | 0.98 | 3500 | 83.6
PTYWQY32 | SHENZHEN TIANYA LIGHTING CO.LTD | N/A | TY-HB300L-WY-90 | Indoor Luminaires | High-Bay | High-Bay Luminaires for Commercial and Industrial Buildings | Premium | TRUE | 40546 | 130.58 | 310.5 | 13.68 | 0.9788 | 3045 | 83.6 | 5 | 50000 | 42705 |  |  | No |  | 4 | 40546 | 130.58 | 310.5 | 13.68 | 0.98 | 3000 | 83.6
PHXZ6FP6 | Para Light NanJing Electronics Co.Ltd | ParaLight | PL-50WHBCW-07-X | Indoor Luminaires | High-Bay | Low-Bay Luminaires for Commercial and Industrial Buildings | Standard | TRUE | 6087 | 117.52 | 51.79 | 15.66 | 0.9603 | 5132 | 83.3 | 5 | 50000 | 42705 |  |  | No |  | 4 | 6000 | 120 | 50 | 15.66 | 0.9 | 5000 | 80
PKV929TT | Para Light NanJing Electronics Co.Ltd | ParaLight | PL-150WHBCW-07-X | Indoor Luminaires | High-Bay | High-Bay Luminaires for Commercial and Industrial Buildings | Standard | TRUE | 15915 | 108.88 | 146.1 | 11.77 | 0.9448 | 5301 | 84 | 5 | 50000 | 42705 |  |  | No |  | 4 | 18000 | 120 | 150 | 11.77 | 0.9 | 5000 | 80
PZXJ6TMY | Para Light NanJing Electronics Co.Ltd | ParaLight | PL-200WHBCW-07-X | Indoor Luminaires | High-Bay | High-Bay Luminaires for Commercial and Industrial Buildings | Standard | TRUE | 23243 | 118.46 | 196.2 | 15.2 | 0.9332 | 5101 | 84.1 | 5 | 50000 | 42705 |  |  | No |  | 4 | 24000 | 120 | 200 | 15.2 | 0.9 | 5000 | 80
PBAQG2Z2 | Para Light NanJing Electronics Co.Ltd | ParaLight | PL-100WHBCW-07-X | Indoor Luminaires | High-Bay | High-Bay Luminaires for Commercial and Industrial Buildings | Standard | TRUE | 10741 | 113.05 | 95 | 21.84 | 0.9031 | 5243 | 83.9 | 5 | 50000 | 42705 |  |  | No |  | 4 | 12000 | 120 | 100 | 21.84 | 0.9 | 5000 | 80
P8JUJMZN | SHENZHEN TIANYA LIGHTING CO.LTD | N/A | TY-HB400L-C7Y-120 | Indoor Luminaires | High-Bay | High-Bay Luminaires for Commercial and Industrial Buildings | Premium | FALSE | [9 empty] | 42705 |  |  | No |  | 4 | 57682 | 141.59 | 407.4 | 12.09 | 0.97 | 5700 | 85.2
PQJU6W11 | SHENZHEN TIANYA LIGHTING CO.LTD | N/A | TY-HB300L-C7Y-120 | Indoor Luminaires | High-Bay | High-Bay Luminaires for Commercial and Industrial Buildings | Premium | FALSE | [9 empty] | 42705 |  |  | No |  | 4 | 43517 | 141.56 | 307.4 | 13.73 | 0.98 | 5700 | 85
PF22N5MH | SHENZHEN TIANYA LIGHTING CO.LTD | N/A | TY-HB400L-C7Y-90 | Indoor Luminaires | High-Bay | High-Bay Luminaires for Commercial and Industrial Buildings | Premium | FALSE | [9 empty] | 42705 |  |  | No |  | 4 | 55783 | 136.79 | 407.8 | 12.12 | 0.97 | 5700 | 84.9
PKSTQM7X | SHENZHEN TIANYA LIGHTING CO.LTD | N/A | TY-HB480L-C7Y-120 | Indoor Luminaires | High-Bay | High-Bay Luminaires for Commercial and Industrial Buildings | Premium | FALSE | [9 empty] | 42705 |  |  | No |  | 4 | 69315 | 141.57 | 489.6 | 11.41 | 0.97 | 5700 | 84.9
PP2CS8ZC | SHENZHEN TIANYA LIGHTING CO.LTD | N/A | TY-HB300L-C7Y-90 | Indoor Luminaires | High-Bay | High-Bay Luminaires for Commercial and Industrial Buildings | Premium | FALSE | [9 empty] | 42705 |  |  | No |  | 4 | 42057 | 136.73 | 307.6 | 13.75 | 0.98 | 5700 | 84.8
PK29EY61 | SHENZHEN TIANYA LIGHTING CO.LTD | N/A | TY-HB480L-C7Y-90 | Indoor Luminaires | High-Bay | High-Bay Luminaires for Commercial and Industrial Buildings | Premium | FALSE | [9 empty] | 42705 |  |  | No |  | 4 | 67451 | 137.68 | 489.9 | 11.52 | 0.97 | 5700 | 84.7
PKSPN1A3 | SHENZHEN TIANYA LIGHTING CO.LTD | N/A | TY-HB300L-CY-90 | Indoor Luminaires | High-Bay | High-Bay Luminaires for Commercial and Industrial Buildings | Premium | FALSE | [9 empty] | 42705 |  |  | No |  | 4 | 41754.8 | 135.11 | 309.05 | 13.68 | 0.98 | 5000 | 83.6
P2MBWCWX | SHENZHEN TIANYA LIGHTING CO.LTD | N/A | TY-HB300L-CY-120 | Indoor Luminaires | High-Bay | High-Bay Luminaires for Commercial and Industrial Buildings | Premium | FALSE | [9 empty] | 42705 |  |  | No |  | 4 | 43221.4 | 139.94 | 308.85 | 13.65 | 0.98 | 5000 | 83.6
P8WQVC1B | SHENZHEN TIANYA LIGHTING CO.LTD | N/A | TY-HB400L-CY-90 | Indoor Luminaires | High-Bay | High-Bay Luminaires for Commercial and Industrial Buildings | Premium | FALSE | [9 empty] | 42705 |  |  | No |  | 4 | 55334.4 | 135.31 | 408.95 | 12.09 | 0.97 | 5000 | 83.6
P7KUXEVU | SHENZHEN TIANYA LIGHTING CO.LTD | N/A | TY-HB400L-CY-120 | Indoor Luminaires | High-Bay | High-Bay Luminaires for Commercial and Industrial Buildings | Premium | FALSE | [9 empty] | 42705 |  |  | No |  | 4 | 57245.2 | 140.12 | 408.55 | 12.05 | 0.97 | 5000 | 83.6
PMVY6CGG | SHENZHEN TIANYA LIGHTING CO.LTD | N/A | TY-HB480L-CY-90 | Indoor Luminaires | High-Bay | High-Bay Luminaires for Commercial and Industrial Buildings | Premium | FALSE | [9 empty] | 42705 |  |  | No |  | 4 | 66870.8 | 136.36 | 490.4 | 11.47 | 0.97 | 5000 | 83.6
PPYPJMX8 | SHENZHEN TIANYA LIGHTING CO.LTD | N/A | TY-HB300L-N5Y-90 | Indoor Luminaires | High-Bay | High-Bay Luminaires for Commercial and Industrial Buildings | Premium | FALSE | [9 empty] | 42705 |  |  | No |  | 4 | 41452.6 | 134.13 | 309.05 | 13.68 | 0.98 | 4500 | 83.6
PKZRYTU1 | SHENZHEN TIANYA LIGHTING CO.LTD | N/A | TY-HB300L-N5Y-120 | Indoor Luminaires | High-Bay | High-Bay Luminaires for Commercial and Industrial Buildings | Premium | FALSE | [9 empty] | 42705 |  |  | No |  | 4 | 42925.8 | 138.99 | 308.85 | 13.65 | 0.98 | 4500 | 83.6
P74C2HSV | SHENZHEN TIANYA LIGHTING CO.LTD | N/A | TY-HB400L-N5Y-90 | Indoor Luminaires | High-Bay | High-Bay Luminaires for Commercial and Industrial Buildings | Premium | FALSE | [9 empty] | 42705 |  |  | No |  | 4 | 54885.8 | 134.21 | 408.95 | 12.09 | 0.97 | 4500 | 83.6
PM1H37QN | SHENZHEN TIANYA LIGHTING CO.LTD | N/A | TY-HB400L-N5Y-120 | Indoor Luminaires | High-Bay | High-Bay Luminaires for Commercial and Industrial Buildings | Premium | FALSE | [9 empty] | 42705 |  |  | No |  | 4 | 56808.4 | 139.05 | 408.55 | 12.05 | 0.97 | 4500 | 83.6
PGQSDN21 | SHENZHEN TIANYA LIGHTING CO.LTD | N/A | TY-HB480L-N5Y-90 | Indoor Luminaires | High-Bay | High-Bay Luminaires for Commercial and Industrial Buildings | Premium | FALSE | [9 empty] | 42705 |  |  | No |  | 4 | 66290.6 | 135.18 | 490.4 | 11.47 | 0.97 | 4500 | 83.6
PB22RQ65 | SHENZHEN TIANYA LIGHTING CO.LTD | N/A | TY-HB480L-N5Y-120 | Indoor Luminaires | High-Bay | High-Bay Luminaires for Commercial and Industrial Buildings | Premium | FALSE | [9 empty] | 42705 |  |  | No |  | 4 | 68164.2 | 139.08 | 490.1 | 11.36 | 0.97 | 4500 | 83.6
PDUPTU2Z | SHENZHEN TIANYA LIGHTING CO.LTD | N/A | TY-HB300L-NY-90 | Indoor Luminaires | High-Bay | High-Bay Luminaires for Commercial and Industrial Buildings | Premium | FALSE | [9 empty] | 42705 |  |  | No |  | 4 | 41150.4 | 133.15 | 309.05 | 13.68 | 0.98 | 4000 | 83.6
PAHEMF4R | SHENZHEN TIANYA LIGHTING CO.LTD | N/A | TY-HB300L-NY-120 | Indoor Luminaires | High-Bay | High-Bay Luminaires for Commercial and Industrial Buildings | Premium | FALSE | [9 empty] | 42705 |  |  | No |  | 4 | 42630.2 | 138.03 | 308.85 | 13.65 | 0.98 | 4000 | 83.6
PUYB7SS3 | SHENZHEN TIANYA LIGHTING CO.LTD | N/A | TY-HB400L-NY-90 | Indoor Luminaires | High-Bay | High-Bay Luminaires for Commercial and Industrial Buildings | Premium | FALSE | [9 empty] | 42705 |  |  | No |  | 4 | 54437.2 | 133.11 | 408.95 | 12.09 | 0.97 | 4000 | 83.6
PZWE7G3V | SHENZHEN TIANYA LIGHTING CO.LTD | N/A | TY-HB400L-NY-120 | Indoor Luminaires | High-Bay | High-Bay Luminaires for Commercial and Industrial Buildings | Premium | FALSE | [9 empty] | 42705 |  |  | No |  | 4 | 56371.6 | 137.98 | 408.55 | 12.05 | 0.97 | 4000 | 83.6
PEVPBZTY | SHENZHEN TIANYA LIGHTING CO.LTD | N/A | TY-HB480L-NY-90 | Indoor Luminaires | High-Bay | High-Bay Luminaires for Commercial and Industrial Buildings | Premium | FALSE | [9 empty] | 42705 |  |  | No |  | 4 | 65710.4 | 133.99 | 490.4 | 11.47 | 0.97 | 4000 | 83.6
PA9ZQ914 | SHENZHEN TIANYA LIGHTING CO.LTD | N/A | TY-HB480L-NY-120 | Indoor Luminaires | High-Bay | High-Bay Luminaires for Commercial and Industrial Buildings | Premium | FALSE | [9 empty] | 42705 |  |  | No |  | 4 | 67588.8 | 137.91 | 490.1 | 11.36 | 0.97 | 4000 | 83.6
P12C3QTM | SHENZHEN TIANYA LIGHTING CO.LTD | N/A | TY-HB300L-W5Y-90 | Indoor Luminaires | High-Bay | High-Bay Luminaires for Commercial and Industrial Buildings | Premium | FALSE | [9 empty] | 42705 |  |  | No |  | 4 | 40848.2 | 132.17 | 309.05 | 13.68 | 0.98 | 3500 | 83.6
P4Q7BW7T | SHENZHEN TIANYA LIGHTING CO.LTD | N/A | TY-HB480L-CY-120 | Indoor Luminaires | High-Bay | High-Bay Luminaires for Commercial and Industrial Buildings | Premium | FALSE | [9 empty] | 42705 |  |  | No |  | 4 | 68739.6 | 140.26 | 490.1 | 11.36 | 0.97 | 5000 | 83.6
PU7F36XS | SHENZHEN TIANYA LIGHTING CO.LTD | N/A | TY-HB400L-W5Y-90 | Indoor Luminaires | High-Bay | High-Bay Luminaires for Commercial and Industrial Buildings | Premium | FALSE | [9 empty] | 42705 |  |  | No |  | 4 | 53988.6 | 132.02 | 408.95 | 12.09 | 0.97 | 3500 | 83.6
PWS9DJ8K | SHENZHEN TIANYA LIGHTING CO.LTD | N/A | TY-HB400L-W5Y-120 | Indoor Luminaires | High-Bay | High-Bay Luminaires for Commercial and Industrial Buildings | Premium | FALSE | [9 empty] | 42705 |  |  | No |  | 4 | 55934.8 | 136.91 | 408.55 | 12.05 | 0.97 | 3500 | 83.6
PFWQXUXC | SHENZHEN TIANYA LIGHTING CO.LTD | N/A | TY-HB480L-W5Y-90 | Indoor Luminaires | High-Bay | High-Bay Luminaires for Commercial and Industrial Buildings | Premium | FALSE | [9 empty] | 42705 |  |  | No |  | 4 | 65130.2 | 132.81 | 490.4 | 11.47 | 0.97 | 3500 | 83.6
PYFGWGY7 | SHENZHEN TIANYA LIGHTING CO.LTD | N/A | TY-HB480L-W5Y-120 | Indoor Luminaires | High-Bay | High-Bay Luminaires for Commercial and Industrial Buildings | Premium | FALSE | [9 empty] | 42705 |  |  | No |  | 4 | 67013.4 | 136.73 | 490.1 | 11.36 | 0.97 | 3500 | 83.6
P2HD1QAG | SHENZHEN TIANYA LIGHTING CO.LTD | N/A | TY-HB300L-WY-120 | Indoor Luminaires | High-Bay | High-Bay Luminaires for Commercial and Industrial Buildings | Premium | FALSE | [9 empty] | 42705 |  |  | No |  | 4 | 42039 | 135.48 | 310.3 | 13.65 | 0.98 | 3000 | 83.6
PHTY6FZP | SHENZHEN TIANYA LIGHTING CO.LTD | N/A | TY-HB400L-WY-90 | Indoor Luminaires | High-Bay | High-Bay Luminaires for Commercial and Industrial Buildings | Premium | FALSE | [9 empty] | 42705 |  |  | No |  | 4 | 53540 | 130.55 | 410.1 | 12.09 | 0.97 | 3000 | 83.6
PP63G8E6 | SHENZHEN TIANYA LIGHTING CO.LTD | N/A | TY-HB400L-WY-120 | Indoor Luminaires | High-Bay | High-Bay Luminaires for Commercial and Industrial Buildings | Premium | FALSE | [9 empty] | 42705 |  |  | No |  | 4 | 55498 | 135.46 | 409.7 | 12.05 | 0.97 | 3000 | 83.6
PEQR422S | SHENZHEN TIANYA LIGHTING CO.LTD | N/A | TY-HB480L-WY-90 | Indoor Luminaires | High-Bay | High-Bay Luminaires for Commercial and Industrial Buildings | Premium | FALSE | [9 empty] | 42705 |  |  | No |  | 4 | 64550 | 131.49 | 490.9 | 11.47 | 0.97 | 3000 | 83.6
PYEAV7R3 | SHENZHEN TIANYA LIGHTING CO.LTD | N/A | TY-HB480L-WY-120 | Indoor Luminaires | High-Bay | High-Bay Luminaires for Commercial and Industrial Buildings | Premium | FALSE | [9 empty] | 42705 |  |  | No |  | 4 | 66438 | 135.42 | 490.6 | 11.36 | 0.97 | 3000 | 83.6
PA2HS87J | StarTek Lighting America | StarTek Lighting America | SB-N-8S-35K-XX-XX-ND-U-XX | Indoor Luminaires | High-Bay | Low-Bay Luminaires for Commercial and Industrial Buildings | Premium | TRUE | 6630 | 147.2 | 45.05 | 6.66 | 0.979 | 3540 | 85.2 | 5 | 50000 | 42705 |  |  | Yes |  | 4 | 6630 | 147.2 | 45.05 | 6.66 | 0.98 | 3500 | 85.2
PXTK4ACP | StarTek Lighting America | StarTek Lighting America | SB-N-8S-35K-XX-XX-AD-U-XX | Indoor Luminaires | High-Bay | Low-Bay Luminaires for Commercial and Industrial Buildings | Premium | FALSE | [9 empty] | 42705 |  |  | Yes |  | 4 | 6630 | 147.2 | 45.05 | 6.66 | 0.98 | 3500 | 85.2
PZVMHNGB | KONKA GREEN LIGHTING CO.LTD | KONKA | KK-HB-22D167-ZMUAÂ | Indoor Luminaires | High-Bay | High-Bay Luminaires for Commercial and Industrial Buildings | Premium | TRUE | 23253.67 | 140.84 | 165.1 | 16.4 | 0.924 | 3835 | 83 | 5 | 50000 | 42705 |  |  | No |  | 4 | 23253.6 | 140.8 | 165.1 | 16.4 | 0.92 | 3835 | 83
PMCRXWCA | KONKA GREEN LIGHTING CO.LTD | KONKA | KK-HB-24D258-ZAUA | Indoor Luminaires | High-Bay | High-Bay Luminaires for Commercial and Industrial Buildings | Premium | TRUE | 35910.996 | 136.49 | 263.09 | 16.1 | 0.919 | 3979 | 83 | 5 | 50000 | 42705 |  |  | No |  | 4 | 35910.9 | 136.4 | 263.09 | 16.1 | 0.92 | 3979 | 83
P61B1XZY | KONKA GREEN LIGHTING CO.LTD | KONKA | KK-HB-24E258-ZAUA | Indoor Luminaires | High-Bay | High-Bay Luminaires for Commercial and Industrial Buildings | Premium | FALSE | [9 empty] | 42705 |  |  | No |  | 4 | 36707.4 | 140.4 | 261.44 | 16.8 | 0.92 | 4988 | 85.4
PVVXDXCX | KONKA GREEN LIGHTING CO.LTD | KONKA | KK-HB-22E167-ZMUA | Indoor Luminaires | High-Bay | High-Bay Luminaires for Commercial and Industrial Buildings | Premium | FALSE | [9 empty] | 42705 |  |  | No |  | 4 | 24218.1 | 144.2 | 167.9 | 17.2 | 0.93 | 4935 | 85.2
PYGJSZXY | Turolight Inc. | Turolight | NXL-HB/150W/5/40/[UNVHVU]/PCF/HK/D | Indoor Luminaires | High-Bay | High-Bay Luminaires for Commercial and Industrial Buildings | Standard | TRUE | 20071 | 121.35 | 165.4 | 12.47 | 0.9454 | 3898 | 76.3 | 5 | 50000 | 42705 | Dimmable | Continuous Above 10 | Yes | Product updated on 10/7/2016 | 4 | 20071 | 121.35 | 165.4 | 12.47 | 0.95 | 4000 | 76.3
PWGXUQZR | Turolight Inc. | Turolight | NXL-HB/150W/5/50/[UNVHVU]/PCF/HK | Indoor Luminaires | High-Bay | High-Bay Luminaires for Commercial and Industrial Buildings | Standard | FALSE | [9 empty] | 42705 | Not Dimmable | Not Dimmable | Yes | Product updated on 10/7/2016 | 4 | 20186 | 122.49 | 164.8 | 12.54 | 0.95 | 5000 | 81.8
PTUF1FS8 | Turolight Inc. | Turolight | NXL-HB/150W/5/50/[UNVHVU]/PCF/HK/D | Indoor Luminaires | High-Bay | High-Bay Luminaires for Commercial and Industrial Buildings | Standard | FALSE | [9 empty] | 42705 | Dimmable | Continuous Above 10 | Yes | Product updated on 10/7/2016 | 4 | 20186 | 122.49 | 164.8 | 12.54 | 0.95 | 5000 | 81.8
PW8YCSHY | Turolight Inc. | Turolight | NXL-HB/150W/5/45/[UNVHVU]/PCF/HK | Indoor Luminaires | High-Bay | High-Bay Luminaires for Commercial and Industrial Buildings | Standard | FALSE | [9 empty] | 42705 | Not Dimmable | Not Dimmable | Yes | Product updated on 10/7/2016 | 4 | 20071 | 121.35 | 165.4 | 12.47 | 0.95 | 4500 | 76.3
PHQS7XN1 | Turolight Inc. | Turolight | NXL-HB/150W/5/45/[UNVHVU]/PCF/HK/D | Indoor Luminaires | High-Bay | High-Bay Luminaires for Commercial and Industrial Buildings | Standard | FALSE | [9 empty] | 42705 | Dimmable | Continuous Above 10 | Yes | Product updated on 10/7/2016 | 4 | 20071 | 121.35 | 165.4 | 12.47 | 0.95 | 4500 | 76.3
PF8F9ATS | Turolight Inc. | Turolight | NXL-HB/150W/5/40/[UNVHVU]/PCF/HK | Indoor Luminaires | High-Bay | High-Bay Luminaires for Commercial and Industrial Buildings | Standard | FALSE | [9 empty] | 42705 | Not Dimmable | Not Dimmable | Yes | Product updated on 10/7/2016 | 4 | 20071 | 121.35 | 165.4 | 12.47 | 0.95 | 4000 | 76.3
P74RTTUM | Torshare Ltd | TORSHARE | UHB-150W-120-EUR-H(4000K) | Indoor Luminaires | High-Bay | High-Bay Luminaires for Commercial and Industrial Buildings | Premium | TRUE | 18726 | 133.74 | 140 | 10.26 | 0.9687 | 3853 | 83.5 | 5 | 50000 | 42704 |  |  | No |  | 4.1 | 18723 | 133.74 | 140 | 10.26 | 0.97 | 4000 | 83.5
PQXEBS2T | Torshare Ltd | TORSHARE | UHB-150W-120-EUR-H(5700K) | Indoor Luminaires | High-Bay | High-Bay Luminaires for Commercial and Industrial Buildings | Premium | FALSE | [9 empty] | 42704 |  |  | No |  | 4.1 | 19191 | 135.82 | 141.3 | 10.97 | 0.97 | 5700 | 85.4
P39FAAPQ | Torshare Ltd | TORSHARE | UHB-150W-120-EUR-H(5000K) | Indoor Luminaires | High-Bay | High-Bay Luminaires for Commercial and Industrial Buildings | Premium | FALSE | [9 empty] | 42704 |  |  | No |  | 4.1 | 18983 | 134.97 | 140.65 | 10.26 | 0.97 | 5000 | 83.5
PUNB6NFY | Torshare Ltd | TORSHARE | UHB-150W-120-EUR-H(4500K) | Indoor Luminaires | High-Bay | High-Bay Luminaires for Commercial and Industrial Buildings | Premium | FALSE | [9 empty] | 42704 |  |  | No |  | 4.1 | 18879 | 134.18 | 140.7 | 10.26 | 0.97 | 4500 | 83.5
PVTQESH8 | Delta Electronics Inc. | Delta | HBD [BPF] M4H0 [0M] UH-X | Indoor Luminaires | High-Bay | High-Bay Luminaires for Commercial and Industrial Buildings | Standard | TRUE | 31488.24 | 146.38 | 215.11 | 11.05 | 0.966 | 3936 | 83.1 | 5 | 50000 | 42704 | Dimmable | Continuous Below 10 | Yes |  | 4.1 | 31488.24 | 146.38 | 215.11 | 11.05 | 0.97 | 3936 | 83.1
PEUEVQ99 | Delta Electronics Inc. | Delta | HBD [BPF] N4H0 [0M] UH-X | Indoor Luminaires | High-Bay | High-Bay Luminaires for Commercial and Industrial Buildings | Standard | TRUE | 25516.37 | 122.58 | 208.16 | 9.99 | 0.962 | 3926 | 82 | 5 | 50000 | 42704 | Dimmable | Continuous Below 10 | Yes |  | 4.1 | 25516.37 | 122.58 | 208.16 | 9.99 | 0.96 | 3926 | 82
PMKNKQBC | Delta Electronics Inc. | Delta | HBD [BPF] I4H0 [0M] UH-X | Indoor Luminaires | High-Bay | High-Bay Luminaires for Commercial and Industrial Buildings | Premium | TRUE | 26112.51 | 144.87 | 180.25 | 11.43 | 0.951 | 3940 | 82.9 | 5 | 50000 | 42704 | Dimmable | Continuous Below 10 | Yes |  | 4.1 | 26112.51 | 144.87 | 180.25 | 11.43 | 0.95 | 3940 | 82.9
PW63YA4M | Delta Electronics Inc. | Delta | HBD [BPF] I5H0 [0M] UH-X | Indoor Luminaires | High-Bay | High-Bay Luminaires for Commercial and Industrial Buildings | Premium | FALSE | [9 empty] | 42704 | Dimmable | Continuous Below 10 | Yes |  | 4.1 | 27575 | 152.42 | 180.9 | 13.16 | 0.95 | 5030 | 84
PE1AHTYK | Delta Electronics Inc. | Delta | HBD [BPF] N5H0 [0M] UH-X | Indoor Luminaires | High-Bay | High-Bay Luminaires for Commercial and Industrial Buildings | Standard | FALSE | [9 empty] | 42704 | Dimmable | Continuous Below 10 | Yes |  | 4.1 | 25928 | 125 | 207.4 | 9.5 | 0.96 | 4999 | 83.7
P5SQTYMB | Delta Electronics Inc. | Delta | HBD [BPF] M5H0 [0M] UH-X | Indoor Luminaires | High-Bay | High-Bay Luminaires for Commercial and Industrial Buildings | Standard | FALSE | [9 empty] | 42704 | Dimmable | Continuous Below 10 | Yes |  | 4.1 | 31998 | 149.26 | 214.4 | 8.56 | 0.97 | 4947 | 84.3
PJMWG2Y9 | ATG Electronics Corp. | ATG Electronics Corp. | HBCC-200-50-G2-XXX | Indoor Luminaires | High-Bay | High-Bay Luminaires for Commercial and Industrial Buildings | Standard | TRUE | 22818 | 111.15 | 205.3 | 18.61 | 0.9428 | 4823 | 73.4 | 5 | 58000 | 42703 |  |  | No |  | 4.1 | 23000 | 111 | 205 | 18.61 | 0.94 | 5000 | 73
PA8S6QGY | ATG Electronics Corp. | ATG Electronics Corp. | HBCC-200-50-ND-G2-XXX | Indoor Luminaires | High-Bay | High-Bay Luminaires for Commercial and Industrial Buildings | Standard | FALSE | [9 empty] | 42703 |  |  | No |  | 4.1 | 23000 | 111 | 205 | 18.61 | 0.94 | 5000 | 73
P3NUNFN7 | Voltech International Inc. | Technilight | TLVP5F75V2D [-S] | Indoor Luminaires | High-Bay | Low-Bay Luminaires for Commercial and Industrial Buildings | Standard | TRUE | 8785.2 | 115.11 | 76.89 | 8.2 | 0.9742 | 2685 | 82.9 | 5 | 50000 | 42703 | Dimmable | Continuous Above 10 | Yes |  | 4 | 8870 | 115.36 | 76.89 | 8.2 | 0.97 | 2700 | 82.9
PBQX1XMA | Voltech International Inc. | Technilight | TLVP5C75DD [-S] | Indoor Luminaires | High-Bay | High-Bay Luminaires for Commercial and Industrial Buildings | Standard | TRUE | 9699.5 | 127.39 | 76.72 | 14.52 | 0.9574 | 2673 | 83 | 5 | 50000 | 42703 | Dimmable | Continuous Above 10 | Yes |  | 4 | 9705.8 | 126.51 | 76.72 | 14.52 | 0.96 | 2700 | 83
PSH14WU8 | Voltech International Inc. | Technilight | TLVP5F75DD [-S] | Indoor Luminaires | High-Bay | Low-Bay Luminaires for Commercial and Industrial Buildings | Standard | TRUE | 8874.6 | 115.69 | 76.71 | 11.95 | 0.9571 | 2800 | 82 | 5 | 50000 | 42703 | Dimmable | Continuous Above 10 | Yes |  | 4 | 8874.6 | 115.69 | 76.71 | 11.95 | 0.96 | 2700 | 82
P8QE6DEE | Voltech International Inc. | Technilight | TLVP5F75V2C [-S] | Indoor Luminaires | High-Bay | Low-Bay Luminaires for Commercial and Industrial Buildings | Standard | FALSE | [9 empty] | 42703 | Dimmable | Continuous Above 10 | Yes |  | 4 | 9338 | 121.19 | 77.05 | 8.7 | 0.97 | 5700 | 84.7
P8DXT3VF | Voltech International Inc. | Technilight | TLVP5F75CD [-S] | Indoor Luminaires | High-Bay | Low-Bay Luminaires for Commercial and Industrial Buildings | Standard | FALSE | [9 empty] | 42703 | Dimmable | Continuous Above 10 | Yes |  | 4 | 9260 | 120.03 | 77.15 | 11.72 | 0.96 | 5700 | 84.5
P46YM7RY | Voltech International Inc. | Technilight | TLVP5C75CD [-S] | Indoor Luminaires | High-Bay | High-Bay Luminaires for Commercial and Industrial Buildings | Standard | FALSE | [9 empty] | 42703 | Dimmable | Continuous Above 10 | Yes |  | 4 | 10119 | 131.76 | 76.8 | 14.16 | 0.95 | 5700 | 84.1
PKJJ1X31 | Voltech International Inc. | Technilight | TLVP5C75PD [-S] | Indoor Luminaires | High-Bay | High-Bay Luminaires for Commercial and Industrial Buildings | Standard | FALSE | [9 empty] | 42703 | Dimmable | Continuous Above 10 | Yes |  | 4 | 9705.8 | 126.51 | 76.72 | 14.52 | 0.96 | 5000 | 83
PEPAAUKZ | Voltech International Inc. | Technilight | TLVP5F75V2P [-S] | Indoor Luminaires | High-Bay | Low-Bay Luminaires for Commercial and Industrial Buildings | Standard | FALSE | [9 empty] | 42703 | Dimmable | Continuous Above 10 | Yes |  | 4 | 8870 | 115.36 | 76.89 | 8.2 | 0.97 | 5000 | 82.9
PR8RV66E | Voltech International Inc. | Technilight | TLVP5F75PD [-S] | Indoor Luminaires | High-Bay | Low-Bay Luminaires for Commercial and Industrial Buildings | Standard | FALSE | [9 empty] | 42703 | Dimmable | Continuous Above 10 | Yes |  | 4 | 8874.6 | 115.69 | 76.71 | 11.95 | 0.96 | 5000 | 82
P7WAGCJB | Voltech International Inc. | Technilight | TLVP5C75ND [-S] | Indoor Luminaires | High-Bay | High-Bay Luminaires for Commercial and Industrial Buildings | Standard | FALSE | [9 empty] | 42703 | Dimmable | Continuous Above 10 | Yes |  | 4 | 9705.8 | 126.51 | 76.72 | 14.52 | 0.96 | 4000 | 83
PTXK1MD1 | Voltech International Inc. | Technilight | TLVP5F75V2N [-S] | Indoor Luminaires | High-Bay | Low-Bay Luminaires for Commercial and Industrial Buildings | Standard | FALSE | [9 empty] | 42703 | Dimmable | Continuous Above 10 | Yes |  | 4 | 8870 | 115.36 | 76.89 | 8.2 | 0.97 | 4000 | 82.9
PZG9KATN | Voltech International Inc. | Technilight | TLVP5F75ND [-S] | Indoor Luminaires | High-Bay | Low-Bay Luminaires for Commercial and Industrial Buildings | Standard | FALSE | [9 empty] | 42703 | Dimmable | Continuous Above 10 | Yes |  | 4 | 8874.6 | 115.69 | 76.71 | 11.95 | 0.96 | 4000 | 82
PT4DR3U4 | Voltech International Inc. | Technilight | TLVP5C75WD [-S] | Indoor Luminaires | High-Bay | High-Bay Luminaires for Commercial and Industrial Buildings | Standard | FALSE | [9 empty] | 42703 | Dimmable | Continuous Above 10 | Yes |  | 4 | 9705.8 | 126.51 | 76.72 | 14.52 | 0.96 | 3000 | 83
PDMDCMMB | Voltech International Inc. | Technilight | TLVP5F75V2W [-S] | Indoor Luminaires | High-Bay | Low-Bay Luminaires for Commercial and Industrial Buildings | Standard | FALSE | [9 empty] | 42703 | Dimmable | Continuous Above 10 | Yes |  | 4 | 8870 | 115.36 | 76.89 | 8.2 | 0.97 | 3000 | 82.9
PZ8UGDTW | Voltech International Inc. | Technilight | TLVP5F75WD [-S] | Indoor Luminaires | High-Bay | Low-Bay Luminaires for Commercial and Industrial Buildings | Standard | FALSE | [9 empty] | 42703 | Dimmable | Continuous Above 10 | Yes |  | 4 | 8874.6 | 115.69 | 76.71 | 11.95 | 0.96 | 3000 | 82
P6KTB7VT | GUSCO Energy | GUSCO High Bay | GUFO-HB100W-4K | Indoor Luminaires | High-Bay | High-Bay Luminaires for Commercial and Industrial Buildings | Standard | TRUE | 12152 | 122.93 | 98.85 | 14.51 | 0.9698 | 3945 | 83.7 | 5 |  | 42703 | Dimmable | Continuous Below 10 | No |  | 4 | 12152 | 122.9 | 98.85 | 14.51 | 0.95 | 4000 | 80
PTGV46E1 | GUSCO Energy | GUSCO High Bay | GUFO-HB150W-4K | Indoor Luminaires | High-Bay | High-Bay Luminaires for Commercial and Industrial Buildings | Standard | TRUE | 19926 | 132.02 | 150.9 | 14.03 | 0.9232 | 4024 | 85 | 5 |  | 42703 | Dimmable | Continuous Below 10 | No |  | 4 | 19926 | 132 | 150.95 | 14.03 | 0.95 | 4000 | 80
PAKT1RKA | GUSCO Energy | GUSCO High Bay | GUFO-HB200W-4K | Indoor Luminaires | High-Bay | High-Bay Luminaires for Commercial and Industrial Buildings | Standard | TRUE | 26168 | 130.53 | 200.5 | 14.05 | 0.9204 | 4024 | 85.2 | 5 |  | 42703 | Dimmable | Continuous Below 10 | No |  | 4 | 26168 | 130.5 | 200.52 | 14.05 | 0.95 | 4000 | 80
P6PNPQ8V | GUSCO Energy | GUSCO High Bay | GUFO-HB100W-57K | Indoor Luminaires | High-Bay | High-Bay Luminaires for Commercial and Industrial Buildings | Standard | FALSE | [9 empty] | 42703 | Dimmable | Continuous Below 10 | No |  | 4 | 12667 | 124.1 | 102 | 14.51 | 0.95 | 5700 | 80
P1HWUB4F | GUSCO Energy | GUSCO High Bay | GUFO-HB200W-57K | Indoor Luminaires | High-Bay | High-Bay Luminaires for Commercial and Industrial Buildings | Standard | FALSE | [9 empty] | 42703 | Dimmable | Continuous Below 10 | No |  | 4 | 26573 | 132.3 | 200.85 | 14.05 | 0.95 | 5700 | 80
PC4NSNBH | GUSCO Energy | GUSCO High Bay | GUFO-HB150W-57K | Indoor Luminaires | High-Bay | High-Bay Luminaires for Commercial and Industrial Buildings | Standard | FALSE | [9 empty] | 42703 | Dimmable | Continuous Below 10 | No |  | 4 | 20540 | 135.5 | 151.59 | 14.03 | 0.95 | 5700 | 80
P958MB48 | GUSCO Energy | GUSCO High Bay | GUFO-HB100W-5K | Indoor Luminaires | High-Bay | High-Bay Luminaires for Commercial and Industrial Buildings | Standard | FALSE | [9 empty] | 42703 | Dimmable | Continuous Below 10 | No |  | 4 | 12390 | 123.9 | 100 | 14.51 | 0.95 | 5000 | 80
P515XHJN | GUSCO Energy | GUSCO High Bay | GUFO-HB200W-5K | Indoor Luminaires | High-Bay | High-Bay Luminaires for Commercial and Industrial Buildings | Standard | FALSE | [9 empty] | 42703 | Dimmable | Continuous Below 10 | No |  | 4 | 26400 | 132 | 200 | 14.05 | 0.95 | 5000 | 80
PXN39A28 | GUSCO Energy | GUSCO High Bay | GUFO-HB150W-5K | Indoor Luminaires | High-Bay | High-Bay Luminaires for Commercial and Industrial Buildings | Standard | FALSE | [9 empty] | 42703 | Dimmable | Continuous Below 10 | No |  | 4 | 20235 | 134.9 | 150 | 14.03 | 0.95 | 5000 | 80
P4PQ1QJW | GUSCO Energy | GUSCO High Bay | GUFO-HB100W-45K | Indoor Luminaires | High-Bay | High-Bay Luminaires for Commercial and Industrial Buildings | Standard | FALSE | [9 empty] | 42703 | Dimmable | Continuous Below 10 | No |  | 4 | 12360 | 123.6 | 100 | 14.51 | 0.95 | 4500 | 80
PY3KRDZN | GUSCO Energy | GUSCO High Bay | GUFO-HB200W-45K | Indoor Luminaires | High-Bay | High-Bay Luminaires for Commercial and Industrial Buildings | Standard | FALSE | [9 empty] | 42703 | Dimmable | Continuous Below 10 | No |  | 4 | 26305 | 131.5 | 200.04 | 14.05 | 0.95 | 4500 | 80
PYVCF9JG | GUSCO Energy | GUSCO High Bay | GUFO-HB150W-45K | Indoor Luminaires | High-Bay | High-Bay Luminaires for Commercial and Industrial Buildings | Standard | FALSE | [9 empty] | 42703 | Dimmable | Continuous Below 10 | No |  | 4 | 20132 | 134.4 | 149.79 | 14.03 | 0.95 | 4500 | 80
PTQYRBXS | Eaton (formerly Cooper Lighting) | Metalux | XHB-LD1-85-N-V2-L840-[All Mounting]-[All Fixture Colors]-[All Wirings]-[All Controls]-U | Indoor Luminaires | High-Bay | High-Bay Luminaires for Commercial and Industrial Buildings | Standard | TRUE | 84993.1 | 125.7 | 676.3 | 19.1 | 0.9892 | 3815 | 73.3 | 5 | 50000 | 42703 | Not Dimmable | Not Dimmable | No |  | 4.1 | 84993.1 | 125.67 | 676.3 | 17.8 | 0.97 | 4000 | 80
PD4EH5BJ | Eaton (formerly Cooper Lighting) | Metalux | XHB-LD1-60-EW-V2-L840-[All Mounting]-[All Fixture Colors]-[All Wirings]-[All Controls]-U | Indoor Luminaires | High-Bay | High-Bay Luminaires for Commercial and Industrial Buildings | Premium | TRUE | 59899.6 | 127.1 | 471.3 | 22.2 | 0.9865 | 3815 | 73.3 | 5 | 50000 | 42703 | Not Dimmable | Not Dimmable | No |  | 4.1 | 59899.6 | 127.09 | 471.3 | 20.53 | 0.97 | 4000 | 80
PVJXW2YV | Eaton (formerly Cooper Lighting) | Metalux | XHB-LD1-60-M-V2-L850-[All Mounting]-[All Fixture Colors]-[All Wirings]-[All Controls]-U | Indoor Luminaires | High-Bay | High-Bay Luminaires for Commercial and Industrial Buildings | Premium | FALSE | [9 empty] | 42703 | Not Dimmable | Not Dimmable | No |  | 4.1 | 62438 | 132.48 | 471.3 | 20.53 | 0.97 | 5000 | 80
PPNWHZMD | Eaton (formerly Cooper Lighting) | Metalux | XHB-LD1-60-W-V2-L850-[All Mounting]-[All Fixture Colors]-[All Wirings]-[All Controls]-U | Indoor Luminaires | High-Bay | High-Bay Luminaires for Commercial and Industrial Buildings | Premium | FALSE | [9 empty] | 42703 | Not Dimmable | Not Dimmable | No |  | 4.1 | 62165 | 131.9 | 471.3 | 20.53 | 0.97 | 5000 | 80
P8QJNAUC | Eaton (formerly Cooper Lighting) | Metalux | XHB-LD1-60-N-V2-L850-[All Mounting]-[All Fixture Colors]-[All Wirings]-[All Controls]-U | Indoor Luminaires | High-Bay | High-Bay Luminaires for Commercial and Industrial Buildings | Premium | FALSE | [9 empty] | 42703 | Not Dimmable | Not Dimmable | No |  | 4.1 | 60961 | 129.35 | 471.3 | 20.53 | 0.97 | 5000 | 80
P9J6WHKV | Eaton (formerly Cooper Lighting) | Metalux | XHB-LD1-60-EW-V2-L850-[All Mounting]-[All Fixture Colors]-[All Wirings]-[All Controls]-U | Indoor Luminaires | High-Bay | High-Bay Luminaires for Commercial and Industrial Buildings | Premium | FALSE | [9 empty] | 42703 | Not Dimmable | Not Dimmable | No |  | 4.1 | 60742 | 128.88 | 471.3 | 20.53 | 0.97 | 5000 | 80
PWFJR8E7 | Eaton (formerly Cooper Lighting) | Metalux | XHB-LD1-85-M-V2-L850-[All Mounting]-[All Fixture Colors]-[All Wirings]-[All Controls]-U | Indoor Luminaires | High-Bay | High-Bay Luminaires for Commercial and Industrial Buildings | Premium | FALSE | [9 empty] | 42703 | Not Dimmable | Not Dimmable | No |  | 4.1 | 88516 | 130.84 | 676.5 | 17.8 | 0.97 | 5000 | 80
PF1WNVGR | Eaton (formerly Cooper Lighting) | Metalux | XHB-LD1-85-W-V2-L850-[All Mounting]-[All Fixture Colors]-[All Wirings]-[All Controls]-U | Indoor Luminaires | High-Bay | High-Bay Luminaires for Commercial and Industrial Buildings | Premium | FALSE | [9 empty] | 42703 | Not Dimmable | Not Dimmable | No |  | 4.1 | 88395 | 130.67 | 676.5 | 17.8 | 0.97 | 5000 | 80
PXA83K1V | Eaton (formerly Cooper Lighting) | Metalux | XHB-LD1-85-EW-V2-L850-[All Mounting]-[All Fixture Colors]-[All Wirings]-[All Controls]-U | Indoor Luminaires | High-Bay | High-Bay Luminaires for Commercial and Industrial Buildings | Premium | FALSE | [9 empty] | 42703 | Not Dimmable | Not Dimmable | No |  | 4.1 | 86358 | 127.65 | 676.5 | 17.8 | 0.97 | 5000 | 80
P72R9JN9 | Eaton (formerly Cooper Lighting) | Metalux | XHB-LD1-85-N-V2-L850-[All Mounting]-[All Fixture Colors]-[All Wirings]-[All Controls]-U | Indoor Luminaires | High-Bay | High-Bay Luminaires for Commercial and Industrial Buildings | Premium | FALSE | [9 empty] | 42703 | Not Dimmable | Not Dimmable | No |  | 4.1 | 86187 | 127.4 | 676.5 | 17.8 | 0.97 | 5000 | 80
PAW5XRA5 | Eaton (formerly Cooper Lighting) | Metalux | XHB-LD1-60-M-V2-L840-[All Mounting]-[All Fixture Colors]-[All Wirings]-[All Controls]-U | Indoor Luminaires | High-Bay | High-Bay Luminaires for Commercial and Industrial Buildings | Premium | FALSE | [9 empty] | 42703 | Not Dimmable | Not Dimmable | No |  | 4.1 | 61573 | 130.65 | 471.3 | 20.53 | 0.97 | 4000 | 80
PASAU9TK | Eaton (formerly Cooper Lighting) | Metalux | XHB-LD1-60-W-V2-L840-[All Mounting]-[All Fixture Colors]-[All Wirings]-[All Controls]-U | Indoor Luminaires | High-Bay | High-Bay Luminaires for Commercial and Industrial Buildings | Premium | FALSE | [9 empty] | 42703 | Not Dimmable | Not Dimmable | No |  | 4.1 | 61304 | 130.07 | 471.3 | 20.53 | 0.97 | 4000 | 80
PYP3992X | Eaton (formerly Cooper Lighting) | Metalux | XHB-LD1-60-N-V2-L840-[All Mounting]-[All Fixture Colors]-[All Wirings]-[All Controls]-U | Indoor Luminaires | High-Bay | High-Bay Luminaires for Commercial and Industrial Buildings | Premium | FALSE | [9 empty] | 42703 | Not Dimmable | Not Dimmable | No |  | 4.1 | 60116 | 127.55 | 471.3 | 20.53 | 0.97 | 4000 | 80
PGP7H5ZA | Eaton (formerly Cooper Lighting) | Metalux | XHB-LD1-85-M-V2-L840-[All Mounting]-[All Fixture Colors]-[All Wirings]-[All Controls]-U | Indoor Luminaires | High-Bay | High-Bay Luminaires for Commercial and Industrial Buildings | Premium | FALSE | [9 empty] | 42703 | Not Dimmable | Not Dimmable | No |  | 4.1 | 87289 | 129.03 | 676.5 | 17.8 | 0.97 | 4000 | 80
PBXDKH8Q | Eaton (formerly Cooper Lighting) | Metalux | XHB-LD1-85-W-V2-L840-[All Mounting]-[All Fixture Colors]-[All Wirings]-[All Controls]-U | Indoor Luminaires | High-Bay | High-Bay Luminaires for Commercial and Industrial Buildings | Premium | FALSE | [9 empty] | 42703 | Not Dimmable | Not Dimmable | No |  | 4.1 | 87170 | 128.85 | 676.5 | 17.8 | 0.97 | 4000 | 80
P9QDBDQX | Eaton (formerly Cooper Lighting) | Metalux | XHB-LD1-85-EW-V2-L840-[All Mounting]-[All Fixture Colors]-[All Wirings]-[All Controls]-U | Indoor Luminaires | High-Bay | High-Bay Luminaires for Commercial and Industrial Buildings | Standard | FALSE | [9 empty] | 42703 | Not Dimmable | Not Dimmable | No |  | 4.1 | 85161 | 125.88 | 676.5 | 17.8 | 0.97 | 4000 | 80
PYH9DR2J | Shenzhen Yaorong Technology Co.Ltd | YAORONG | YR-LH422-W100-X-[MBlank] (3000K) | Indoor Luminaires | High-Bay | High-Bay Luminaires for Commercial and Industrial Buildings | Standard | TRUE | 10086 | 105.82 | 95.31 | 16.05 | 0.9098 | 3085 | 84.2 | 5 |  | 42703 | Dimmable | Continuous Below 10 | Yes |  | 4 | 10086 | 105.82 | 95.31 | 16.05 | 0.91 | 3000 | 84.2
P6URYP9T | Shenzhen Yaorong Technology Co.Ltd | YAORONG | YR-LH422-W100-X-[MBlank] (5000K) | Indoor Luminaires | High-Bay | High-Bay Luminaires for Commercial and Industrial Buildings | Standard | FALSE | [9 empty] | 42703 | Dimmable | Continuous Below 10 | Yes |  | 4 | 10426 | 108.29 | 96.28 | 16.82 | 0.9 | 5000 | 83.9
PS3AFR6B | Shenzhen Yaorong Technology Co.Ltd | YAORONG | YR-LH422-W100-X-[MBlank] (4500K) | Indoor Luminaires | High-Bay | High-Bay Luminaires for Commercial and Industrial Buildings | Standard | FALSE | [9 empty] | 42703 | Dimmable | Continuous Below 10 | Yes |  | 4 | 10086 | 105.82 | 95.31 | 16.05 | 0.91 | 4500 | 84.2
PKCV6W3R | Shenzhen Yaorong Technology Co.Ltd | YAORONG | YR-LH422-W100-X-[MBlank] (4000K) | Indoor Luminaires | High-Bay | High-Bay Luminaires for Commercial and Industrial Buildings | Standard | FALSE | [9 empty] | 42703 | Dimmable | Continuous Below 10 | Yes |  | 4 | 10086 | 105.82 | 95.31 | 16.05 | 0.91 | 4000 | 84.2
PFVTV32H | Shenzhen Yaorong Technology Co.Ltd | YAORONG | YR-LH422-W100-X-[MBlank] (3500K) | Indoor Luminaires | High-Bay | High-Bay Luminaires for Commercial and Industrial Buildings | Standard | FALSE | [9 empty] | 42703 | Dimmable | Continuous Below 10 | Yes |  | 4 | 10086 | 105.82 | 95.31 | 16.05 | 0.91 | 3500 | 84.2
PSF9KDH3 | INTELUX SA DE CV | INTELUX | E201D2100[MV48]420 | Indoor Luminaires | High-Bay | High-Bay Luminaires for Commercial and Industrial Buildings | Standard | TRUE | 12781 | 124.21 | 102.9 | 9.64 | 0.9791 | 3888 | 75.6 | 5 | 50000 | 42702 |  |  | Yes | Product updated on 10/7/2016 | 4 | 12871 | 124.72 | 103.2 | 9.64 | 0.98 | 4000 | 75.6
PNHJWRJ8 | T-1 Lighting Inc. | T1 | T1-HBLED160-40 | Indoor Luminaires | High-Bay | High-Bay Luminaires for Commercial and Industrial Buildings | Premium | TRUE | 20584 | 136.3 | 151.05 | 11.23 | 0.966 | 4084 | 82.1 | 5 | 50000 | 42702 |  |  | No |  | 4 | 21800 | 136.3 | 160 | 20 | 0.98 | 4000 | 80
P9GB1MY5 | Howard Lighting | Howard Lighting | HLA1-HL-1240-PMV | Indoor Luminaires | High-Bay | High-Bay Luminaires for Commercial and Industrial Buildings | Standard | TRUE | 30660 | 104.9 | 292.4 | 9.05 | 0.96 | 4068 | 82.1 | 5 | 50000 | 42702 |  |  | No |  | 4 | 30660 | 104.86 | 292.4 | 9.05 | 0.96 | 4068 | 82.1
P6VSN71Z | T-1 Lighting Inc. | T1 | T1-HBLED220-40 | Indoor Luminaires | High-Bay | High-Bay Luminaires for Commercial and Industrial Buildings | Premium | TRUE | 29251 | 135.8 | 215.4 | 9.03 | 0.957 | 4089 | 81.9 | 5 | 50000 | 42702 |  |  | No |  | 4 | 29876 | 135.8 | 220 | 20 | 0.98 | 4000 | 80
PVJKNG6V | T-1 Lighting Inc. | T1 | T1-HBLED110-40 | Indoor Luminaires | High-Bay | High-Bay Luminaires for Commercial and Industrial Buildings | Premium | TRUE | 14020 | 136.2 | 103.02 | 8.78 | 0.954 | 4081 | 82.1 | 5 | 50000 | 42702 |  |  | No |  | 4 | 14910 | 136.2 | 110 | 20 | 0.98 | 4000 | 80
PDAUUWZR | INTELUX SA DE CV | INTELUX | E201D2200[MV48]420 | Indoor Luminaires | High-Bay | High-Bay Luminaires for Commercial and Industrial Buildings | Standard | TRUE | 25793 | 116.5 | 221.4 | 11.19 | 0.9512 | 3910 | 76.4 | 5 | 50000 | 42702 |  |  | Yes | Product updated on 10/7/2016 | 4 | 25793 | 116.5 | 221.4 | 11.19 | 0.95 | 4000 | 76.4
PQHS6GHQ | INTELUX SA DE CV | INTELUX | E201D2060[MV48]420 | Indoor Luminaires | High-Bay | Low-Bay Luminaires for Commercial and Industrial Buildings | Standard | TRUE | 7794.7 | 124.06 | 62.83 | 19.84 | 0.9461 | 3889 | 76.1 | 5 | 50000 | 42702 |  |  | Yes | Product updated on 10/7/2016 | 4 | 7822.6 | 125.44 | 62.36 | 19.84 | 0.95 | 4000 | 76.1
PYG2CPEG | INTELUX SA DE CV | INTELUX | E201D2150[MV48]420 | Indoor Luminaires | High-Bay | High-Bay Luminaires for Commercial and Industrial Buildings | Standard | TRUE | 20071 | 121.35 | 165.4 | 12.47 | 0.9454 | 3898 | 76.3 | 5 | 50000 | 42702 |  |  | Yes | Product updated on 10/7/2016 | 4 | 20071 | 121.35 | 165.4 | 12.47 | 0.95 | 4000 | 76.3
PCN52DBU | INTELUX SA DE CV | INTELUX | E201D2180[MV48]420 | Indoor Luminaires | High-Bay | High-Bay Luminaires for Commercial and Industrial Buildings | Standard | TRUE | 24026 | 119.71 | 200.7 | 12.21 | 0.9451 | 3907 | 76.3 | 5 | 50000 | 42702 |  |  | Yes | Product updated on 10/7/2016 | 4 | 24026 | 119.71 | 200.7 | 12.21 | 0.95 | 4000 | 76.3
P1KT316F | INTELUX SA DE CV | INTELUX | E201D2080[MV48]420 | Indoor Luminaires | High-Bay | High-Bay Luminaires for Commercial and Industrial Buildings | Standard | TRUE | 10876 | 123.24 | 88.25 | 12.47 | 0.9429 | 3914 | 76 | 5 | 50000 | 42702 |  |  | Yes | Product updated on 10/7/2016 | 4 | 10876 | 123.24 | 88.25 | 12.47 | 0.94 | 4000 | 76
PS6FWWT6 | INTELUX SA DE CV | INTELUX | E201D2120[MV48]420 | Indoor Luminaires | High-Bay | High-Bay Luminaires for Commercial and Industrial Buildings | Standard | TRUE | 15559 | 120.43 | 129.2 | 9.83 | 0.9298 | 3906 | 75.4 | 5 | 50000 | 42702 |  |  | Yes | Product updated on 10/7/2016 | 4 | 15559 | 120.43 | 129.2 | 9.83 | 0.93 | 4000 | 75.4
PJDYGERZ | INTELUX SA DE CV | INTELUX | E201G2080[MV48]520 | Indoor Luminaires | High-Bay | High-Bay Luminaires for Commercial and Industrial Buildings | Standard | FALSE | [9 empty] | 42702 |  |  | Yes | Product updated on 10/7/2016 | 4 | 11013 | 125.09 | 88.04 | 12.42 | 0.94 | 5000 | 82.1
PDKTN9AU | INTELUX SA DE CV | INTELUX | E201G2200[MV48]520 | Indoor Luminaires | High-Bay | High-Bay Luminaires for Commercial and Industrial Buildings | Standard | FALSE | [9 empty] | 42702 |  |  | Yes | Product updated on 10/7/2016 | 4 | 26019 | 117.68 | 221.1 | 11.24 | 0.95 | 5000 | 82.1
PBCYUR2Q | INTELUX SA DE CV | INTELUX | E201G2100[MV48]520 | Indoor Luminaires | High-Bay | High-Bay Luminaires for Commercial and Industrial Buildings | Standard | FALSE | [9 empty] | 42702 |  |  | Yes | Product updated on 10/7/2016 | 4 | 13024 | 126.57 | 102.9 | 9.69 | 0.98 | 5000 | 82
P6SS5EHM | INTELUX SA DE CV | INTELUX | E201G2060[MV48]520 | Indoor Luminaires | High-Bay | Low-Bay Luminaires for Commercial and Industrial Buildings | Standard | FALSE | [9 empty] | 42702 |  |  | Yes | Product updated on 10/7/2016 | 4 | 7951 | 126.75 | 62.73 | 19.79 | 0.95 | 5000 | 81.9
P2JJJ3WW | INTELUX SA DE CV | INTELUX | E201G2180[MV48]520 | Indoor Luminaires | High-Bay | High-Bay Luminaires for Commercial and Industrial Buildings | Standard | FALSE | [9 empty] | 42702 |  |  | Yes | Product updated on 10/7/2016 | 4 | 24206 | 120.91 | 200.2 | 12.25 | 0.94 | 5000 | 81.9
P5A6TMH7 | INTELUX SA DE CV | INTELUX | E201G2120[MV48]520 | Indoor Luminaires | High-Bay | High-Bay Luminaires for Commercial and Industrial Buildings | Standard | FALSE | [9 empty] | 42702 |  |  | Yes | Product updated on 10/7/2016 | 4 | 15679 | 121.92 | 128.6 | 9.88 | 0.93 | 5000 | 81.9
PKCFHHGT | INTELUX SA DE CV | INTELUX | E201G2150[MV48]520 | Indoor Luminaires | High-Bay | High-Bay Luminaires for Commercial and Industrial Buildings | Standard | FALSE | [9 empty] | 42702 |  |  | Yes | Product updated on 10/7/2016 | 4 | 20186 | 122.49 | 164.8 | 12.54 | 0.95 | 5000 | 81.8
PWN4FGF7 | INTELUX SA DE CV | INTELUX | E201D2080[MV48]520 | Indoor Luminaires | High-Bay | High-Bay Luminaires for Commercial and Industrial Buildings | Standard | FALSE | [9 empty] | 42702 |  |  | Yes | Product updated on 10/7/2016 | 4 | 11013 | 125.09 | 88.04 | 12.42 | 0.94 | 5000 | 82.1
PSZAQJNQ | INTELUX SA DE CV | INTELUX | E201D2200[MV48]520 | Indoor Luminaires | High-Bay | High-Bay Luminaires for Commercial and Industrial Buildings | Standard | FALSE | [9 empty] | 42702 |  |  | Yes | Product updated on 10/7/2016 | 4 | 26019 | 117.68 | 221.1 | 11.24 | 0.95 | 5000 | 82.1
PYDX84MN | INTELUX SA DE CV | INTELUX | E201D2100[MV48]520 | Indoor Luminaires | High-Bay | High-Bay Luminaires for Commercial and Industrial Buildings | Standard | FALSE | [9 empty] | 42702 |  |  | Yes | Product updated on 10/7/2016 | 4 | 13024 | 126.57 | 102.9 | 9.69 | 0.98 | 5000 | 82
PEVRYTT4 | INTELUX SA DE CV | INTELUX | E201D2060[MV48]520 | Indoor Luminaires | High-Bay | Low-Bay Luminaires for Commercial and Industrial Buildings | Standard | FALSE | [9 empty] | 42702 |  |  | Yes | Product updated on 10/7/2016 | 4 | 7951 | 126.75 | 62.73 | 19.79 | 0.95 | 5000 | 81.9
P7QTH5MJ | INTELUX SA DE CV | INTELUX | E201D2180[MV48]520 | Indoor Luminaires | High-Bay | High-Bay Luminaires for Commercial and Industrial Buildings | Standard | FALSE | [9 empty] | 42702 |  |  | Yes | Product updated on 10/7/2016 | 4 | 24206 | 120.91 | 200.2 | 12.25 | 0.94 | 5000 | 81.9
PSVVKKBZ | INTELUX SA DE CV | INTELUX | E201D2120[MV48]520 | Indoor Luminaires | High-Bay | High-Bay Luminaires for Commercial and Industrial Buildings | Standard | FALSE | [9 empty] | 42702 |  |  | Yes | Product updated on 10/7/2016 | 4 | 15679 | 121.92 | 128.6 | 9.88 | 0.93 | 5000 | 81.9
P59TSZFD | INTELUX SA DE CV | INTELUX | E201D2150[MV48]520 | Indoor Luminaires | High-Bay | High-Bay Luminaires for Commercial and Industrial Buildings | Standard | FALSE | [9 empty] | 42702 |  |  | Yes | Product updated on 10/7/2016 | 4 | 20186 | 122.49 | 164.8 | 12.54 | 0.95 | 5000 | 81.8
PDH9H6PC | INTELUX SA DE CV | INTELUX | E201G2200[MV48]920 | Indoor Luminaires | High-Bay | High-Bay Luminaires for Commercial and Industrial Buildings | Standard | FALSE | [9 empty] | 42702 |  |  | Yes | Product updated on 10/7/2016 | 4 | 25793 | 116.5 | 221.4 | 11.19 | 0.95 | 4500 | 76.4
PFH8C1X5 | INTELUX SA DE CV | INTELUX | E201G2150[MV48]920 | Indoor Luminaires | High-Bay | High-Bay Luminaires for Commercial and Industrial Buildings | Standard | FALSE | [9 empty] | 42702 |  |  | Yes | Product updated on 10/7/2016 | 4 | 20071 | 121.35 | 165.4 | 12.47 | 0.95 | 4500 | 76.3
PPSBKM6C | INTELUX SA DE CV | INTELUX | E201G2180[MV48]920 | Indoor Luminaires | High-Bay | High-Bay Luminaires for Commercial and Industrial Buildings | Standard | FALSE | [9 empty] | 42702 |  |  | Yes | Product updated on 10/7/2016 | 4 | 24026 | 119.71 | 200.7 | 12.21 | 0.95 | 4500 | 76.3
PJF9BZHT | INTELUX SA DE CV | INTELUX | E201G2060[MV48]920 | Indoor Luminaires | High-Bay | Low-Bay Luminaires for Commercial and Industrial Buildings | Standard | FALSE | [9 empty] | 42702 |  |  | Yes | Product updated on 10/7/2016 | 4 | 7822.6 | 125.44 | 62.36 | 19.84 | 0.95 | 4500 | 76.1
PB8PNV7Z | INTELUX SA DE CV | INTELUX | E201G2080[MV48]920 | Indoor Luminaires | High-Bay | High-Bay Luminaires for Commercial and Industrial Buildings | Standard | FALSE | [9 empty] | 42702 |  |  | Yes | Product updated on 10/7/2016 | 4 | 10876 | 123.24 | 88.25 | 12.47 | 0.94 | 4500 | 76
PVY3932K | INTELUX SA DE CV | INTELUX | E201G2100[MV48]920 | Indoor Luminaires | High-Bay | High-Bay Luminaires for Commercial and Industrial Buildings | Standard | FALSE | [9 empty] | 42702 |  |  | Yes | Product updated on 10/7/2016 | 4 | 12871 | 124.72 | 103.2 | 9.64 | 0.98 | 4500 | 75.6
P7MHR8VV | INTELUX SA DE CV | INTELUX | E201G2120[MV48]920 | Indoor Luminaires | High-Bay | High-Bay Luminaires for Commercial and Industrial Buildings | Standard | FALSE | [9 empty] | 42702 |  |  | Yes | Product updated on 10/7/2016 | 4 | 15559 | 120.43 | 129.2 | 9.83 | 0.93 | 4500 | 75.4
PN1SCFAQ | INTELUX SA DE CV | INTELUX | E201D2200[MV48]920 | Indoor Luminaires | High-Bay | High-Bay Luminaires for Commercial and Industrial Buildings | Standard | FALSE | [9 empty] | 42702 |  |  | Yes | Product updated on 10/7/2016 | 4 | 25793 | 116.5 | 221.4 | 11.19 | 0.95 | 4500 | 76.4
P5AEDZKU | INTELUX SA DE CV | INTELUX | E201D2150[MV48]920 | Indoor Luminaires | High-Bay | High-Bay Luminaires for Commercial and Industrial Buildings | Standard | FALSE | [9 empty] | 42702 |  |  | Yes | Product updated on 10/7/2016 | 4 | 20071 | 121.35 | 165.4 | 12.47 | 0.95 | 4500 | 76.3
PTU2R497 | INTELUX SA DE CV | INTELUX | E201D2180[MV48]920 | Indoor Luminaires | High-Bay | High-Bay Luminaires for Commercial and Industrial Buildings | Standard | FALSE | [9 empty] | 42702 |  |  | Yes | Product updated on 10/7/2016 | 4 | 24026 | 119.71 | 200.7 | 12.21 | 0.95 | 4500 | 76.3
PZ5PJVS3 | INTELUX SA DE CV | INTELUX | E201D2060[MV48]920 | Indoor Luminaires | High-Bay | Low-Bay Luminaires for Commercial and Industrial Buildings | Standard | FALSE | [9 empty] | 42702 |  |  | Yes | Product updated on 10/7/2016 | 4 | 7822.6 | 125.44 | 62.36 | 19.84 | 0.95 | 4500 | 76.1
P6HUS7VB | INTELUX SA DE CV | INTELUX | E201D2080[MV48]920 | Indoor Luminaires | High-Bay | High-Bay Luminaires for Commercial and Industrial Buildings | Standard | FALSE | [9 empty] | 42702 |  |  | Yes | Product updated on 10/7/2016 | 4 | 10876 | 123.24 | 88.25 | 12.47 | 0.94 | 4500 | 76
PSW88E4Z | INTELUX SA DE CV | INTELUX | E201D2100[MV48]920 | Indoor Luminaires | High-Bay | High-Bay Luminaires for Commercial and Industrial Buildings | Standard | FALSE | [9 empty] | 42702 |  |  | Yes | Product updated on 10/7/2016 | 4 | 12871 | 124.72 | 103.2 | 9.64 | 0.98 | 4500 | 75.6
PJ23DRTW | INTELUX SA DE CV | INTELUX | E201D2120[MV48]920 | Indoor Luminaires | High-Bay | High-Bay Luminaires for Commercial and Industrial Buildings | Standard | FALSE | [9 empty] | 42702 |  |  | Yes | Product updated on 10/7/2016 | 4 | 15559 | 120.43 | 129.2 | 9.83 | 0.93 | 4500 | 75.4
PFDDBP4E | INTELUX SA DE CV | INTELUX | E201G2200[MV48]420 | Indoor Luminaires | High-Bay | High-Bay Luminaires for Commercial and Industrial Buildings | Standard | FALSE | [9 empty] | 42702 |  |  | Yes | Product updated on 10/7/2016 | 4 | 25793 | 116.5 | 221.4 | 11.19 | 0.95 | 4000 | 76.4
PB1FTD5E | INTELUX SA DE CV | INTELUX | E201G2150[MV48]420 | Indoor Luminaires | High-Bay | High-Bay Luminaires for Commercial and Industrial Buildings | Standard | FALSE | [9 empty] | 42702 |  |  | Yes | Product updated on 10/7/2016 | 4 | 20071 | 121.35 | 165.4 | 12.47 | 0.95 | 4000 | 76.3
PTT5JXNP | INTELUX SA DE CV | INTELUX | E201G2180[MV48]420 | Indoor Luminaires | High-Bay | High-Bay Luminaires for Commercial and Industrial Buildings | Standard | FALSE | [9 empty] | 42702 |  |  | Yes | Product updated on 10/7/2016 | 4 | 24026 | 119.71 | 200.7 | 12.21 | 0.95 | 4000 | 76.3
PJFEMXNN | INTELUX SA DE CV | INTELUX | E201G2060[MV48]420 | Indoor Luminaires | High-Bay | Low-Bay Luminaires for Commercial and Industrial Buildings | Standard | FALSE | [9 empty] | 42702 |  |  | Yes | Product updated on 10/7/2016 | 4 | 7822.6 | 125.44 | 62.36 | 19.84 | 0.95 | 4000 | 76.1
P8E8NCPX | INTELUX SA DE CV | INTELUX | E201G2080[MV48]420 | Indoor Luminaires | High-Bay | High-Bay Luminaires for Commercial and Industrial Buildings | Standard | FALSE | [9 empty] | 42702 |  |  | Yes | Product updated on 10/7/2016 | 4 | 10876 | 123.24 | 88.25 | 12.47 | 0.94 | 4000 | 76
PQUXS8BX | INTELUX SA DE CV | INTELUX | E201G2100[MV48]420 | Indoor Luminaires | High-Bay | High-Bay Luminaires for Commercial and Industrial Buildings | Standard | FALSE | [9 empty] | 42702 |  |  | Yes | Product updated on 10/7/2016 | 4 | 12871 | 124.72 | 103.2 | 9.64 | 0.98 | 4000 | 75.6
P3GB9YZV | INTELUX SA DE CV | INTELUX | E201G2120[MV48]420 | Indoor Luminaires | High-Bay | High-Bay Luminaires for Commercial and Industrial Buildings | Standard | FALSE | [9 empty] | 42702 |  |  | Yes | Product updated on 10/7/2016 | 4 | 15559 | 120.43 | 129.2 | 9.83 | 0.93 | 4000 | 75.4
PAA11XX7 | T-1 Lighting Inc. | T1 | T1-HBLED220-57 | Indoor Luminaires | High-Bay | High-Bay Luminaires for Commercial and Industrial Buildings | Premium | FALSE | [9 empty] | 42702 |  |  | No |  | 4 | 29964 | 136.2 | 220 | 20 | 0.98 | 5700 | 80
PBDBS6JT | T-1 Lighting Inc. | T1 | T1-HBLED160-57 | Indoor Luminaires | High-Bay | High-Bay Luminaires for Commercial and Industrial Buildings | Premium | FALSE | [9 empty] | 42702 |  |  | No |  | 4 | 21870 | 136.7 | 160 | 20 | 0.98 | 5700 | 80
PRS8MXJG | T-1 Lighting Inc. | T1 | T1-HBLED110-57 | Indoor Luminaires | High-Bay | High-Bay Luminaires for Commercial and Industrial Buildings | Premium | FALSE | [9 empty] | 42702 |  |  | No |  | 4 | 15026 | 136.6 | 110 | 20 | 0.98 | 5700 | 80
PNGG31TH | T-1 Lighting Inc. | T1 | T1-HBLED220-50 | Indoor Luminaires | High-Bay | High-Bay Luminaires for Commercial and Industrial Buildings | Premium | FALSE | [9 empty] | 42702 |  |  | No |  | 4 | 29940 | 136.1 | 220 | 20 | 0.98 | 5000 | 80
PPYKRMAJ | T-1 Lighting Inc. | T1 | T1-HBLED160-50 | Indoor Luminaires | High-Bay | High-Bay Luminaires for Commercial and Industrial Buildings | Premium | FALSE | [9 empty] | 42702 |  |  | No |  | 4 | 21856 | 136.6 | 160 | 20 | 0.98 | 5000 | 80
PKPV544E | T-1 Lighting Inc. | T1 | T1-HBLED110-50 | Indoor Luminaires | High-Bay | High-Bay Luminaires for Commercial and Industrial Buildings | Premium | FALSE | [9 empty] | 42702 |  |  | No |  | 4 | 15010 | 136.5 | 110 | 20 | 0.98 | 5000 | 80
PV6UKVGD | Howard Lighting | Howard Lighting | HLA1-HL-1250-XMV | Indoor Luminaires | High-Bay | High-Bay Luminaires for Commercial and Industrial Buildings | Standard | FALSE | [9 empty] | 42702 |  |  | No |  | 3.1 | 35876.13 | 122.7 | 292.4 | 9.05 | 0.96 | 5000 | 83
P5B72PSM | Howard Lighting | Howard Lighting | HLA1-HL-1250-CMV | Indoor Luminaires | High-Bay | High-Bay Luminaires for Commercial and Industrial Buildings | Standard | FALSE | [9 empty] | 42702 |  |  | No |  | 3.1 | 32809.82 | 112.21 | 292.4 | 9.05 | 0.96 | 5000 | 83
PT5HM7PE | Howard Lighting | Howard Lighting | HLA1-HL-1250-FMV | Indoor Luminaires | High-Bay | High-Bay Luminaires for Commercial and Industrial Buildings | Standard | FALSE | [9 empty] | 42702 |  |  | No |  | 3.1 | 32057.98 | 109.64 | 292.4 | 9.05 | 0.96 | 5000 | 83
PPHUV767 | Howard Lighting | Howard Lighting | HLA1-HL-1250-PMV | Indoor Luminaires | High-Bay | High-Bay Luminaires for Commercial and Industrial Buildings | Standard | FALSE | [9 empty] | 42702 |  |  | No |  | 3.1 | 30629.88 | 104.75 | 292.4 | 9.05 | 0.96 | 5000 | 83
PYA1XKF6 | Howard Lighting | Howard Lighting | HLA1-HL-0850-XMV | Indoor Luminaires | High-Bay | High-Bay Luminaires for Commercial and Industrial Buildings | Standard | FALSE | [9 empty] | 42702 |  |  | No |  | 3.1 | 23917.42 | 122.7 | 194.93 | 9.05 | 0.96 | 5000 | 83
PHF6KZJB | Howard Lighting | Howard Lighting | HLA2-HL-0850-XMV | Indoor Luminaires | High-Bay | High-Bay Luminaires for Commercial and Industrial Buildings | Standard | FALSE | [9 empty] | 42702 |  |  | No |  | 3.1 | 23917.42 | 122.7 | 194.93 | 9.05 | 0.96 | 5000 | 83
PXYTUEF5 | Howard Lighting | Howard Lighting | HLA1-HL-0850-CMV | Indoor Luminaires | High-Bay | High-Bay Luminaires for Commercial and Industrial Buildings | Standard | FALSE | [9 empty] | 42702 |  |  | No |  | 3.1 | 21873.22 | 112.21 | 194.93 | 9.05 | 0.96 | 5000 | 83
P3Y9SH6U | Howard Lighting | Howard Lighting | HLA2-HL-0850-CMV | Indoor Luminaires | High-Bay | High-Bay Luminaires for Commercial and Industrial Buildings | Standard | FALSE | [9 empty] | 42702 |  |  | No |  | 3.1 | 21873.22 | 112.21 | 194.93 | 9.05 | 0.96 | 5000 | 83
PY93MDY6 | Howard Lighting | Howard Lighting | HLA2-HL-0850-FMV | Indoor Luminaires | High-Bay | High-Bay Luminaires for Commercial and Industrial Buildings | Standard | FALSE | [9 empty] | 42702 |  |  | No |  | 3.1 | 21371.99 | 109.64 | 194.93 | 9.05 | 0.96 | 5000 | 83
PFD4ZJZZ | Howard Lighting | Howard Lighting | HLA1-HL-0850-FMV | Indoor Luminaires | High-Bay | High-Bay Luminaires for Commercial and Industrial Buildings | Standard | FALSE | [9 empty] | 42702 |  |  | No |  | 3.1 | 21371.99 | 109.64 | 194.93 | 9.05 | 0.96 | 5000 | 83
PTD1M5R6 | Howard Lighting | Howard Lighting | HLA2-HL-0850-PMV | Indoor Luminaires | High-Bay | High-Bay Luminaires for Commercial and Industrial Buildings | Standard | FALSE | [9 empty] | 42702 |  |  | No |  | 3.1 | 20419.92 | 104.75 | 194.93 | 9.05 | 0.96 | 5000 | 83
PH2U2ARW | Howard Lighting | Howard Lighting | HLA1-HL-0850-PMV | Indoor Luminaires | High-Bay | High-Bay Luminaires for Commercial and Industrial Buildings | Standard | FALSE | [9 empty] | 42702 |  |  | No |  | 3.1 | 20419.92 | 104.75 | 194.93 | 9.05 | 0.96 | 5000 | 83
P7FRAUTG | Howard Lighting | Howard Lighting | HLA1-HL-1240-XMV | Indoor Luminaires | High-Bay | High-Bay Luminaires for Commercial and Industrial Buildings | Standard | FALSE | [9 empty] | 42702 |  |  | No |  | 3.1 | 35911.41 | 122.82 | 292.4 | 9.05 | 0.96 | 4000 | 82
P1UHRCPG | Howard Lighting | Howard Lighting | HLA1-HL-1240-CMV | Indoor Luminaires | High-Bay | High-Bay Luminaires for Commercial and Industrial Buildings | Standard | FALSE | [9 empty] | 42702 |  |  | No |  | 3.1 | 32842.08 | 112.32 | 292.4 | 9.05 | 0.96 | 4000 | 82
PK18TQYF | Howard Lighting | Howard Lighting | HLA1-HL-1240-FMV | Indoor Luminaires | High-Bay | High-Bay Luminaires for Commercial and Industrial Buildings | Standard | FALSE | [9 empty] | 42702 |  |  | No |  | 3.1 | 32089.5 | 109.75 | 292.4 | 9.05 | 0.96 | 4000 | 82
PV54UY89 | Howard Lighting | Howard Lighting | HLA2-HL-0840-XMV | Indoor Luminaires | High-Bay | High-Bay Luminaires for Commercial and Industrial Buildings | Standard | FALSE | [9 empty] | 42702 |  |  | No |  | 3.1 | 23940.94 | 122.82 | 194.93 | 9.05 | 0.96 | 4000 | 82
P9PJH5NE | Howard Lighting | Howard Lighting | HLA1-HL-0840-XMV | Indoor Luminaires | High-Bay | High-Bay Luminaires for Commercial and Industrial Buildings | Standard | FALSE | [9 empty] | 42702 |  |  | No |  | 3.1 | 23940.94 | 122.82 | 194.93 | 9.05 | 0.96 | 4000 | 82
PXYETGDR | Howard Lighting | Howard Lighting | HLA1-HL-0840-CMV | Indoor Luminaires | High-Bay | High-Bay Luminaires for Commercial and Industrial Buildings | Standard | FALSE | [9 empty] | 42702 |  |  | No |  | 3.1 | 21894.72 | 112.32 | 194.93 | 9.05 | 0.96 | 4000 | 82
PXQ568VA | Howard Lighting | Howard Lighting | HLA2-HL-0840-CMV | Indoor Luminaires | High-Bay | High-Bay Luminaires for Commercial and Industrial Buildings | Standard | FALSE | [9 empty] | 42702 |  |  | No |  | 3.1 | 21894.72 | 112.32 | 194.93 | 9.05 | 0.96 | 4000 | 82
PYA2AF5S | Howard Lighting | Howard Lighting | HLA1-HL-0840-FMV | Indoor Luminaires | High-Bay | High-Bay Luminaires for Commercial and Industrial Buildings | Standard | FALSE | [9 empty] | 42702 |  |  | No |  | 3.1 | 21393 | 109.75 | 194.93 | 9.05 | 0.96 | 4000 | 82
PNHRAZWF | Howard Lighting | Howard Lighting | HLA2-HL-0840-FMV | Indoor Luminaires | High-Bay | High-Bay Luminaires for Commercial and Industrial Buildings | Standard | FALSE | [9 empty] | 42702 |  |  | No |  | 3.1 | 21393 | 109.75 | 194.93 | 9.05 | 0.96 | 4000 | 82
PZVZA9SQ | Howard Lighting | Howard Lighting | HLA2-HL-0840-PMV | Indoor Luminaires | High-Bay | High-Bay Luminaires for Commercial and Industrial Buildings | Standard | FALSE | [9 empty] | 42702 |  |  | No |  | 3.1 | 20440 | 104.86 | 194.93 | 9.05 | 0.96 | 4000 | 82
PN3PPKZG | Howard Lighting | Howard Lighting | HLA1-HL-0840-PMV | Indoor Luminaires | High-Bay | High-Bay Luminaires for Commercial and Industrial Buildings | Standard | FALSE | [9 empty] | 42702 |  |  | No |  | 3.1 | 20440 | 104.86 | 194.93 | 9.05 | 0.96 | 4000 | 82
PPX6N3TH | J&L LED limited | J&L | JLGK-200W 3000K [110 Beam Angle] | Indoor Luminaires | High-Bay | High-Bay Luminaires for Commercial and Industrial Buildings | Standard | TRUE | 21336.94 | 108.71 | 196.93 | 22.46 | 0.9645 | 3080 | 82.2 | 5 | 50000 | 42702 |  |  | No |  | 4 | 21600 | 108 | 200 | 0.22 | 0.95 | 3000 | 80
PS2XDE77 | J&L LED limited | J&L | JLGK-150W 3000K [110 Beam Angle] | Indoor Luminaires | High-Bay | High-Bay Luminaires for Commercial and Industrial Buildings | Standard | TRUE | 16205.87 | 107.75 | 150.4 | 20.36 | 0.9481 | 3075 | 82.3 | 5 | 50000 | 42702 |  |  | No |  | 4 | 16000 | 107 | 150 | 0.2 | 0.95 | 3000 | 80
P2X3EVRP | J&L LED limited | J&L | JLGK-200W 5000K [110 Beam Angle] | Indoor Luminaires | High-Bay | High-Bay Luminaires for Commercial and Industrial Buildings | Standard | FALSE | [9 empty] | 42702 |  |  | No |  | 4 | 21600 | 108 | 200 | 0.22 | 0.95 | 5000 | 80
P1PXBYF7 | J&L LED limited | J&L | JLGK-150W 5000K [110 Beam Angle] | Indoor Luminaires | High-Bay | High-Bay Luminaires for Commercial and Industrial Buildings | Standard | FALSE | [9 empty] | 42702 |  |  | No |  | 4 | 16000 | 107 | 150 | 0.2 | 0.95 | 5000 | 80
PDNUNW5G | J&L LED limited | J&L | JLGK-200W 4000K [110 Beam Angle] | Indoor Luminaires | High-Bay | High-Bay Luminaires for Commercial and Industrial Buildings | Standard | FALSE | [9 empty] | 42702 |  |  | No |  | 4 | 21600 | 108 | 200 | 0.22 | 0.95 | 4000 | 80
PPNJ5BD8 | J&L LED limited | J&L | JLGK-150W 4000K [110 Beam Angle] | Indoor Luminaires | High-Bay | High-Bay Luminaires for Commercial and Industrial Buildings | Standard | FALSE | [9 empty] | 42702 |  |  | No |  | 4 | 16000 | 107 | 150 | 0.2 | 0.95 | 4000 | 80
PNQ4P6ES | ETECH LED | ETech | HBL-iQ-HL-190-50-347-W | Indoor Luminaires | High-Bay | High-Bay Luminaires for Commercial and Industrial Buildings | Premium | TRUE | 25535.3 | 127.04 | 201 | 10.14 | 0.997 | 5216 | 84.3 | 5 | 160000 | 42697 |  |  | Yes |  | 4 | 25500 | 126.9 | 201 | 10 | 0.95 | 5000 | 80
PU7Z86UJ | Atlantic Lighting | CZ Series | LHB22-CZ120-35K-XX-YYY/22PRA/ZZZ [120V Only] | Indoor Luminaires | High-Bay | High-Bay Luminaires for Commercial and Industrial Buildings | Standard | TRUE | 13780 | 120.2 | 114.6 | 13.9 | 0.991 | 3355 | 84.6 | 5 | 50000 | 42697 |  |  | No |  | 4 | 13780 | 120.03 | 114.8 | 6.96 | 0.99 | 3399 | 84.6
P1U37T3W | Shenzhen Betop Electronics CoLtd? | Bitco | BT-IF50W-600-MW (4000K) | Indoor Luminaires | High-Bay | Low-Bay Luminaires for Commercial and Industrial Buildings | Premium | TRUE | 6872.79 | 133.17 | 51.61 | 9.546 | 0.988 | 4111 | 83.3 | 5 | 50000 | 42697 |  |  | No | Product updated on 3/6/2017 | 4 | 6870 | 133 | 52 | 8.5 | 0.99 | 4000 | 82
PV12WS77 | ETECH LED | ETech | HBL-iQ-HL-95-50-100277-N | Indoor Luminaires | High-Bay | High-Bay Luminaires for Commercial and Industrial Buildings | Premium | TRUE | 13286.4 | 140.27 | 94.72 | 6.59 | 0.9764 | 5270 | 84.5 | 5 | 160000 | 42697 |  |  | Yes |  | 4 | 13000 | 136.84 | 95 | 10 | 0.95 | 5000 | 80
PA6A388J | Keystone Technologies | Keystone | KT-HBLED130-2C-850 | Indoor Luminaires | High-Bay | High-Bay Luminaires for Commercial and Industrial Buildings | Standard | TRUE | 13830 | 102.8 | 134.5 | 8.16 | 0.964 | 5276 | 86 | 5 | 50000 | 42697 |  |  | No |  | 4.1 | 13830 | 102.8 | 130.4 | 8.16 | 0.96 | 5276 | 86
P7U34HR2 | TECHLIGHT | Fusion | LGH-G-40-1-XX-XX | Indoor Luminaires | High-Bay | High-Bay Luminaires for Commercial and Industrial Buildings | Standard | TRUE | 24025 | 105.5 | 227.8 | 6.3 | 0.951 | 4330 | 84.9 | 5 | 50000 | 42697 |  |  | No |  | 4 | 24025 | 105.5 | 227.5 | 0.06 | 0.95 | 4330 | 85
P81M5WG5 | Shenzhen Betop Electronics CoLtd | Bitco | BT-IF50W-600-AD (4000K) | Indoor Luminaires | High-Bay | Low-Bay Luminaires for Commercial and Industrial Buildings | Premium | TRUE | 7247.03 | 133.19 | 54.41 | 8.85 | 0.945 | 4096 | 83.2 | 5 | 50000 | 42697 |  |  | No |  | 4 | 7240 | 133 | 54.5 | 4.6 | 0.99 | 4000 | 82
P2QZUHAT | CIXI YUANHUI LIGHTING ELECTRIC CO.LTD | YUANHUI | NWP8F100D | Indoor Luminaires | High-Bay | High-Bay Luminaires for Commercial and Industrial Buildings | Premium | TRUE | 13217 | 127.45 | 103.7 | 23.75 | 0.9032 | 2705 | 82.5 | 5 | 50000 | 42697 |  |  | No |  | 4 | 13160 | 128.02 | 102.8 | 23.74 | 0.9 | 2700 | 82.5
PUDY9AUD | Nuwave LLC | ALSET | LB-8L-30K-UL | Indoor Luminaires | High-Bay | Low-Bay Luminaires for Commercial and Industrial Buildings | Premium | TRUE | 9366.8 | 128.99 | 72.62 | 10.56 | 0.903 | 2957 | 82.6 | 7 | 50000 | 42697 |  |  | No |  | 4.1 | 9366.8 | 128.99 | 72.62 | 10.56 | 0.9 | 3000 | 82.6
PDR41BEP | CIXI YUANHUI LIGHTING ELECTRIC CO.LTD | YUAHNUI | NWP8F150D | Indoor Luminaires | High-Bay | High-Bay Luminaires for Commercial and Industrial Buildings | Premium | TRUE | 19015 | 126.85 | 149.9 | 20.13 | 0.9005 | 2717 | 82.6 | 5 | 50000 | 42697 |  |  | No |  | 4 | 19008 | 127.06 | 149.6 | 20.13 | 0.9 | 2700 | 82.6
P5M641G9 | CIXI YUANHUI LIGHTING ELECTRIC CO.LTD | YUANHUI | NWP8F120D | Indoor Luminaires | High-Bay | High-Bay Luminaires for Commercial and Industrial Buildings | Premium | TRUE | 15446 | 126.92 | 121.7 | 22.8 | 0.8982 | 2735 | 82.8 | 5 | 50000 | 42697 |  |  | No |  | 4 | 15433 | 127.65 | 120.9 | 22.8 | 0.9 | 2700 | 82.8
PV16XAVM | Nuwave LLC | ALSET | LB-8L-57K-UL | Indoor Luminaires | High-Bay | Low-Bay Luminaires for Commercial and Industrial Buildings | Premium | FALSE | [9 empty] | 42697 |  |  | No |  | 4 | 9982 | 135.5 | 73.67 | 10.38 | 0.9 | 5700 | 83.7
PHXUCSPC | Nuwave LLC | ALSET | LB-8L-50K-UL | Indoor Luminaires | High-Bay | Low-Bay Luminaires for Commercial and Industrial Buildings | Premium | FALSE | [9 empty] | 42697 |  |  | No |  | 4 | 9859 | 134.79 | 73.15 | 10.56 | 0.9 | 5000 | 82.6
PARKJGS2 | Nuwave LLC | ALSET | LB-8L-45K-UL | Indoor Luminaires | High-Bay | Low-Bay Luminaires for Commercial and Industrial Buildings | Premium | FALSE | [9 empty] | 42697 |  |  | No |  | 4 | 9736 | 133.1 | 73.15 | 10.56 | 0.9 | 4500 | 82.6
P94GDSC3 | Nuwave LLC | ALSET | LB-8L-40K-UL | Indoor Luminaires | High-Bay | Low-Bay Luminaires for Commercial and Industrial Buildings | Premium | FALSE | [9 empty] | 42697 |  |  | No |  | 4 | 9613 | 131.42 | 73.15 | 10.56 | 0.9 | 4000 | 82.6
P3H5SU6U | Nuwave LLC | ALSET | LB-8L-35K-UL | Indoor Luminaires | High-Bay | Low-Bay Luminaires for Commercial and Industrial Buildings | Premium | FALSE | [9 empty] | 42697 |  |  | No |  | 4 | 9490 | 129.74 | 73.15 | 10.56 | 0.9 | 3500 | 82.6
PF4R79X8 | Atlantic Lighting | CZ Series | LHB22-CZ240-5K-XX-YYY/22PRAS/ZZZ [120V Only] | Indoor Luminaires | High-Bay | High-Bay Luminaires for Commercial and Industrial Buildings | Standard | FALSE | [9 empty] | 42697 |  |  | No |  | 4 | 24951.46 | 110.85 | 225.1 | 14.8 | 0.92 | 5155 | 87.9
PW8ABB7H | Atlantic Lighting | CZ Series | LHB22-CZ240-5K-XX-YYY/22PRA/ZZZ [120V Only] | Indoor Luminaires | High-Bay | High-Bay Luminaires for Commercial and Industrial Buildings | Standard | FALSE | [9 empty] | 42697 |  |  | No |  | 4 | 23976.34 | 106.51 | 225.1 | 14.8 | 0.92 | 5155 | 87.9
P2NT3X8R | Atlantic Lighting | CZ Series | LHB22-CZ200-5K-XX-YYY/22PRAS/ZZZ [120V Only] | Indoor Luminaires | High-Bay | High-Bay Luminaires for Commercial and Industrial Buildings | Standard | FALSE | [9 empty] | 42697 |  |  | No |  | 4 | 22631.53 | 113.16 | 200 | 6.96 | 0.99 | 5155 | 87.9
PR75F875 | Atlantic Lighting | CZ Series | LHB22-CZ200-5K-XX-YYY/22PRA/ZZZ [120V Only] | Indoor Luminaires | High-Bay | High-Bay Luminaires for Commercial and Industrial Buildings | Standard | FALSE | [9 empty] | 42697 |  |  | No |  | 4 | 21747.08 | 108.74 | 200 | 6.96 | 0.99 | 5155 | 87.9
P3PDD319 | Atlantic Lighting | CZ Series | LHB22-CZ160-5K-XX-YYY/22PRAS/ZZZ [120V Only] | Indoor Luminaires | High-Bay | High-Bay Luminaires for Commercial and Industrial Buildings | Standard | FALSE | [9 empty] | 42697 |  |  | No |  | 4 | 18934.42 | 118.34 | 160 | 6.96 | 0.99 | 5155 | 87.9
P8R7C1R5 | Atlantic Lighting | CZ Series | LHB22-CZ160-5K-XX-YYY/22PRA/ZZZ [120V Only] | Indoor Luminaires | High-Bay | High-Bay Luminaires for Commercial and Industrial Buildings | Standard | FALSE | [9 empty] | 42697 |  |  | No |  | 4 | 18194.46 | 113.72 | 160 | 6.96 | 0.99 | 5155 | 87.9
P3BD96A6 | Atlantic Lighting | CZ Series | LHB22-CZ120-5K-XX-YYY/22PRAS/ZZZ [120V Only] | Indoor Luminaires | High-Bay | High-Bay Luminaires for Commercial and Industrial Buildings | Standard | FALSE | [9 empty] | 42697 |  |  | No |  | 4 | 14756.7 | 128.54 | 114.8 | 6.96 | 0.99 | 5155 | 87.9
P1GXE7EC | Atlantic Lighting | CZ Series | LHB22-CZ120-5K-XX-YYY/22PRA/ZZZ [120V Only] | Indoor Luminaires | High-Bay | High-Bay Luminaires for Commercial and Industrial Buildings | Standard | FALSE | [9 empty] | 42697 |  |  | No |  | 4 | 14180 | 123.52 | 114.8 | 6.96 | 0.99 | 5155 | 87.9
PM3B6VAB | Atlantic Lighting | CZ Series | LHB22-CZ240-4K-XX-YYY/22PRAS/ZZZ [120V Only] | Indoor Luminaires | High-Bay | High-Bay Luminaires for Commercial and Industrial Buildings | Standard | FALSE | [9 empty] | 42697 |  |  | No |  | 4 | 24488.5 | 108.79 | 225.1 | 14.8 | 0.92 | 4000 | 85.73
PY6NGBFB | Atlantic Lighting | CZ Series | LHB22-CZ240-4K-XX-YYY/22PRA/ZZZ [120V Only] | Indoor Luminaires | High-Bay | High-Bay Luminaires for Commercial and Industrial Buildings | Standard | FALSE | [9 empty] | 42697 |  |  | No |  | 4 | 23531.48 | 104.54 | 225.1 | 14.8 | 0.92 | 4000 | 85.73
PTNGXKGS | Atlantic Lighting | CZ Series | LHB22-CZ200-4K-XX-YYY/22PRAS/ZZZ [120V Only] | Indoor Luminaires | High-Bay | High-Bay Luminaires for Commercial and Industrial Buildings | Standard | FALSE | [9 empty] | 42697 |  |  | No |  | 4 | 22211.62 | 111.06 | 200 | 6.96 | 0.99 | 4000 | 85.73
PWVUK1WG | Atlantic Lighting | CZ Series | LHB22-CZ200-4K-XX-YYY/22PRA/ZZZ [120V Only] | Indoor Luminaires | High-Bay | High-Bay Luminaires for Commercial and Industrial Buildings | Standard | FALSE | [9 empty] | 42697 |  |  | No |  | 4 | 21343.58 | 106.72 | 200 | 6.96 | 0.99 | 4000 | 85.73
PE55SP1J | Atlantic Lighting | CZ Series | LHB22-CZ160-4K-XX-YYY/22PRAS/ZZZ [120V Only] | Indoor Luminaires | High-Bay | High-Bay Luminaires for Commercial and Industrial Buildings | Standard | FALSE | [9 empty] | 42697 |  |  | No |  | 4 | 18583.11 | 116.14 | 160 | 6.96 | 0.99 | 4000 | 85.73
P5PAW6RY | Atlantic Lighting | CZ Series | LHB22-CZ160-4K-XX-YYY/22PRA/ZZZ [120V Only] | Indoor Luminaires | High-Bay | High-Bay Luminaires for Commercial and Industrial Buildings | Standard | FALSE | [9 empty] | 42697 |  |  | No |  | 4 | 17856.87 | 111.61 | 160 | 6.96 | 0.99 | 4000 | 85.73
PJWC5G48 | Atlantic Lighting | CZ Series | LHB22-CZ120-4K-XX-YYY/22PRAS/ZZZ [120V Only] | Indoor Luminaires | High-Bay | High-Bay Luminaires for Commercial and Industrial Buildings | Standard | FALSE | [9 empty] | 42697 |  |  | No |  | 4 | 14482.9 | 126.16 | 114.8 | 6.96 | 0.99 | 4000 | 85.73
P76YJJPD | Atlantic Lighting | CZ Series | LHB22-CZ120-4K-XX-YYY/22PRA/ZZZ [120V Only] | Indoor Luminaires | High-Bay | High-Bay Luminaires for Commercial and Industrial Buildings | Standard | FALSE | [9 empty] | 42697 |  |  | No |  | 4 | 13916.9 | 121.23 | 114.8 | 6.96 | 0.99 | 4000 | 85.73
P9TADHFD | Atlantic Lighting | CZ Series | LHB22-CZ240-35K-XX-YYY/22PRAS/ZZZ [120V Only] | Indoor Luminaires | High-Bay | High-Bay Luminaires for Commercial and Industrial Buildings | Standard | FALSE | [9 empty] | 42697 |  |  | No |  | 4 | 24247.61 | 107.72 | 225.1 | 14.8 | 0.92 | 3399 | 84.6
PSGSM2XE | Atlantic Lighting | CZ Series | LHB22-CZ240-35K-XX-YYY/22PRA/ZZZ [120V Only] | Indoor Luminaires | High-Bay | High-Bay Luminaires for Commercial and Industrial Buildings | Standard | FALSE | [9 empty] | 42697 |  |  | No |  | 4 | 23300 | 103.51 | 225.1 | 14.8 | 0.92 | 3399 | 84.6
PEWHAFNH | Atlantic Lighting | CZ Series | LHB22-CZ200-35K-XX-YYY/22PRAS/ZZZ [120V Only] | Indoor Luminaires | High-Bay | High-Bay Luminaires for Commercial and Industrial Buildings | Standard | FALSE | [9 empty] | 42697 |  |  | No |  | 4 | 21993.12 | 109.97 | 200 | 6.96 | 0.99 | 3399 | 84.6
PZ57SBPW | Atlantic Lighting | CZ Series | LHB22-CZ200-35K-XX-YYY/22PRA/ZZZ [120V Only] | Indoor Luminaires | High-Bay | High-Bay Luminaires for Commercial and Industrial Buildings | Standard | FALSE | [9 empty] | 42697 |  |  | No |  | 4 | 21133.62 | 105.67 | 200 | 6.96 | 0.99 | 3399 | 84.6
PFPS8KWY | Atlantic Lighting | CZ Series | LHB22-CZ160-35K-XX-YYY/22PRAS/ZZZ [120V Only] | Indoor Luminaires | High-Bay | High-Bay Luminaires for Commercial and Industrial Buildings | Standard | FALSE | [9 empty] | 42697 |  |  | No |  | 4 | 18400.31 | 115 | 160 | 6.96 | 0.99 | 3399 | 84.6
PA5DGMDU | Atlantic Lighting | CZ Series | LHB22-CZ160-35K-XX-YYY/22PRA/ZZZ [120V Only] | Indoor Luminaires | High-Bay | High-Bay Luminaires for Commercial and Industrial Buildings | Standard | FALSE | [9 empty] | 42697 |  |  | No |  | 4 | 17681.21 | 110.51 | 160 | 6.96 | 0.99 | 3399 | 84.6
PAKCGHCE | Atlantic Lighting | CZ Series | LHB22-CZ120-35K-XX-YYY/22PRAS/ZZZ [120V Only] | Indoor Luminaires | High-Bay | High-Bay Luminaires for Commercial and Industrial Buildings | Standard | FALSE | [9 empty] | 42697 |  |  | No |  | 4 | 14340.43 | 124.92 | 114.8 | 6.96 | 0.99 | 3399 | 84.6
P9FMNP8Q | CIXI YUANHUI LIGHTING ELECTRIC CO.LTD | YUANHUI | NWP8F100C-S | Indoor Luminaires | High-Bay | High-Bay Luminaires for Commercial and Industrial Buildings | Premium | FALSE | [9 empty] | 42697 |  |  | Yes |  | 4 | 13562 | 133.62 | 101.5 | 23.41 | 0.9 | 5700 | 84.2
PP1VSZSW | CIXI YUANHUI LIGHTING ELECTRIC CO.LTD | YUANHUI | NWP8F100C | Indoor Luminaires | High-Bay | High-Bay Luminaires for Commercial and Industrial Buildings | Premium | FALSE | [9 empty] | 42697 |  |  | No |  | 4 | 13562 | 133.62 | 101.5 | 23.41 | 0.9 | 5700 | 84.2
PTDMREU1 | CIXI YUANHUI LIGHTING ELECTRIC CO.LTD | YUAHNUI | NWP8F150C-S | Indoor Luminaires | High-Bay | High-Bay Luminaires for Commercial and Industrial Buildings | Premium | FALSE | [9 empty] | 42697 |  |  | Yes |  | 4 | 19983 | 132.51 | 150.8 | 20.4 | 0.9 | 5700 | 84.2
P1BWBS5F | CIXI YUANHUI LIGHTING ELECTRIC CO.LTD | YUAHNUI | NWP8F150C | Indoor Luminaires | High-Bay | High-Bay Luminaires for Commercial and Industrial Buildings | Premium | FALSE | [9 empty] | 42697 |  |  | No |  | 4 | 19983 | 132.51 | 150.8 | 20.4 | 0.9 | 5700 | 84.2
P7H5KBAW | CIXI YUANHUI LIGHTING ELECTRIC CO.LTD | YUANHUI | NWP8F120C-S | Indoor Luminaires | High-Bay | High-Bay Luminaires for Commercial and Industrial Buildings | Premium | FALSE | [9 empty] | 42697 |  |  | Yes |  | 4 | 16096 | 132.59 | 121.4 | 22.22 | 0.9 | 5700 | 84.1
P93JPFXJ | CIXI YUANHUI LIGHTING ELECTRIC CO.LTD | YUANHUI | NWP8F120C | Indoor Luminaires | High-Bay | High-Bay Luminaires for Commercial and Industrial Buildings | Premium | FALSE | [9 empty] | 42697 |  |  | No |  | 4 | 16096 | 132.59 | 121.4 | 22.22 | 0.9 | 5700 | 84.1
PEPHJ3SB | CIXI YUANHUI LIGHTING ELECTRIC CO.LTD | YUANHUI | NWP8F120P-S | Indoor Luminaires | High-Bay | High-Bay Luminaires for Commercial and Industrial Buildings | Premium | FALSE | [9 empty] | 42697 |  |  | Yes |  | 4 | 15930.25 | 131.76 | 120.9 | 22.8 | 0.9 | 5000 | 82.8
PSGSWSPT | CIXI YUANHUI LIGHTING ELECTRIC CO.LTD | YUANHUI | NWP8F120P | Indoor Luminaires | High-Bay | High-Bay Luminaires for Commercial and Industrial Buildings | Premium | FALSE | [9 empty] | 42697 |  |  | No |  | 4 | 15930.25 | 131.76 | 120.9 | 22.8 | 0.9 | 5000 | 82.8
PVA3HAGT | CIXI YUANHUI LIGHTING ELECTRIC CO.LTD | YUAHNUI | NWP8F150P-S | Indoor Luminaires | High-Bay | High-Bay Luminaires for Commercial and Industrial Buildings | Premium | FALSE | [9 empty] | 42697 |  |  | Yes |  | 4 | 19739.25 | 131.95 | 149.6 | 20.13 | 0.9 | 5000 | 82.6
PQ6383EF | CIXI YUANHUI LIGHTING ELECTRIC CO.LTD | YUAHNUI | NWP8F150P | Indoor Luminaires | High-Bay | High-Bay Luminaires for Commercial and Industrial Buildings | Premium | FALSE | [9 empty] | 42697 |  |  | No |  | 4 | 19739.25 | 131.95 | 149.6 | 20.13 | 0.9 | 5000 | 82.6
PH4RFP31 | CIXI YUANHUI LIGHTING ELECTRIC CO.LTD | YUANHUI | NWP8F100P-S | Indoor Luminaires | High-Bay | High-Bay Luminaires for Commercial and Industrial Buildings | Premium | FALSE | [9 empty] | 42697 |  |  | Yes |  | 4 | 13461.5 | 130.95 | 102.8 | 23.74 | 0.9 | 5000 | 82.5
PSG5DBW1 | CIXI YUANHUI LIGHTING ELECTRIC CO.LTD | YUANHUI | NWP8F100P | Indoor Luminaires | High-Bay | High-Bay Luminaires for Commercial and Industrial Buildings | Premium | FALSE | [9 empty] | 42697 |  |  | No |  | 4 | 13461.5 | 130.95 | 102.8 | 23.74 | 0.9 | 5000 | 82.5
PJ2R6WCN | CIXI YUANHUI LIGHTING ELECTRIC CO.LTD | YUANHUI | NWP8F120N-S | Indoor Luminaires | High-Bay | High-Bay Luminaires for Commercial and Industrial Buildings | Premium | FALSE | [9 empty] | 42697 |  |  | Yes |  | 4 | 15764.5 | 130.39 | 120.9 | 22.8 | 0.9 | 4000 | 82.8
PT6V6SNM | CIXI YUANHUI LIGHTING ELECTRIC CO.LTD | YUANHUI | NWP8F120N | Indoor Luminaires | High-Bay | High-Bay Luminaires for Commercial and Industrial Buildings | Premium | FALSE | [9 empty] | 42697 |  |  | No |  | 4 | 15764.5 | 130.39 | 120.9 | 22.8 | 0.9 | 4000 | 82.8
PQM1TD4Y | CIXI YUANHUI LIGHTING ELECTRIC CO.LTD | YUAHNUI | NWP8F150N-S | Indoor Luminaires | High-Bay | High-Bay Luminaires for Commercial and Industrial Buildings | Premium | FALSE | [9 empty] | 42697 |  |  | Yes |  | 4 | 19495.5 | 130.32 | 149.6 | 20.13 | 0.9 | 4000 | 82.6
PA3TVU62 | CIXI YUANHUI LIGHTING ELECTRIC CO.LTD | YUAHNUI | NWP8F150N | Indoor Luminaires | High-Bay | High-Bay Luminaires for Commercial and Industrial Buildings | Premium | FALSE | [9 empty] | 42697 |  |  | No |  | 4 | 19495.5 | 130.32 | 149.6 | 20.13 | 0.9 | 4000 | 82.6
PDGY749J | CIXI YUANHUI LIGHTING ELECTRIC CO.LTD | YUANHUI | NWP8F100N-S | Indoor Luminaires | High-Bay | High-Bay Luminaires for Commercial and Industrial Buildings | Premium | FALSE | [9 empty] | 42697 |  |  | Yes |  | 4 | 13361 | 129.97 | 102.8 | 23.74 | 0.9 | 4000 | 82.5
P8F9U4AN | CIXI YUANHUI LIGHTING ELECTRIC CO.LTD | YUANHUI | NWP8F100N | Indoor Luminaires | High-Bay | High-Bay Luminaires for Commercial and Industrial Buildings | Premium | FALSE | [9 empty] | 42697 |  |  | No |  | 4 | 13361 | 129.97 | 102.8 | 23.74 | 0.9 | 4000 | 82.5
PD877DSS | CIXI YUANHUI LIGHTING ELECTRIC CO.LTD | YUANHUI | NWP8F120W-S | Indoor Luminaires | High-Bay | High-Bay Luminaires for Commercial and Industrial Buildings | Premium | FALSE | [9 empty] | 42697 |  |  | Yes |  | 4 | 15598.75 | 129.02 | 120.9 | 22.8 | 0.9 | 3000 | 82.8
PB1SJSYJ | CIXI YUANHUI LIGHTING ELECTRIC CO.LTD | YUANHUI | NWP8F120W | Indoor Luminaires | High-Bay | High-Bay Luminaires for Commercial and Industrial Buildings | Premium | FALSE | [9 empty] | 42697 |  |  | No |  | 4 | 15598.75 | 129.02 | 120.9 | 22.8 | 0.9 | 3000 | 82.8
P3T66RM6 | CIXI YUANHUI LIGHTING ELECTRIC CO.LTD | YUAHNUI | NWP8F150W-S | Indoor Luminaires | High-Bay | High-Bay Luminaires for Commercial and Industrial Buildings | Premium | FALSE | [9 empty] | 42697 |  |  | Yes |  | 4 | 19251.75 | 128.69 | 149.6 | 20.13 | 0.9 | 3000 | 82.6
PHVZP7A1 | CIXI YUANHUI LIGHTING ELECTRIC CO.LTD | YUAHNUI | NWP8F150W | Indoor Luminaires | High-Bay | High-Bay Luminaires for Commercial and Industrial Buildings | Premium | FALSE | [9 empty] | 42697 |  |  | No |  | 4 | 19251.75 | 128.69 | 149.6 | 20.13 | 0.9 | 3000 | 82.6
PSFEW3EB | CIXI YUANHUI LIGHTING ELECTRIC CO.LTD | YUANHUI | NWP8F100W-S | Indoor Luminaires | High-Bay | High-Bay Luminaires for Commercial and Industrial Buildings | Premium | FALSE | [9 empty] | 42697 |  |  | Yes |  | 4 | 13260.5 | 128.99 | 102.8 | 23.74 | 0.9 | 3000 | 82.5
PDZ14C5V | CIXI YUANHUI LIGHTING ELECTRIC CO.LTD | YUANHUI | NWP8F100W | Indoor Luminaires | High-Bay | High-Bay Luminaires for Commercial and Industrial Buildings | Premium | FALSE | [9 empty] | 42697 |  |  | No |  | 4 | 13260.5 | 128.99 | 102.8 | 23.74 | 0.9 | 3000 | 82.5
P63DC2KF | CIXI YUANHUI LIGHTING ELECTRIC CO.LTD | YUANHUI | NWP8F120D-S | Indoor Luminaires | High-Bay | High-Bay Luminaires for Commercial and Industrial Buildings | Premium | FALSE | [9 empty] | 42697 |  |  | Yes |  | 4 | 15433 | 127.65 | 120.9 | 22.8 | 0.9 | 2700 | 82.8
PKXEU896 | CIXI YUANHUI LIGHTING ELECTRIC CO.LTD | YUAHNUI | NWP8F150D-S | Indoor Luminaires | High-Bay | High-Bay Luminaires for Commercial and Industrial Buildings | Premium | FALSE | [9 empty] | 42697 |  |  | Yes |  | 4 | 19008 | 127.06 | 149.6 | 20.13 | 0.9 | 2700 | 82.6
PUMXYAJE | CIXI YUANHUI LIGHTING ELECTRIC CO.LTD | YUANHUI | NWP8F100D-S | Indoor Luminaires | High-Bay | High-Bay Luminaires for Commercial and Industrial Buildings | Premium | FALSE | [9 empty] | 42697 |  |  | Yes |  | 4 | 13160 | 128.02 | 102.8 | 23.74 | 0.9 | 2700 | 82.5
P5UAC7PX | Shenzhen Betop Electronics CoLtd? | Bitco | BT-IF50W-600-MW (5000K) | Indoor Luminaires | High-Bay | Low-Bay Luminaires for Commercial and Industrial Buildings | Premium | FALSE | [9 empty] | 42697 | Dimmable | Continuous Below 10 | No | Product updated on 3/6/2017 | 4 | 6950 | 134 | 52 | 8.5 | 0.99 | 5000 | 82
P5R3JMBY | Shenzhen Betop Electronics CoLtd | Bitco | BT-IF50W-600-AD (5000K) | Indoor Luminaires | High-Bay | Low-Bay Luminaires for Commercial and Industrial Buildings | Premium | FALSE | [9 empty] | 42697 | Dimmable | Continuous Below 10 | No |  | 4 | 7320 | 134 | 54.5 | 4.6 | 0.99 | 5000 | 82
PR3UTC93 | ETECH LED | ETech | HBL-iQ-HL-190-50-100277-N | Indoor Luminaires | High-Bay | High-Bay Luminaires for Commercial and Industrial Buildings | Premium | FALSE | [9 empty] | 42697 | Dimmable | Continuous Below 10 | Yes |  | 4 | 25500 | 132.8 | 192 | 10 | 0.95 | 5000 | 80
PQWR4AF4 | ETECH LED | ETech | HBL-iQ-HL-190-50-100277-W | Indoor Luminaires | High-Bay | High-Bay Luminaires for Commercial and Industrial Buildings | Premium | FALSE | [9 empty] | 42697 | Dimmable | Continuous Below 10 | Yes |  | 4 | 25500 | 132.8 | 192 | 10 | 0.95 | 5000 | 80
PD6MED3U | ETECH LED | ETech | HBL-iQ-HL-190-50-347-N | Indoor Luminaires | High-Bay | High-Bay Luminaires for Commercial and Industrial Buildings | Premium | FALSE | [9 empty] | 42697 | Dimmable | Continuous Below 10 | Yes |  | 4 | 25500 | 126.9 | 201 | 10 | 0.95 | 5000 | 80
PZ9E6WYM | ETECH LED | ETech | HBL-iQ-HL-146-50-100277-N | Indoor Luminaires | High-Bay | High-Bay Luminaires for Commercial and Industrial Buildings | Premium | FALSE | [9 empty] | 42697 | Dimmable | Continuous Below 10 | Yes |  | 4 | 19750 | 137.2 | 144 | 10 | 0.95 | 5000 | 80
PU83FD2P | ETECH LED | ETech | HBL-iQ-HL-146-50-347-W | Indoor Luminaires | High-Bay | High-Bay Luminaires for Commercial and Industrial Buildings | Premium | FALSE | [9 empty] | 42697 | Dimmable | Continuous Below 10 | Yes |  | 4 | 19750 | 127.4 | 155 | 10 | 0.95 | 5000 | 80
P2BGHVEM | ETECH LED | ETech | HBL-iQ-HL-146-50-347-N | Indoor Luminaires | High-Bay | High-Bay Luminaires for Commercial and Industrial Buildings | Premium | FALSE | [9 empty] | 42697 | Dimmable | Continuous Below 10 | Yes |  | 4 | 19750 | 127.4 | 155 | 10 | 0.95 | 5000 | 80
P1JUW6X4 | ETECH LED | ETech | HBL-iQ-HL-146-50-100277-W | Indoor Luminaires | High-Bay | High-Bay Luminaires for Commercial and Industrial Buildings | Premium | FALSE | [9 empty] | 42697 | Dimmable | Continuous Below 10 | Yes |  | 4 | 19750 | 137.2 | 144 | 10 | 0.95 | 5000 | 80
PVSWUR1R | ETECH LED | ETech | HBL-iQ-HL-128-50-347-W | Indoor Luminaires | High-Bay | High-Bay Luminaires for Commercial and Industrial Buildings | Premium | FALSE | [9 empty] | 42697 | Dimmable | Continuous Below 10 | Yes |  | 4 | 17000 | 126.87 | 134 | 10 | 0.95 | 5000 | 80
PTDBH22D | ETECH LED | ETech | HBL-iQ-HL-128-50-347-N | Indoor Luminaires | High-Bay | High-Bay Luminaires for Commercial and Industrial Buildings | Premium | FALSE | [9 empty] | 42697 | Dimmable | Continuous Below 10 | Yes |  | 4 | 17000 | 126.87 | 134 | 10 | 0.95 | 5000 | 80
PKR4YQFT | ETECH LED | ETech | HBL-iQ-HL-128-50-100277-W | Indoor Luminaires | High-Bay | High-Bay Luminaires for Commercial and Industrial Buildings | Premium | FALSE | [9 empty] | 42697 | Dimmable | Continuous Below 10 | Yes |  | 4 | 17000 | 132.81 | 128 | 10 | 0.95 | 5000 | 80
P88QC94R | ETECH LED | ETech | HBL-iQ-HL-128-50-100277-N | Indoor Luminaires | High-Bay | High-Bay Luminaires for Commercial and Industrial Buildings | Premium | FALSE | [9 empty] | 42697 | Dimmable | Continuous Below 10 | Yes |  | 4 | 17000 | 132.81 | 128 | 10 | 0.95 | 5000 | 80
PJ1RJHPV | ETECH LED | ETech | HBL-iQ-HL-95-50-347-N | Indoor Luminaires | High-Bay | High-Bay Luminaires for Commercial and Industrial Buildings | Premium | FALSE | [9 empty] | 42697 | Dimmable | Continuous Below 10 | Yes |  | 4 | 13000 | 127.45 | 102 | 10 | 0.95 | 5000 | 80
PEA2SVKJ | ETECH LED | ETech | HBL-iQ-HL-95-50-347-W | Indoor Luminaires | High-Bay | High-Bay Luminaires for Commercial and Industrial Buildings | Premium | FALSE | [9 empty] | 42697 | Dimmable | Continuous Below 10 | Yes |  | 4 | 13000 | 127.45 | 102 | 10 | 0.95 | 5000 | 80
P54M2NY1 | ETECH LED | ETech | HBL-iQ-HL-95-50-100277-W | Indoor Luminaires | High-Bay | High-Bay Luminaires for Commercial and Industrial Buildings | Premium | FALSE | [9 empty] | 42697 | Dimmable | Continuous Below 10 | Yes |  | 4 | 13000 | 136.84 | 95 | 10 | 0.95 | 5000 | 80
PZGAPKR4 | Advanced Energy Ideas | Advanced Energy Ideas | AHBK-12L-50K-UNI-CL-MMM | Indoor Luminaires | High-Bay | High-Bay Luminaires for Commercial and Industrial Buildings | Standard | TRUE | 12669 | 142.3 | 89 | 13.3 | 0.96 | 5150 | 83 | 10 | 60000 | 42696 |  |  | Yes |  | 4 | 12155 | 143 | 85 | 13.3 | 0.96 | 5230 | 83
PB4YZZGN | Advanced Energy Ideas | Advanced Energy Ideas | AHBK-25L-50K-UNI-CL-MMM | Indoor Luminaires | High-Bay | High-Bay Luminaires for Commercial and Industrial Buildings | Standard | TRUE | 25437 | 135.6 | 187.6 | 8 | 0.95 | 5230 | 83 | 10 | 60000 | 42696 |  |  | Yes |  | 4 | 25437 | 135.59 | 187.6 | 8 | 0.95 | 5150 | 83
P4YVBMSV | Advanced Energy Ideas | Advanced Energy Ideas | AHBKR-12L-50K-UNI-CL-MMM | Indoor Luminaires | High-Bay | High-Bay Luminaires for Commercial and Industrial Buildings | Standard | FALSE | [9 empty] | 42696 |  |  | Yes | AEL- T5L-AL-454-CL | 4 | 12155 | 143 | 85 | 13.3 | 0.96 | 5230 | 83
PHVTQJBJ | Advanced Energy Ideas | Advanced Energy Ideas | AHBKR-14L-50K-UNI-CL-MMM | Indoor Luminaires | High-Bay | High-Bay Luminaires for Commercial and Industrial Buildings | Standard | FALSE | [9 empty] | 42696 |  |  | Yes | AEL- T5L-AL-454-CL | 4 | 14096 | 140.96 | 100 | 12.24 | 0.96 | 5214 | 83
PQV397XW | Advanced Energy Ideas | Advanced Energy Ideas | AHBKR-18L-50K-UNI-CL-MMM | Indoor Luminaires | High-Bay | High-Bay Luminaires for Commercial and Industrial Buildings | Standard | FALSE | [9 empty] | 42696 |  |  | Yes | AEL- T5L-AL-454-CL | 4 | 16754 | 139.62 | 120 | 11.18 | 0.95 | 5198 | 83
PHAA6HMB | Advanced Energy Ideas | Advanced Energy Ideas | AHBKR-21L-50K-UNI-CL-MMM | Indoor Luminaires | High-Bay | High-Bay Luminaires for Commercial and Industrial Buildings | Standard | FALSE | [9 empty] | 42696 |  |  | Yes | AEL- T5L-AL-454-CL | 4 | 19359 | 138.28 | 140 | 10.12 | 0.95 | 5182 | 83
PT1WT6GW | Advanced Energy Ideas | Advanced Energy Ideas | AHBKR-23L-50K-UNI-CL-MMM | Indoor Luminaires | High-Bay | High-Bay Luminaires for Commercial and Industrial Buildings | Standard | FALSE | [9 empty] | 42696 |  |  | Yes | AEL- T5L-AL-454-CL | 4 | 21910 | 136.94 | 160 | 9.06 | 0.95 | 5166 | 83
PD4U9CWT | Advanced Energy Ideas | Advanced Energy Ideas | AHBKR-25L-50K-UNI-CL-MMM | Indoor Luminaires | High-Bay | High-Bay Luminaires for Commercial and Industrial Buildings | Standard | FALSE | [9 empty] | 42696 |  |  | Yes | AEL- T5L-AL-454-CL | 4 | 25437 | 135.59 | 187.6 | 8 | 0.95 | 5150 | 83
PPBWMMQW | Advanced Energy Ideas | Advanced Energy Ideas | AHBK-T2E-28L-50K-UNI-CL-MMM | Indoor Luminaires | High-Bay | High-Bay Luminaires for Commercial and Industrial Buildings | Standard | FALSE | [9 empty] | 42696 | Dimmable | Continuous Below 10 | Yes |  | 4 | 28192 | 140.96 | 200 | 12.24 | 0.96 | 5214 | 83
P8PV77RJ | Advanced Energy Ideas | Advanced Energy Ideas | AHBK-T2S-28L-50K-UNI-CL-MMM | Indoor Luminaires | High-Bay | High-Bay Luminaires for Commercial and Industrial Buildings | Standard | FALSE | [9 empty] | 42696 | Dimmable | Continuous Below 10 | Yes |  | 4 | 28192 | 140.96 | 200 | 12.24 | 0.96 | 5214 | 83
PNGUBSWA | Advanced Energy Ideas | Advanced Energy Ideas | AHBK-14L-50K-UNI-CL-MMM | Indoor Luminaires | High-Bay | High-Bay Luminaires for Commercial and Industrial Buildings | Standard | FALSE | [9 empty] | 42696 | Dimmable | Continuous Below 10 | Yes |  | 4 | 14096 | 140.96 | 100 | 12.24 | 0.96 | 5214 | 83
PH6Z2V1V | Advanced Energy Ideas | Advanced Energy Ideas | AHBK-T2E-33L-50K-UNI-CL-MMM | Indoor Luminaires | High-Bay | High-Bay Luminaires for Commercial and Industrial Buildings | Standard | FALSE | [9 empty] | 42696 | Dimmable | Continuous Below 10 | Yes |  | 4 | 33509 | 139.62 | 240 | 11.18 | 0.95 | 5198 | 83
P571KRBQ | Advanced Energy Ideas | Advanced Energy Ideas | AHBK-T2S-33L-50K-UNI-CL-MMM | Indoor Luminaires | High-Bay | High-Bay Luminaires for Commercial and Industrial Buildings | Standard | FALSE | [9 empty] | 42696 | Dimmable | Continuous Below 10 | Yes |  | 4 | 33509 | 139.62 | 240 | 11.18 | 0.95 | 5198 | 83
PCMPMGDV | Advanced Energy Ideas | Advanced Energy Ideas | AHBK-18L-50K-UNI-CL-MMM | Indoor Luminaires | High-Bay | High-Bay Luminaires for Commercial and Industrial Buildings | Standard | FALSE | [9 empty] | 42696 | Dimmable | Continuous Below 10 | Yes |  | 4 | 16754 | 139.62 | 120 | 11.18 | 0.95 | 5198 | 83
PYVFCET1 | Advanced Energy Ideas | Advanced Energy Ideas | AHBK-T2E-38L-50K-UNI-CL-MMM | Indoor Luminaires | High-Bay | High-Bay Luminaires for Commercial and Industrial Buildings | Standard | FALSE | [9 empty] | 42696 | Dimmable | Continuous Below 10 | Yes |  | 4 | 38718 | 138.28 | 280 | 10.12 | 0.95 | 5182 | 83
PHP78D3U | Advanced Energy Ideas | Advanced Energy Ideas | AHBK-T2S-38L-50K-UNI-CL-MMM | Indoor Luminaires | High-Bay | High-Bay Luminaires for Commercial and Industrial Buildings | Standard | FALSE | [9 empty] | 42696 | Dimmable | Continuous Below 10 | Yes |  | 4 | 38718 | 138.28 | 280 | 10.12 | 0.95 | 5182 | 83
PR3QWMUG | Advanced Energy Ideas | Advanced Energy Ideas | AHBK-21L-50K-UNI-CL-MMM | Indoor Luminaires | High-Bay | High-Bay Luminaires for Commercial and Industrial Buildings | Standard | FALSE | [9 empty] | 42696 | Dimmable | Continuous Below 10 | Yes |  | 4 | 19359 | 138.28 | 140 | 10.12 | 0.95 | 5182 | 83
PEZ8S2KR | Advanced Energy Ideas | Advanced Energy Ideas | AHBK-T2S-44L-50K-UNI-CL-MMM | Indoor Luminaires | High-Bay | High-Bay Luminaires for Commercial and Industrial Buildings | Standard | FALSE | [9 empty] | 42696 | Dimmable | Continuous Below 10 | Yes |  | 4 | 43821 | 136.94 | 320 | 9.06 | 0.95 | 5166 | 83
P467N5XK | Advanced Energy Ideas | Advanced Energy Ideas | AHBK-T2E-44L-50K-UNI-CL-MMM | Indoor Luminaires | High-Bay | High-Bay Luminaires for Commercial and Industrial Buildings | Standard | FALSE | [9 empty] | 42696 | Dimmable | Continuous Below 10 | Yes |  | 4 | 43821 | 136.94 | 320 | 9.06 | 0.95 | 5166 | 83
P28UAVNY | Advanced Energy Ideas | Advanced Energy Ideas | AHBK-23L-50K-UNI-CL-MMM | Indoor Luminaires | High-Bay | High-Bay Luminaires for Commercial and Industrial Buildings | Standard | FALSE | [9 empty] | 42696 | Dimmable | Continuous Below 10 | Yes |  | 4 | 21910 | 136.94 | 160 | 9.06 | 0.95 | 5166 | 83
PFVFGCR9 | Advanced Energy Ideas | Advanced Energy Ideas | AHBK-T4X-100L-UNI-CL-MMM | Indoor Luminaires | High-Bay | High-Bay Luminaires for Commercial and Industrial Buildings | Standard | FALSE | [9 empty] | 42696 | Dimmable | Continuous Below 10 | Yes |  | 4 | 101748 | 133.87 | 760 | 8 | 0.95 | 5150 | 83
PXZ7VX11 | Advanced Energy Ideas | Advanced Energy Ideas | AHBK-T2S-50L-50K-UNI-CL-MMM | Indoor Luminaires | High-Bay | High-Bay Luminaires for Commercial and Industrial Buildings | Standard | FALSE | [9 empty] | 42696 | Dimmable | Continuous Below 10 | Yes |  | 4 | 50874 | 135.59 | 375.2 | 8 | 0.95 | 5150 | 83
P2H95AD5 | Advanced Energy Ideas | Advanced Energy Ideas | AHBK-T2E-50L-50K-UNI-CL-MMM | Indoor Luminaires | High-Bay | High-Bay Luminaires for Commercial and Industrial Buildings | Standard | FALSE | [9 empty] | 42696 | Dimmable | Continuous Below 10 | Yes |  | 4 | 50874 | 135.59 | 375.2 | 8 | 0.95 | 5150 | 83
PNTGVBV6 | Spectrum Lighting | Spectrum Lighting Inc | WA1212LEDLX65L35KEX/WA1315/HMxx/aa [120VAC Only] | Indoor Luminaires | High-Bay | Low-Bay Luminaires for Commercial and Industrial Buildings | Standard | TRUE | 5969 | 106.1 | 56.27 | 6.68 | 0.995 | 3442 | 81.1 | 5 | 50000 | 42695 |  |  | No |  | 4 | 5969 | 106.1 | 56.27 | 6.68 | 1 | 3442 | 81.1
PMNZX8SH | AOK LED Light Co. Ltd | AOK | AOK-150WiU-X (3000K) | Indoor Luminaires | High-Bay | High-Bay Luminaires for Commercial and Industrial Buildings | Premium | TRUE | 21018 | 135.78 | 154.8 | 10.69 | 0.9751 | 3062 | 72.3 | 5 | 50000 | 42695 |  |  | Yes |  | 4 | 21018 | 135.78 | 154.8 | 10.69 | 0.98 | 3000 | 72.3
P7B3YMXT | Voltech International Inc. | Technilight | TLVP5C75V2D [-S] | Indoor Luminaires | High-Bay | High-Bay Luminaires for Commercial and Industrial Buildings | Standard | TRUE | 9685.3 | 126.72 | 76.87 | 12.01 | 0.9741 | 2717 | 82.9 | 5 | 50000 | 42695 |  |  | Yes |  | 4 | 9741.3 | 126.72 | 76.87 | 12.01 | 0.97 | 2700 | 82.9
PCHNK55W | ZHEJIANG YANKON GROUP CO. LTD. | Yankon | GDXL1003-LED200-K740-AAA [45Â° Beam Angle Only] | Indoor Luminaires | High-Bay | High-Bay Luminaires for Commercial and Industrial Buildings | Standard | TRUE | 20847 | 102.3 | 203.78 | 6.73 | 0.9656 | 3886 | 72.3 | 5 | 50000 | 42695 |  |  | No |  | 4 | 20847 | 102.3 | 203.78 | 6.73 | 0.97 | 3886 | 72.3
PH56H1ND | Ledsion Lighting Technology CO.LTD | LEDSION | LS-EHB100WD1 4000K | Indoor Luminaires | High-Bay | High-Bay Luminaires for Commercial and Industrial Buildings | Standard | TRUE | 12002 | 127.61 | 94.05 | 12.41 | 0.963 | 3981 | 83.2 | 5 | 50000 | 42695 |  |  | Yes |  | 4 | 12002 | 127.61 | 94.05 | 12.41 | 0.96 | 4000 | 83.2
PHUK4TZ4 | HongKong Chite trade CO.LTD | HongKong Chite | HT-LHB-4FT-C8180/UNV-40D | Indoor Luminaires | High-Bay | High-Bay Luminaires for Commercial and Industrial Buildings | Premium | TRUE | 23295.3 | 127.01 | 183.42 | 8.7 | 0.9589 | 4069 | 82.5 | 5 | 50000 | 42695 |  |  | No |  | 4 | 23400 | 130 | 180 | 10 | 0.9 | 4000 | 80
PHW8ZSAJ | AOK LED Light Co. Ltd | AOK | AOK-100WiU-X (3000K) | Indoor Luminaires | High-Bay | High-Bay Luminaires for Commercial and Industrial Buildings | Premium | TRUE | 12866 | 131.93 | 97.52 | 10.03 | 0.9537 | 3060 | 72.3 | 5 | 50000 | 42695 |  |  | Yes |  | 4 | 12866 | 131.93 | 97.52 | 10.03 | 0.95 | 3000 | 72.3
PS2GDYGE | DECO Lighting | DECO Digital | DHL-LP-LED-2-68-40-UNV-F | Indoor Luminaires | High-Bay | Low-Bay Luminaires for Commercial and Industrial Buildings | Premium | TRUE | 8252.7 | 126.7 | 65.1 | 10.2 | 0.9534 | 3982 | 82.1 | 5 | 50000 | 42695 |  |  | No |  | 4 | 8600 | 130 | 68 | 10 | 0.9 | 4000 | 80
PFSBCRP5 | J&L LED limited | J&L | JLGK-100W 3000K | Indoor Luminaires | High-Bay | High-Bay Luminaires for Commercial and Industrial Buildings | Standard | TRUE | 10264.3 | 112.62 | 91.14 | 5.71 | 0.9457 | 3074 | 82.5 | 5 | 50000 | 42695 |  |  | No |  | 4 | 11300 | 113 | 100 | 0.06 | 0.95 | 3000 | 80
PNCX47GX | ATG Electronics Corp. | ATG Electronics Corp. | HBCC-150-50-G2-XXX | Indoor Luminaires | High-Bay | High-Bay Luminaires for Commercial and Industrial Buildings | Standard | TRUE | 16173 | 106.39 | 152 | 8.61 | 0.9452 | 4793 | 74.4 | 5 | 58000 | 42695 |  |  | No |  | 4.1 | 16000 | 106 | 152 | 8.61 | 0.95 | 5000 | 74
PNJ3VV1M | Energy Planning Associates | Envirobrite | FVH1135-[blankCHCES]-02 | Indoor Luminaires | High-Bay | High-Bay Luminaires for Commercial and Industrial Buildings | Standard | TRUE | 11355.2 | 121.8 | 93.22 | 15.78 | 0.944 | 3588 | 84 | 5 | 50000 | 42695 |  |  | Yes |  | 4 | 11467 | 123 | 93.24 | 5.49 | 1 | 3588 | 83.96
PY4ZYWTZ | Energy Planning Associates | Envirobrite | FVH1150-[blankCHCES]-02 | Indoor Luminaires | High-Bay | High-Bay Luminaires for Commercial and Industrial Buildings | Standard | TRUE | 11861 | 129.8 | 91.41 | 15.94 | 0.943 | 5295 | 84.1 | 5 | 50000 | 42695 |  |  | Yes |  | 4 | 11861 | 129.8 | 91.41 | 5.62 | 1 | 5295 | 84.06
PVZMMU4K | NW LED Lights LLC | NWL Hi Series | NWL-Hi-15C-50-120 | Indoor Luminaires | High-Bay | High-Bay Luminaires for Commercial and Industrial Buildings | Premium | TRUE | 24975 | 160.03 | 156.1 | 10.33 | 0.9413 | 5082 | 75.1 | 5 | 50000 | 42695 |  |  | No |  | 4 | 22500 | 150 | 150 | 10.33 | 0.94 | 5000 | 75.1
PYN5Z8PE | Energy Planning Associates | Envirobrite | FVH2635-[blankCHCES]-02 | Indoor Luminaires | High-Bay | High-Bay Luminaires for Commercial and Industrial Buildings | Standard | TRUE | 25730.8 | 112.1 | 229.49 | 14.88 | 0.941 | 3610 | 83.8 | 5 | 50000 | 42695 |  |  | Yes |  | 4 | 25730.8 | 112.1 | 229.49 | 5.69 | 1 | 3610 | 83.78
PWSWEHSA | Shenzhen Huadian Lighting Co.LTD. | Huadian | HL-HBS30W36A1BUS-3000K | Indoor Luminaires | High-Bay | High-Bay Luminaires for Commercial and Industrial Buildings | Standard | TRUE | 37914.15 | 130.15 | 291.3 | 16.4 | 0.939 | 3007 | 83.7 | 5 | 50000 | 42695 |  |  | No |  | 4 | 37914.1 | 130.1 | 291.3 | 16.4 | 0.94 | 3007 | 83.7
PS8K84YE | Ledsion Lighting Technology CO.LTD | LEDSION | LS-EHB150WD1 4000K | Indoor Luminaires | High-Bay | High-Bay Luminaires for Commercial and Industrial Buildings | Standard | TRUE | 19901 | 130.93 | 152 | 13.54 | 0.9384 | 3968 | 83.1 | 5 | 50000 | 42695 |  |  | Yes |  | 4 | 19901 | 130.93 | 152 | 13.54 | 0.94 | 4000 | 83.1
PV28G9KV | NW LED Lights LLC | NWL Hi Series | NWL-Hi-10C-50-120 | Indoor Luminaires | High-Bay | High-Bay Luminaires for Commercial and Industrial Buildings | Premium | TRUE | 15517 | 150.13 | 103.4 | 10.79 | 0.9336 | 5013 | 73.6 | 5 | 50000 | 42695 |  |  | No |  | 4 | 15000 | 150 | 100 | 10.79 | 0.93 | 5000 | 73.6
P16N41Z9 | Ledsion Lighting Technology CO.LTD | LEDSION | LS-EHB240WD1 4000K | Indoor Luminaires | High-Bay | High-Bay Luminaires for Commercial and Industrial Buildings | Standard | TRUE | 30595 | 131.08 | 233.4 | 13.84 | 0.9325 | 3985 | 82.6 | 5 | 50000 | 42695 |  |  | Yes |  | 4 | 30595 | 131.08 | 233.4 | 13.84 | 0.93 | 4000 | 82.6
P52NZHSC | NW LED Lights LLC | NWL Hi Series | NWL-Hi-10HA-D-50-120 | Indoor Luminaires | High-Bay | High-Bay Luminaires for Commercial and Industrial Buildings | Premium | TRUE | 16270 | 153.31 | 106.1 | 14.05 | 0.9325 | 5096 | 76.5 | 5 | 50000 | 42695 |  |  | No |  | 4 | 15000 | 150 | 100 | 14.55 | 0.9 | 5000 | 74.9
PVAPCX9K | Shenzhen Huadian Lighting Co.LTD. | Huadian | HL-HBS24W24A1BUS-3000K | Indoor Luminaires | High-Bay | High-Bay Luminaires for Commercial and Industrial Buildings | Premium | TRUE | 30848.75 | 127.87 | 241.2 | 17.9 | 0.931 | 3055 | 84.2 | 5 | 50000 | 42695 |  |  | No |  | 4 | 30848.7 | 127.8 | 241.2 | 17.9 | 0.93 | 3055 | 84.2
P9YJ8CNC | ATG Electronics Corp. | ATG Electronics Corp. | HBCC-90-50-G2-XXX | Indoor Luminaires | High-Bay | High-Bay Luminaires for Commercial and Industrial Buildings | Standard | TRUE | 10228 | 115.27 | 88.73 | 13.66 | 0.9256 | 4938 | 70.3 | 5 | 58000 | 42695 |  |  | No |  | 4.1 | 10200 | 115 | 89 | 13.66 | 0.93 | 5000 | 70
P61SUBM2 | Ledsion Lighting Technology CO.LTD | LEDSION | LS-EHB200WD1 4000K | Indoor Luminaires | High-Bay | High-Bay Luminaires for Commercial and Industrial Buildings | Standard | TRUE | 24355 | 128.05 | 190.2 | 13.38 | 0.9137 | 4035 | 82.6 | 5 | 50000 | 42695 |  |  | Yes |  | 4 | 24355 | 128.05 | 190.2 | 13.38 | 0.91 | 4000 | 82.6
PXKHS9BS | ATG Electronics Corp. | ATG Electronics Corp. | HBCC-60-50-G2-XXX | Indoor Luminaires | High-Bay | Low-Bay Luminaires for Commercial and Industrial Buildings | Standard | TRUE | 6917.9 | 112.29 | 61.61 | 12.38 | 0.9124 | 4920 | 69.9 | 5 | 58000 | 42695 |  |  | No |  | 4.1 | 6900 | 112 | 62 | 12.38 | 0.91 | 5000 | 70
P4NW579S | Shenzhen Huadian Lighting Co.LTD. | Haudian | HL-HBS30W37C1BUP-3000K | Indoor Luminaires | High-Bay | High-Bay Luminaires for Commercial and Industrial Buildings | Premium | TRUE | 42417.44 | 141.53 | 299.7 | 16.2 | 0.904 | 3103 | 84 | 5 | 50000 | 42695 |  |  | No |  | 4 | 42417.4 | 141.5 | 299.7 | 16.2 | 0.9 | 3103 | 84
PRAHAHSS | J&L LED limited | J&L | JLGK-100W 5000K | Indoor Luminaires | High-Bay | High-Bay Luminaires for Commercial and Industrial Buildings | Standard | FALSE | [9 empty] | 42695 |  |  | No |  | 4 | 11300 | 113 | 100 | 0.06 | 0.95 | 5000 | 80
PBCAT21Z | J&L LED limited | J&L | JLGK-100W 4000K | Indoor Luminaires | High-Bay | High-Bay Luminaires for Commercial and Industrial Buildings | Standard | FALSE | [9 empty] | 42695 |  |  | No |  | 4 | 11300 | 113 | 100 | 0.06 | 0.95 | 4000 | 80
P2ASP8BN | HongKong Chite trade CO.LTD | HongKong Chite | HT-LHB-4FT-C8180/UNV-50D | Indoor Luminaires | High-Bay | High-Bay Luminaires for Commercial and Industrial Buildings | Premium | FALSE | [9 empty] | 42695 |  |  | No |  | 4 | 23760 | 132 | 180 | 10 | 0.9 | 5000 | 80
PYFG4JSC | ZHEJIANG YANKON GROUP CO. LTD. | Yankon | GDXL1003-LED200-K757-AAB [45Â° Beam Angle Only] | Indoor Luminaires | High-Bay | High-Bay Luminaires for Commercial and Industrial Buildings | Standard | FALSE | [9 empty] | 42695 |  |  | Yes |  | 4 | 21336 | 103.4 | 206.34 | 6.63 | 0.97 | 5714 | 74.6
P9XN62HW | ZHEJIANG YANKON GROUP CO. LTD. | Yankon | GDXL1003-LED200-K757-AAA [45Â° Beam Angle Only] | Indoor Luminaires | High-Bay | High-Bay Luminaires for Commercial and Industrial Buildings | Standard | FALSE | [9 empty] | 42695 |  |  | No |  | 4 | 21336 | 103.4 | 206.34 | 6.63 | 0.97 | 5714 | 74.6
PV131ESW | ZHEJIANG YANKON GROUP CO. LTD. | Yankon | GDXL1003-LED200-K750-AAB [45Â° Beam Angle Only] | Indoor Luminaires | High-Bay | High-Bay Luminaires for Commercial and Industrial Buildings | Standard | FALSE | [9 empty] | 42695 |  |  | Yes |  | 4 | 21173 | 103 | 205.5 | 6.73 | 0.97 | 5000 | 72.3
PNWW746A | ZHEJIANG YANKON GROUP CO. LTD. | Yankon | GDXL1003-LED200-K750-AAA [45Â° Beam Angle Only] | Indoor Luminaires | High-Bay | High-Bay Luminaires for Commercial and Industrial Buildings | Standard | FALSE | [9 empty] | 42695 |  |  | No |  | 4 | 21173 | 103 | 205.5 | 6.73 | 0.97 | 5000 | 72.3
PH7JRFF1 | ZHEJIANG YANKON GROUP CO. LTD. | Yankon | GDXL1003-LED200-K745-AAB [45Â° Beam Angle Only] | Indoor Luminaires | High-Bay | High-Bay Luminaires for Commercial and Industrial Buildings | Standard | FALSE | [9 empty] | 42695 |  |  | Yes |  | 4 | 21010 | 102.7 | 204.6 | 6.73 | 0.97 | 4500 | 72.3
P9T7YTU7 | ZHEJIANG YANKON GROUP CO. LTD. | Yankon | GDXL1003-LED200-K745-AAA [45Â° Beam Angle Only] | Indoor Luminaires | High-Bay | High-Bay Luminaires for Commercial and Industrial Buildings | Standard | FALSE | [9 empty] | 42695 |  |  | No |  | 4 | 21010 | 102.7 | 204.6 | 6.73 | 0.97 | 4500 | 72.3
PZ92NPUY | ZHEJIANG YANKON GROUP CO. LTD. | Yankon | GDXL1003-LED200-K740-AAB [45Â° Beam Angle Only] | Indoor Luminaires | High-Bay | High-Bay Luminaires for Commercial and Industrial Buildings | Standard | FALSE | [9 empty] | 42695 |  |  | Yes |  | 4 | 20847 | 102.3 | 203.78 | 6.73 | 0.97 | 3886 | 72.3
PX3YZKFS | Energy Planning Associates | Envirobrite | FVH2650-[blankCHCES]-02 | Indoor Luminaires | High-Bay | High-Bay Luminaires for Commercial and Industrial Buildings | Standard | FALSE | [9 empty] | 42695 |  |  | Yes |  | 4 | 26614.9 | 118.3 | 224.99 | 5.76 | 1 | 5295 | 84.06
PRDRWR6E | Energy Planning Associates | Envirobrite | FVH2250-[blankCHCES]-02 | Indoor Luminaires | High-Bay | High-Bay Luminaires for Commercial and Industrial Buildings | Standard | FALSE | [9 empty] | 42695 |  |  | Yes |  | 4 | 22602.82 | 125.3 | 180.39 | 5.76 | 1 | 5295 | 84.06
PF9ZK27C | Energy Planning Associates | Envirobrite | FVH1850-[blankCHCES]-02 | Indoor Luminaires | High-Bay | High-Bay Luminaires for Commercial and Industrial Buildings | Standard | FALSE | [9 empty] | 42695 |  |  | Yes |  | 4 | 18089.91 | 121.6 | 148.77 | 5.76 | 1 | 5295 | 84.06
PMMFTDM1 | Energy Planning Associates | Envirobrite | FVH1350-[blankCHCES]-02 | Indoor Luminaires | High-Bay | High-Bay Luminaires for Commercial and Industrial Buildings | Standard | FALSE | [9 empty] | 42695 |  |  | Yes |  | 4 | 13664.92 | 119.25 | 114.59 | 5.76 | 1 | 5295 | 84.06
PHAH7ZTS | Energy Planning Associates | Envirobrite | FVH1140-[blankCHCES]-02 | Indoor Luminaires | High-Bay | High-Bay Luminaires for Commercial and Industrial Buildings | Standard | FALSE | [9 empty] | 42695 |  |  | Yes |  | 4 | 11618 | 125.7 | 92.45 | 5.56 | 1 | 4176 | 84.8
PNRHMPX1 | Energy Planning Associates | Envirobrite | FVH2640-[blankCHCES]-02 | Indoor Luminaires | High-Bay | High-Bay Luminaires for Commercial and Industrial Buildings | Standard | FALSE | [9 empty] | 42695 |  |  | Yes |  | 4 | 26069.63 | 114.57 | 227.55 | 5.76 | 1 | 4176 | 84.06
PTUETG99 | Energy Planning Associates | Envirobrite | FVH2240-[blankCHCES]-02 | Indoor Luminaires | High-Bay | High-Bay Luminaires for Commercial and Industrial Buildings | Standard | FALSE | [9 empty] | 42695 |  |  | Yes |  | 4 | 22139.75 | 121.35 | 182.44 | 5.76 | 1 | 4176 | 84.06
P9X5DHW6 | Energy Planning Associates | Envirobrite | FVH1840-[blankCHCES]-02 | Indoor Luminaires | High-Bay | High-Bay Luminaires for Commercial and Industrial Buildings | Standard | FALSE | [9 empty] | 42695 |  |  | Yes |  | 4 | 17719.3 | 117.76 | 150.46 | 5.76 | 1 | 4176 | 84.06
PEMG98VK | Energy Planning Associates | Envirobrite | FVH1340-[blankCHCES]-02 | Indoor Luminaires | High-Bay | High-Bay Luminaires for Commercial and Industrial Buildings | Standard | FALSE | [9 empty] | 42695 |  |  | Yes |  | 4 | 13384.97 | 115.5 | 115.89 | 5.76 | 1 | 4176 | 84.06
PRYZQYST | Energy Planning Associates | Envirobrite | FVH1835-[blankCHCES]-02 | Indoor Luminaires | High-Bay | High-Bay Luminaires for Commercial and Industrial Buildings | Standard | FALSE | [9 empty] | 42695 |  |  | Yes |  | 4 | 17489 | 115.2 | 151.75 | 5.86 | 1 | 3610 | 83.92
PZA728GN | Energy Planning Associates | Envirobrite | FVH2235-[blankCHCES]-02 | Indoor Luminaires | High-Bay | High-Bay Luminaires for Commercial and Industrial Buildings | Standard | FALSE | [9 empty] | 42695 |  |  | Yes |  | 4 | 21852 | 118.8 | 184 | 5.6 | 1 | 3608 | 84.06
PRD45J8Q | Energy Planning Associates | Envirobrite | FVH1335-[blankCHCES]-02 | Indoor Luminaires | High-Bay | High-Bay Luminaires for Commercial and Industrial Buildings | Standard | FALSE | [9 empty] | 42695 |  |  | Yes |  | 4 | 13211 | 113 | 116.88 | 6.5 | 0.99 | 3561 | 83.84
PTTWB9HF | ATG Electronics Corp. | ATG Electronics Corp. | HBCC-150-50-ND-G2-XXX | Indoor Luminaires | High-Bay | High-Bay Luminaires for Commercial and Industrial Buildings | Standard | FALSE | [9 empty] | 42695 | Not Dimmable | Not Dimmable | No |  | 4.1 | 16000 | 106 | 152 | 8.61 | 0.95 | 5000 | 74
PEBU8E9X | ATG Electronics Corp. | ATG Electronics Corp. | HBCC-90-50-ND-G2-XXX | Indoor Luminaires | High-Bay | High-Bay Luminaires for Commercial and Industrial Buildings | Standard | FALSE | [9 empty] | 42695 | Not Dimmable | Not Dimmable | No |  | 4.1 | 10200 | 115 | 89 | 13.66 | 0.93 | 5000 | 70
PAK87CMN | ATG Electronics Corp. | ATG Electronics Corp. | HBCC-60-50-ND-G2-XXX | Indoor Luminaires | High-Bay | Low-Bay Luminaires for Commercial and Industrial Buildings | Standard | FALSE | [9 empty] | 42695 | Not Dimmable | Not Dimmable | No |  | 4.1 | 6900 | 112 | 62 | 12.38 | 0.91 | 5000 | 70
PMD2SMTZ | AOK LED Light Co. Ltd | AOK | AOK-150WiU-X (5700K) | Indoor Luminaires | High-Bay | High-Bay Luminaires for Commercial and Industrial Buildings | Premium | FALSE | [9 empty] | 42695 | Dimmable | Continuous Below 10 | Yes |  | 4 | 21572 | 138.46 | 155.8 | 10.05 | 0.98 | 5700 | 77
PUW6M9TA | AOK LED Light Co. Ltd | AOK | AOK-100WiU-X (5700K) | Indoor Luminaires | High-Bay | High-Bay Luminaires for Commercial and Industrial Buildings | Premium | FALSE | [9 empty] | 42695 | Dimmable | Continuous Below 10 | Yes |  | 4 | 13471 | 137.18 | 98.2 | 9.78 | 0.95 | 5700 | 76.5
PUTXXCK5 | AOK LED Light Co. Ltd | AOK | AOK-150WiU-X (5000K) | Indoor Luminaires | High-Bay | High-Bay Luminaires for Commercial and Industrial Buildings | Premium | FALSE | [9 empty] | 42695 | Dimmable | Continuous Below 10 | Yes |  | 4 | 21018 | 135.78 | 154.8 | 10.69 | 0.98 | 5000 | 72.3
PUBN39HT | AOK LED Light Co. Ltd | AOK | AOK-100WiU-X (5000K) | Indoor Luminaires | High-Bay | High-Bay Luminaires for Commercial and Industrial Buildings | Premium | FALSE | [9 empty] | 42695 | Dimmable | Continuous Below 10 | Yes |  | 4 | 12866 | 131.93 | 97.52 | 10.03 | 0.95 | 5000 | 72.3
P1EVV392 | AOK LED Light Co. Ltd | AOK | AOK-150WiU-X (4500K) | Indoor Luminaires | High-Bay | High-Bay Luminaires for Commercial and Industrial Buildings | Premium | FALSE | [9 empty] | 42695 | Dimmable | Continuous Below 10 | Yes |  | 4 | 21018 | 135.78 | 154.8 | 10.69 | 0.98 | 4500 | 72.3
P3HDAMFX | AOK LED Light Co. Ltd | AOK | AOK-100WiU-X (4500K) | Indoor Luminaires | High-Bay | High-Bay Luminaires for Commercial and Industrial Buildings | Premium | FALSE | [9 empty] | 42695 | Dimmable | Continuous Below 10 | Yes |  | 4 | 12866 | 131.93 | 97.52 | 10.03 | 0.95 | 4500 | 72.3
P9X34ET8 | AOK LED Light Co. Ltd | AOK | AOK-150WiU-X (4000K) | Indoor Luminaires | High-Bay | High-Bay Luminaires for Commercial and Industrial Buildings | Premium | FALSE | [9 empty] | 42695 | Dimmable | Continuous Below 10 | Yes |  | 4 | 21018 | 135.78 | 154.8 | 10.69 | 0.98 | 4000 | 72.3
PHEBESRY | AOK LED Light Co. Ltd | AOK | AOK-100WiU-X (4000K) | Indoor Luminaires | High-Bay | High-Bay Luminaires for Commercial and Industrial Buildings | Premium | FALSE | [9 empty] | 42695 | Dimmable | Continuous Below 10 | Yes |  | 4 | 12866 | 131.93 | 97.52 | 10.03 | 0.95 | 4000 | 72.3
PGM62CXB | AOK LED Light Co. Ltd | AOK | AOK-150WiU-X (3500K) | Indoor Luminaires | High-Bay | High-Bay Luminaires for Commercial and Industrial Buildings | Premium | FALSE | [9 empty] | 42695 | Dimmable | Continuous Below 10 | Yes |  | 4 | 21018 | 135.78 | 154.8 | 10.69 | 0.98 | 3500 | 72.3
PTJDQG4V | AOK LED Light Co. Ltd | AOK | AOK-100WiU-X (3500K) | Indoor Luminaires | High-Bay | High-Bay Luminaires for Commercial and Industrial Buildings | Premium | FALSE | [9 empty] | 42695 | Dimmable | Continuous Below 10 | Yes |  | 4 | 12866 | 131.93 | 97.52 | 10.03 | 0.95 | 3500 | 72.3
PG4P3NPQ | Ledsion Lighting Technology CO.LTD | LEDSION | LS-EHB240WD1 5700K | Indoor Luminaires | High-Bay | High-Bay Luminaires for Commercial and Industrial Buildings | Standard | FALSE | [9 empty] | 42695 | Dimmable | Continuous Above 10 | Yes |  | 4 | 31231 | 135.73 | 230.1 | 14.11 | 0.93 | 5700 | 82
P7VK6Z8D | Ledsion Lighting Technology CO.LTD | LEDSION | LS-EHB200WD1 5700K | Indoor Luminaires | High-Bay | High-Bay Luminaires for Commercial and Industrial Buildings | Standard | FALSE | [9 empty] | 42695 | Dimmable | Continuous Above 10 | Yes |  | 4 | 25075 | 132.88 | 188.7 | 13.86 | 0.92 | 5700 | 82
PRFFJGP5 | Ledsion Lighting Technology CO.LTD | LEDSION | LS-EHB100WD1 5700K | Indoor Luminaires | High-Bay | High-Bay Luminaires for Commercial and Industrial Buildings | Standard | FALSE | [9 empty] | 42695 | Dimmable | Continuous Above 10 | Yes |  | 4 | 12133 | 130.34 | 93.09 | 12.83 | 0.97 | 5700 | 82
PRY11BMW | Ledsion Lighting Technology CO.LTD | LEDSION | LS-EHB150WD1 5700K | Indoor Luminaires | High-Bay | High-Bay Luminaires for Commercial and Industrial Buildings | Standard | FALSE | [9 empty] | 42695 | Dimmable | Continuous Above 10 | Yes |  | 4 | 20098 | 132.14 | 152.1 | 13.41 | 0.94 | 5700 | 81.9
PGUZ5NDU | Ledsion Lighting Technology CO.LTD | LEDSION | LS-EHB100WD1 5000K | Indoor Luminaires | High-Bay | High-Bay Luminaires for Commercial and Industrial Buildings | Standard | FALSE | [9 empty] | 42695 | Dimmable | Continuous Above 10 | Yes |  | 4 | 12002 | 127.61 | 94.05 | 12.41 | 0.96 | 5000 | 83.2
PD33TTN5 | Ledsion Lighting Technology CO.LTD | LEDSION | LS-EHB150WD1 5000K | Indoor Luminaires | High-Bay | High-Bay Luminaires for Commercial and Industrial Buildings | Standard | FALSE | [9 empty] | 42695 | Dimmable | Continuous Above 10 | Yes |  | 4 | 19901 | 130.93 | 152 | 13.54 | 0.94 | 5000 | 83.1
PTRTFCJV | Ledsion Lighting Technology CO.LTD | LEDSION | LS-EHB240WD1 5000K | Indoor Luminaires | High-Bay | High-Bay Luminaires for Commercial and Industrial Buildings | Standard | FALSE | [9 empty] | 42695 | Dimmable | Continuous Above 10 | Yes |  | 4 | 30595 | 131.08 | 233.4 | 13.84 | 0.93 | 5000 | 82.6
PY68JAZ2 | Ledsion Lighting Technology CO.LTD | LEDSION | LS-EHB200WD1 5000K | Indoor Luminaires | High-Bay | High-Bay Luminaires for Commercial and Industrial Buildings | Standard | FALSE | [9 empty] | 42695 | Dimmable | Continuous Above 10 | Yes |  | 4 | 24355 | 128.05 | 190.2 | 13.38 | 0.91 | 5000 | 82.6
PSU5S5HM | Voltech International Inc. | Technilight | TLVP5C75V2C [-S] | Indoor Luminaires | High-Bay | High-Bay Luminaires for Commercial and Industrial Buildings | Standard | FALSE | [9 empty] | 42695 | Dimmable | Continuous Above 10 | Yes |  | 4 | 10124 | 132.7 | 76.29 | 12.47 | 0.97 | 5700 | 84.6
PDRSG5TK | Voltech International Inc. | Technilight | TLVP5C75V2P [-S] | Indoor Luminaires | High-Bay | High-Bay Luminaires for Commercial and Industrial Buildings | Standard | FALSE | [9 empty] | 42695 | Dimmable | Continuous Above 10 | Yes |  | 4 | 9741.3 | 126.72 | 76.87 | 12.01 | 0.97 | 5000 | 82.9
PSDQEXKH | Voltech International Inc. | Technilight | TLVP5C75V2N [-S] | Indoor Luminaires | High-Bay | High-Bay Luminaires for Commercial and Industrial Buildings | Standard | FALSE | [9 empty] | 42695 | Dimmable | Continuous Above 10 | Yes |  | 4 | 9741.3 | 126.72 | 76.87 | 12.01 | 0.97 | 4000 | 82.9
P1JKWV94 | Voltech International Inc. | Technilight | TLVP5C75V2W [-S] | Indoor Luminaires | High-Bay | High-Bay Luminaires for Commercial and Industrial Buildings | Standard | FALSE | [9 empty] | 42695 | Dimmable | Continuous Above 10 | Yes |  | 4 | 9741.3 | 126.72 | 76.87 | 12.01 | 0.97 | 3000 | 82.9
PBVSSTA9 | Shenzhen Huadian Lighting Co.LTD. | Huadian | HL-HBS30W36A1BUS-5700K | Indoor Luminaires | High-Bay | High-Bay Luminaires for Commercial and Industrial Buildings | Standard | FALSE | [9 empty] | 42695 | Dimmable | Continuous Below 10 | No |  | 4 | 40997.6 | 136.4 | 300.4 | 17.1 | 0.95 | 5718 | 83.8
P76NUFRB | Shenzhen Huadian Lighting Co.LTD. | Huadian | HL-HBS24W24A1BUS-5700K | Indoor Luminaires | High-Bay | High-Bay Luminaires for Commercial and Industrial Buildings | Premium | FALSE | [9 empty] | 42695 | Dimmable | Continuous Below 10 | No |  | 4 | 31939 | 133.2 | 239.7 | 18.6 | 0.94 | 5692 | 83.6
PQMB1TJ3 | Shenzhen Huadian Lighting Co.LTD. | Haudian | HL-HBS30W37C1BUP-5700K | Indoor Luminaires | High-Bay | High-Bay Luminaires for Commercial and Industrial Buildings | Premium | FALSE | [9 empty] | 42695 | Dimmable | Continuous Below 10 | No |  | 4 | 44035.2 | 146 | 301.5 | 17.1 | 0.91 | 5584 | 83.5
P3VUECWY | Shenzhen Huadian Lighting Co.LTD. | Huadian | HL-HBS24W24A1BUS-5000K | Indoor Luminaires | High-Bay | High-Bay Luminaires for Commercial and Industrial Buildings | Premium | FALSE | [9 empty] | 42695 | Dimmable | Continuous Below 10 | No |  | 4 | 30848.7 | 127.8 | 241.2 | 17.9 | 0.93 | 5000 | 84.2
PX9PSJ22 | Shenzhen Huadian Lighting Co.LTD. | Haudian | HL-HBS30W37C1BUP-5000K | Indoor Luminaires | High-Bay | High-Bay Luminaires for Commercial and Industrial Buildings | Premium | FALSE | [9 empty] | 42695 | Dimmable | Continuous Below 10 | No |  | 4 | 42417.4 | 141.5 | 299.7 | 16.2 | 0.9 | 5000 | 84
PRCDV3NK | Shenzhen Huadian Lighting Co.LTD. | Huadian | HL-HBS30W36A1BUS-5000K | Indoor Luminaires | High-Bay | High-Bay Luminaires for Commercial and Industrial Buildings | Standard | FALSE | [9 empty] | 42695 | Dimmable | Continuous Below 10 | No |  | 4 | 37914.1 | 130.1 | 291.3 | 16.4 | 0.94 | 5000 | 83.7
P6UFW19A | Shenzhen Huadian Lighting Co.LTD. | Huadian | HL-HBS24W24A1BUS-4500K | Indoor Luminaires | High-Bay | High-Bay Luminaires for Commercial and Industrial Buildings | Premium | FALSE | [9 empty] | 42695 | Dimmable | Continuous Below 10 | No |  | 4 | 30848.7 | 127.8 | 241.2 | 17.9 | 0.93 | 4500 | 84.2
PXC8QMPQ | Shenzhen Huadian Lighting Co.LTD. | Haudian | HL-HBS30W37C1BUP-4500K | Indoor Luminaires | High-Bay | High-Bay Luminaires for Commercial and Industrial Buildings | Premium | FALSE | [9 empty] | 42695 | Dimmable | Continuous Below 10 | No |  | 4 | 42417.4 | 141.5 | 299.7 | 16.2 | 0.9 | 4500 | 84
PV387XS1 | Shenzhen Huadian Lighting Co.LTD. | Huadian | HL-HBS30W36A1BUS-4500K | Indoor Luminaires | High-Bay | High-Bay Luminaires for Commercial and Industrial Buildings | Standard | FALSE | [9 empty] | 42695 | Dimmable | Continuous Below 10 | No |  | 4 | 37914.1 | 130.1 | 291.3 | 16.4 | 0.94 | 4500 | 83.7
PYNRX1JP | Shenzhen Huadian Lighting Co.LTD. | Huadian | HL-HBS24W24A1BUS-4000K | Indoor Luminaires | High-Bay | High-Bay Luminaires for Commercial and Industrial Buildings | Premium | FALSE | [9 empty] | 42695 | Dimmable | Continuous Below 10 | No |  | 4 | 30848.7 | 127.8 | 241.2 | 17.9 | 0.93 | 4000 | 84.2
PZXHV9KN | Shenzhen Huadian Lighting Co.LTD. | Haudian | HL-HBS30W37C1BUP-4000K | Indoor Luminaires | High-Bay | High-Bay Luminaires for Commercial and Industrial Buildings | Premium | FALSE | [9 empty] | 42695 | Dimmable | Continuous Below 10 | No |  | 4 | 42417.4 | 141.5 | 299.7 | 16.2 | 0.9 | 4000 | 84
PRGR6AJ1 | Shenzhen Huadian Lighting Co.LTD. | Huadian | HL-HBS30W36A1BUS-4000K | Indoor Luminaires | High-Bay | High-Bay Luminaires for Commercial and Industrial Buildings | Standard | FALSE | [9 empty] | 42695 | Dimmable | Continuous Below 10 | No |  | 4 | 37914.1 | 130.1 | 291.3 | 16.4 | 0.94 | 4000 | 83.7
PUEMD9HE | Shenzhen Huadian Lighting Co.LTD. | Huadian | HL-HBS24W24A1BUS-3500K | Indoor Luminaires | High-Bay | High-Bay Luminaires for Commercial and Industrial Buildings | Premium | FALSE | [9 empty] | 42695 | Dimmable | Continuous Below 10 | No |  | 4 | 30848.7 | 127.8 | 241.2 | 17.9 | 0.93 | 3500 | 84.2
PY6XFFKA | Shenzhen Huadian Lighting Co.LTD. | Haudian | HL-HBS30W37C1BUP-3500K | Indoor Luminaires | High-Bay | High-Bay Luminaires for Commercial and Industrial Buildings | Premium | FALSE | [9 empty] | 42695 | Dimmable | Continuous Below 10 | No |  | 4 | 42417.4 | 141.5 | 299.7 | 16.2 | 0.9 | 3500 | 84
P41FTGYY | Shenzhen Huadian Lighting Co.LTD. | Huadian | HL-HBS30W36A1BUS-3500K | Indoor Luminaires | High-Bay | High-Bay Luminaires for Commercial and Industrial Buildings | Standard | FALSE | [9 empty] | 42695 | Dimmable | Continuous Below 10 | No |  | 4 | 37914.1 | 130.1 | 291.3 | 16.4 | 0.94 | 3500 | 83.7
PF5GB9FY | NW LED Lights LLC | NWL Hi Series | NWL-Hi-10HA-50-90 | Indoor Luminaires | High-Bay | High-Bay Luminaires for Commercial and Industrial Buildings | Premium | FALSE | [9 empty] | 42695 | Not Dimmable | Not Dimmable | No |  | 4 | 17000 | 170 | 100 | 17.09 | 0.93 | 5000 | 76.5
P7HM1361 | NW LED Lights LLC | NWL Hi Series | NWL-Hi-10HA-50-60 | Indoor Luminaires | High-Bay | High-Bay Luminaires for Commercial and Industrial Buildings | Premium | FALSE | [9 empty] | 42695 | Not Dimmable | Not Dimmable | No |  | 4 | 17000 | 170 | 100 | 17.51 | 0.93 | 5000 | 76.4
PUCCZC69 | NW LED Lights LLC | NWL Hi Series | NWL-Hi-10HA-50-120 | Indoor Luminaires | High-Bay | High-Bay Luminaires for Commercial and Industrial Buildings | Premium | FALSE | [9 empty] | 42695 | Not Dimmable | Not Dimmable | No |  | 4 | 17000 | 170 | 100 | 17.37 | 0.93 | 5000 | 75.6
PHQQC373 | NW LED Lights LLC | NWL Hi Series | NWL-Hi-20A-50-60 | Indoor Luminaires | High-Bay | High-Bay Luminaires for Commercial and Industrial Buildings | Premium | FALSE | [9 empty] | 42695 | Not Dimmable | Not Dimmable | No |  | 4 | 30000 | 150 | 200 | 13.6 | 0.94 | 5000 | 75.5
PDX6NKM9 | NW LED Lights LLC | NWL Hi Series | NWL-Hi-20A-50-90 | Indoor Luminaires | High-Bay | High-Bay Luminaires for Commercial and Industrial Buildings | Premium | FALSE | [9 empty] | 42695 | Not Dimmable | Not Dimmable | No |  | 4 | 30000 | 150 | 200 | 13.6 | 0.94 | 5000 | 75.5
P5AWM1EU | NW LED Lights LLC | NWL Hi Series | NWL-Hi-20A-50-120 | Indoor Luminaires | High-Bay | High-Bay Luminaires for Commercial and Industrial Buildings | Premium | FALSE | [9 empty] | 42695 | Not Dimmable | Not Dimmable | No |  | 4 | 30000 | 150 | 200 | 13.6 | 0.94 | 5000 | 75.5
PZ5J9EYV | NW LED Lights LLC | NWL Hi Series | NWL-Hi-10A-50-90 | Indoor Luminaires | High-Bay | High-Bay Luminaires for Commercial and Industrial Buildings | Premium | FALSE | [9 empty] | 42695 | Not Dimmable | Not Dimmable | No |  | 4 | 15000 | 150 | 100 | 14.55 | 0.9 | 5000 | 74.9
PD4GR15B | NW LED Lights LLC | NWL Hi Series | NWL-Hi-10A-50-120 | Indoor Luminaires | High-Bay | High-Bay Luminaires for Commercial and Industrial Buildings | Premium | FALSE | [9 empty] | 42695 | Not Dimmable | Not Dimmable | No |  | 4 | 15000 | 150 | 100 | 14.55 | 0.9 | 5000 | 74.9
P396JPH3 | NW LED Lights LLC | NWL Hi Series | NWL-Hi-10A-50-50 | Indoor Luminaires | High-Bay | High-Bay Luminaires for Commercial and Industrial Buildings | Premium | FALSE | [9 empty] | 42695 | Not Dimmable | Not Dimmable | No |  | 4 | 15000 | 150 | 100 | 14.55 | 0.9 | 5000 | 74.9
PYZGE99Y | NW LED Lights LLC | NWL Hi Series | NWL-Hi-15A-50-60 | Indoor Luminaires | High-Bay | High-Bay Luminaires for Commercial and Industrial Buildings | Premium | FALSE | [9 empty] | 42695 | Not Dimmable | Not Dimmable | No |  | 4 | 22500 | 150 | 150 | 10.3 | 0.96 | 5000 | 74.9
PJQSPX8E | NW LED Lights LLC | NWL Hi Series | NWL-Hi-15A-50-90 | Indoor Luminaires | High-Bay | High-Bay Luminaires for Commercial and Industrial Buildings | Premium | FALSE | [9 empty] | 42695 | Not Dimmable | Not Dimmable | No |  | 4 | 22500 | 150 | 150 | 10.3 | 0.96 | 5000 | 74.9
PA8B4SDD | NW LED Lights LLC | NWL Hi Series | NWL-Hi-15A-50-120 | Indoor Luminaires | High-Bay | High-Bay Luminaires for Commercial and Industrial Buildings | Premium | FALSE | [9 empty] | 42695 | Not Dimmable | Not Dimmable | No |  | 4 | 22500 | 150 | 150 | 10.3 | 0.96 | 5000 | 74.9
PH5JNA8R | NW LED Lights LLC | NWL Hi Series | NWL-Hi-12A-50-60 | Indoor Luminaires | High-Bay | High-Bay Luminaires for Commercial and Industrial Buildings | Premium | FALSE | [9 empty] | 42695 | Not Dimmable | Not Dimmable | No |  | 4 | 18000 | 150 | 120 | 11.92 | 0.95 | 5000 | 74.8
PBAHN47Q | NW LED Lights LLC | NWL Hi Series | NWL-Hi-12A-50-90 | Indoor Luminaires | High-Bay | High-Bay Luminaires for Commercial and Industrial Buildings | Premium | FALSE | [9 empty] | 42695 | Not Dimmable | Not Dimmable | No |  | 4 | 18000 | 150 | 120 | 11.92 | 0.95 | 5000 | 74.8
P9FSJV6B | NW LED Lights LLC | NWL Hi Series | NWL-Hi-12A-50-120 | Indoor Luminaires | High-Bay | High-Bay Luminaires for Commercial and Industrial Buildings | Premium | FALSE | [9 empty] | 42695 | Not Dimmable | Not Dimmable | No |  | 4 | 18000 | 150 | 120 | 11.92 | 0.95 | 5000 | 74.8
PJD4776Y | NW LED Lights LLC | NWL Hi Series | NWL-Hi-20C-50-120 | Indoor Luminaires | High-Bay | High-Bay Luminaires for Commercial and Industrial Buildings | Premium | FALSE | [9 empty] | 42695 | Dimmable | Continuous Below 10 | No |  | 4 | 30000 | 150 | 200 | 11.43 | 0.95 | 5000 | 75.5
P6ZACNEJ | NW LED Lights LLC | NWL Hi Series | NWL-Hi-20C-50-60 | Indoor Luminaires | High-Bay | High-Bay Luminaires for Commercial and Industrial Buildings | Premium | FALSE | [9 empty] | 42695 | Dimmable | Continuous Below 10 | No |  | 4 | 30000 | 150 | 200 | 11.43 | 0.95 | 5000 | 75.5
P2P9DVFG | NW LED Lights LLC | NWL Hi Series | NWL-Hi-20C-50-90 | Indoor Luminaires | High-Bay | High-Bay Luminaires for Commercial and Industrial Buildings | Premium | FALSE | [9 empty] | 42695 | Dimmable | Continuous Below 10 | No |  | 4 | 30000 | 150 | 200 | 11.43 | 0.95 | 5000 | 75.5
P7QT18VE | NW LED Lights LLC | NWL Hi Series | NWL-Hi-10C-50-50 | Indoor Luminaires | High-Bay | High-Bay Luminaires for Commercial and Industrial Buildings | Premium | FALSE | [9 empty] | 42695 | Dimmable | Continuous Above 10 | No |  | 4 | 15000 | 150 | 100 | 10.33 | 0.93 | 5000 | 77.1
PFBGB93F | NW LED Lights LLC | NWL Hi Series | NWL-Hi-10C-50-90 | Indoor Luminaires | High-Bay | High-Bay Luminaires for Commercial and Industrial Buildings | Premium | FALSE | [9 empty] | 42695 | Dimmable | Continuous Above 10 | No |  | 4 | 15000 | 150 | 100 | 10.75 | 0.93 | 5000 | 75.1
PF75NEE6 | NW LED Lights LLC | NWL Hi Series | NWL-Hi-15C-50-60 | Indoor Luminaires | High-Bay | High-Bay Luminaires for Commercial and Industrial Buildings | Premium | FALSE | [9 empty] | 42695 | Dimmable | Continuous Above 10 | No |  | 4 | 22500 | 150 | 150 | 10.33 | 0.94 | 5000 | 75.1
P97M4NX3 | NW LED Lights LLC | NWL Hi Series | NWL-Hi-15C-50-90 | Indoor Luminaires | High-Bay | High-Bay Luminaires for Commercial and Industrial Buildings | Premium | FALSE | [9 empty] | 42695 | Dimmable | Continuous Above 10 | No |  | 4 | 22500 | 150 | 150 | 10.33 | 0.94 | 5000 | 75.1
PJYD2598 | NW LED Lights LLC | NWL Hi Series | NWL-Hi-12C-50-60 | Indoor Luminaires | High-Bay | High-Bay Luminaires for Commercial and Industrial Buildings | Premium | FALSE | [9 empty] | 42695 | Dimmable | Continuous Above 10 | No |  | 4 | 18000 | 150 | 120 | 11.9 | 0.91 | 5000 | 74.9
PJ2CGB5J | NW LED Lights LLC | NWL Hi Series | NWL-Hi-12C-50-90 | Indoor Luminaires | High-Bay | High-Bay Luminaires for Commercial and Industrial Buildings | Premium | FALSE | [9 empty] | 42695 | Dimmable | Continuous Above 10 | No |  | 4 | 18000 | 150 | 120 | 11.9 | 0.91 | 5000 | 74.9
P3VBMWFR | NW LED Lights LLC | NWL Hi Series | NWL-Hi-12C-50-120 | Indoor Luminaires | High-Bay | High-Bay Luminaires for Commercial and Industrial Buildings | Premium | FALSE | [9 empty] | 42695 | Dimmable | Continuous Above 10 | No |  | 4 | 18000 | 150 | 120 | 11.9 | 0.91 | 5000 | 74.9
PWXBJFT5 | Aqualuma LLC | Aqualuma | AQHB09057DA-US-LB-UP | Indoor Luminaires | High-Bay | High-Bay Luminaires for Commercial and Industrial Buildings | Premium | TRUE | 14814.59 | 133 | 111.78 | 7 | 1 | 5246 | 74 | 5 | 50000 | 42692 |  |  | Yes |  | 4 | 14815 | 133 | 112 | 14 | 1 | 5000 | 74
P5HRHH51 | Acuity Brands Lighting | Lithonia Lighting | MSXR L46 9000LM SEF FST MD [MVOLTHVOLT] GZ10 40K 80CRI WH XXXX | Indoor Retrofit Kit | High-Bay | Retrofit Kits for High-Bay Luminaires for Commercial and Industrial Buildings | Premium | TRUE | 9387 | 139 | 67.53 | 6 | 0.99 | 3995 | 83.44 | 5 |  | 42692 |  |  | No |  | 4 | 9387 | 139 | 67.53 | 6.24 | 0.99 | 4000 | 80
P8JVMM71 | Acuity Brands Lighting | Lithonia Lighting | MSX L46 9000LM SEF FST MD [MVOLTHVOLT] GZ10 40K 80CRI WH XXXX | Indoor Luminaires | High-Bay | High-Bay Luminaires for Commercial and Industrial Buildings | Premium | TRUE | 9387 | 139 | 67.53 | 6 | 0.99 | 3995 | 83.44 | 5 |  | 42692 |  |  | No |  | 4 | 9387 | 139 | 67.53 | 6.2 | 0.99 | 4000 | 80
PPSXWRU2 | Industrial Lighting Products | Industrial Lighting Products | BLEXT-205WLED-UNIV-50-FRAL-XXXXX [Excludes PCL Option] | Indoor Luminaires | High-Bay | High-Bay Luminaires for Commercial and Industrial Buildings | Premium | TRUE | 29100 | 141.6 | 205.4 | 11.7 | 0.985 | 5231 | 83.6 | 5 | 50000 | 42692 |  |  | Yes |  | 4 | 30060 | 146.4 | 205.4 | 16.7 | 0.93 | 5000 | 80
PR2K5U6P | H.E. Williams Inc. | WILLIAMS INDOOR | GA-8-L110/840-N-DIM-UNV | Indoor Luminaires | High-Bay | High-Bay Aisle Luminaires | Standard | TRUE | 11280 | 119.3 | 94.54 | 7.24 | 0.9802 | 4066 | 84.79 | 5 | 50000 | 42692 |  |  | No |  | 4 | 11280 | 119.3 | 94.54 | 4.99 | 1 | 4066 | 84.79
P41Z4NBC | Acuity Brands Lighting | Lithonia Lighting | MSXR L46 9000LM HEF FST MD MVOLT EOHN 40K 80CRI IPS WH XXXX | Indoor Retrofit Kit | High-Bay | Retrofit Kits for High-Bay Luminaires for Commercial and Industrial Buildings | Premium | TRUE | 9235 | 164.59 | 56.11 | 10.9 | 0.97 | 3913 | 82.65 | 5 |  | 42692 |  |  | No |  | 4 | 9235 | 164.59 | 56.11 | 7.7 | 0.99 | 4000 | 80
PQY7F236 | Acuity Brands Lighting | Lithonia Lighting | MSX L46 9000LM HEF FST MD MVOLT EOHN 40K 80CRI IPS WH XXXX | Indoor Luminaires | High-Bay | High-Bay Luminaires for Commercial and Industrial Buildings | Premium | TRUE | 9235 | 164.59 | 56.11 | 10.9 | 0.97 | 3913 | 82.65 | 5 |  | 42692 |  |  | No |  | 4 | 9235 | 164.59 | 56.11 | 7.7 | 0.99 | 4000 | 80
PRC1UQGQ | Aqualuma LLC | Aqualuma | AQHB18557CA-US-LB-UP | Indoor Luminaires | High-Bay | High-Bay Luminaires for Commercial and Industrial Buildings | Premium | TRUE | 25947.71 | 127 | 204.5 | 14 | 0.95 | 5246 | 74 | 5 | 50000 | 42692 |  |  | Yes |  | 4 | 25948 | 127 | 204.5 | 14 | 1 | 5000 | 74
PZPJ17MA | Aqualuma LLC | Aqualuma | AQHB18557CA-US-ST-UP | Indoor Luminaires | High-Bay | High-Bay Luminaires for Commercial and Industrial Buildings | Standard | TRUE | 24763.55 | 122 | 202.54 | 14 | 0.95 | 5246 | 74 | 5 | 50000 | 42692 |  |  | Yes |  | 4 | 24764 | 122 | 202.5 | 14 | 1 | 5000 | 74
PRZQRHNE | Energy Solutions International | ESI | F-14ME-EA-L3NG2-50-D | Indoor Luminaires | High-Bay | High-Bay Luminaires for Commercial and Industrial Buildings | Premium | TRUE | 14127 | 169.2 | 83.48 | 15.309 | 0.946 | 5306 | 83.82 | 5 | 50000 | 42692 |  |  | Yes |  | 4 | 14127 | 169.19 | 83.5 | 15.31 | 0.95 | 5306 | 84
P2V2EYKQ | H.E. Williams Inc. | WILLIAMS INDOOR | GP2-L230/850-W-[ALL OPTIONS EXCLUDING DL]-DIM-UNV | Indoor Luminaires | High-Bay | High-Bay Luminaires for Commercial and Industrial Buildings | Standard | TRUE | 23310 | 124.7 | 186.9 | 13.661 | 0.9445 | 5096 | 82.64 | 5 | 54000 | 42692 |  |  | Yes |  | 4 | 23310 | 124.7 | 186.9 | 13.66 | 0.94 | 5089 | 82.2
PB2S74K5 | H.E. Williams Inc. | WILLIAMS INDOOR | GP2-L150/835-W-UP-CL-[OPTIONS EXCEPT DL]-DIM-UNV | Indoor Luminaires | High-Bay | High-Bay Luminaires for Commercial and Industrial Buildings | Standard | TRUE | 10382 | 109.5 | 94.77 | 13.661 | 0.9445 | 3398 | 85.31 | 5 | 54000 | 42692 |  |  | Yes |  | 4 | 10382 | 109.5 | 94.77 | 13.66 | 0.94 | 3398 | 85.31
P86DV95D | H.E. Williams Inc. | WILLIAMS INDOOR | GP2-L93/835-W-UP-CL-[ALL OPTIONS EXCLUDING DL]-DIM-UNV | Indoor Luminaires | High-Bay | Low-Bay Luminaires for Commercial and Industrial Buildings | Standard | TRUE | 7300 | 111.4 | 65.55 | 13.661 | 0.9445 | 3389 | 85.65 | 5 | 54000 | 42692 |  |  | Yes |  | 4 | 7300 | 111.4 | 65.6 | 13.66 | 0.94 | 3389 | 85.65
PF9GC8F3 | All Green Lighting Inc. | All Green Lighting Inc. | UFO-2-240W-40K | Indoor Luminaires | High-Bay | High-Bay Luminaires for Commercial and Industrial Buildings | Premium | TRUE | 30453.3 | 128 | 237.75 | 13.1 | 0.936 | 3954 | 72.9 | 5 | 50000 | 42692 |  |  | No |  | 4 | 30500 | 128 | 240 | 13 | 0.93 | 4000 | 73
PYYS5FXC | LED Industries Inc. | LED Lights | HBC100-3-XYZ | Indoor Luminaires | High-Bay | High-Bay Luminaires for Commercial and Industrial Buildings | Standard | TRUE | 10709 | 108.2 | 98.93 | 17.22 | 0.9324 | 3098 | 83.3 | 5 | 50000 | 42692 |  |  | No |  | 3 | 10709 | 108.24 | 98.93 | 17.22 | 0.9324 | 3000 | 83.3
PN65NBJZ | Industrial Lighting Products | Industrial Lighting Products | BLEXT-205WLED-UNIV-40-FRAL-SD480-XXXXX [Excludes PCL Option] | Indoor Luminaires | High-Bay | High-Bay Luminaires for Commercial and Industrial Buildings | Premium | TRUE | 28400 | 140.8 | 202.5 | 16.7 | 0.929 | 4138 | 84.5 | 5 | 50000 | 42692 |  |  | Yes |  | 4 | 28400 | 140.8 | 201.7 | 11.6 | 0.98 | 4000 | 80
PWZD9RZ2 | Shenzhen Huadian Lighting Co.LTD. | Huadian | HL-HBS20W24A1BUS-3000K | Indoor Luminaires | High-Bay | High-Bay Luminaires for Commercial and Industrial Buildings | Standard | TRUE | 26148.6 | 130.874 | 199.8 | 16.6 | 0.929 | 3077 | 82.9 | 5 | 50000 | 42692 |  |  | No |  | 4 | 26148.6 | 130.8 | 199.8 | 16.6 | 0.93 | 3077 | 82.9
P6UWMUDX | All Green Lighting Inc. | All Green Lighting Inc. | UFO-2-200W-40K | Indoor Luminaires | High-Bay | High-Bay Luminaires for Commercial and Industrial Buildings | Premium | TRUE | 25959.3 | 130 | 199.74 | 17.21 | 0.918 | 3954 | 72.8 | 5 | 50000 | 42692 |  |  | No |  | 4 | 26000 | 130 | 200 | 17 | 0.92 | 4000 | 73
P67EAF79 | LED Industries Inc. | LED Lights | HBC050-3-XYZ | Indoor Luminaires | High-Bay | Low-Bay Luminaires for Commercial and Industrial Buildings | Standard | TRUE | 5121.7 | 103.4 | 49.52 | 18.72 | 0.9158 | 3047 | 82.7 | 5 | 50000 | 42692 |  |  | No |  | 3 | 5121.7 | 104.32 | 49.1 | 18.72 | 0.9158 | 3000 | 82.7
PR9WMUTG | TECHLIGHT | Fusion | LGH-F-40-1-XX-XX | Indoor Luminaires | High-Bay | High-Bay Luminaires for Commercial and Industrial Buildings | Standard | TRUE | 20705 | 109.7 | 188.7 | 17.43 | 0.915 | 4240 | 85 | 5 | 50000 | 42692 |  |  | No |  | 4 | 20705 | 109.7 | 188.7 | 0.17 | 0.92 | 4240 | 85
PNHUPVDH | Shenzhen Huadian Lighting Co.LTD. | Huadian | HL-HBS20W26C1BUP-3000K | Indoor Luminaires | High-Bay | High-Bay Luminaires for Commercial and Industrial Buildings | Premium | TRUE | 27862.13 | 139.1 | 200.3 | 16.5 | 0.909 | 3066 | 83.1 | 5 | 50000 | 42692 |  |  | No |  | 4 | 27862.1 | 139.1 | 200.3 | 16.5 | 0.91 | 3066 | 83.1
PDQMSZFU | LED Industries Inc. | LED Lights | HBC150-3-XYZ | Indoor Luminaires | High-Bay | High-Bay Luminaires for Commercial and Industrial Buildings | Standard | TRUE | 16028 | 105.34 | 152.2 | 17.96 | 0.9086 | 3018 | 82.8 | 5 | 50000 | 42692 |  |  | No |  | 3 | 16028 | 105.34 | 152.2 | 17.96 | 0.9086 | 3000 | 82.8
PVUKR5Z5 | Shenzhen Huadian Lighting Co.LTD. | Huadian | HL-HBS24W26C1BUP-3000K | Indoor Luminaires | High-Bay | High-Bay Luminaires for Commercial and Industrial Buildings | Premium | TRUE | 33016.71 | 138.784 | 237.9 | 16.5 | 0.907 | 3050 | 83.3 | 5 | 50000 | 42692 |  |  | No |  | 4 | 33016.7 | 138.7 | 237.9 | 16.5 | 0.91 | 3050 | 83.3
PPX51TC5 | LED Industries Inc. | LED Lights | LI-HBC220-XYZ | Indoor Luminaires | High-Bay | High-Bay Luminaires for Commercial and Industrial Buildings | Standard | TRUE | 24086 | 109.73 | 219.5 | 18.74 | 0.9036 | 5119 | 77.2 | 5 | 50000 | 42692 |  |  | No |  | 3 | 24086 | 109.73 | 219.5 | 18.74 | 0.9036 | 5000 | 77.2
PP2DTU9N | LED Industries Inc. | LED Lights | HBC220-3-XYZ | Indoor Luminaires | High-Bay | High-Bay Luminaires for Commercial and Industrial Buildings | Standard | TRUE | 24086 | 109.73 | 219.5 | 18.74 | 0.9036 | 5119 | 77.2 | 5 | 50000 | 42692 |  |  | No |  | 3 | 24086 | 109.73 | 219.5 | 18.74 | 0.9036 | 5000 | 77.2
PXAHC1QG | Acuity Brands Lighting | Lithonia Lighting | TMSXR L92 18000LM HEF FST MD MVOLT EOHN 40K 80CRI IPS WH XXXX | Indoor Retrofit Kit | High-Bay | Retrofit Kits for High-Bay Luminaires for Commercial and Industrial Buildings | Premium | FALSE | [9 empty] | 42692 |  |  | No |  | 4 | 18470 | 164.59 | 112.22 | 7.7 | 0.99 | 4000 | 80
PGCWDUQK | Acuity Brands Lighting | Lithonia Lighting | TMSXR L92 18000LM SEF FST MD [MVOLTHVOLT] GZ10 40K 80CRI WH XXXX | Indoor Retrofit Kit | High-Bay | Retrofit Kits for High-Bay Luminaires for Commercial and Industrial Buildings | Premium | FALSE | [9 empty] | 42692 |  |  | No |  | 4 | 18774 | 139 | 135.06 | 6.24 | 0.99 | 4000 | 80
PHWQE6NV | Jiangsu Ever-Tie Lighting Co. Ltd | Ever-tie | ETLB7-4FT/6L/VH/275/DM/WL 5700K(A1A3+B1) | Indoor Luminaires | High-Bay | High-Bay Luminaires for Commercial and Industrial Buildings | Premium | FALSE | [9 empty] | 42692 |  |  | No |  | 4 | 38500 | 140 | 275 | 10 | 0.9 | 5700 | 80
PWPRH95C | Jiangsu Ever-Tie Lighting Co. Ltd | Ever-tie | ETLB7-4FT/4L/VH/180/DM/WL 5700K(A1A3+B1) | Indoor Luminaires | High-Bay | High-Bay Luminaires for Commercial and Industrial Buildings | Premium | FALSE | [9 empty] | 42692 |  |  | No |  | 4 | 25200 | 140 | 180 | 10 | 0.9 | 5700 | 80
PE1FP536 | Jiangsu Ever-Tie Lighting Co. Ltd | Ever-tie | ETLB7-2FT/6L/VH/140/DM/WL 5700K(A1A3+B1) | Indoor Luminaires | High-Bay | High-Bay Luminaires for Commercial and Industrial Buildings | Premium | FALSE | [9 empty] | 42692 |  |  | No |  | 4 | 19600 | 140 | 140 | 10 | 0.9 | 5700 | 80
PHN7Q1NK | Jiangsu Ever-Tie Lighting Co. Ltd | Ever-tie | ETLB7-2FT/4L/VH/095/DM/WL 5700K(A1A3+B1) | Indoor Luminaires | High-Bay | High-Bay Luminaires for Commercial and Industrial Buildings | Premium | FALSE | [9 empty] | 42692 |  |  | No |  | 4 | 13110 | 138 | 95 | 10 | 0.9 | 5700 | 80
PBCRKFGP | Jiangsu Ever-Tie Lighting Co. Ltd | Ever-tie | ETLB7-4FT/6L/VH/275/DM/WL 5000K(A1A3+B1) | Indoor Luminaires | High-Bay | High-Bay Luminaires for Commercial and Industrial Buildings | Premium | FALSE | [9 empty] | 42692 |  |  | No |  | 4 | 37650 | 138 | 275 | 10 | 0.9 | 5000 | 80
PTFAZ5JD | Jiangsu Ever-Tie Lighting Co. Ltd | Ever-tie | ETLB7-4FT/4L/VH/180/DM/WL 5000K(A1A3+B1) | Indoor Luminaires | High-Bay | High-Bay Luminaires for Commercial and Industrial Buildings | Premium | FALSE | [9 empty] | 42692 |  |  | No |  | 4 | 24840 | 138 | 180 | 10 | 0.9 | 5000 | 80
PMPZR2BR | Jiangsu Ever-Tie Lighting Co. Ltd | Ever-tie | ETLB7-2FT/6L/VH/140/DM/WL 5000K(A1A3+B1) | Indoor Luminaires | High-Bay | High-Bay Luminaires for Commercial and Industrial Buildings | Premium | FALSE | [9 empty] | 42692 |  |  | No |  | 4 | 19320 | 138 | 140 | 10 | 0.9 | 5000 | 80
PDH2QA3Z | Jiangsu Ever-Tie Lighting Co. Ltd | Ever-tie | ETLB7-2FT/4L/VH/095/DM/WL 5000K(A1A3+B1) | Indoor Luminaires | High-Bay | High-Bay Luminaires for Commercial and Industrial Buildings | Premium | FALSE | [9 empty] | 42692 |  |  | No |  | 4 | 12920 | 136 | 95 | 10 | 0.9 | 5000 | 80
PMAGBC46 | Jiangsu Ever-Tie Lighting Co. Ltd | Ever-tie | ETLB7-4FT/6L/VH/275/DM/WL 4000K(A1A3+B1) | Indoor Luminaires | High-Bay | High-Bay Luminaires for Commercial and Industrial Buildings | Premium | FALSE | [9 empty] | 42692 |  |  | No |  | 4 | 37125 | 135 | 275 | 10 | 0.9 | 4000 | 80
PPWSUD56 | Jiangsu Ever-Tie Lighting Co. Ltd | Ever-tie | ETLB7-4FT/4L/VH/180/DM/WL 4000K(A1A3+B1) | Indoor Luminaires | High-Bay | High-Bay Luminaires for Commercial and Industrial Buildings | Premium | FALSE | [9 empty] | 42692 |  |  | No |  | 4 | 24300 | 135 | 180 | 10 | 0.9 | 4000 | 80
PE95FD7S | Jiangsu Ever-Tie Lighting Co. Ltd | Ever-tie | ETLB7-2FT/6L/VH/140/DM/WL 4000K(A1A3+B1) | Indoor Luminaires | High-Bay | High-Bay Luminaires for Commercial and Industrial Buildings | Premium | FALSE | [9 empty] | 42692 |  |  | No |  | 4 | 18900 | 135 | 140 | 10 | 0.9 | 4000 | 80
P1WQM46A | Jiangsu Ever-Tie Lighting Co. Ltd | Ever-tie | ETLB7-2FT/4L/VH/095/DM/WL 4000K(A1A3+B1) | Indoor Luminaires | High-Bay | High-Bay Luminaires for Commercial and Industrial Buildings | Premium | FALSE | [9 empty] | 42692 |  |  | No |  | 4 | 12825 | 135 | 95 | 10 | 0.9 | 4000 | 80
PY8929EU | Industrial Lighting Products | Industrial Lighting Products | BLEXT-205WLED-UNIV-50-CAL-XXXXX [Excludes PCL Option] | Indoor Luminaires | High-Bay | High-Bay Luminaires for Commercial and Industrial Buildings | Premium | FALSE | [9 empty] | 42692 |  |  | Yes |  | 4 | 30729 | 149.6 | 205.4 | 16.7 | 0.93 | 5000 | 80
PY5E1VPT | Industrial Lighting Products | Industrial Lighting Products | BLEXT-205WLED-UNIV-50-CAL-SD480-XXXXX [Excludes PCL Option] | Indoor Luminaires | High-Bay | High-Bay Luminaires for Commercial and Industrial Buildings | Premium | FALSE | [9 empty] | 42692 |  |  | Yes |  | 4 | 29743 | 147.5 | 201.7 | 11.6 | 0.98 | 5000 | 80
PPDYREVZ | Industrial Lighting Products | Industrial Lighting Products | BLEXT-205WLED-UNIV-50-FRAL-SD480-XXXXX [Excludes PCL Option] | Indoor Luminaires | High-Bay | High-Bay Luminaires for Commercial and Industrial Buildings | Premium | FALSE | [9 empty] | 42692 |  |  | Yes |  | 4 | 29096 | 144.3 | 201.7 | 11.6 | 0.98 | 5000 | 80
PY5ZZ95F | Industrial Lighting Products | Industrial Lighting Products | BLEXT-205WLED-UNIV-40-CAL-XXXXX [Excludes PCL Option] | Indoor Luminaires | High-Bay | High-Bay Luminaires for Commercial and Industrial Buildings | Premium | FALSE | [9 empty] | 42692 |  |  | Yes |  | 4 | 29819 | 146 | 204.2 | 16.7 | 0.93 | 4000 | 80
PGASN2BR | Industrial Lighting Products | Industrial Lighting Products | BLEXT-205WLED-UNIV-40-FRAL-XXXXX [Excludes PCL Option] | Indoor Luminaires | High-Bay | High-Bay Luminaires for Commercial and Industrial Buildings | Premium | FALSE | [9 empty] | 42692 |  |  | Yes |  | 4 | 29170 | 142.9 | 204.2 | 16.7 | 0.93 | 4000 | 80
PECECE3J | Industrial Lighting Products | Industrial Lighting Products | BLEXT-205WLED-UNIV-40-CAL-SD480-XXXXX [Excludes PCL Option] | Indoor Luminaires | High-Bay | High-Bay Luminaires for Commercial and Industrial Buildings | Premium | FALSE | [9 empty] | 42692 |  |  | Yes |  | 4 | 29032 | 143.9 | 201.7 | 11.6 | 0.98 | 4000 | 80
PBAJXPC9 | H.E. Williams Inc. | WILLIAMS INDOOR | GP4-L460/850-W-CL-[ALL OPTIONS EXCLUDING DL]-DIM-UNV | Indoor Luminaires | High-Bay | High-Bay Luminaires for Commercial and Industrial Buildings | Standard | FALSE | [9 empty] | 42692 |  |  | Yes |  | 4 | 42996 | 114.3 | 376.27 | 13.66 | 0.94 | 5098 | 82.6
PAF79GXM | H.E. Williams Inc. | WILLIAMS INDOOR | GP4-L460/840-W-CL-[ALL OPTIONS EXCLUDING DL]-DIM-UNV | Indoor Luminaires | High-Bay | High-Bay Luminaires for Commercial and Industrial Buildings | Standard | FALSE | [9 empty] | 42692 |  |  | Yes |  | 4 | 42996 | 114.3 | 376.27 | 13.66 | 0.94 | 5098 | 82.6
PZQWXKRY | H.E. Williams Inc. | WILLIAMS INDOOR | GP4-L460/850-W-UP-CL-[ALL OPTIONS EXCLUDING DL]-DIM-UNV | Indoor Luminaires | High-Bay | High-Bay Luminaires for Commercial and Industrial Buildings | Standard | FALSE | [9 empty] | 42692 |  |  | Yes |  | 4 | 40192 | 106.8 | 376.26 | 13.66 | 0.94 | 5096 | 82.6
PVZX8YF9 | H.E. Williams Inc. | WILLIAMS INDOOR | GP4-L460/840-W-UP-CL-[ALL OPTIONS EXCLUDING DL]-DIM-UNV | Indoor Luminaires | High-Bay | High-Bay Luminaires for Commercial and Industrial Buildings | Standard | FALSE | [9 empty] | 42692 |  |  | Yes |  | 4 | 40192 | 106.8 | 376.26 | 13.66 | 0.94 | 5096 | 82.6
PGA19SAE | H.E. Williams Inc. | WILLIAMS INDOOR | GP2-L230/840-W-[ALL OPTIONS EXCLUDING DL]-DIM-UNV | Indoor Luminaires | High-Bay | High-Bay Luminaires for Commercial and Industrial Buildings | Standard | FALSE | [9 empty] | 42692 |  |  | Yes |  | 4 | 23310 | 124.72 | 186.9 | 13.66 | 0.94 | 5089 | 82.2
PPYF9WFU | H.E. Williams Inc. | WILLIAMS INDOOR | GP2-L230/840-W-UP-[ALL OPTIONS EXCLUDING DL]-DIM-UNV | Indoor Luminaires | High-Bay | High-Bay Luminaires for Commercial and Industrial Buildings | Standard | FALSE | [9 empty] | 42692 |  |  | Yes |  | 4 | 22610.7 | 120.98 | 186.9 | 13.66 | 0.94 | 5089 | 82.2
PHKR1RPD | H.E. Williams Inc. | WILLIAMS INDOOR | GP2-L230/850-W-UP-[ALL OPTIONS EXCLUDING DL]-DIM-UNV | Indoor Luminaires | High-Bay | High-Bay Luminaires for Commercial and Industrial Buildings | Standard | FALSE | [9 empty] | 42692 |  |  | Yes |  | 4 | 22610.7 | 120.98 | 186.9 | 13.66 | 0.94 | 5089 | 82.2
PCU69K14 | H.E. Williams Inc. | WILLIAMS INDOOR | GP2-L230/840-M-[ALL OPTIONS EXCLUDING DL]-DIM-UNV | Indoor Luminaires | High-Bay | High-Bay Luminaires for Commercial and Industrial Buildings | Standard | FALSE | [9 empty] | 42692 |  |  | Yes |  | 4 | 22144.5 | 118.48 | 186.9 | 13.66 | 0.94 | 5089 | 82.2
P5JZ32HK | H.E. Williams Inc. | WILLIAMS INDOOR | GP2-L230/850-M-[ALL OPTIONS EXCLUDING DL]-DIM-UNV | Indoor Luminaires | High-Bay | High-Bay Luminaires for Commercial and Industrial Buildings | Standard | FALSE | [9 empty] | 42692 |  |  | Yes |  | 4 | 22144.5 | 118.48 | 186.9 | 13.66 | 0.94 | 5089 | 82.2
PZ6RWYAN | H.E. Williams Inc. | WILLIAMS INDOOR | GP2-L230/840-N-[ALL OPTIONS EXCLUDING DL]-DIM-UNV | Indoor Luminaires | High-Bay | High-Bay Aisle Luminaires | Standard | FALSE | [9 empty] | 42692 |  |  | Yes |  | 4 | 21911.4 | 117.24 | 186.9 | 13.66 | 0.94 | 5089 | 82.2
PJ9E5USD | H.E. Williams Inc. | WILLIAMS INDOOR | GP2-L230/840-W-CL-[ALL OPTIONS EXCLUDING DL]-DIM-UNV | Indoor Luminaires | High-Bay | High-Bay Luminaires for Commercial and Industrial Buildings | Standard | FALSE | [9 empty] | 42692 |  |  | Yes |  | 4 | 21911.4 | 117.24 | 186.9 | 13.66 | 0.94 | 5089 | 82.2
PC4RNXRP | H.E. Williams Inc. | WILLIAMS INDOOR | GP2-L230/850-N-[ALL OPTIONS EXCLUDING DL]-DIM-UNV | Indoor Luminaires | High-Bay | High-Bay Aisle Luminaires | Standard | FALSE | [9 empty] | 42692 |  |  | Yes |  | 4 | 21911.4 | 117.24 | 186.9 | 13.66 | 0.94 | 5089 | 82.2
P9SFHWZU | H.E. Williams Inc. | WILLIAMS INDOOR | GP2-L230/850-W-CL-[ALL OPTIONS EXCLUDING DL]-DIM-UNV | Indoor Luminaires | High-Bay | High-Bay Luminaires for Commercial and Industrial Buildings | Standard | FALSE | [9 empty] | 42692 |  |  | Yes |  | 4 | 21911.4 | 117.24 | 186.9 | 13.66 | 0.94 | 5089 | 82.2
PGTRYQ82 | H.E. Williams Inc. | WILLIAMS INDOOR | GP2-L230/850-M-UP-[ALL OPTIONS EXCLUDING DL]-DIM-UNV | Indoor Luminaires | High-Bay | High-Bay Luminaires for Commercial and Industrial Buildings | Standard | FALSE | [9 empty] | 42692 |  |  | Yes |  | 4 | 21480.17 | 114.93 | 186.9 | 13.66 | 0.94 | 5089 | 82.2
PFETG7RJ | H.E. Williams Inc. | WILLIAMS INDOOR | GP2-L230/840-M-UP-[ALL OPTIONS EXCLUDING DL]-DIM-UNV | Indoor Luminaires | High-Bay | High-Bay Luminaires for Commercial and Industrial Buildings | Standard | FALSE | [9 empty] | 42692 |  |  | Yes |  | 4 | 21480.17 | 114.93 | 186.9 | 13.66 | 0.94 | 5089 | 82.2
PXC9M7EU | H.E. Williams Inc. | WILLIAMS INDOOR | GP2-L230/850-N-UP-[ALL OPTIONS EXCLUDING DL]-DIM-UNV | Indoor Luminaires | High-Bay | High-Bay Aisle Luminaires | Standard | FALSE | [9 empty] | 42692 |  |  | Yes |  | 4 | 21254.06 | 113.72 | 186.9 | 13.66 | 0.94 | 5089 | 82.2
PX94PJY4 | H.E. Williams Inc. | WILLIAMS INDOOR | GP2-L230/850-W-UP-CL-[ALL OPTIONS EXCLUDING DL]-DIM-UNV | Indoor Luminaires | High-Bay | High-Bay Luminaires for Commercial and Industrial Buildings | Standard | FALSE | [9 empty] | 42692 |  |  | Yes |  | 4 | 21254.06 | 113.72 | 186.9 | 13.66 | 0.94 | 5089 | 82.2
PU9NGBCE | H.E. Williams Inc. | WILLIAMS INDOOR | GP2-L230/840-N-UP-[ALL OPTIONS EXCLUDING DL]-DIM-UNV | Indoor Luminaires | High-Bay | High-Bay Aisle Luminaires | Standard | FALSE | [9 empty] | 42692 |  |  | Yes |  | 4 | 21254.06 | 113.72 | 186.9 | 13.66 | 0.94 | 5089 | 82.2
PM3Q4KSJ | H.E. Williams Inc. | WILLIAMS INDOOR | GP2-L230/840-W-UP-CL-[ALL OPTIONS EXCLUDING DL]-DIM-UNV | Indoor Luminaires | High-Bay | High-Bay Luminaires for Commercial and Industrial Buildings | Standard | FALSE | [9 empty] | 42692 |  |  | Yes |  | 4 | 21254.06 | 113.72 | 186.9 | 13.66 | 0.94 | 5089 | 82.2
PDCNAYKK | H.E. Williams Inc. | WILLIAMS INDOOR | GP4-L460/840-N-[ALL OPTIONS EXCLUDING DL]-DIM-UNV | Indoor Luminaires | High-Bay | High-Bay Aisle Luminaires | Standard | FALSE | [9 empty] | 42692 |  |  | Yes |  | 4 | 43160 | 114.8 | 375.96 | 13.66 | 0.94 | 5071 | 82.2
P8E4XT1C | H.E. Williams Inc. | WILLIAMS INDOOR | GP4-L460/850-N-[ALL OPTIONS EXCLUDING DL]-DIM-UNV | Indoor Luminaires | High-Bay | High-Bay Aisle Luminaires | Standard | FALSE | [9 empty] | 42692 |  |  | Yes |  | 4 | 43160 | 114.8 | 375.96 | 13.66 | 0.94 | 5071 | 82.2
PPNVPXCW | H.E. Williams Inc. | WILLIAMS INDOOR | GP4-L460/840-N-UP-[ALL OPTIONS EXCLUDING DL]-DIM-UNV | Indoor Luminaires | High-Bay | High-Bay Aisle Luminaires | Standard | FALSE | [9 empty] | 42692 |  |  | Yes |  | 4 | 43074 | 114.8 | 375.36 | 13.66 | 0.94 | 5065 | 81.9
PKDB35EB | H.E. Williams Inc. | WILLIAMS INDOOR | GP4-L460/850-N-UP-[ALL OPTIONS EXCLUDING DL]-DIM-UNV | Indoor Luminaires | High-Bay | High-Bay Aisle Luminaires | Standard | FALSE | [9 empty] | 42692 |  |  | Yes |  | 4 | 43074 | 114.8 | 375.36 | 13.66 | 0.94 | 5065 | 81.9
PTJTBXPK | H.E. Williams Inc. | WILLIAMS INDOOR | GP4-L460/850-W-UP-[ALL OPTIONS EXCLUDING DL]-DIM-UNV | Indoor Luminaires | High-Bay | High-Bay Luminaires for Commercial and Industrial Buildings | Standard | FALSE | [9 empty] | 42692 |  |  | Yes |  | 4 | 44167 | 117.6 | 375.66 | 13.66 | 0.94 | 5064 | 82
PEESP41R | H.E. Williams Inc. | WILLIAMS INDOOR | GP4-L460/840-W-UP-[ALL OPTIONS EXCLUDING DL]-DIM-UNV | Indoor Luminaires | High-Bay | High-Bay Luminaires for Commercial and Industrial Buildings | Standard | FALSE | [9 empty] | 42692 |  |  | Yes |  | 4 | 44167 | 117.6 | 375.66 | 13.66 | 0.94 | 5064 | 82
PTBYXTEQ | H.E. Williams Inc. | WILLIAMS INDOOR | GP4-L460/850-W-[ALL OPTIONS EXCLUDING DL]-DIM-UNV | Indoor Luminaires | High-Bay | High-Bay Luminaires for Commercial and Industrial Buildings | Standard | FALSE | [9 empty] | 42692 |  |  | Yes |  | 4 | 45793 | 122 | 375.44 | 13.66 | 0.94 | 5053 | 81.9
PDH1RYSY | H.E. Williams Inc. | WILLIAMS INDOOR | GP4-L460/840-W-[ALL OPTIONS EXCLUDING DL]-DIM-UNV | Indoor Luminaires | High-Bay | High-Bay Luminaires for Commercial and Industrial Buildings | Standard | FALSE | [9 empty] | 42692 |  |  | Yes |  | 4 | 45793 | 122 | 375.44 | 13.66 | 0.94 | 5053 | 81.9
PKZRAZ8N | H.E. Williams Inc. | WILLIAMS INDOOR | GP4-L460/850-M-UP-[ALL OPTIONS EXCLUDING DL]-DIM-UNV | Indoor Luminaires | High-Bay | High-Bay Luminaires for Commercial and Industrial Buildings | Standard | FALSE | [9 empty] | 42692 |  |  | Yes |  | 4 | 41558 | 110.7 | 375.55 | 13.66 | 0.94 | 5049 | 82
PJ83JGF7 | H.E. Williams Inc. | WILLIAMS INDOOR | GP4-L460/840-M-UP-[ALL OPTIONS EXCLUDING DL]-DIM-UNV | Indoor Luminaires | High-Bay | High-Bay Luminaires for Commercial and Industrial Buildings | Standard | FALSE | [9 empty] | 42692 |  |  | Yes |  | 4 | 41558 | 110.7 | 375.55 | 13.66 | 0.94 | 5049 | 82
PB2W5ZJU | H.E. Williams Inc. | WILLIAMS INDOOR | GP6-L740/850-W-[ALL OPTIONS EXCLUDING DL]-DIM-UNV | Indoor Luminaires | High-Bay | High-Bay Luminaires for Commercial and Industrial Buildings | Standard | FALSE | [9 empty] | 42692 |  |  | Yes |  | 4 | 74099 | 130.9 | 566.1 | 13.66 | 0.94 | 5047 | 81.9
P8SVFWBV | H.E. Williams Inc. | WILLIAMS INDOOR | GP6-L740/840-W-[ALL OPTIONS EXCLUDING DL]-DIM-UNV | Indoor Luminaires | High-Bay | High-Bay Luminaires for Commercial and Industrial Buildings | Standard | FALSE | [9 empty] | 42692 |  |  | Yes |  | 4 | 74099 | 130.89 | 566.1 | 13.66 | 0.94 | 5047 | 81.9
PQ9EPC7R | H.E. Williams Inc. | WILLIAMS INDOOR | GP6-L740/840-W-UP-[ALL OPTIONS EXCLUDING DL]-DIM-UNV | Indoor Luminaires | High-Bay | High-Bay Luminaires for Commercial and Industrial Buildings | Standard | FALSE | [9 empty] | 42692 |  |  | Yes |  | 4 | 71876.03 | 126.97 | 566.1 | 13.66 | 0.94 | 5047 | 81.9
PPZQJHN6 | H.E. Williams Inc. | WILLIAMS INDOOR | GP6-L740/850-W-UP-[ALL OPTIONS EXCLUDING DL]-DIM-UNV | Indoor Luminaires | High-Bay | High-Bay Luminaires for Commercial and Industrial Buildings | Standard | FALSE | [9 empty] | 42692 |  |  | Yes |  | 4 | 71876.03 | 126.97 | 566.1 | 13.66 | 0.94 | 5047 | 81.9
PZH2D7KR | H.E. Williams Inc. | WILLIAMS INDOOR | GP6-L740/850-M-[ALL OPTIONS EXCLUDING DL]-DIM-UNV | Indoor Luminaires | High-Bay | High-Bay Luminaires for Commercial and Industrial Buildings | Standard | FALSE | [9 empty] | 42692 |  |  | Yes |  | 4 | 70394.05 | 124.35 | 566.1 | 13.66 | 0.94 | 5047 | 81.9
P3YXYPYX | H.E. Williams Inc. | WILLIAMS INDOOR | GP6-L740/840-M-[ALL OPTIONS EXCLUDING DL]-DIM-UNV | Indoor Luminaires | High-Bay | High-Bay Luminaires for Commercial and Industrial Buildings | Standard | FALSE | [9 empty] | 42692 |  |  | Yes |  | 4 | 70394.05 | 124.35 | 566.1 | 13.66 | 0.94 | 5047 | 81.9
PJJUV4D2 | H.E. Williams Inc. | WILLIAMS INDOOR | GP6-L740/840-W-CL-[ALL OPTIONS EXCLUDING DL]-DIM-UNV | Indoor Luminaires | High-Bay | High-Bay Luminaires for Commercial and Industrial Buildings | Standard | FALSE | [9 empty] | 42692 |  |  | Yes |  | 4 | 69653.06 | 123.04 | 566.1 | 13.66 | 0.94 | 5047 | 81.9
PBJUC2JC | H.E. Williams Inc. | WILLIAMS INDOOR | GP6-L740/840-N-[ALL OPTIONS EXCLUDING DL]-DIM-UNV | Indoor Luminaires | High-Bay | High-Bay Aisle Luminaires | Standard | FALSE | [9 empty] | 42692 |  |  | Yes |  | 4 | 69653.06 | 123.04 | 566.1 | 13.66 | 0.94 | 5047 | 81.9
P6BY37MQ | H.E. Williams Inc. | WILLIAMS INDOOR | GP6-L740/850-W-CL-[ALL OPTIONS EXCLUDING DL]-DIM-UNV | Indoor Luminaires | High-Bay | High-Bay Luminaires for Commercial and Industrial Buildings | Standard | FALSE | [9 empty] | 42692 |  |  | Yes |  | 4 | 69653.06 | 123.04 | 566.1 | 13.66 | 0.94 | 5047 | 81.9
P4GM8ZET | H.E. Williams Inc. | WILLIAMS INDOOR | GP6-L740/850-N-[ALL OPTIONS EXCLUDING DL]-DIM-UNV | Indoor Luminaires | High-Bay | High-Bay Aisle Luminaires | Standard | FALSE | [9 empty] | 42692 |  |  | Yes |  | 4 | 69653.06 | 123.04 | 566.1 | 13.66 | 0.94 | 5047 | 81.9
PBYNFF52 | H.E. Williams Inc. | WILLIAMS INDOOR | GP6-L740/850-M-UP-[ALL OPTIONS EXCLUDING DL]-DIM-UNV | Indoor Luminaires | High-Bay | High-Bay Luminaires for Commercial and Industrial Buildings | Standard | FALSE | [9 empty] | 42692 |  |  | Yes |  | 4 | 68282.23 | 120.62 | 566.1 | 13.66 | 0.94 | 5047 | 81.9
P16QURGV | H.E. Williams Inc. | WILLIAMS INDOOR | GP6-L740/840-M-UP-[ALL OPTIONS EXCLUDING DL]-DIM-UNV | Indoor Luminaires | High-Bay | High-Bay Luminaires for Commercial and Industrial Buildings | Standard | FALSE | [9 empty] | 42692 |  |  | Yes |  | 4 | 68282.23 | 120.62 | 566.1 | 13.66 | 0.94 | 5047 | 81.9
PWXZSDBS | H.E. Williams Inc. | WILLIAMS INDOOR | GP6-L740/850-W-UP-CL-[ALL OPTIONS EXCLUDING DL]-DIM-UNV | Indoor Luminaires | High-Bay | High-Bay Luminaires for Commercial and Industrial Buildings | Standard | FALSE | [9 empty] | 42692 |  |  | Yes |  | 4 | 67563.47 | 119.35 | 566.1 | 13.66 | 0.94 | 5047 | 81.9
PMD27247 | H.E. Williams Inc. | WILLIAMS INDOOR | GP6-L740/850-N-UP-[ALL OPTIONS EXCLUDING DL]-DIM-UNV | Indoor Luminaires | High-Bay | High-Bay Aisle Luminaires | Standard | FALSE | [9 empty] | 42692 |  |  | Yes |  | 4 | 67563.47 | 119.35 | 566.1 | 13.66 | 0.94 | 5047 | 81.9
P87XZ2Z5 | H.E. Williams Inc. | WILLIAMS INDOOR | GP6-L740/840-W-UP-CL-[ALL OPTIONS EXCLUDING DL]-DIM-UNV | Indoor Luminaires | High-Bay | High-Bay Luminaires for Commercial and Industrial Buildings | Standard | FALSE | [9 empty] | 42692 |  |  | Yes |  | 4 | 67563.47 | 119.35 | 566.1 | 13.66 | 0.94 | 5047 | 81.9
P51Y4MEE | H.E. Williams Inc. | WILLIAMS INDOOR | GP6-L740/840-N-UP-[ALL OPTIONS EXCLUDING DL]-DIM-UNV | Indoor Luminaires | High-Bay | High-Bay Aisle Luminaires | Standard | FALSE | [9 empty] | 42692 |  |  | Yes |  | 4 | 67563.47 | 119.35 | 566.1 | 13.66 | 0.94 | 5047 | 81.9
PV8X5H76 | H.E. Williams Inc. | WILLIAMS INDOOR | GP4-L460/850-M-[ALL OPTIONS EXCLUDING DL]-DIM-UNV | Indoor Luminaires | High-Bay | High-Bay Luminaires for Commercial and Industrial Buildings | Standard | FALSE | [9 empty] | 42692 |  |  | Yes |  | 4 | 43369 | 115.6 | 375.28 | 13.66 | 0.94 | 5038 | 82
P41RNA5E | H.E. Williams Inc. | WILLIAMS INDOOR | GP4-L460/840-M-[ALL OPTIONS EXCLUDING DL]-DIM-UNV | Indoor Luminaires | High-Bay | High-Bay Luminaires for Commercial and Industrial Buildings | Standard | FALSE | [9 empty] | 42692 |  |  | Yes |  | 4 | 43369 | 115.6 | 375.28 | 13.66 | 0.94 | 5038 | 82
PGNSVJK9 | H.E. Williams Inc. | WILLIAMS INDOOR | GP2-L93/840-W-[ALL OPTIONS EXCLUDING DL]-DIM-UNV | Indoor Luminaires | High-Bay | Low-Bay Luminaires for Commercial and Industrial Buildings | Standard | FALSE | [9 empty] | 42692 |  |  | Yes |  | 4 | 9281 | 140.41 | 66.1 | 13.66 | 0.94 | 4951 | 82.2
P1P4XX6X | H.E. Williams Inc. | WILLIAMS INDOOR | GP2-L93/850-W-[ALL OPTIONS EXCLUDING DL]-DIM-UNV | Indoor Luminaires | High-Bay | Low-Bay Luminaires for Commercial and Industrial Buildings | Standard | FALSE | [9 empty] | 42692 |  |  | Yes |  | 4 | 9281 | 140.4 | 66.1 | 13.66 | 0.94 | 4951 | 82.2
PJMADR81 | H.E. Williams Inc. | WILLIAMS INDOOR | GP2-L93/850-W-UP-[ALL OPTIONS EXCLUDING DL]-DIM-UNV | Indoor Luminaires | High-Bay | Low-Bay Luminaires for Commercial and Industrial Buildings | Standard | FALSE | [9 empty] | 42692 |  |  | Yes |  | 4 | 9002.57 | 136.2 | 66.1 | 13.66 | 0.94 | 4951 | 82.2
PF2EK3SZ | H.E. Williams Inc. | WILLIAMS INDOOR | GP2-L93/840-W-UP-[ALL OPTIONS EXCLUDING DL]-DIM-UNV | Indoor Luminaires | High-Bay | Low-Bay Luminaires for Commercial and Industrial Buildings | Standard | FALSE | [9 empty] | 42692 |  |  | Yes |  | 4 | 9002.57 | 136.2 | 66.1 | 13.66 | 0.94 | 4951 | 82.2
PSV9A7Z8 | H.E. Williams Inc. | WILLIAMS INDOOR | GP2-L93/850-M-[ALL OPTIONS EXCLUDING DL]-DIM-UNV | Indoor Luminaires | High-Bay | Low-Bay Luminaires for Commercial and Industrial Buildings | Standard | FALSE | [9 empty] | 42692 |  |  | Yes |  | 4 | 8816.95 | 133.39 | 66.1 | 13.66 | 0.94 | 4951 | 82.2
PJWXK3K5 | H.E. Williams Inc. | WILLIAMS INDOOR | GP2-L93/840-M-[ALL OPTIONS EXCLUDING DL]-DIM-UNV | Indoor Luminaires | High-Bay | Low-Bay Luminaires for Commercial and Industrial Buildings | Standard | FALSE | [9 empty] | 42692 |  |  | Yes |  | 4 | 8816.95 | 133.39 | 66.1 | 13.66 | 0.94 | 4951 | 82.2
PS73958Z | H.E. Williams Inc. | WILLIAMS INDOOR | GP2-L93/840-N-[ALL OPTIONS EXCLUDING DL]-DIM-UNV | Indoor Luminaires | High-Bay | Low-Bay Luminaires for Commercial and Industrial Buildings | Standard | FALSE | [9 empty] | 42692 |  |  | Yes |  | 4 | 8724.14 | 131.98 | 66.1 | 13.66 | 0.94 | 4951 | 82.2
PRQS3WPQ | H.E. Williams Inc. | WILLIAMS INDOOR | GP2-L93/850-N-[ALL OPTIONS EXCLUDING DL]-DIM-UNV | Indoor Luminaires | High-Bay | Low-Bay Luminaires for Commercial and Industrial Buildings | Standard | FALSE | [9 empty] | 42692 |  |  | Yes |  | 4 | 8724.14 | 131.98 | 66.1 | 13.66 | 0.94 | 4951 | 82.2
PD63Q1AQ | H.E. Williams Inc. | WILLIAMS INDOOR | GP2-L93/840-W-CL-[ALL OPTIONS EXCLUDING DL]-DIM-UNV | Indoor Luminaires | High-Bay | Low-Bay Luminaires for Commercial and Industrial Buildings | Standard | FALSE | [9 empty] | 42692 |  |  | Yes |  | 4 | 8724.14 | 131.98 | 66.1 | 13.66 | 0.94 | 4951 | 82.2
P2V34HHP | H.E. Williams Inc. | WILLIAMS INDOOR | GP2-L93/850-W-CL-[ALL OPTIONS EXCLUDING DL]-DIM-UNV | Indoor Luminaires | High-Bay | Low-Bay Luminaires for Commercial and Industrial Buildings | Standard | FALSE | [9 empty] | 42692 |  |  | Yes |  | 4 | 8724.14 | 131.98 | 66.1 | 13.66 | 0.94 | 4951 | 82.2
PHX3U5PE | H.E. Williams Inc. | WILLIAMS INDOOR | GP2-L93/840-M-UP-[ALL OPTIONS EXCLUDING DL]-DIM-UNV | Indoor Luminaires | High-Bay | Low-Bay Luminaires for Commercial and Industrial Buildings | Standard | FALSE | [9 empty] | 42692 |  |  | Yes |  | 4 | 8552.44 | 129.39 | 66.1 | 13.66 | 0.94 | 4951 | 82.2
PAJZK4PQ | H.E. Williams Inc. | WILLIAMS INDOOR | GP2-L93/850-M-UP-[ALL OPTIONS EXCLUDING DL]-DIM-UNV | Indoor Luminaires | High-Bay | Low-Bay Luminaires for Commercial and Industrial Buildings | Standard | FALSE | [9 empty] | 42692 |  |  | Yes |  | 4 | 8552.44 | 129.39 | 66.1 | 13.66 | 0.94 | 4951 | 82.2
PXVTZJC7 | H.E. Williams Inc. | WILLIAMS INDOOR | GP2-L93/850-W-UP-CL-[ALL OPTIONS EXCLUDING DL]-DIM-UNV | Indoor Luminaires | High-Bay | Low-Bay Luminaires for Commercial and Industrial Buildings | Standard | FALSE | [9 empty] | 42692 |  |  | Yes |  | 4 | 8462.42 | 128.02 | 66.1 | 13.66 | 0.94 | 4951 | 82.2
PG487R4Z | H.E. Williams Inc. | WILLIAMS INDOOR | GP2-L93/840-N-UP-[ALL OPTIONS EXCLUDING DL]-DIM-UNV | Indoor Luminaires | High-Bay | Low-Bay Luminaires for Commercial and Industrial Buildings | Standard | FALSE | [9 empty] | 42692 |  |  | Yes |  | 4 | 8462.42 | 128.02 | 66.1 | 13.66 | 0.94 | 4951 | 82.2
P4NG7UW4 | H.E. Williams Inc. | WILLIAMS INDOOR | GP2-L93/850-N-UP-[ALL OPTIONS EXCLUDING DL]-DIM-UNV | Indoor Luminaires | High-Bay | Low-Bay Luminaires for Commercial and Industrial Buildings | Standard | FALSE | [9 empty] | 42692 |  |  | Yes |  | 4 | 8462.42 | 128.02 | 66.1 | 13.66 | 0.94 | 4951 | 82.2
P2NWCHEQ | H.E. Williams Inc. | WILLIAMS INDOOR | GP2-L93/840-W-UP-CL-[ALL OPTIONS EXCLUDING DL]-DIM-UNV | Indoor Luminaires | High-Bay | Low-Bay Luminaires for Commercial and Industrial Buildings | Standard | FALSE | [9 empty] | 42692 |  |  | Yes |  | 4 | 8462.42 | 128.02 | 66.1 | 13.66 | 0.94 | 4951 | 82.2
PZRC2J3K | H.E. Williams Inc. | WILLIAMS INDOOR | GP4-L460/835-W-UP-CL-[ALL OPTIONS EXCLUDING DL]-DIM-UNV | Indoor Luminaires | High-Bay | High-Bay Luminaires for Commercial and Industrial Buildings | Standard | FALSE | [9 empty] | 42692 |  |  | Yes |  | 4 | 39130 | 105 | 372.82 | 13.66 | 0.94 | 3451 | 84.74
PGKD9ZQ8 | H.E. Williams Inc. | WILLIAMS INDOOR | GP6-L740/835-W-UP-CL-[ALL OPTIONS EXCLUDING DL]-DIM-UNV | Indoor Luminaires | High-Bay | High-Bay Luminaires for Commercial and Industrial Buildings | Standard | FALSE | [9 empty] | 42692 |  |  | Yes |  | 4 | 61110 | 109.1 | 560.17 | 13.66 | 0.94 | 3448 | 84.76
P5UDFZSW | Aqualuma LLC | Aqualuma | AQHB25057DA-US-ST-HO | Indoor Luminaires | High-Bay | High-Bay Luminaires for Commercial and Industrial Buildings | Premium | FALSE | [9 empty] | 42692 | Dimmable | Continuous Below 10 | Yes |  | 4 | 32497 | 130 | 250 | 14 | 1 | 5000 | 74
PB31M7UB | Aqualuma LLC | Aqualuma | AQHB25057CA-US-ST-HO | Indoor Luminaires | High-Bay | High-Bay Luminaires for Commercial and Industrial Buildings | Standard | FALSE | [9 empty] | 42692 | Dimmable | Continuous Below 10 | Yes |  | 4 | 31185 | 125 | 249 | 14 | 0.99 | 5000 | 74
PZ5B54PC | Aqualuma LLC | Aqualuma | AQHB22557CA-US-ST-HO | Indoor Luminaires | High-Bay | High-Bay Luminaires for Commercial and Industrial Buildings | Premium | FALSE | [9 empty] | 42692 | Dimmable | Continuous Below 10 | Yes |  | 4 | 29736 | 132 | 225 | 14 | 1 | 5000 | 74
PYESS1KC | Aqualuma LLC | Aqualuma | AQHB22557DA-US-ST-HO | Indoor Luminaires | High-Bay | High-Bay Luminaires for Commercial and Industrial Buildings | Premium | FALSE | [9 empty] | 42692 | Dimmable | Continuous Below 10 | Yes |  | 4 | 29250 | 130 | 225 | 14 | 1 | 5000 | 74
P12KFQC3 | Aqualuma LLC | Aqualuma | AQHB18557DA-US-ST-UP | Indoor Luminaires | High-Bay | High-Bay Luminaires for Commercial and Industrial Buildings | Premium | FALSE | [9 empty] | 42692 | Dimmable | Continuous Below 10 | Yes |  | 4 | 28329 | 138 | 205 | 14 | 1 | 5000 | 74
PPSR9WQ7 | Aqualuma LLC | Aqualuma | AQHB18557DA-US-IO-UP | Indoor Luminaires | High-Bay | High-Bay Luminaires for Commercial and Industrial Buildings | Premium | FALSE | [9 empty] | 42692 | Dimmable | Continuous Below 10 | Yes |  | 4 | 27680 | 135 | 105 | 14 | 1 | 5000 | 74
PEW7VU7N | Aqualuma LLC | Aqualuma | AQHB18557DA-US-LB-UP | Indoor Luminaires | High-Bay | High-Bay Luminaires for Commercial and Industrial Buildings | Premium | FALSE | [9 empty] | 42692 | Dimmable | Continuous Below 10 | Yes |  | 4 | 26806 | 131 | 205 | 14 | 1 | 5000 | 74
PWZSX41R | Aqualuma LLC | Aqualuma | AQHB18557CA-US-SS-UP | Indoor Luminaires | High-Bay | High-Bay Luminaires for Commercial and Industrial Buildings | Premium | FALSE | [9 empty] | 42692 | Dimmable | Continuous Below 10 | Yes |  | 4 | 26577 | 127 | 209 | 14 | 1 | 5000 | 74
PH2RXZ73 | Aqualuma LLC | Aqualuma | AQHB20057CA-US-ST-HO | Indoor Luminaires | High-Bay | High-Bay Luminaires for Commercial and Industrial Buildings | Premium | FALSE | [9 empty] | 42692 | Dimmable | Continuous Below 10 | Yes |  | 4 | 26408 | 132 | 200 | 14 | 0.99 | 5000 | 74
P8JF7AF9 | Aqualuma LLC | Aqualuma | AQHB20057DA-US-ST-HO | Indoor Luminaires | High-Bay | High-Bay Luminaires for Commercial and Industrial Buildings | Premium | FALSE | [9 empty] | 42692 | Dimmable | Continuous Below 10 | Yes |  | 4 | 25977 | 130 | 200 | 14 | 0.99 | 5000 | 74
PC45YJ79 | Aqualuma LLC | Aqualuma | AQHB16557CA-US-ST-UP | Indoor Luminaires | High-Bay | High-Bay Luminaires for Commercial and Industrial Buildings | Premium | FALSE | [9 empty] | 42692 | Dimmable | Continuous Below 10 | Yes |  | 4 | 25880 | 140 | 185 | 14 | 1 | 5000 | 74
PEPP9YKX | Aqualuma LLC | Aqualuma | AQHB18557CA-US-IO-UP | Indoor Luminaires | High-Bay | High-Bay Luminaires for Commercial and Industrial Buildings | Premium | FALSE | [9 empty] | 42692 | Dimmable | Continuous Below 10 | Yes |  | 4 | 25834 | 129 | 201 | 14 | 1 | 5000 | 74
P48FAN73 | Aqualuma LLC | Aqualuma | AQHB16557DA-US-ST-UP | Indoor Luminaires | High-Bay | High-Bay Luminaires for Commercial and Industrial Buildings | Premium | FALSE | [9 empty] | 42692 | Dimmable | Continuous Below 10 | Yes |  | 4 | 25573 | 138 | 185 | 14 | 1 | 5000 | 74
P3M9F4DB | Aqualuma LLC | Aqualuma | AQHB16557CA-US-IO-UP | Indoor Luminaires | High-Bay | High-Bay Luminaires for Commercial and Industrial Buildings | Premium | FALSE | [9 empty] | 42692 | Dimmable | Continuous Below 10 | Yes |  | 4 | 25422 | 137 | 185 | 14 | 1 | 5000 | 74
P1WSR147 | Aqualuma LLC | Aqualuma | AQHB16557DA-US-ST-HVUP | Indoor Luminaires | High-Bay | High-Bay Luminaires for Commercial and Industrial Buildings | Standard | FALSE | [9 empty] | 42692 | Dimmable | Continuous Below 10 | Yes |  | 4 | 25203 | 136 | 185 | 14 | 1 | 5000 | 74
PDRTGUHB | Aqualuma LLC | Aqualuma | AQHB16557CA-US-SS-UP | Indoor Luminaires | High-Bay | High-Bay Luminaires for Commercial and Industrial Buildings | Premium | FALSE | [9 empty] | 42692 | Dimmable | Continuous Below 10 | Yes |  | 4 | 25038 | 135 | 185 | 14 | 1 | 5000 | 74
PQY3THV4 | Aqualuma LLC | Aqualuma | AQHB16557DA-US-IO-UP | Indoor Luminaires | High-Bay | High-Bay Luminaires for Commercial and Industrial Buildings | Premium | FALSE | [9 empty] | 42692 | Dimmable | Continuous Below 10 | Yes |  | 4 | 24982 | 135 | 185 | 14 | 1 | 5000 | 74
PBXZH4U5 | Aqualuma LLC | Aqualuma | AQHB16557CA-US-LB-UP | Indoor Luminaires | High-Bay | High-Bay Luminaires for Commercial and Industrial Buildings | Premium | FALSE | [9 empty] | 42692 | Dimmable | Continuous Below 10 | Yes |  | 4 | 24904 | 135 | 185 | 14 | 1 | 5000 | 74
PPRAC2PZ | Aqualuma LLC | Aqualuma | AQHB16557DA-US-LB-UP | Indoor Luminaires | High-Bay | High-Bay Luminaires for Commercial and Industrial Buildings | Premium | FALSE | [9 empty] | 42692 | Dimmable | Continuous Below 10 | Yes |  | 4 | 24189 | 131 | 185 | 14 | 1 | 5000 | 74
PMW926XJ | Aqualuma LLC | Aqualuma | AQHB16557CA-US-ST-HVUP | Indoor Luminaires | High-Bay | High-Bay Luminaires for Commercial and Industrial Buildings | Standard | FALSE | [9 empty] | 42692 | Dimmable | Continuous Below 10 | Yes |  | 4 | 20750 | 130 | 160 | 14 | 0.98 | 5000 | 74
PVWS8YTR | Aqualuma LLC | Aqualuma | AQHB12557CA-US-ST-UP | Indoor Luminaires | High-Bay | High-Bay Luminaires for Commercial and Industrial Buildings | Premium | FALSE | [9 empty] | 42692 | Dimmable | Continuous Below 10 | Yes |  | 4 | 20459 | 140 | 146 | 14 | 0.99 | 5000 | 74
PTB5QAAS | Aqualuma LLC | Aqualuma | AQHB12557CA-US-IO-UP | Indoor Luminaires | High-Bay | High-Bay Luminaires for Commercial and Industrial Buildings | Premium | FALSE | [9 empty] | 42692 | Dimmable | Continuous Below 10 | Yes |  | 4 | 20161 | 137 | 147 | 14 | 0.99 | 5000 | 74
P1KX8GUH | Aqualuma LLC | Aqualuma | AQHB12557CA-US-ST-HVUP | Indoor Luminaires | High-Bay | High-Bay Luminaires for Commercial and Industrial Buildings | Standard | FALSE | [9 empty] | 42692 | Dimmable | Continuous Below 10 | Yes |  | 4 | 20094 | 137 | 147 | 14 | 0.98 | 5000 | 74
PY3H9BCQ | Aqualuma LLC | Aqualuma | AQHB12557DA-US-ST-UP | Indoor Luminaires | High-Bay | High-Bay Luminaires for Commercial and Industrial Buildings | Premium | FALSE | [9 empty] | 42692 | Dimmable | Continuous Below 10 | Yes |  | 4 | 20042 | 138 | 145 | 14 | 0.99 | 5000 | 74
PMTG3ZQ1 | Aqualuma LLC | Aqualuma | AQHB12557DA-US-ST-HVUP | Indoor Luminaires | High-Bay | High-Bay Luminaires for Commercial and Industrial Buildings | Standard | FALSE | [9 empty] | 42692 | Dimmable | Continuous Below 10 | Yes |  | 4 | 20034 | 136 | 147 | 14 | 0.98 | 5000 | 74
P6YZDWUV | Aqualuma LLC | Aqualuma | AQHB12557CA-US-SS-UP | Indoor Luminaires | High-Bay | High-Bay Luminaires for Commercial and Industrial Buildings | Premium | FALSE | [9 empty] | 42692 | Dimmable | Continuous Below 10 | Yes |  | 4 | 19982 | 135 | 148 | 14 | 0.99 | 5000 | 74
PTAS9BPW | Aqualuma LLC | Aqualuma | AQHB12557DA-US-IO-UP | Indoor Luminaires | High-Bay | High-Bay Luminaires for Commercial and Industrial Buildings | Premium | FALSE | [9 empty] | 42692 | Dimmable | Continuous Below 10 | Yes |  | 4 | 19749 | 135 | 146 | 14 | 0.99 | 5000 | 74
PGU19JEQ | Aqualuma LLC | Aqualuma | AQHB12557CA-US-LB-UP | Indoor Luminaires | High-Bay | High-Bay Luminaires for Commercial and Industrial Buildings | Premium | FALSE | [9 empty] | 42692 | Dimmable | Continuous Below 10 | Yes |  | 4 | 19562 | 135 | 145 | 14 | 0.99 | 5000 | 74
PRTH1XAW | Aqualuma LLC | Aqualuma | AQHB12557DA-US-LB-UP | Indoor Luminaires | High-Bay | High-Bay Luminaires for Commercial and Industrial Buildings | Premium | FALSE | [9 empty] | 42692 | Dimmable | Continuous Below 10 | Yes |  | 4 | 19106 | 131 | 146 | 14 | 0.99 | 5000 | 74
PSFVRYXR | Aqualuma LLC | Aqualuma | AQHB09057CA-US-ST-UP | Indoor Luminaires | High-Bay | High-Bay Luminaires for Commercial and Industrial Buildings | Premium | FALSE | [9 empty] | 42692 | Dimmable | Continuous Below 10 | Yes |  | 4 | 16174 | 144 | 112 | 14 | 0.94 | 5000 | 74
PFP8HZHM | Aqualuma LLC | Aqualuma | AQHB09057DA-US-ST-UP | Indoor Luminaires | High-Bay | High-Bay Luminaires for Commercial and Industrial Buildings | Premium | FALSE | [9 empty] | 42692 | Dimmable | Continuous Below 10 | Yes |  | 4 | 16037 | 143 | 112 | 14 | 1 | 5000 | 74
PBEZWWTG | Aqualuma LLC | Aqualuma | AQHB09057CA-US-IO-UP | Indoor Luminaires | High-Bay | High-Bay Luminaires for Commercial and Industrial Buildings | Premium | FALSE | [9 empty] | 42692 | Dimmable | Continuous Below 10 | Yes |  | 4 | 15853 | 141 | 112 | 14 | 1 | 5000 | 74
PK1HQJE5 | Aqualuma LLC | Aqualuma | AQHB09057DA-US-IO-UP | Indoor Luminaires | High-Bay | High-Bay Luminaires for Commercial and Industrial Buildings | Premium | FALSE | [9 empty] | 42692 | Dimmable | Continuous Below 10 | Yes |  | 4 | 15488 | 138 | 112 | 14 | 1 | 5000 | 74
PJ9G6H9W | Aqualuma LLC | Aqualuma | AQHB09057CA-US-SS-UP | Indoor Luminaires | High-Bay | High-Bay Luminaires for Commercial and Industrial Buildings | Premium | FALSE | [9 empty] | 42692 | Dimmable | Continuous Below 10 | Yes |  | 4 | 15338 | 137 | 112 | 14 | 1 | 5000 | 74
P3MZ2KRQ | Aqualuma LLC | Aqualuma | AQHB09057CA-US-LB-UP | Indoor Luminaires | High-Bay | High-Bay Luminaires for Commercial and Industrial Buildings | Premium | FALSE | [9 empty] | 42692 | Dimmable | Continuous Below 10 | Yes |  | 4 | 15123 | 135 | 112 | 14 | 1 | 5000 | 74
P9WM2H3Z | All Green Lighting Inc. | All Green Lighting Inc. | UFO-2-200W-57K | Indoor Luminaires | High-Bay | High-Bay Luminaires for Commercial and Industrial Buildings | Premium | FALSE | [9 empty] | 42692 | Not Dimmable | Not Dimmable | No |  | 4 | 27000 | 135 | 200 | 17 | 0.92 | 5700 | 73
P2D9X177 | All Green Lighting Inc. | All Green Lighting Inc. | UFO-2-240W-57K | Indoor Luminaires | High-Bay | High-Bay Luminaires for Commercial and Industrial Buildings | Premium | FALSE | [9 empty] | 42692 | Not Dimmable | Not Dimmable | No |  | 4 | 31700 | 133 | 240 | 13 | 0.93 | 5700 | 73
PVU39V79 | All Green Lighting Inc. | All Green Lighting Inc. | UFO-2-200W-50K | Indoor Luminaires | High-Bay | High-Bay Luminaires for Commercial and Industrial Buildings | Premium | FALSE | [9 empty] | 42692 | Not Dimmable | Not Dimmable | No |  | 4 | 26600 | 133 | 200 | 17 | 0.92 | 5000 | 73
PS5936MM | All Green Lighting Inc. | All Green Lighting Inc. | UFO-2-240W-50K | Indoor Luminaires | High-Bay | High-Bay Luminaires for Commercial and Industrial Buildings | Premium | FALSE | [9 empty] | 42692 | Not Dimmable | Not Dimmable | No |  | 4 | 31250 | 131 | 240 | 13 | 0.93 | 5000 | 73
P7P69E8V | All Green Lighting Inc. | All Green Lighting Inc. | UFO-2-200W-45K | Indoor Luminaires | High-Bay | High-Bay Luminaires for Commercial and Industrial Buildings | Premium | FALSE | [9 empty] | 42692 | Not Dimmable | Not Dimmable | No |  | 4 | 26400 | 132 | 200 | 17 | 0.92 | 4500 | 73
PZDMAFJ3 | All Green Lighting Inc. | All Green Lighting Inc. | UFO-2-240W-45K | Indoor Luminaires | High-Bay | High-Bay Luminaires for Commercial and Industrial Buildings | Premium | FALSE | [9 empty] | 42692 | Not Dimmable | Not Dimmable | No |  | 4 | 31000 | 130 | 240 | 13 | 0.93 | 4500 | 73
P2M8MSPQ | Acuity Brands Lighting | Lithonia Lighting | TMSX L92 18000LM HEF FST MD MVOLT EOHN 40K 80CRI IPS WH XXXX | Indoor Luminaires | High-Bay | High-Bay Luminaires for Commercial and Industrial Buildings | Premium | FALSE | [9 empty] | 42692 | Not Dimmable | Not Dimmable | No |  | 4 | 18470 | 164.59 | 112.22 | 7.7 | 0.99 | 4000 | 80
PRS9QXGS | Acuity Brands Lighting | Lithonia Lighting | TMSX L92 18000LM SEF FST MD [MVOLTHVOLT] GZ10 40K 80CRI WH XXXX | Indoor Luminaires | High-Bay | High-Bay Luminaires for Commercial and Industrial Buildings | Premium | FALSE | [9 empty] | 42692 | Dimmable | Continuous Below 10 | No |  | 4 | 18774 | 139 | 135.06 | 6.2 | 0.99 | 4000 | 80
PRUU95CN | Lumen Focus LLC | PBL | PBL-4W-VH-UV-850-HH-OOO | Indoor Luminaires | High-Bay | High-Bay Luminaires for Commercial and Industrial Buildings | Standard | FALSE | [9 empty] | 42692 | Dimmable | Continuous Below 10 | Yes |  | 3.1 | 51058 | 136.5 | 374 | 10.9 | 0.98 | 5000 | 82
PVQPFMW5 | Lumen Focus LLC | PBL | PBL-4W-VH-UV-FR-850-HH-OOO | Indoor Luminaires | High-Bay | High-Bay Luminaires for Commercial and Industrial Buildings | Standard | FALSE | [9 empty] | 42692 | Dimmable | Continuous Below 10 | Yes |  | 3.1 | 47483.94 | 126.95 | 374 | 10.9 | 0.98 | 5000 | 82
P46Y9WDV | Lumen Focus LLC | PBL | PBL-4W-VH-UV-840-HH-OOO | Indoor Luminaires | High-Bay | High-Bay Luminaires for Commercial and Industrial Buildings | Standard | FALSE | [9 empty] | 42692 | Dimmable | Continuous Below 10 | Yes |  | 3.1 | 49571 | 132.6 | 374 | 10.9 | 0.98 | 4000 | 82
P4FMTJY3 | Lumen Focus LLC | PBL | PBL-4W-VH-UV-FR-840-HH-OOO | Indoor Luminaires | High-Bay | High-Bay Luminaires for Commercial and Industrial Buildings | Standard | FALSE | [9 empty] | 42692 | Dimmable | Continuous Below 10 | Yes |  | 3.1 | 46101.03 | 123.32 | 374 | 10.9 | 0.98 | 4000 | 82
PSVGFGD4 | Lumen Focus LLC | PBL | PBL-4W-VH-UV-835-HH-OOO | Indoor Luminaires | High-Bay | High-Bay Luminaires for Commercial and Industrial Buildings | Standard | FALSE | [9 empty] | 42692 | Dimmable | Continuous Below 10 | Yes |  | 3.1 | 48083 | 128.6 | 374 | 10.9 | 0.98 | 3500 | 82
P2SHZSNK | Lumen Focus LLC | PBL | PBL-4W-VH-UV-FR-835-HH-OOO | Indoor Luminaires | High-Bay | High-Bay Luminaires for Commercial and Industrial Buildings | Standard | FALSE | [9 empty] | 42692 | Dimmable | Continuous Below 10 | Yes |  | 3.1 | 44717.19 | 119.6 | 374 | 10.9 | 0.98 | 3500 | 82
PAX491RZ | LED Industries Inc. | LED Lights | LI-HBC100-XYZ | Indoor Luminaires | High-Bay | High-Bay Luminaires for Commercial and Industrial Buildings | Standard | FALSE | [9 empty] | 42692 | Dimmable | Continuous Above 10 | No |  | 3 | 10709 | 108.24 | 98.93 | 17.22 | 0.9324 | 5000 | 83.3
PRQ34GDN | LED Industries Inc. | LED Lights | LI-HBC150-XYZ | Indoor Luminaires | High-Bay | High-Bay Luminaires for Commercial and Industrial Buildings | Standard | FALSE | [9 empty] | 42692 | Dimmable | Continuous Above 10 | No |  | 3 | 16028 | 105.34 | 152.2 | 17.96 | 0.9086 | 5000 | 82.8
PHTTB45G | LED Industries Inc. | LED Lights | LI-HBC050-XYZ | Indoor Luminaires | High-Bay | Low-Bay Luminaires for Commercial and Industrial Buildings | Standard | FALSE | [9 empty] | 42692 | Dimmable | Continuous Above 10 | No |  | 3 | 5121.7 | 104.32 | 49.1 | 18.72 | 0.9158 | 5000 | 82.7
PJHJPGGQ | Shenzhen Huadian Lighting Co.LTD. | Huadian | HL-HBS20W26C1BUP-5700K | Indoor Luminaires | High-Bay | High-Bay Luminaires for Commercial and Industrial Buildings | Premium | FALSE | [9 empty] | 42692 | Dimmable | Continuous Below 10 | No |  | 4 | 29081 | 144.5 | 201.2 | 17.1 | 0.92 | 5756 | 83.9
PCRQ8SUC | Shenzhen Huadian Lighting Co.LTD. | Huadian | HL-HBS20W24A1BUS-5700K | Indoor Luminaires | High-Bay | High-Bay Luminaires for Commercial and Industrial Buildings | Standard | FALSE | [9 empty] | 42692 | Dimmable | Continuous Below 10 | No |  | 4 | 27596.3 | 136.5 | 202.1 | 17.9 | 0.94 | 5634 | 83.3
PXPZU78Q | Shenzhen Huadian Lighting Co.LTD. | Huadian | HL-HBS24W26C1BUP-5700K | Indoor Luminaires | High-Bay | High-Bay Luminaires for Commercial and Industrial Buildings | Premium | FALSE | [9 empty] | 42692 | Dimmable | Continuous Below 10 | No |  | 4 | 34320.6 | 142.5 | 240.7 | 17.7 | 0.91 | 5482 | 82.8
PEXUNRRY | Shenzhen Huadian Lighting Co.LTD. | Huadian | HL-HBS24W26C1BUP-5000K | Indoor Luminaires | High-Bay | High-Bay Luminaires for Commercial and Industrial Buildings | Premium | FALSE | [9 empty] | 42692 | Dimmable | Continuous Below 10 | No |  | 4 | 33016.7 | 138.7 | 237.9 | 16.5 | 0.91 | 5000 | 83.3
PGM8NX9Q | Shenzhen Huadian Lighting Co.LTD. | Huadian | HL-HBS20W26C1BUP-5000K | Indoor Luminaires | High-Bay | High-Bay Luminaires for Commercial and Industrial Buildings | Premium | FALSE | [9 empty] | 42692 | Dimmable | Continuous Below 10 | No |  | 4 | 27862.1 | 139.1 | 200.3 | 16.5 | 0.91 | 5000 | 83.1
PMRHARMB | Shenzhen Huadian Lighting Co.LTD. | Huadian | HL-HBS20W24A1BUS-5000K | Indoor Luminaires | High-Bay | High-Bay Luminaires for Commercial and Industrial Buildings | Standard | FALSE | [9 empty] | 42692 | Dimmable | Continuous Below 10 | No |  | 4 | 26148.6 | 130.8 | 199.8 | 16.6 | 0.93 | 5000 | 82.9
P1XWRHWJ | Shenzhen Huadian Lighting Co.LTD. | Huadian | HL-HBS24W26C1BUP-4500K | Indoor Luminaires | High-Bay | High-Bay Luminaires for Commercial and Industrial Buildings | Premium | FALSE | [9 empty] | 42692 | Dimmable | Continuous Below 10 | No |  | 4 | 33016.7 | 138.7 | 237.9 | 16.5 | 0.91 | 4500 | 83.3
PNABNZQZ | Shenzhen Huadian Lighting Co.LTD. | Huadian | HL-HBS20W26C1BUP-4500K | Indoor Luminaires | High-Bay | High-Bay Luminaires for Commercial and Industrial Buildings | Premium | FALSE | [9 empty] | 42692 | Dimmable | Continuous Below 10 | No |  | 4 | 27862.1 | 139.1 | 200.3 | 16.5 | 0.91 | 4500 | 83.1
PSA2T3Y9 | Shenzhen Huadian Lighting Co.LTD. | Huadian | HL-HBS20W24A1BUS-4500K | Indoor Luminaires | High-Bay | High-Bay Luminaires for Commercial and Industrial Buildings | Standard | FALSE | [9 empty] | 42692 | Dimmable | Continuous Below 10 | No |  | 4 | 26148.6 | 130.8 | 199.8 | 16.6 | 0.93 | 4500 | 82.9
PP58HPK1 | Shenzhen Huadian Lighting Co.LTD. | Huadian | HL-HBS24W26C1BUP-4000K | Indoor Luminaires | High-Bay | High-Bay Luminaires for Commercial and Industrial Buildings | Premium | FALSE | [9 empty] | 42692 | Dimmable | Continuous Below 10 | No |  | 4 | 33016.7 | 138.7 | 237.9 | 16.5 | 0.91 | 4000 | 83.3
PRYB3GVS | Shenzhen Huadian Lighting Co.LTD. | Huadian | HL-HBS20W26C1BUP-4000K | Indoor Luminaires | High-Bay | High-Bay Luminaires for Commercial and Industrial Buildings | Premium | FALSE | [9 empty] | 42692 | Dimmable | Continuous Below 10 | No |  | 4 | 27862.1 | 139.1 | 200.3 | 16.5 | 0.91 | 4000 | 83.1
P26EE3TR | Shenzhen Huadian Lighting Co.LTD. | Huadian | HL-HBS20W24A1BUS-4000K | Indoor Luminaires | High-Bay | High-Bay Luminaires for Commercial and Industrial Buildings | Standard | FALSE | [9 empty] | 42692 | Dimmable | Continuous Below 10 | No |  | 4 | 26148.6 | 130.8 | 199.8 | 16.6 | 0.93 | 4000 | 82.9
PWGDNKTB | Shenzhen Huadian Lighting Co.LTD. | Huadian | HL-HBS24W26C1BUP-3500K | Indoor Luminaires | High-Bay | High-Bay Luminaires for Commercial and Industrial Buildings | Premium | FALSE | [9 empty] | 42692 | Dimmable | Continuous Below 10 | No |  | 4 | 33016.7 | 138.7 | 237.9 | 16.5 | 0.91 | 3500 | 83.3
P3TUSDZN | Shenzhen Huadian Lighting Co.LTD. | Huadian | HL-HBS20W26C1BUP-3500K | Indoor Luminaires | High-Bay | High-Bay Luminaires for Commercial and Industrial Buildings | Premium | FALSE | [9 empty] | 42692 | Dimmable | Continuous Below 10 | No |  | 4 | 27862.1 | 139.1 | 200.3 | 16.5 | 0.91 | 3500 | 83.1
PTA1NSNQ | Shenzhen Huadian Lighting Co.LTD. | Huadian | HL-HBS20W24A1BUS-3500K | Indoor Luminaires | High-Bay | High-Bay Luminaires for Commercial and Industrial Buildings | Standard | FALSE | [9 empty] | 42692 | Dimmable | Continuous Below 10 | No |  | 4 | 26148.6 | 130.8 | 199.8 | 16.6 | 0.93 | 3500 | 82.9
PPNKP7QU | National Energy&Light | National Energy & Light Inc.? | NEL100-HB-2700K UNV | Indoor Luminaires | High-Bay | High-Bay Luminaires for Commercial and Industrial Buildings | Standard | TRUE | 13151 | 130.35 | 100.9 | 10.72 | 0.9758 | 2675 | 81.6 | 5 | 50000 | 42691 |  |  | No |  | 4 | 13000 | 130 | 100 | 10.72 | 0.9 | 2700 | 81
PHBQK53Z | AGC Lighting Co. Ltd | AGC lighting | HB03-120/T-4000-90-80 | Indoor Luminaires | High-Bay | High-Bay Luminaires for Commercial and Industrial Buildings | Standard | TRUE | 15034 | 122.63 | 122.6 | 8.34 | 0.9598 | 4002 | 82.4 | 5 | 50000 | 42691 |  |  | No |  | 4 | 14400 | 120 | 120 | 8.04 | 0.9 | 4000 | 80
PXQSSQB3 | AGC Lighting Co. Ltd | AGC lighting | HB03-120-4000-90 | Indoor Luminaires | High-Bay | High-Bay Luminaires for Commercial and Industrial Buildings | Premium | TRUE | 15598 | 129.66 | 120.3 | 8.27 | 0.9584 | 3939 | 73.9 | 5 | 50000 | 42691 |  |  | No |  | 4 | 15600 | 130 | 120 | 9.05 | 0.9 | 4000 | 70
PV47M8T6 | National Energy&Light | National Energy & Light Inc.? | NEL150-HB-2700K UNV | Indoor Luminaires | High-Bay | High-Bay Luminaires for Commercial and Industrial Buildings | Standard | TRUE | 19595 | 132.02 | 148.4 | 11.98 | 0.9484 | 2727 | 82.4 | 5 | 50000 | 42691 |  |  | No |  | 4 | 19500 | 130 | 150 | 11.98 | 0.9 | 2700 | 82
P4B2P8X6 | KONKA GREEN LIGHTING CO.LTD | KONKA | KK-HB-24D318-ZGUA | Indoor Luminaires | High-Bay | High-Bay Luminaires for Commercial and Industrial Buildings | Premium | TRUE | 41761.04 | 128.121 | 325.95 | 17.6 | 0.936 | 3989 | 83.1 | 5 | 50000 | 42691 |  |  | No |  | 4 | 41761 | 128.1 | 325.95 | 17.6 | 0.94 | 3989 | 83.1
PECW61U9 | KONKA GREEN LIGHTING CO.LTD | KONKA | KK-HB-22D167-ZGUA | Indoor Luminaires | High-Bay | High-Bay Luminaires for Commercial and Industrial Buildings | Premium | TRUE | 20812.906 | 127.335 | 163.45 | 17.6 | 0.933 | 4010 | 82.7 | 5 | 50000 | 42691 |  |  | No |  | 4 | 20812.9 | 127.3 | 163.45 | 17.6 | 0.93 | 4010 | 82.7
PEQUB7ST | KONKA GREEN LIGHTING CO.LTD | KONKA | KK-HB-12D083-ZGUA | Indoor Luminaires | High-Bay | High-Bay Luminaires for Commercial and Industrial Buildings | Premium | TRUE | 10693.75 | 128.36 | 83.31 | 17.8 | 0.932 | 3941 | 82.8 | 5 | 50000 | 42691 |  |  | No |  | 4 | 10693.7 | 128.3 | 83.31 | 17.8 | 0.93 | 3941 | 82.8
PR1BBFGR | KONKA GREEN LIGHTING CO.LTD | KONKA | KK-HB-24D318-ZMUA | Indoor Luminaires | High-Bay | High-Bay Luminaires for Commercial and Industrial Buildings | Premium | TRUE | 44712.12 | 136.818 | 326.8 | 17.4 | 0.932 | 4068 | 83.3 | 5 | 50000 | 42691 |  |  | No |  | 4 | 44712.1 | 136.8 | 326.8 | 17.4 | 0.93 | 4068 | 83.3
PY19M91K | AOK LED Light Co. Ltd | AOK | AOK-200WiU-X (3000K) | Indoor Luminaires | High-Bay | High-Bay Luminaires for Commercial and Industrial Buildings | Premium | TRUE | 26470 | 133.28 | 198.6 | 12.51 | 0.9315 | 3045 | 72.1 | 5 | 50000 | 42691 |  |  | Yes |  | 4 | 26470 | 133.28 | 198.6 | 12.51 | 0.93 | 3000 | 72.1
PXGJ3ZD2 | KONKA GREEN LIGHTING CO.LTD | KONKA | KK-HB-22D167-ZAUA | Indoor Luminaires | High-Bay | High-Bay Luminaires for Commercial and Industrial Buildings | Premium | TRUE | 22830.953 | 138.227 | 165.17 | 17.1 | 0.926 | 3997 | 83.2 | 5 | 50000 | 42691 |  |  | No |  | 4 | 22830.9 | 138.2 | 165.17 | 17.1 | 0.93 | 3997 | 83.2
PB83Q4RZ | KONKA GREEN LIGHTING CO.LTD | KONKA | KK-HB-24D318-ZAUA | Indoor Luminaires | High-Bay | High-Bay Luminaires for Commercial and Industrial Buildings | Premium | TRUE | 44921.2 | 136.522 | 329.04 | 17.7 | 0.924 | 4007 | 83.4 | 5 | 50000 | 42691 |  |  | No |  | 4 | 44921.1 | 136.5 | 329 | 17.7 | 0.92 | 4007 | 83.4
P7KCQNWU | KONKA GREEN LIGHTING CO.LTD | KONKA | KK-HB-24D258-ZMUA | Indoor Luminaires | High-Bay | High-Bay Luminaires for Commercial and Industrial Buildings | Premium | TRUE | 36214.12 | 137.435 | 263.5 | 17.8 | 0.921 | 4035 | 83.1 | 5 | 50000 | 42691 |  |  | No |  | 4 | 36214.1 | 137.4 | 263.5 | 17.8 | 0.92 | 4035 | 83.1
PG4KTRSA | KONKA GREEN LIGHTING CO.LTD | KONKA | KK-HB-12D064-ZGUA | Indoor Luminaires | High-Bay | High-Bay Luminaires for Commercial and Industrial Buildings | Premium | TRUE | 9170.05 | 140.86 | 65.1 | 15.8 | 0.92 | 3935 | 82.9 | 5 | 50000 | 42691 |  |  | No |  | 4 | 9170 | 140.8 | 65.1 | 15.8 | 0.92 | 3935 | 82.9
PF8F1X5J | Aleddra Inc. | Aleddra | AHB-W100-A-50K | Indoor Luminaires | High-Bay | High-Bay Luminaires for Commercial and Industrial Buildings | Standard | TRUE | 12435 | 138.07 | 90.06 | 15.77 | 0.9163 | 4949 | 73.5 | 5 | 50000 | 42691 |  |  | Yes |  | 4 | 12435 | 138.07 | 90.06 | 15.69 | 0.92 | 5000 | 70
PNXSPWXK | KONKA GREEN LIGHTING CO.LTD | KONKA | KK-HB-22D128-ZAUA | Indoor Luminaires | High-Bay | High-Bay Luminaires for Commercial and Industrial Buildings | Premium | TRUE | 17812.727 | 136.23 | 130.75 | 16.8 | 0.916 | 3974 | 83.5 | 5 | 50000 | 42691 |  |  | No |  | 4 | 17812.7 | 136.2 | 130.75 | 16.8 | 0.92 | 3974 | 83.5
PX6BJG31 | National Energy&Light | NEL | NEL-LHB-100-30K | Indoor Luminaires | High-Bay | High-Bay Luminaires for Commercial and Industrial Buildings | Standard | TRUE | 10573 | 116.1 | 91.2 | 13.05 | 0.9151 | 3109 | 84 | 5 | 50000 | 42691 |  |  | Yes |  | 4 | 10573 | 116.1 | 91.07 | 13.05 | 0.92 | 3000 | 80
PT4C6D8S | KONKA GREEN LIGHTING CO.LTD | KONKA | KK-HB-22D128-ZGUA | Indoor Luminaires | High-Bay | High-Bay Luminaires for Commercial and Industrial Buildings | Premium | TRUE | 16900.072 | 126.906 | 133.17 | 18.1 | 0.914 | 3991 | 82.9 | 5 | 50000 | 42691 |  |  | No |  | 4 | 16900 | 126.9 | 133.17 | 18.1 | 0.91 | 3991 | 82.9
PKDCUG1U | AGC Lighting Co. Ltd | AGC lighting | HB03-100/T-4000-120-80 | Indoor Luminaires | High-Bay | High-Bay Luminaires for Commercial and Industrial Buildings | Standard | TRUE | 11569 | 115.99 | 99.74 | 9.03 | 0.9016 | 4019 | 82.9 | 5 | 50000 | 42691 |  |  | No |  | 4 | 12000 | 120 | 100 | 9.03 | 0.9 | 4000 | 82.9
PDERMDTT | AGC Lighting Co. Ltd | AGC lighting | HB03-100/T-5000-120-80 | Indoor Luminaires | High-Bay | High-Bay Luminaires for Commercial and Industrial Buildings | Standard | TRUE | 11788 | 117.29 | 100.5 | 10.16 | 0.9003 | 5119 | 83.2 | 5 | 50000 | 42691 |  |  | No |  | 4 | 12000 | 120 | 100 | 10.16 | 0.9 | 5000 | 83.2
PASXCJBT | National Energy&Light | National Energy & Light Inc.? | NEL150-HB-3500K UNV | Indoor Luminaires | High-Bay | High-Bay Luminaires for Commercial and Industrial Buildings | Standard | FALSE | [9 empty] | 42691 |  |  | No |  | 4 | 19500 | 130 | 150 | 11.98 | 0.9 | 3500 | 82
PDJW4CXR | National Energy&Light | National Energy & Light Inc.? | NEL100-HB-3500K UNV | Indoor Luminaires | High-Bay | High-Bay Luminaires for Commercial and Industrial Buildings | Standard | FALSE | [9 empty] | 42691 |  |  | No |  | 4 | 13000 | 130 | 100 | 10.72 | 0.9 | 3500 | 81
PMR8SUQV | National Energy&Light | NEL | NEL-LHB-100-35K | Indoor Luminaires | High-Bay | High-Bay Luminaires for Commercial and Industrial Buildings | Standard | FALSE | [9 empty] | 42691 |  |  | Yes |  | 4 | 11202 | 124.27 | 90.14 | 15.77 | 0.92 | 3500 | 80
PTGNWWBK | National Energy&Light | NEL | NEL-LHB-160-35K | Indoor Luminaires | High-Bay | High-Bay Luminaires for Commercial and Industrial Buildings | Standard | FALSE | [9 empty] | 42691 |  |  | Yes |  | 4 | 16565.75 | 115.36 | 143.6 | 14.75 | 0.92 | 3500 | 80
PUKCHRUZ | AGC Lighting Co. Ltd | AGC lighting | HB03-100-5000-50-80 | Indoor Luminaires | High-Bay | High-Bay Luminaires for Commercial and Industrial Buildings | Standard | FALSE | [9 empty] | 42691 |  |  | No |  | 4 | 12000 | 120 | 100 | 10.67 | 0.9 | 5000 | 83.2
PHJGX1RB | AGC Lighting Co. Ltd | AGC lighting | HB03-100-5000-90-80 | Indoor Luminaires | High-Bay | High-Bay Luminaires for Commercial and Industrial Buildings | Standard | FALSE | [9 empty] | 42691 |  |  | No |  | 4 | 12000 | 120 | 100 | 10.38 | 0.9 | 5000 | 83.2
PX5AD762 | AGC Lighting Co. Ltd | AGC lighting | HB03-100-5000-120-80 | Indoor Luminaires | High-Bay | High-Bay Luminaires for Commercial and Industrial Buildings | Standard | FALSE | [9 empty] | 42691 |  |  | No |  | 4 | 12000 | 120 | 100 | 10.16 | 0.9 | 5000 | 83.2
PTFFMSTE | AGC Lighting Co. Ltd | AGC lighting | HB03-120-5000-120-80 | Indoor Luminaires | High-Bay | High-Bay Luminaires for Commercial and Industrial Buildings | Standard | FALSE | [9 empty] | 42691 |  |  | No |  | 4 | 14400 | 120 | 120 | 8.04 | 0.9 | 5000 | 80
PS3BCQPX | AGC Lighting Co. Ltd | AGC lighting | HB03-120-5000-50-80 | Indoor Luminaires | High-Bay | High-Bay Luminaires for Commercial and Industrial Buildings | Standard | FALSE | [9 empty] | 42691 |  |  | No |  | 4 | 14400 | 120 | 120 | 8.04 | 0.9 | 5000 | 80
PDE53VZ7 | AGC Lighting Co. Ltd | AGC lighting | HB03-120-5000-90-80 | Indoor Luminaires | High-Bay | High-Bay Luminaires for Commercial and Industrial Buildings | Standard | FALSE | [9 empty] | 42691 |  |  | No |  | 4 | 14400 | 120 | 120 | 8.04 | 0.9 | 5000 | 80
PYTE9HDF | AGC Lighting Co. Ltd | AGC lighting | HB03-200-5000-50-80 | Indoor Luminaires | High-Bay | High-Bay Luminaires for Commercial and Industrial Buildings | Standard | FALSE | [9 empty] | 42691 |  |  | No |  | 4 | 24000 | 120 | 200 | 7.49 | 0.91 | 5000 | 80
PF78FTHA | AGC Lighting Co. Ltd | AGC lighting | HB03-200-5000-120-80 | Indoor Luminaires | High-Bay | High-Bay Luminaires for Commercial and Industrial Buildings | Standard | FALSE | [9 empty] | 42691 |  |  | No |  | 4 | 24000 | 120 | 200 | 7.49 | 0.91 | 5000 | 80
P18CJ923 | AGC Lighting Co. Ltd | AGC lighting | HB03-200-5000-90-80 | Indoor Luminaires | High-Bay | High-Bay Luminaires for Commercial and Industrial Buildings | Standard | FALSE | [9 empty] | 42691 |  |  | No |  | 4 | 24000 | 120 | 200 | 7.49 | 0.91 | 5000 | 80
P88VK1RA | AGC Lighting Co. Ltd | AGC lighting | HB03-150-5000-120-80 | Indoor Luminaires | High-Bay | High-Bay Luminaires for Commercial and Industrial Buildings | Standard | FALSE | [9 empty] | 42691 |  |  | No |  | 4 | 18000 | 120 | 150 | 6.68 | 0.92 | 5000 | 80
P1Q36U4P | AGC Lighting Co. Ltd | AGC lighting | HB03-150-5000-50-80 | Indoor Luminaires | High-Bay | High-Bay Luminaires for Commercial and Industrial Buildings | Standard | FALSE | [9 empty] | 42691 |  |  | No |  | 4 | 18000 | 120 | 150 | 6.68 | 0.92 | 5000 | 80
P1DPYRKG | AGC Lighting Co. Ltd | AGC lighting | HB03-150-5000-90-80 | Indoor Luminaires | High-Bay | High-Bay Luminaires for Commercial and Industrial Buildings | Standard | FALSE | [9 empty] | 42691 |  |  | No |  | 4 | 18000 | 120 | 150 | 6.68 | 0.92 | 5000 | 80
PVP1W1N8 | AGC Lighting Co. Ltd | AGC lighting | HB03-100-5000-120 | Indoor Luminaires | High-Bay | High-Bay Luminaires for Commercial and Industrial Buildings | Premium | FALSE | [9 empty] | 42691 |  |  | No |  | 4 | 13000 | 130 | 100 | 9.95 | 0.9 | 5000 | 75.1
PN77HZP5 | AGC Lighting Co. Ltd | AGC lighting | HB03-200-5000-90 | Indoor Luminaires | High-Bay | High-Bay Luminaires for Commercial and Industrial Buildings | Premium | FALSE | [9 empty] | 42691 |  |  | No |  | 4 | 26000 | 130 | 200 | 9.95 | 0.9 | 5000 | 70
PG8N8PHU | AGC Lighting Co. Ltd | AGC lighting | HB03-200-5000-50 | Indoor Luminaires | High-Bay | High-Bay Luminaires for Commercial and Industrial Buildings | Premium | FALSE | [9 empty] | 42691 |  |  | No |  | 4 | 26000 | 130 | 200 | 9.95 | 0.9 | 5000 | 70
P33WYCAN | AGC Lighting Co. Ltd | AGC lighting | HB03-200-5000-120 | Indoor Luminaires | High-Bay | High-Bay Luminaires for Commercial and Industrial Buildings | Premium | FALSE | [9 empty] | 42691 |  |  | No |  | 4 | 26000 | 130 | 200 | 9.95 | 0.9 | 5000 | 70
PXCWWDBA | AGC Lighting Co. Ltd | AGC lighting | HB03-150-5000-120 | Indoor Luminaires | High-Bay | High-Bay Luminaires for Commercial and Industrial Buildings | Premium | FALSE | [9 empty] | 42691 |  |  | No |  | 4 | 19500 | 130 | 150 | 9.95 | 0.9 | 5000 | 70
PSX86QCM | AGC Lighting Co. Ltd | AGC lighting | HB03-150-5000-90 | Indoor Luminaires | High-Bay | High-Bay Luminaires for Commercial and Industrial Buildings | Premium | FALSE | [9 empty] | 42691 |  |  | No |  | 4 | 19500 | 130 | 150 | 9.95 | 0.9 | 5000 | 70
PAWZTB8V | AGC Lighting Co. Ltd | AGC lighting | HB03-150-5000-50 | Indoor Luminaires | High-Bay | High-Bay Luminaires for Commercial and Industrial Buildings | Premium | FALSE | [9 empty] | 42691 |  |  | No |  | 4 | 19500 | 130 | 150 | 9.95 | 0.9 | 5000 | 70
PX46ZQXK | AGC Lighting Co. Ltd | AGC lighting | HB03-120-5000-50 | Indoor Luminaires | High-Bay | High-Bay Luminaires for Commercial and Industrial Buildings | Premium | FALSE | [9 empty] | 42691 |  |  | No |  | 4 | 15600 | 130 | 120 | 9.95 | 0.9 | 5000 | 70
PQQGAWTD | AGC Lighting Co. Ltd | AGC lighting | HB03-120-5000-120 | Indoor Luminaires | High-Bay | High-Bay Luminaires for Commercial and Industrial Buildings | Premium | FALSE | [9 empty] | 42691 |  |  | No |  | 4 | 15600 | 130 | 120 | 9.95 | 0.9 | 5000 | 70
PJW3KDF8 | AGC Lighting Co. Ltd | AGC lighting | HB03-120-5000-90 | Indoor Luminaires | High-Bay | High-Bay Luminaires for Commercial and Industrial Buildings | Premium | FALSE | [9 empty] | 42691 |  |  | No |  | 4 | 15600 | 130 | 120 | 9.95 | 0.9 | 5000 | 70
PZJGA2NS | AGC Lighting Co. Ltd | AGC lighting | HB03-100-5000-50 | Indoor Luminaires | High-Bay | High-Bay Luminaires for Commercial and Industrial Buildings | Premium | FALSE | [9 empty] | 42691 |  |  | No |  | 4 | 13000 | 130 | 100 | 9.95 | 0.9 | 5000 | 70
P31N28XE | AGC Lighting Co. Ltd | AGC lighting | HB03-100-5000-90 | Indoor Luminaires | High-Bay | High-Bay Luminaires for Commercial and Industrial Buildings | Premium | FALSE | [9 empty] | 42691 |  |  | No |  | 4 | 13000 | 130 | 100 | 9.95 | 0.9 | 5000 | 70
PV3AB758 | AGC Lighting Co. Ltd | AGC lighting | HB03-100/T-5000-50-80 | Indoor Luminaires | High-Bay | High-Bay Luminaires for Commercial and Industrial Buildings | Standard | FALSE | [9 empty] | 42691 |  |  | No |  | 4 | 12000 | 120 | 100 | 10.67 | 0.9 | 5000 | 83.2
PFNSY7RS | AGC Lighting Co. Ltd | AGC lighting | HB03-100/T-5000-90-80 | Indoor Luminaires | High-Bay | High-Bay Luminaires for Commercial and Industrial Buildings | Standard | FALSE | [9 empty] | 42691 |  |  | No |  | 4 | 12000 | 120 | 100 | 10.38 | 0.9 | 5000 | 83.2
PQSS4EW7 | AGC Lighting Co. Ltd | AGC lighting | HB03-120/T-5000-90-80 | Indoor Luminaires | High-Bay | High-Bay Luminaires for Commercial and Industrial Buildings | Standard | FALSE | [9 empty] | 42691 |  |  | No |  | 4 | 14400 | 120 | 120 | 8.04 | 0.9 | 5000 | 80
PNZR5ECC | AGC Lighting Co. Ltd | AGC lighting | HB03-120/T-5000-120-80 | Indoor Luminaires | High-Bay | High-Bay Luminaires for Commercial and Industrial Buildings | Standard | FALSE | [9 empty] | 42691 |  |  | No |  | 4 | 14400 | 120 | 120 | 8.04 | 0.9 | 5000 | 80
PJPD1172 | AGC Lighting Co. Ltd | AGC lighting | HB03-120/T-5000-50-80 | Indoor Luminaires | High-Bay | High-Bay Luminaires for Commercial and Industrial Buildings | Standard | FALSE | [9 empty] | 42691 |  |  | No |  | 4 | 14400 | 120 | 120 | 8.04 | 0.9 | 5000 | 80
PQKC3J3Z | AGC Lighting Co. Ltd | AGC lighting | HB03-200/T-5000-120-80 | Indoor Luminaires | High-Bay | High-Bay Luminaires for Commercial and Industrial Buildings | Standard | FALSE | [9 empty] | 42691 |  |  | No |  | 4 | 24000 | 120 | 200 | 7.49 | 0.91 | 5000 | 80
PM4PRPSJ | AGC Lighting Co. Ltd | AGC lighting | HB03-200/T-5000-90-80 | Indoor Luminaires | High-Bay | High-Bay Luminaires for Commercial and Industrial Buildings | Standard | FALSE | [9 empty] | 42691 |  |  | No |  | 4 | 24000 | 120 | 200 | 7.49 | 0.91 | 5000 | 80
PHHUMR9S | AGC Lighting Co. Ltd | AGC lighting | HB03-200/T-5000-50-80 | Indoor Luminaires | High-Bay | High-Bay Luminaires for Commercial and Industrial Buildings | Standard | FALSE | [9 empty] | 42691 |  |  | No |  | 4 | 24000 | 120 | 200 | 7.49 | 0.91 | 5000 | 80
PT19EP6A | AGC Lighting Co. Ltd | AGC lighting | HB03-150/T-5000-50-80 | Indoor Luminaires | High-Bay | High-Bay Luminaires for Commercial and Industrial Buildings | Standard | FALSE | [9 empty] | 42691 |  |  | No |  | 4 | 18000 | 120 | 150 | 6.68 | 0.92 | 5000 | 80
PERXYAWR | AGC Lighting Co. Ltd | AGC lighting | HB03-150/T-5000-120-80 | Indoor Luminaires | High-Bay | High-Bay Luminaires for Commercial and Industrial Buildings | Standard | FALSE | [9 empty] | 42691 |  |  | No |  | 4 | 18000 | 120 | 150 | 6.68 | 0.92 | 5000 | 80
PD7WCKV2 | AGC Lighting Co. Ltd | AGC lighting | HB03-150/T-5000-90-80 | Indoor Luminaires | High-Bay | High-Bay Luminaires for Commercial and Industrial Buildings | Standard | FALSE | [9 empty] | 42691 |  |  | No |  | 4 | 18000 | 120 | 150 | 6.68 | 0.92 | 5000 | 80
P17ZEPH6 | AGC Lighting Co. Ltd | AGC lighting | HB03-100/T-5000-120 | Indoor Luminaires | High-Bay | High-Bay Luminaires for Commercial and Industrial Buildings | Premium | FALSE | [9 empty] | 42691 |  |  | No |  | 4 | 13000 | 130 | 100 | 9.95 | 0.9 | 5000 | 75.1
PTWG9FWW | AGC Lighting Co. Ltd | AGC lighting | HB03-200/T-5000-90 | Indoor Luminaires | High-Bay | High-Bay Luminaires for Commercial and Industrial Buildings | Premium | FALSE | [9 empty] | 42691 |  |  | No |  | 4 | 26000 | 130 | 200 | 9.95 | 0.9 | 5000 | 70
PHH4YW9V | AGC Lighting Co. Ltd | AGC lighting | HB03-200/T-5000-120 | Indoor Luminaires | High-Bay | High-Bay Luminaires for Commercial and Industrial Buildings | Premium | FALSE | [9 empty] | 42691 |  |  | No |  | 4 | 26000 | 130 | 200 | 9.95 | 0.9 | 5000 | 70
PH658D87 | AGC Lighting Co. Ltd | AGC lighting | HB03-200/T-5000-50 | Indoor Luminaires | High-Bay | High-Bay Luminaires for Commercial and Industrial Buildings | Premium | FALSE | [9 empty] | 42691 |  |  | No |  | 4 | 26000 | 130 | 200 | 9.95 | 0.9 | 5000 | 70
P965H39F | AGC Lighting Co. Ltd | AGC lighting | HB03-150/T-5000-120 | Indoor Luminaires | High-Bay | High-Bay Luminaires for Commercial and Industrial Buildings | Premium | FALSE | [9 empty] | 42691 |  |  | No |  | 4 | 19500 | 130 | 150 | 9.95 | 0.9 | 5000 | 70
P7YHAYYE | AGC Lighting Co. Ltd | AGC lighting | HB03-150/T-5000-50 | Indoor Luminaires | High-Bay | High-Bay Luminaires for Commercial and Industrial Buildings | Premium | FALSE | [9 empty] | 42691 |  |  | No |  | 4 | 19500 | 130 | 150 | 9.95 | 0.9 | 5000 | 70
P1BECFXN | AGC Lighting Co. Ltd | AGC lighting | HB03-150/T-5000-90 | Indoor Luminaires | High-Bay | High-Bay Luminaires for Commercial and Industrial Buildings | Premium | FALSE | [9 empty] | 42691 |  |  | No |  | 4 | 19500 | 130 | 150 | 9.95 | 0.9 | 5000 | 70
PSTV6MMZ | AGC Lighting Co. Ltd | AGC lighting | HB03-120/T-5000-120 | Indoor Luminaires | High-Bay | High-Bay Luminaires for Commercial and Industrial Buildings | Premium | FALSE | [9 empty] | 42691 |  |  | No |  | 4 | 15600 | 130 | 120 | 9.95 | 0.9 | 5000 | 70
PNRDP23R | AGC Lighting Co. Ltd | AGC lighting | HB03-120/T-5000-50 | Indoor Luminaires | High-Bay | High-Bay Luminaires for Commercial and Industrial Buildings | Premium | FALSE | [9 empty] | 42691 |  |  | No |  | 4 | 15600 | 130 | 120 | 9.95 | 0.9 | 5000 | 70
PC5UV3XX | AGC Lighting Co. Ltd | AGC lighting | HB03-120/T-5000-90 | Indoor Luminaires | High-Bay | High-Bay Luminaires for Commercial and Industrial Buildings | Premium | FALSE | [9 empty] | 42691 |  |  | No |  | 4 | 15600 | 130 | 120 | 9.95 | 0.9 | 5000 | 70
PFCDJZ33 | AGC Lighting Co. Ltd | AGC lighting | HB03-100/T-5000-50 | Indoor Luminaires | High-Bay | High-Bay Luminaires for Commercial and Industrial Buildings | Premium | FALSE | [9 empty] | 42691 |  |  | No |  | 4 | 13000 | 130 | 100 | 9.95 | 0.9 | 5000 | 70
PEDDK79G | AGC Lighting Co. Ltd | AGC lighting | HB03-100/T-5000-90 | Indoor Luminaires | High-Bay | High-Bay Luminaires for Commercial and Industrial Buildings | Premium | FALSE | [9 empty] | 42691 |  |  | No |  | 4 | 13000 | 130 | 100 | 9.95 | 0.9 | 5000 | 70
PF2PVXBY | AGC Lighting Co. Ltd | AGC lighting | HB03-100-4000-120-80 | Indoor Luminaires | High-Bay | High-Bay Luminaires for Commercial and Industrial Buildings | Standard | FALSE | [9 empty] | 42691 |  |  | No |  | 4 | 12000 | 120 | 100 | 9.03 | 0.9 | 4000 | 82.9
PZUJCTDT | AGC Lighting Co. Ltd | AGC lighting | HB03-100-4000-50-80 | Indoor Luminaires | High-Bay | High-Bay Luminaires for Commercial and Industrial Buildings | Standard | FALSE | [9 empty] | 42691 |  |  | No |  | 4 | 12000 | 120 | 100 | 9.37 | 0.9 | 4000 | 82.8
P6XGGNX4 | AGC Lighting Co. Ltd | AGC lighting | HB03-100-4000-90-80 | Indoor Luminaires | High-Bay | High-Bay Luminaires for Commercial and Industrial Buildings | Standard | FALSE | [9 empty] | 42691 |  |  | No |  | 4 | 12000 | 120 | 100 | 9.25 | 0.9 | 4000 | 82.8
PKPQ9ZFD | AGC Lighting Co. Ltd | AGC lighting | HB03-120-4000-120-80 | Indoor Luminaires | High-Bay | High-Bay Luminaires for Commercial and Industrial Buildings | Standard | FALSE | [9 empty] | 42691 |  |  | No |  | 4 | 14400 | 120 | 120 | 8.04 | 0.9 | 4000 | 82.4
PNJ3C99R | AGC Lighting Co. Ltd | AGC lighting | HB03-200-4000-120-80 | Indoor Luminaires | High-Bay | High-Bay Luminaires for Commercial and Industrial Buildings | Standard | FALSE | [9 empty] | 42691 |  |  | No |  | 4 | 24000 | 120 | 200 | 7.49 | 0.91 | 4000 | 82.4
PSR6USCC | AGC Lighting Co. Ltd | AGC lighting | HB03-150-4000-120-80 | Indoor Luminaires | High-Bay | High-Bay Luminaires for Commercial and Industrial Buildings | Standard | FALSE | [9 empty] | 42691 |  |  | No |  | 4 | 18000 | 120 | 150 | 6.68 | 0.92 | 4000 | 82.3
PT26JEKC | AGC Lighting Co. Ltd | AGC lighting | HB03-120-4000-50-80 | Indoor Luminaires | High-Bay | High-Bay Luminaires for Commercial and Industrial Buildings | Standard | FALSE | [9 empty] | 42691 |  |  | No |  | 4 | 14400 | 120 | 120 | 8.04 | 0.9 | 4000 | 80
PPJ57D6E | AGC Lighting Co. Ltd | AGC lighting | HB03-120-4000-90-80 | Indoor Luminaires | High-Bay | High-Bay Luminaires for Commercial and Industrial Buildings | Standard | FALSE | [9 empty] | 42691 |  |  | No |  | 4 | 14400 | 120 | 120 | 8.04 | 0.9 | 4000 | 80
PHMGACV8 | AGC Lighting Co. Ltd | AGC lighting | HB03-200-4000-90-80 | Indoor Luminaires | High-Bay | High-Bay Luminaires for Commercial and Industrial Buildings | Standard | FALSE | [9 empty] | 42691 |  |  | No |  | 4 | 24000 | 120 | 200 | 7.49 | 0.91 | 4000 | 80
PAGXHRSJ | AGC Lighting Co. Ltd | AGC lighting | HB03-200-4000-50-80 | Indoor Luminaires | High-Bay | High-Bay Luminaires for Commercial and Industrial Buildings | Standard | FALSE | [9 empty] | 42691 |  |  | No |  | 4 | 24000 | 120 | 200 | 7.49 | 0.91 | 4000 | 80
PXR5KJC7 | AGC Lighting Co. Ltd | AGC lighting | HB03-150-4000-90-80 | Indoor Luminaires | High-Bay | High-Bay Luminaires for Commercial and Industrial Buildings | Standard | FALSE | [9 empty] | 42691 |  |  | No |  | 4 | 18000 | 120 | 150 | 6.68 | 0.92 | 4000 | 80
PVQB84B4 | AGC Lighting Co. Ltd | AGC lighting | HB03-150-4000-50-80 | Indoor Luminaires | High-Bay | High-Bay Luminaires for Commercial and Industrial Buildings | Standard | FALSE | [9 empty] | 42691 |  |  | No |  | 4 | 18000 | 120 | 150 | 6.68 | 0.92 | 4000 | 80
PADT5JGT | AGC Lighting Co. Ltd | AGC lighting | HB03-100-4000-120 | Indoor Luminaires | High-Bay | High-Bay Luminaires for Commercial and Industrial Buildings | Premium | FALSE | [9 empty] | 42691 |  |  | No |  | 4 | 13000 | 130 | 100 | 9.05 | 0.9 | 4000 | 74.2
PUEVM1FU | AGC Lighting Co. Ltd | AGC lighting | HB03-200-4000-90 | Indoor Luminaires | High-Bay | High-Bay Luminaires for Commercial and Industrial Buildings | Premium | FALSE | [9 empty] | 42691 |  |  | No |  | 4 | 26000 | 130 | 200 | 9.05 | 0.9 | 4000 | 70
PESYY1BX | AGC Lighting Co. Ltd | AGC lighting | HB03-200-4000-120 | Indoor Luminaires | High-Bay | High-Bay Luminaires for Commercial and Industrial Buildings | Premium | FALSE | [9 empty] | 42691 |  |  | No |  | 4 | 26000 | 130 | 200 | 9.05 | 0.9 | 4000 | 70
PC1YY5NX | AGC Lighting Co. Ltd | AGC lighting | HB03-200-4000-50 | Indoor Luminaires | High-Bay | High-Bay Luminaires for Commercial and Industrial Buildings | Premium | FALSE | [9 empty] | 42691 |  |  | No |  | 4 | 26000 | 130 | 200 | 9.05 | 0.9 | 4000 | 70
P79W7R5T | AGC Lighting Co. Ltd | AGC lighting | HB03-150-4000-90 | Indoor Luminaires | High-Bay | High-Bay Luminaires for Commercial and Industrial Buildings | Premium | FALSE | [9 empty] | 42691 |  |  | No |  | 4 | 19500 | 130 | 150 | 9.05 | 0.9 | 4000 | 70
P67VCZCA | AGC Lighting Co. Ltd | AGC lighting | HB03-150-4000-50 | Indoor Luminaires | High-Bay | High-Bay Luminaires for Commercial and Industrial Buildings | Premium | FALSE | [9 empty] | 42691 |  |  | No |  | 4 | 19500 | 130 | 150 | 9.05 | 0.9 | 4000 | 70
P5RAURYD | AGC Lighting Co. Ltd | AGC lighting | HB03-150-4000-120 | Indoor Luminaires | High-Bay | High-Bay Luminaires for Commercial and Industrial Buildings | Premium | FALSE | [9 empty] | 42691 |  |  | No |  | 4 | 19500 | 130 | 150 | 9.05 | 0.9 | 4000 | 70
PJVGWWEA | AGC Lighting Co. Ltd | AGC lighting | HB03-120-4000-120 | Indoor Luminaires | High-Bay | High-Bay Luminaires for Commercial and Industrial Buildings | Premium | FALSE | [9 empty] | 42691 |  |  | No |  | 4 | 15600 | 130 | 120 | 9.05 | 0.9 | 4000 | 70
P3DE3QH3 | AGC Lighting Co. Ltd | AGC lighting | HB03-120-4000-50 | Indoor Luminaires | High-Bay | High-Bay Luminaires for Commercial and Industrial Buildings | Premium | FALSE | [9 empty] | 42691 |  |  | No |  | 4 | 15600 | 130 | 120 | 9.05 | 0.9 | 4000 | 70
PFZ3JFXE | AGC Lighting Co. Ltd | AGC lighting | HB03-100-4000-90 | Indoor Luminaires | High-Bay | High-Bay Luminaires for Commercial and Industrial Buildings | Premium | FALSE | [9 empty] | 42691 |  |  | No |  | 4 | 13000 | 130 | 100 | 9.05 | 0.9 | 4000 | 70
PBEG32JP | AGC Lighting Co. Ltd | AGC lighting | HB03-100-4000-50 | Indoor Luminaires | High-Bay | High-Bay Luminaires for Commercial and Industrial Buildings | Premium | FALSE | [9 empty] | 42691 |  |  | No |  | 4 | 13000 | 130 | 100 | 9.05 | 0.9 | 4000 | 70
PWVGKA2R | AGC Lighting Co. Ltd | AGC lighting | HB03-100/T-4000-50-80 | Indoor Luminaires | High-Bay | High-Bay Luminaires for Commercial and Industrial Buildings | Standard | FALSE | [9 empty] | 42691 |  |  | No |  | 4 | 12000 | 120 | 100 | 9.37 | 0.9 | 4000 | 82.8
PAY6WV1Q | AGC Lighting Co. Ltd | AGC lighting | HB03-100/T-4000-90-80 | Indoor Luminaires | High-Bay | High-Bay Luminaires for Commercial and Industrial Buildings | Standard | FALSE | [9 empty] | 42691 |  |  | No |  | 4 | 12000 | 120 | 100 | 9.25 | 0.9 | 4000 | 82.8
P78259HA | AGC Lighting Co. Ltd | AGC lighting | HB03-120/T-4000-120-80 | Indoor Luminaires | High-Bay | High-Bay Luminaires for Commercial and Industrial Buildings | Standard | FALSE | [9 empty] | 42691 |  |  | No |  | 4 | 14400 | 120 | 120 | 8.04 | 0.9 | 4000 | 82.4
PXYKND3R | AGC Lighting Co. Ltd | AGC lighting | HB03-200/T-4000-120-80 | Indoor Luminaires | High-Bay | High-Bay Luminaires for Commercial and Industrial Buildings | Standard | FALSE | [9 empty] | 42691 |  |  | No |  | 4 | 24000 | 120 | 200 | 7.49 | 0.91 | 4000 | 82.4
PEZPT8D2 | AGC Lighting Co. Ltd | AGC lighting | HB03-150/T-4000-120-80 | Indoor Luminaires | High-Bay | High-Bay Luminaires for Commercial and Industrial Buildings | Standard | FALSE | [9 empty] | 42691 |  |  | No |  | 4 | 18000 | 120 | 150 | 6.68 | 0.92 | 4000 | 82.3
PQZ94KP6 | AGC Lighting Co. Ltd | AGC lighting | HB03-120/T-4000-50-80 | Indoor Luminaires | High-Bay | High-Bay Luminaires for Commercial and Industrial Buildings | Standard | FALSE | [9 empty] | 42691 |  |  | No |  | 4 | 14400 | 120 | 120 | 8.04 | 0.9 | 4000 | 80
PRE4JVH9 | AGC Lighting Co. Ltd | AGC lighting | HB03-200/T-4000-50-80 | Indoor Luminaires | High-Bay | High-Bay Luminaires for Commercial and Industrial Buildings | Standard | FALSE | [9 empty] | 42691 |  |  | No |  | 4 | 24000 | 120 | 200 | 7.49 | 0.91 | 4000 | 80
P23HHY1Z | AGC Lighting Co. Ltd | AGC lighting | HB03-200/T-4000-90-80 | Indoor Luminaires | High-Bay | High-Bay Luminaires for Commercial and Industrial Buildings | Standard | FALSE | [9 empty] | 42691 |  |  | No |  | 4 | 24000 | 120 | 200 | 7.49 | 0.91 | 4000 | 80
P7VTJC3T | AGC Lighting Co. Ltd | AGC lighting | HB03-150/T-4000-50-80 | Indoor Luminaires | High-Bay | High-Bay Luminaires for Commercial and Industrial Buildings | Standard | FALSE | [9 empty] | 42691 |  |  | No |  | 4 | 18000 | 120 | 150 | 6.68 | 0.92 | 4000 | 80
P2VTS16Q | AGC Lighting Co. Ltd | AGC lighting | HB03-150/T-4000-90-80 | Indoor Luminaires | High-Bay | High-Bay Luminaires for Commercial and Industrial Buildings | Standard | FALSE | [9 empty] | 42691 |  |  | No |  | 4 | 18000 | 120 | 150 | 6.68 | 0.92 | 4000 | 80
P62YGUGQ | AGC Lighting Co. Ltd | AGC lighting | HB03-100/T-4000-120 | Indoor Luminaires | High-Bay | High-Bay Luminaires for Commercial and Industrial Buildings | Premium | FALSE | [9 empty] | 42691 |  |  | No |  | 4 | 13000 | 130 | 100 | 9.05 | 0.9 | 4000 | 74.2
PR6DQW9T | AGC Lighting Co. Ltd | AGC lighting | HB03-200/T-4000-120 | Indoor Luminaires | High-Bay | High-Bay Luminaires for Commercial and Industrial Buildings | Premium | FALSE | [9 empty] | 42691 |  |  | No |  | 4 | 26000 | 130 | 200 | 9.05 | 0.9 | 4000 | 70
PBPJB34U | AGC Lighting Co. Ltd | AGC lighting | HB03-200/T-4000-50 | Indoor Luminaires | High-Bay | High-Bay Luminaires for Commercial and Industrial Buildings | Premium | FALSE | [9 empty] | 42691 |  |  | No |  | 4 | 26000 | 130 | 200 | 9.05 | 0.9 | 4000 | 70
P1XWDRN8 | AGC Lighting Co. Ltd | AGC lighting | HB03-200/T-4000-90 | Indoor Luminaires | High-Bay | High-Bay Luminaires for Commercial and Industrial Buildings | Premium | FALSE | [9 empty] | 42691 |  |  | No |  | 4 | 26000 | 130 | 200 | 9.05 | 0.9 | 4000 | 70
PTYMFR6E | AGC Lighting Co. Ltd | AGC lighting | HB03-150/T-4000-90 | Indoor Luminaires | High-Bay | High-Bay Luminaires for Commercial and Industrial Buildings | Premium | FALSE | [9 empty] | 42691 |  |  | No |  | 4 | 19500 | 130 | 150 | 9.05 | 0.9 | 4000 | 70
PN3T2JFC | AGC Lighting Co. Ltd | AGC lighting | HB03-150/T-4000-50 | Indoor Luminaires | High-Bay | High-Bay Luminaires for Commercial and Industrial Buildings | Premium | FALSE | [9 empty] | 42691 |  |  | No |  | 4 | 19500 | 130 | 150 | 9.05 | 0.9 | 4000 | 70
PF4JGGTP | AGC Lighting Co. Ltd | AGC lighting | HB03-150/T-4000-120 | Indoor Luminaires | High-Bay | High-Bay Luminaires for Commercial and Industrial Buildings | Premium | FALSE | [9 empty] | 42691 |  |  | No |  | 4 | 19500 | 130 | 150 | 9.05 | 0.9 | 4000 | 70
PW44V3QJ | AGC Lighting Co. Ltd | AGC lighting | HB03-120/T-4000-50 | Indoor Luminaires | High-Bay | High-Bay Luminaires for Commercial and Industrial Buildings | Premium | FALSE | [9 empty] | 42691 |  |  | No |  | 4 | 15600 | 130 | 120 | 9.05 | 0.9 | 4000 | 70
PN8V45RD | AGC Lighting Co. Ltd | AGC lighting | HB03-120/T-4000-90 | Indoor Luminaires | High-Bay | High-Bay Luminaires for Commercial and Industrial Buildings | Premium | FALSE | [9 empty] | 42691 |  |  | No |  | 4 | 15600 | 130 | 120 | 9.05 | 0.9 | 4000 | 70
P986N289 | AGC Lighting Co. Ltd | AGC lighting | HB03-120/T-4000-120 | Indoor Luminaires | High-Bay | High-Bay Luminaires for Commercial and Industrial Buildings | Premium | FALSE | [9 empty] | 42691 |  |  | No |  | 4 | 15600 | 130 | 120 | 9.05 | 0.9 | 4000 | 70
P5F8Y86Z | AGC Lighting Co. Ltd | AGC lighting | HB03-100/T-4000-50 | Indoor Luminaires | High-Bay | High-Bay Luminaires for Commercial and Industrial Buildings | Premium | FALSE | [9 empty] | 42691 |  |  | No |  | 4 | 13000 | 130 | 100 | 9.05 | 0.9 | 4000 | 70
P2NFVUQV | AGC Lighting Co. Ltd | AGC lighting | HB03-100/T-4000-90 | Indoor Luminaires | High-Bay | High-Bay Luminaires for Commercial and Industrial Buildings | Premium | FALSE | [9 empty] | 42691 |  |  | No |  | 4 | 13000 | 130 | 100 | 9.05 | 0.9 | 4000 | 70
PW3M7SDW | KONKA GREEN LIGHTING CO.LTD | KONKA | KK-HB-24E318-ZMUA | Indoor Luminaires | High-Bay | High-Bay Luminaires for Commercial and Industrial Buildings | Premium | FALSE | [9 empty] | 42691 |  |  | No |  | 4 | 45550.3 | 140.3 | 324.5 | 18.8 | 0.94 | 5098 | 85.5
PFY2GEKM | KONKA GREEN LIGHTING CO.LTD | KONKA | KK-HB-24E318-ZAUA | Indoor Luminaires | High-Bay | High-Bay Luminaires for Commercial and Industrial Buildings | Premium | FALSE | [9 empty] | 42691 |  |  | No |  | 4 | 45702.7 | 140.8 | 324.4 | 18.5 | 0.93 | 4998 | 85.5
PRZ5CR2V | KONKA GREEN LIGHTING CO.LTD | KONKA | KK-HB-24E258-ZMUA | Indoor Luminaires | High-Bay | High-Bay Luminaires for Commercial and Industrial Buildings | Premium | FALSE | [9 empty] | 42691 |  |  | No |  | 4 | 37120.1 | 141.6 | 262.1 | 18.5 | 0.93 | 4991 | 85.4
PTG5WKJP | KONKA GREEN LIGHTING CO.LTD | KONKA | KK-HB-22E167-ZGUA | Indoor Luminaires | High-Bay | High-Bay Luminaires for Commercial and Industrial Buildings | Premium | FALSE | [9 empty] | 42691 |  |  | No |  | 4 | 21918.3 | 130.9 | 167.34 | 18.3 | 0.94 | 4986 | 84.4
P3PDHTE9 | KONKA GREEN LIGHTING CO.LTD | KONKA | KK-HB-22E167-ZAUA | Indoor Luminaires | High-Bay | High-Bay Luminaires for Commercial and Industrial Buildings | Premium | FALSE | [9 empty] | 42691 |  |  | No |  | 4 | 23878 | 141.7 | 168.42 | 17.9 | 0.93 | 4972 | 84.8
P7H8EE9Y | KONKA GREEN LIGHTING CO.LTD | KONKA | KK-HB-22E128-ZGUA | Indoor Luminaires | High-Bay | High-Bay Luminaires for Commercial and Industrial Buildings | Premium | FALSE | [9 empty] | 42691 |  |  | No |  | 4 | 17018.8 | 130.3 | 130.52 | 18.8 | 0.92 | 4960 | 84.3
PPVC43NW | KONKA GREEN LIGHTING CO.LTD | KONKA | KK-HB-22E128-ZAUA | Indoor Luminaires | High-Bay | High-Bay Luminaires for Commercial and Industrial Buildings | Premium | FALSE | [9 empty] | 42691 |  |  | No |  | 4 | 18033 | 140.2 | 128.62 | 17.5 | 0.92 | 4959 | 84.9
P62FSE4V | KONKA GREEN LIGHTING CO.LTD | KONKA | KK-HB-24E318-ZGUA | Indoor Luminaires | High-Bay | High-Bay Luminaires for Commercial and Industrial Buildings | Premium | FALSE | [9 empty] | 42691 |  |  | No |  | 4 | 41679.2 | 131.4 | 317.15 | 18.5 | 0.94 | 4919 | 85
PF19QM8M | KONKA GREEN LIGHTING CO.LTD | KONKA | KK-HB-12E083-ZGUA | Indoor Luminaires | High-Bay | High-Bay Luminaires for Commercial and Industrial Buildings | Premium | FALSE | [9 empty] | 42691 |  |  | No |  | 4 | 11122.6 | 131.5 | 84.58 | 18.4 | 0.94 | 4888 | 84.4
PUEAGJD9 | KONKA GREEN LIGHTING CO.LTD | KONKA | KK-HB-12E064-ZGUA | Indoor Luminaires | High-Bay | High-Bay Luminaires for Commercial and Industrial Buildings | Premium | FALSE | [9 empty] | 42691 |  |  | No |  | 4 | 9352.3 | 143.9 | 64.98 | 16.6 | 0.93 | 4884 | 84.5
PDX72QYP | AOK LED Light Co. Ltd | AOK | AOK-200WiU-X (5700K) | Indoor Luminaires | High-Bay | High-Bay Luminaires for Commercial and Industrial Buildings | Premium | FALSE | [9 empty] | 42691 | Dimmable | Continuous Below 10 | Yes |  | 4 | 27229 | 137.59 | 197.9 | 12.82 | 0.93 | 5700 | 77
PBJ54VRC | AOK LED Light Co. Ltd | AOK | AOK-200WiU-X (5000K) | Indoor Luminaires | High-Bay | High-Bay Luminaires for Commercial and Industrial Buildings | Premium | FALSE | [9 empty] | 42691 | Dimmable | Continuous Below 10 | Yes |  | 4 | 26470 | 133.28 | 198.6 | 12.51 | 0.93 | 5000 | 72.1
PC79RCE3 | AOK LED Light Co. Ltd | AOK | AOK-200WiU-X (4500K) | Indoor Luminaires | High-Bay | High-Bay Luminaires for Commercial and Industrial Buildings | Premium | FALSE | [9 empty] | 42691 | Dimmable | Continuous Below 10 | Yes |  | 4 | 26470 | 133.28 | 198.6 | 12.51 | 0.93 | 4500 | 72.1
P49NZ6G4 | AOK LED Light Co. Ltd | AOK | AOK-200WiU-X (4000K) | Indoor Luminaires | High-Bay | High-Bay Luminaires for Commercial and Industrial Buildings | Premium | FALSE | [9 empty] | 42691 | Dimmable | Continuous Below 10 | Yes |  | 4 | 26470 | 133.28 | 198.6 | 12.51 | 0.93 | 4000 | 72.1
PC7165X5 | AOK LED Light Co. Ltd | AOK | AOK-200WiU-X (3500K) | Indoor Luminaires | High-Bay | High-Bay Luminaires for Commercial and Industrial Buildings | Premium | FALSE | [9 empty] | 42691 | Dimmable | Continuous Below 10 | Yes |  | 4 | 26470 | 133.28 | 198.6 | 12.51 | 0.93 | 3500 | 72.1
PKDZJ7VM | Aleddra Inc. | Aleddra | AHB-W100-50K | Indoor Luminaires | High-Bay | High-Bay Luminaires for Commercial and Industrial Buildings | Standard | FALSE | [9 empty] | 42691 | Dimmable | Continuous Above 10 | Yes |  | 4 | 12457 | 138.57 | 89.9 | 16.54 | 0.92 | 5000 | 70
P5X7KMT1 | Aleddra Inc. | Aleddra | AHB-W150-50K | Indoor Luminaires | High-Bay | High-Bay Luminaires for Commercial and Industrial Buildings | Standard | FALSE | [9 empty] | 42691 | Dimmable | Continuous Above 10 | Yes |  | 4 | 19196 | 132.57 | 144.8 | 16.27 | 0.92 | 5000 | 70
P6Z4U6KB | Aleddra Inc. | Aleddra | AHB-W200-50K | Indoor Luminaires | High-Bay | High-Bay Luminaires for Commercial and Industrial Buildings | Standard | FALSE | [9 empty] | 42691 | Dimmable | Continuous Above 10 | Yes |  | 4 | 27442 | 122.29 | 224.4 | 12.69 | 0.94 | 5000 | 70
PECU4NT1 | Aleddra Inc. | Aleddra | AHB-W100-40K | Indoor Luminaires | High-Bay | High-Bay Luminaires for Commercial and Industrial Buildings | Standard | FALSE | [9 empty] | 42691 | Dimmable | Continuous Above 10 | Yes |  | 4 | 11619 | 128.63 | 90.33 | 15.71 | 0.92 | 4000 | 80
PVG9QPYA | Aleddra Inc. | Aleddra | AHB-W150-40K | Indoor Luminaires | High-Bay | High-Bay Luminaires for Commercial and Industrial Buildings | Standard | FALSE | [9 empty] | 42691 | Dimmable | Continuous Above 10 | Yes |  | 4 | 17501.5 | 123.34 | 141.9 | 15.22 | 0.92 | 4000 | 80
PVPEPEY1 | Aleddra Inc. | Aleddra | AHB-W200-40K | Indoor Luminaires | High-Bay | High-Bay Luminaires for Commercial and Industrial Buildings | Standard | FALSE | [9 empty] | 42691 | Dimmable | Continuous Above 10 | Yes |  | 4 | 25931 | 109.23 | 237.4 | 11.6 | 0.94 | 4000 | 80
P2WVDGR5 | Aleddra Inc. | Aleddra | AHB-W100-35K | Indoor Luminaires | High-Bay | High-Bay Luminaires for Commercial and Industrial Buildings | Standard | FALSE | [9 empty] | 42691 | Dimmable | Continuous Above 10 | Yes |  | 4 | 11200 | 123.99 | 90.33 | 15.71 | 0.92 | 3500 | 80
PTSFY9PC | Aleddra Inc. | Aleddra | AHB-W150-35K | Indoor Luminaires | High-Bay | High-Bay Luminaires for Commercial and Industrial Buildings | Standard | FALSE | [9 empty] | 42691 | Dimmable | Continuous Above 10 | Yes |  | 4 | 16654.25 | 117.37 | 141.9 | 15.22 | 0.92 | 3500 | 80
PMNPH62X | Aleddra Inc. | Aleddra | AHB-W200-35K | Indoor Luminaires | High-Bay | High-Bay Luminaires for Commercial and Industrial Buildings | Standard | FALSE | [9 empty] | 42691 | Dimmable | Continuous Above 10 | Yes |  | 4 | 25175.5 | 106.05 | 237.4 | 11.6 | 0.94 | 3500 | 80
PA7S1T91 | Aleddra Inc. | Aleddra | AHB-W100-30K | Indoor Luminaires | High-Bay | High-Bay Luminaires for Commercial and Industrial Buildings | Standard | FALSE | [9 empty] | 42691 | Dimmable | Continuous Above 10 | Yes |  | 4 | 10781 | 119.35 | 90.33 | 15.71 | 0.92 | 3000 | 80
P6KH18UC | Aleddra Inc. | Aleddra | AHB-W150-30K | Indoor Luminaires | High-Bay | High-Bay Luminaires for Commercial and Industrial Buildings | Standard | FALSE | [9 empty] | 42691 | Dimmable | Continuous Above 10 | Yes |  | 4 | 15807 | 111.4 | 141.9 | 15.22 | 0.92 | 3000 | 80
P33SVQQ5 | Aleddra Inc. | Aleddra | AHB-W200-30K | Indoor Luminaires | High-Bay | High-Bay Luminaires for Commercial and Industrial Buildings | Standard | FALSE | [9 empty] | 42691 | Dimmable | Continuous Above 10 | Yes |  | 4 | 24420 | 102.86 | 237.4 | 11.6 | 0.94 | 3000 | 80
PF6Q3TZG | ZHEJIANG YANKON GROUP CO. LTD. | Yankon | GDXL1008-LED150-K740-XXX | Indoor Luminaires | High-Bay | High-Bay Luminaires for Commercial and Industrial Buildings | Standard | TRUE | 15770 | 102.4 | 153.96 | 10.93 | 0.9467 | 4163 | 73.2 | 5 | 50000 | 42690 |  |  | Yes |  | 4 | 15770 | 102.4 | 153.96 | 10.93 | 0.95 | 4163 | 73.2
PUV5KQ2X | S LITE CO. LTD. | S LITE | DL722HED-F-16PC-A(3000K) | Indoor Luminaires | High-Bay | High-Bay Luminaires for Commercial and Industrial Buildings | Standard | TRUE | 19767 | 108.19 | 182.7 | 12.68 | 0.9444 | 3054 | 73.9 | 5 | 50000 | 42690 |  |  | No |  | 4 | 19767 | 108.19 | 182.7 | 12.68 | 0.94 | 3000 | 73.9
PUMDSK5M | Luminix LED Lighting Canada Ltd | LiteLution | LM48-S150-FH-L-50K-M2-0-P3-D0-1R-SL-CR-C0 | Indoor Luminaires | High-Bay | High-Bay Luminaires for Commercial and Industrial Buildings | Premium | TRUE | 16410 | 110.31 | 148.8 | 15.41 | 0.9378 | 4956 | 83.4 | 5 | 85000 | 42690 |  |  | No |  | 3.1 | 16410 | 110.31 | 148.8 | 6.64 | 0.94 | 4985 | 83.4
PHRVGGNA | Fine Technix Co. Ltd | Fine Technix | HU150L2-L840(BA BS-A1R) | Indoor Luminaires | High-Bay | High-Bay Luminaires for Commercial and Industrial Buildings | Standard | TRUE | 18732.5 | 123.1 | 152.21 | 19.33 | 0.935 | 4198 | 84.1 | 5 | 50000 | 42690 |  |  | No |  | 4 | 19194.5 | 125.16 | 153.36 | 19.3 | 0.99 | 4198 | 84.1
PQ6DC3MU | Luminix LED Lighting Canada Ltd | LiteLution | LM48-X230-FH-H-50K-M4-0-P3-D0-2R-SL-CR-C0-54 | Indoor Luminaires | High-Bay | High-Bay Luminaires for Commercial and Industrial Buildings | Premium | TRUE | 24884 | 108.51 | 229.3 | 13.75 | 0.9328 | 4879 | 82.5 | 5 | 85000 | 42690 |  |  | No |  | 3.1 | 24884 | 108.51 | 229.3 | 5.88 | 0.96 | 4879 | 82.5
P95PYGBH | Jiangmen OGJG Lighting and Electronic Co. Ltd. | OGJG Lighting | OG-PLED630(4000K) | Indoor Luminaires | High-Bay | High-Bay Luminaires for Commercial and Industrial Buildings | Premium | TRUE | 23858.79 | 131.39 | 181.59 | 12.48 | 0.923 | 4210 | 85 | 5 | 50000 | 42690 |  |  | No |  | 4 | 23400 | 130 | 180 | 15 | 0.9 | 4000 | 83
P6EAYURR | Jiangmen OGJG Lighting and Electronic Co. Ltd. | OGJG Lighting | OG-PLED430(4000K) | Indoor Luminaires | High-Bay | High-Bay Luminaires for Commercial and Industrial Buildings | Premium | TRUE | 15767.03 | 130.94 | 120.41 | 13.21 | 0.919 | 4215 | 85.1 | 5 | 50000 | 42690 |  |  | No |  | 4 | 15600 | 130 | 120 | 15 | 0.9 | 4000 | 83
PB8954TZ | S LITE CO. LTD. | S LITE | DL712AE-F-16PC-A(3000K) | Indoor Luminaires | High-Bay | High-Bay Luminaires for Commercial and Industrial Buildings | Standard | TRUE | 13691 | 113.9 | 120.2 | 14.49 | 0.9074 | 3045 | 75.4 | 5 | 50000 | 42690 |  |  | No |  | 4 | 13691 | 113.9 | 120.2 | 14.49 | 0.91 | 3000 | 75.4
PJHVXJZE | S LITE CO. LTD. | S LITE | DL712AE-F-16PC-00(3000K) | Indoor Luminaires | High-Bay | High-Bay Luminaires for Commercial and Industrial Buildings | Premium | TRUE | 15274 | 126.13 | 121.1 | 14.49 | 0.9023 | 3046 | 75.4 | 5 | 50000 | 42690 |  |  | No |  | 4 | 15274 | 126.13 | 121.1 | 14.49 | 0.9 | 3000 | 75.4
PX3CR62X | ZHEJIANG YANKON GROUP CO. LTD. | Yankon | GDXL1008-LED150-K757-XXX | Indoor Luminaires | High-Bay | High-Bay Luminaires for Commercial and Industrial Buildings | Standard | FALSE | [9 empty] | 42690 |  |  | Yes |  | 4 | 18610 | 117.5 | 158.37 | 10.02 | 0.95 | 5705 | 74.1
P2VCRCTU | ZHEJIANG YANKON GROUP CO. LTD. | Yankon | GDXL1008-LED150-K750-XXX | Indoor Luminaires | High-Bay | High-Bay Luminaires for Commercial and Industrial Buildings | Standard | FALSE | [9 empty] | 42690 |  |  | Yes |  | 4 | 17663.4 | 112.6 | 156.9 | 10.93 | 0.95 | 5000 | 73.2
PMNNETS9 | ZHEJIANG YANKON GROUP CO. LTD. | Yankon | GDXL1008-LED150-K745-XXX | Indoor Luminaires | High-Bay | High-Bay Luminaires for Commercial and Industrial Buildings | Standard | FALSE | [9 empty] | 42690 |  |  | Yes |  | 4 | 16716.7 | 107.6 | 155.43 | 10.93 | 0.95 | 4500 | 73.2
PNV2HESD | S LITE CO. LTD. | S LITE | DL712AE-F-16PC-A(5000K) | Indoor Luminaires | High-Bay | High-Bay Luminaires for Commercial and Industrial Buildings | Standard | FALSE | [9 empty] | 42690 | Dimmable | Continuous Above 10 | No |  | 4 | 14472 | 118.92 | 121.7 | 14.73 | 0.91 | 5000 | 79.9
PN321XMX | S LITE CO. LTD. | S LITE | DL722HED-F-16PC-A(5000K) | Indoor Luminaires | High-Bay | High-Bay Luminaires for Commercial and Industrial Buildings | Standard | FALSE | [9 empty] | 42690 | Dimmable | Continuous Above 10 | No |  | 4 | 20241 | 110.31 | 183.5 | 12.8 | 0.94 | 5000 | 79.5
P4V4EGM1 | S LITE CO. LTD. | S LITE | DL712AE-F-00-00(5000K) | Indoor Luminaires | High-Bay | High-Bay Luminaires for Commercial and Industrial Buildings | Premium | FALSE | [9 empty] | 42690 | Dimmable | Continuous Above 10 | No |  | 4 | 17633 | 143.71 | 122.7 | 14.78 | 0.91 | 5000 | 78.2
PJ12Y9TR | S LITE CO. LTD. | S LITE | DL712AE-E-00-00(5000K) | Indoor Luminaires | High-Bay | High-Bay Luminaires for Commercial and Industrial Buildings | Premium | FALSE | [9 empty] | 42690 | Dimmable | Continuous Above 10 | No |  | 4 | 15598 | 127.33 | 122.5 | 14.71 | 0.91 | 5000 | 78.2
P5JHT6JV | S LITE CO. LTD. | S LITE | DL712AE-F-16AL-00(5000K) | Indoor Luminaires | High-Bay | High-Bay Luminaires for Commercial and Industrial Buildings | Premium | FALSE | [9 empty] | 42690 | Dimmable | Continuous Above 10 | No |  | 4 | 15766 | 129.34 | 121.9 | 14.62 | 0.9 | 5000 | 78.2
PA8ZJ4W3 | S LITE CO. LTD. | S LITE | DL712AE-F-16PC-00(5000K) | Indoor Luminaires | High-Bay | High-Bay Luminaires for Commercial and Industrial Buildings | Premium | FALSE | [9 empty] | 42690 | Dimmable | Continuous Above 10 | No |  | 4 | 15992 | 131.51 | 121.6 | 14.51 | 0.9 | 5000 | 78.2
PPZ39B4S | S LITE CO. LTD. | S LITE | DL722AED-F-00-00(5000K) | Indoor Luminaires | High-Bay | High-Bay Luminaires for Commercial and Industrial Buildings | Standard | FALSE | [9 empty] | 42690 | Dimmable | Continuous Above 10 | No |  | 4 | 25433.58 | 137.18 | 185.4 | 12.48 | 0.94 | 5000 | 75
P3UBCX23 | S LITE CO. LTD. | S LITE | DL722HED-F-00-00(5000K) | Indoor Luminaires | High-Bay | High-Bay Luminaires for Commercial and Industrial Buildings | Standard | FALSE | [9 empty] | 42690 | Dimmable | Continuous Above 10 | No |  | 4 | 24309.44 | 131.12 | 185.4 | 12.48 | 0.94 | 5000 | 75
PHJ95ES5 | S LITE CO. LTD. | S LITE | DL722AED-F-16PC-00(5000K) | Indoor Luminaires | High-Bay | High-Bay Luminaires for Commercial and Industrial Buildings | Standard | FALSE | [9 empty] | 42690 | Dimmable | Continuous Above 10 | No |  | 4 | 23612.36 | 127.36 | 185.4 | 12.48 | 0.94 | 5000 | 75
PKGJK6ZM | S LITE CO. LTD. | S LITE | DL722AED-E-00-00(5000K) | Indoor Luminaires | High-Bay | High-Bay Luminaires for Commercial and Industrial Buildings | Standard | FALSE | [9 empty] | 42690 | Dimmable | Continuous Above 10 | No |  | 4 | 23061.75 | 124.39 | 185.4 | 12.48 | 0.94 | 5000 | 75
PZKH6Y58 | S LITE CO. LTD. | S LITE | DL722AED-F-16AL-00(5000K) | Indoor Luminaires | High-Bay | High-Bay Luminaires for Commercial and Industrial Buildings | Standard | FALSE | [9 empty] | 42690 | Dimmable | Continuous Above 10 | No |  | 4 | 22977.05 | 123.93 | 185.4 | 12.48 | 0.94 | 5000 | 75
PU5AF1XU | S LITE CO. LTD. | S LITE | DL722HED-F-16PC-00(5000K) | Indoor Luminaires | High-Bay | High-Bay Luminaires for Commercial and Industrial Buildings | Standard | FALSE | [9 empty] | 42690 | Dimmable | Continuous Above 10 | No |  | 4 | 22568.72 | 121.73 | 185.4 | 12.48 | 0.94 | 5000 | 75
P17U9YFE | S LITE CO. LTD. | S LITE | DL722HED-E-00-00(5000K) | Indoor Luminaires | High-Bay | High-Bay Luminaires for Commercial and Industrial Buildings | Standard | FALSE | [9 empty] | 42690 | Dimmable | Continuous Above 10 | No |  | 4 | 22042.45 | 118.89 | 185.4 | 12.48 | 0.94 | 5000 | 75
PSDFSFCA | S LITE CO. LTD. | S LITE | DL722HED-F-16AL-00(5000K) | Indoor Luminaires | High-Bay | High-Bay Luminaires for Commercial and Industrial Buildings | Standard | FALSE | [9 empty] | 42690 | Dimmable | Continuous Above 10 | No |  | 4 | 21961.49 | 118.45 | 185.4 | 12.48 | 0.94 | 5000 | 75
PH4AAEGS | S LITE CO. LTD. | S LITE | DL722AED-F-16PC-A(5000K) | Indoor Luminaires | High-Bay | High-Bay Luminaires for Commercial and Industrial Buildings | Standard | FALSE | [9 empty] | 42690 | Dimmable | Continuous Above 10 | No |  | 4 | 21177 | 114.22 | 185.4 | 12.48 | 0.94 | 5000 | 75
PGZJ685V | S LITE CO. LTD. | S LITE | DL712AE-F-16AL-00(4500K) | Indoor Luminaires | High-Bay | High-Bay Luminaires for Commercial and Industrial Buildings | Standard | FALSE | [9 empty] | 42690 | Dimmable | Continuous Above 10 | No |  | 4 | 14854 | 122.15 | 121.6 | 14.52 | 0.91 | 4500 | 75.4
PZ1491Y4 | S LITE CO. LTD. | S LITE | DL712AE-F-16PC-00(4500K) | Indoor Luminaires | High-Bay | High-Bay Luminaires for Commercial and Industrial Buildings | Premium | FALSE | [9 empty] | 42690 | Dimmable | Continuous Above 10 | No |  | 4 | 15813 | 130.3 | 121.4 | 14.49 | 0.9 | 4500 | 75.4
PJ9QGCZY | S LITE CO. LTD. | S LITE | DL712AE-F-16PC-A(4500K) | Indoor Luminaires | High-Bay | High-Bay Luminaires for Commercial and Industrial Buildings | Standard | FALSE | [9 empty] | 42690 | Dimmable | Continuous Above 10 | No |  | 4 | 14277 | 118.04 | 121 | 14.49 | 0.91 | 4500 | 75.4
PKJWTTGV | S LITE CO. LTD. | S LITE | DL712AE-F-00-00(4500K) | Indoor Luminaires | High-Bay | High-Bay Luminaires for Commercial and Industrial Buildings | Premium | FALSE | [9 empty] | 42690 | Dimmable | Continuous Above 10 | No |  | 4 | 17337 | 142.4 | 121.8 | 14.58 | 0.9 | 4500 | 75.3
PAMU8CTJ | S LITE CO. LTD. | S LITE | DL712AE-E-00-00(4500K) | Indoor Luminaires | High-Bay | High-Bay Luminaires for Commercial and Industrial Buildings | Standard | FALSE | [9 empty] | 42690 | Dimmable | Continuous Above 10 | No |  | 4 | 14910 | 122.62 | 121.6 | 14.28 | 0.91 | 4500 | 75.3
PTXAZQFC | S LITE CO. LTD. | S LITE | DL722AED-F-00-00(4500K) | Indoor Luminaires | High-Bay | High-Bay Luminaires for Commercial and Industrial Buildings | Standard | FALSE | [9 empty] | 42690 | Dimmable | Continuous Above 10 | No |  | 4 | 25075.68 | 136.28 | 184 | 12.27 | 0.93 | 4500 | 75
PZ4GKKK7 | S LITE CO. LTD. | S LITE | DL722HED-F-00-00(4500K) | Indoor Luminaires | High-Bay | High-Bay Luminaires for Commercial and Industrial Buildings | Standard | FALSE | [9 empty] | 42690 | Dimmable | Continuous Above 10 | No |  | 4 | 24167.72 | 131.35 | 184 | 12.27 | 0.93 | 4500 | 75
P8GXYFYR | S LITE CO. LTD. | S LITE | DL722AED-F-16PC-00(4500K) | Indoor Luminaires | High-Bay | High-Bay Luminaires for Commercial and Industrial Buildings | Standard | FALSE | [9 empty] | 42690 | Dimmable | Continuous Above 10 | No |  | 4 | 23280.09 | 126.52 | 184 | 12.27 | 0.93 | 4500 | 75
P9VX14BP | S LITE CO. LTD. | S LITE | DL722AED-E-00-00(4500K) | Indoor Luminaires | High-Bay | High-Bay Luminaires for Commercial and Industrial Buildings | Standard | FALSE | [9 empty] | 42690 | Dimmable | Continuous Above 10 | No |  | 4 | 22737.23 | 123.57 | 184 | 12.27 | 0.93 | 4500 | 75
PGRN3128 | S LITE CO. LTD. | S LITE | DL722AED-F-16AL-00(4500K) | Indoor Luminaires | High-Bay | High-Bay Luminaires for Commercial and Industrial Buildings | Standard | FALSE | [9 empty] | 42690 | Dimmable | Continuous Above 10 | No |  | 4 | 22653.72 | 123.12 | 184 | 12.27 | 0.93 | 4500 | 75
PSMAYM7F | S LITE CO. LTD. | S LITE | DL722HED-F-16PC-00(4500K) | Indoor Luminaires | High-Bay | High-Bay Luminaires for Commercial and Industrial Buildings | Standard | FALSE | [9 empty] | 42690 | Dimmable | Continuous Above 10 | No |  | 4 | 22437.15 | 121.94 | 184 | 12.27 | 0.93 | 4500 | 75
PQZ3KXJ1 | S LITE CO. LTD. | S LITE | DL722HED-E-00-00(4500K) | Indoor Luminaires | High-Bay | High-Bay Luminaires for Commercial and Industrial Buildings | Standard | FALSE | [9 empty] | 42690 | Dimmable | Continuous Above 10 | No |  | 4 | 21913.95 | 119.1 | 184 | 12.27 | 0.93 | 4500 | 75
P4ECRFJ5 | S LITE CO. LTD. | S LITE | DL722HED-F-16AL-00(4500K) | Indoor Luminaires | High-Bay | High-Bay Luminaires for Commercial and Industrial Buildings | Standard | FALSE | [9 empty] | 42690 | Dimmable | Continuous Above 10 | No |  | 4 | 21833.46 | 118.66 | 184 | 12.27 | 0.93 | 4500 | 75
P4PEGB85 | S LITE CO. LTD. | S LITE | DL722AED-F-16PC-A(4500K) | Indoor Luminaires | High-Bay | High-Bay Luminaires for Commercial and Industrial Buildings | Standard | FALSE | [9 empty] | 42690 | Dimmable | Continuous Above 10 | No |  | 4 | 20879 | 113.47 | 184 | 12.27 | 0.93 | 4500 | 75
PSRK4C5X | S LITE CO. LTD. | S LITE | DL722HED-F-16PC-A(4500K) | Indoor Luminaires | High-Bay | High-Bay Luminaires for Commercial and Industrial Buildings | Standard | FALSE | [9 empty] | 42690 | Dimmable | Continuous Above 10 | No |  | 4 | 20123 | 109.9 | 183.1 | 12.68 | 0.94 | 4500 | 73.9
PSUU6VD3 | S LITE CO. LTD. | S LITE | DL712AE-F-16AL-00(4000K) | Indoor Luminaires | High-Bay | High-Bay Luminaires for Commercial and Industrial Buildings | Standard | FALSE | [9 empty] | 42690 | Dimmable | Continuous Above 10 | No |  | 4 | 14854 | 122.15 | 121.6 | 14.52 | 0.91 | 4000 | 75.4
PE1ACNDB | S LITE CO. LTD. | S LITE | DL712AE-F-16PC-00(4000K) | Indoor Luminaires | High-Bay | High-Bay Luminaires for Commercial and Industrial Buildings | Premium | FALSE | [9 empty] | 42690 | Dimmable | Continuous Above 10 | No |  | 4 | 15633 | 128.83 | 121.4 | 14.49 | 0.9 | 4000 | 75.4
PXWDHVYR | S LITE CO. LTD. | S LITE | DL712AE-F-16PC-A(4000K) | Indoor Luminaires | High-Bay | High-Bay Luminaires for Commercial and Industrial Buildings | Standard | FALSE | [9 empty] | 42690 | Dimmable | Continuous Above 10 | No |  | 4 | 14082 | 116.42 | 121 | 14.49 | 0.91 | 4000 | 75.4
PFKCEVBE | S LITE CO. LTD. | S LITE | DL712AE-F-00-00(4000K) | Indoor Luminaires | High-Bay | High-Bay Luminaires for Commercial and Industrial Buildings | Premium | FALSE | [9 empty] | 42690 | Dimmable | Continuous Above 10 | No |  | 4 | 17041 | 139.97 | 121.8 | 14.58 | 0.9 | 4000 | 75.3
PT27KKY4 | S LITE CO. LTD. | S LITE | DL712AE-E-00-00(4000K) | Indoor Luminaires | High-Bay | High-Bay Luminaires for Commercial and Industrial Buildings | Standard | FALSE | [9 empty] | 42690 | Dimmable | Continuous Above 10 | No |  | 4 | 14910 | 122.62 | 121.6 | 14.28 | 0.91 | 4000 | 75.3
P46WRGMM | S LITE CO. LTD. | S LITE | DL722AED-F-00-00(4000K) | Indoor Luminaires | High-Bay | High-Bay Luminaires for Commercial and Industrial Buildings | Standard | FALSE | [9 empty] | 42690 | Dimmable | Continuous Above 10 | No |  | 4 | 24716.58 | 134.33 | 184 | 12.27 | 0.93 | 4000 | 75
PDAG8511 | S LITE CO. LTD. | S LITE | DL722HED-F-00-00(4000K) | Indoor Luminaires | High-Bay | High-Bay Luminaires for Commercial and Industrial Buildings | Standard | FALSE | [9 empty] | 42690 | Dimmable | Continuous Above 10 | No |  | 4 | 24024.8 | 130.57 | 184 | 12.27 | 0.93 | 4000 | 75
PC9KX4TY | S LITE CO. LTD. | S LITE | DL722AED-F-16PC-00(4000K) | Indoor Luminaires | High-Bay | High-Bay Luminaires for Commercial and Industrial Buildings | Standard | FALSE | [9 empty] | 42690 | Dimmable | Continuous Above 10 | No |  | 4 | 22946.7 | 124.71 | 184 | 12.27 | 0.93 | 4000 | 75
P916XYJ3 | S LITE CO. LTD. | S LITE | DL722AED-E-00-00(4000K) | Indoor Luminaires | High-Bay | High-Bay Luminaires for Commercial and Industrial Buildings | Standard | FALSE | [9 empty] | 42690 | Dimmable | Continuous Above 10 | No |  | 4 | 22411.62 | 121.8 | 184 | 12.27 | 0.93 | 4000 | 75
PMX4YPA8 | S LITE CO. LTD. | S LITE | DL722AED-F-16AL-00(4000K) | Indoor Luminaires | High-Bay | High-Bay Luminaires for Commercial and Industrial Buildings | Standard | FALSE | [9 empty] | 42690 | Dimmable | Continuous Above 10 | No |  | 4 | 22329.3 | 121.35 | 184 | 12.27 | 0.93 | 4000 | 75
PGAJGNAJ | S LITE CO. LTD. | S LITE | DL722HED-F-16PC-00(4000K) | Indoor Luminaires | High-Bay | High-Bay Luminaires for Commercial and Industrial Buildings | Standard | FALSE | [9 empty] | 42690 | Dimmable | Continuous Above 10 | No |  | 4 | 22304.46 | 121.22 | 184 | 12.27 | 0.93 | 4000 | 75
PM1A3GN2 | S LITE CO. LTD. | S LITE | DL722HED-E-00-00(4000K) | Indoor Luminaires | High-Bay | High-Bay Luminaires for Commercial and Industrial Buildings | Standard | FALSE | [9 empty] | 42690 | Dimmable | Continuous Above 10 | No |  | 4 | 21784.36 | 118.39 | 184 | 12.27 | 0.93 | 4000 | 75
P7NB4QP3 | S LITE CO. LTD. | S LITE | DL722HED-F-16AL-00(4000K) | Indoor Luminaires | High-Bay | High-Bay Luminaires for Commercial and Industrial Buildings | Standard | FALSE | [9 empty] | 42690 | Dimmable | Continuous Above 10 | No |  | 4 | 21704.34 | 117.96 | 184 | 12.27 | 0.93 | 4000 | 75
PM8J5MKT | S LITE CO. LTD. | S LITE | DL722AED-F-16PC-A(4000K) | Indoor Luminaires | High-Bay | High-Bay Luminaires for Commercial and Industrial Buildings | Standard | FALSE | [9 empty] | 42690 | Dimmable | Continuous Above 10 | No |  | 4 | 20580 | 111.85 | 184 | 12.27 | 0.93 | 4000 | 75
PC7J3C15 | S LITE CO. LTD. | S LITE | DL722HED-F-16PC-A(4000K) | Indoor Luminaires | High-Bay | High-Bay Luminaires for Commercial and Industrial Buildings | Standard | FALSE | [9 empty] | 42690 | Dimmable | Continuous Above 10 | No |  | 4 | 20004 | 109.25 | 183.1 | 12.68 | 0.94 | 4000 | 73.9
PV2KD93E | S LITE CO. LTD. | S LITE | DL712AE-F-16AL-00(3500K) | Indoor Luminaires | High-Bay | High-Bay Luminaires for Commercial and Industrial Buildings | Standard | FALSE | [9 empty] | 42690 | Dimmable | Continuous Above 10 | No |  | 4 | 14854 | 122.15 | 121.6 | 14.52 | 0.91 | 3500 | 75.4
PYR733GR | S LITE CO. LTD. | S LITE | DL712AE-F-16PC-00(3500K) | Indoor Luminaires | High-Bay | High-Bay Luminaires for Commercial and Industrial Buildings | Premium | FALSE | [9 empty] | 42690 | Dimmable | Continuous Above 10 | No |  | 4 | 15454 | 127.35 | 121.4 | 14.49 | 0.9 | 3500 | 75.4
P159TQN4 | S LITE CO. LTD. | S LITE | DL712AE-F-16PC-A(3500K) | Indoor Luminaires | High-Bay | High-Bay Luminaires for Commercial and Industrial Buildings | Standard | FALSE | [9 empty] | 42690 | Dimmable | Continuous Above 10 | No |  | 4 | 13886 | 114.81 | 121 | 14.49 | 0.91 | 3500 | 75.4
PS8Q7RRG | S LITE CO. LTD. | S LITE | DL712AE-F-00-00(3500K) | Indoor Luminaires | High-Bay | High-Bay Luminaires for Commercial and Industrial Buildings | Premium | FALSE | [9 empty] | 42690 | Dimmable | Continuous Above 10 | No |  | 4 | 16745 | 137.54 | 121.8 | 14.58 | 0.9 | 3500 | 75.3
P47KRJQ4 | S LITE CO. LTD. | S LITE | DL712AE-E-00-00(3500K) | Indoor Luminaires | High-Bay | High-Bay Luminaires for Commercial and Industrial Buildings | Standard | FALSE | [9 empty] | 42690 | Dimmable | Continuous Above 10 | No |  | 4 | 14910 | 122.62 | 121.6 | 14.28 | 0.91 | 3500 | 75.3
PNQDH8SN | S LITE CO. LTD. | S LITE | DL722AED-F-00-00(3500K) | Indoor Luminaires | High-Bay | High-Bay Luminaires for Commercial and Industrial Buildings | Standard | FALSE | [9 empty] | 42690 | Dimmable | Continuous Above 10 | No |  | 4 | 24358.68 | 132.38 | 184 | 12.27 | 0.93 | 3500 | 75
PYBFJE76 | S LITE CO. LTD. | S LITE | DL722HED-F-00-00(3500K) | Indoor Luminaires | High-Bay | High-Bay Luminaires for Commercial and Industrial Buildings | Standard | FALSE | [9 empty] | 42690 | Dimmable | Continuous Above 10 | No |  | 4 | 23883.09 | 129.8 | 184 | 12.27 | 0.93 | 3500 | 75
PCT36EXC | S LITE CO. LTD. | S LITE | DL722AED-F-16PC-00(3500K) | Indoor Luminaires | High-Bay | High-Bay Luminaires for Commercial and Industrial Buildings | Standard | FALSE | [9 empty] | 42690 | Dimmable | Continuous Above 10 | No |  | 4 | 22614.43 | 122.9 | 184 | 12.27 | 0.93 | 3500 | 75
PFG38SJ6 | S LITE CO. LTD. | S LITE | DL722HED-F-16PC-00(3500K) | Indoor Luminaires | High-Bay | High-Bay Luminaires for Commercial and Industrial Buildings | Standard | FALSE | [9 empty] | 42690 | Dimmable | Continuous Above 10 | No |  | 4 | 22172.89 | 120.5 | 184 | 12.27 | 0.93 | 3500 | 75
PPW9D52F | S LITE CO. LTD. | S LITE | DL722AED-E-00-00(3500K) | Indoor Luminaires | High-Bay | High-Bay Luminaires for Commercial and Industrial Buildings | Standard | FALSE | [9 empty] | 42690 | Dimmable | Continuous Above 10 | No |  | 4 | 22087.1 | 120.04 | 184 | 12.27 | 0.93 | 3500 | 75
PEUT6UAR | S LITE CO. LTD. | S LITE | DL722AED-F-16AL-00(3500K) | Indoor Luminaires | High-Bay | High-Bay Luminaires for Commercial and Industrial Buildings | Standard | FALSE | [9 empty] | 42690 | Dimmable | Continuous Above 10 | No |  | 4 | 22005.97 | 119.6 | 184 | 12.27 | 0.93 | 3500 | 75
PXZDB237 | S LITE CO. LTD. | S LITE | DL722HED-E-00-00(3500K) | Indoor Luminaires | High-Bay | High-Bay Luminaires for Commercial and Industrial Buildings | Standard | FALSE | [9 empty] | 42690 | Dimmable | Continuous Above 10 | No |  | 4 | 21655.85 | 117.69 | 184 | 12.27 | 0.93 | 3500 | 75
PYXATM4X | S LITE CO. LTD. | S LITE | DL722HED-F-16AL-00(3500K) | Indoor Luminaires | High-Bay | High-Bay Luminaires for Commercial and Industrial Buildings | Standard | FALSE | [9 empty] | 42690 | Dimmable | Continuous Above 10 | No |  | 4 | 21576.31 | 117.26 | 184 | 12.27 | 0.93 | 3500 | 75
P8U7VE6X | S LITE CO. LTD. | S LITE | DL722AED-F-16PC-A(3500K) | Indoor Luminaires | High-Bay | High-Bay Luminaires for Commercial and Industrial Buildings | Standard | FALSE | [9 empty] | 42690 | Dimmable | Continuous Above 10 | No |  | 4 | 20282 | 110.23 | 184 | 12.27 | 0.93 | 3500 | 75
P8KTZ99K | S LITE CO. LTD. | S LITE | DL722HED-F-16PC-A(3500K) | Indoor Luminaires | High-Bay | High-Bay Luminaires for Commercial and Industrial Buildings | Standard | FALSE | [9 empty] | 42690 | Dimmable | Continuous Above 10 | No |  | 4 | 19886 | 108.6 | 183.1 | 12.68 | 0.94 | 3500 | 73.9
PM9TTRP2 | S LITE CO. LTD. | S LITE | DL712AE-F-16AL-00(3000K) | Indoor Luminaires | High-Bay | High-Bay Luminaires for Commercial and Industrial Buildings | Standard | FALSE | [9 empty] | 42690 | Dimmable | Continuous Above 10 | No |  | 4 | 14854 | 122.15 | 121.6 | 14.52 | 0.91 | 3000 | 75.4
P2TV71JJ | S LITE CO. LTD. | S LITE | DL712AE-F-00-00(3000K) | Indoor Luminaires | High-Bay | High-Bay Luminaires for Commercial and Industrial Buildings | Premium | FALSE | [9 empty] | 42690 | Dimmable | Continuous Above 10 | No |  | 4 | 16449 | 136.17 | 120.8 | 14.58 | 0.9 | 3000 | 75.3
PCG3GWPT | S LITE CO. LTD. | S LITE | DL712AE-E-00-00(3000K) | Indoor Luminaires | High-Bay | High-Bay Luminaires for Commercial and Industrial Buildings | Standard | FALSE | [9 empty] | 42690 | Dimmable | Continuous Above 10 | No |  | 4 | 14910 | 122.62 | 121.6 | 14.28 | 0.91 | 3000 | 75.3
PS4SBG65 | S LITE CO. LTD. | S LITE | DL722AED-F-00-00(3000K) | Indoor Luminaires | High-Bay | High-Bay Luminaires for Commercial and Industrial Buildings | Standard | FALSE | [9 empty] | 42690 | Dimmable | Continuous Above 10 | No |  | 4 | 23999.58 | 131.43 | 182.6 | 12.27 | 0.93 | 3000 | 75
PTXNP1SF | S LITE CO. LTD. | S LITE | DL722HED-F-00-00(3000K) | Indoor Luminaires | High-Bay | High-Bay Luminaires for Commercial and Industrial Buildings | Standard | FALSE | [9 empty] | 42690 | Dimmable | Continuous Above 10 | No |  | 4 | 23740.17 | 130.01 | 182.6 | 12.27 | 0.93 | 3000 | 75
PSBA4PZP | S LITE CO. LTD. | S LITE | DL722AED-F-16PC-00(3000K) | Indoor Luminaires | High-Bay | High-Bay Luminaires for Commercial and Industrial Buildings | Standard | FALSE | [9 empty] | 42690 | Dimmable | Continuous Above 10 | No |  | 4 | 22281.05 | 122.02 | 182.6 | 12.27 | 0.93 | 3000 | 75
PN3S9E9B | S LITE CO. LTD. | S LITE | DL722HED-F-16PC-00(3000K) | Indoor Luminaires | High-Bay | High-Bay Luminaires for Commercial and Industrial Buildings | Standard | FALSE | [9 empty] | 42690 | Dimmable | Continuous Above 10 | No |  | 4 | 22040.21 | 120.7 | 182.6 | 12.27 | 0.93 | 3000 | 75
PMDK2TRU | S LITE CO. LTD. | S LITE | DL722AED-E-00-00(3000K) | Indoor Luminaires | High-Bay | High-Bay Luminaires for Commercial and Industrial Buildings | Standard | FALSE | [9 empty] | 42690 | Dimmable | Continuous Above 10 | No |  | 4 | 21761.49 | 119.18 | 182.6 | 12.27 | 0.93 | 3000 | 75
P6QVRP8X | S LITE CO. LTD. | S LITE | DL722AED-F-16AL-00(3000K) | Indoor Luminaires | High-Bay | High-Bay Luminaires for Commercial and Industrial Buildings | Standard | FALSE | [9 empty] | 42690 | Dimmable | Continuous Above 10 | No |  | 4 | 21681.56 | 118.74 | 182.6 | 12.27 | 0.93 | 3000 | 75
PFQXS8UA | S LITE CO. LTD. | S LITE | DL722HED-E-00-00(3000K) | Indoor Luminaires | High-Bay | High-Bay Luminaires for Commercial and Industrial Buildings | Standard | FALSE | [9 empty] | 42690 | Dimmable | Continuous Above 10 | No |  | 4 | 21526.26 | 117.89 | 182.6 | 12.27 | 0.93 | 3000 | 75
PCXQS5V2 | S LITE CO. LTD. | S LITE | DL722HED-F-16AL-00(3000K) | Indoor Luminaires | High-Bay | High-Bay Luminaires for Commercial and Industrial Buildings | Standard | FALSE | [9 empty] | 42690 | Dimmable | Continuous Above 10 | No |  | 4 | 21447.2 | 117.45 | 182.6 | 12.27 | 0.93 | 3000 | 75
PW35AMVD | S LITE CO. LTD. | S LITE | DL722AED-F-16PC-A(3000K) | Indoor Luminaires | High-Bay | High-Bay Luminaires for Commercial and Industrial Buildings | Standard | FALSE | [9 empty] | 42690 | Dimmable | Continuous Above 10 | No |  | 4 | 19983 | 109.44 | 182.6 | 12.27 | 0.93 | 3000 | 75
PSH5E5N4 | Jiangmen OGJG Lighting and Electronic Co. Ltd. | OGJG Lighting | OG-PLED630(5000K) | Indoor Luminaires | High-Bay | High-Bay Luminaires for Commercial and Industrial Buildings | Premium | FALSE | [9 empty] | 42690 | Not Dimmable | Not Dimmable | No |  | 4 | 23400 | 130 | 180 | 15 | 0.9 | 5000 | 83
PM74AWS3 | Jiangmen OGJG Lighting and Electronic Co. Ltd. | OGJG Lighting | OG-PLED430(5000K) | Indoor Luminaires | High-Bay | High-Bay Luminaires for Commercial and Industrial Buildings | Premium | FALSE | [9 empty] | 42690 | Not Dimmable | Not Dimmable | No |  | 4 | 15600 | 130 | 120 | 15 | 0.9 | 5000 | 83
PWZJ13TA | Jiangmen OGJG Lighting and Electronic Co. Ltd. | OGJG Lighting | OG-PLED630-D(5000K) | Indoor Luminaires | High-Bay | High-Bay Luminaires for Commercial and Industrial Buildings | Premium | FALSE | [9 empty] | 42690 | Dimmable | Continuous Below 10 | No |  | 4 | 23400 | 130 | 180 | 15 | 0.9 | 5000 | 83
P6PAAXR6 | Jiangmen OGJG Lighting and Electronic Co. Ltd. | OGJG Lighting | OG-PLED430-D(5000K) | Indoor Luminaires | High-Bay | High-Bay Luminaires for Commercial and Industrial Buildings | Premium | FALSE | [9 empty] | 42690 | Dimmable | Continuous Below 10 | No |  | 4 | 15600 | 130 | 120 | 15 | 0.9 | 5000 | 83
PCZSUZ49 | Jiangmen OGJG Lighting and Electronic Co. Ltd. | OGJG Lighting | OG-PLED630-D(4000K) | Indoor Luminaires | High-Bay | High-Bay Luminaires for Commercial and Industrial Buildings | Premium | FALSE | [9 empty] | 42690 | Dimmable | Continuous Below 10 | No |  | 4 | 23400 | 130 | 180 | 15 | 0.9 | 4000 | 83
PV4BGY9G | Jiangmen OGJG Lighting and Electronic Co. Ltd. | OGJG Lighting | OG-PLED430-D(4000K) | Indoor Luminaires | High-Bay | High-Bay Luminaires for Commercial and Industrial Buildings | Premium | FALSE | [9 empty] | 42690 | Dimmable | Continuous Below 10 | No |  | 4 | 15600 | 130 | 120 | 15 | 0.9 | 4000 | 83
PKZXTXEB | Luminix LED Lighting Canada Ltd | LiteLution | LM48-S150-FH-L-50K-S3-0-P8-3.CD-1R-SL-CR-C0 | Indoor Luminaires | High-Bay | High-Bay Luminaires for Commercial and Industrial Buildings | Premium | FALSE | [9 empty] | 42690 | Dimmable | Stepped | No |  | 3.1 | 16420 | 110.31 | 148.87 | 15.41 | 0.94 | 4985 | 83.4
PU7189RB | Luminix LED Lighting Canada Ltd | LiteLution | LM48-S150-FH-H-50K-S4-0-P8-3.CD-1R-SL-CR-C0 | Indoor Luminaires | High-Bay | High-Bay Luminaires for Commercial and Industrial Buildings | Premium | FALSE | [9 empty] | 42690 | Dimmable | Stepped | No |  | 3.1 | 16379 | 110.31 | 148.49 | 12.41 | 0.95 | 4985 | 83.4
P3XR17Z1 | Luminix LED Lighting Canada Ltd | LiteLution | LM48-X230-FH-L-50K-S3-0-P8-3.CD-2R-SL-CR-C0-54 | Indoor Luminaires | High-Bay | High-Bay Luminaires for Commercial and Industrial Buildings | Premium | FALSE | [9 empty] | 42690 | Dimmable | Stepped | No |  | 3.1 | 24884 | 108.51 | 230 | 17.93 | 0.91 | 4879 | 82.5
PF5RFFVR | Luminix LED Lighting Canada Ltd | LiteLution | LM48-X230-FH-H-50K-S4-0-P8-3.CD-2R-SL-CR-C0-54 | Indoor Luminaires | High-Bay | High-Bay Luminaires for Commercial and Industrial Buildings | Premium | FALSE | [9 empty] | 42690 | Dimmable | Stepped | No |  | 3.1 | 25801.5 | 108.51 | 237.78 | 13.75 | 0.93 | 4879 | 82.5
PGHFB9T2 | Lighting Etc. Inc. | LIGHTING ETC INC | NXG-24L-4K-U-F | Indoor Luminaires | High-Bay | High-Bay Luminaires for Commercial and Industrial Buildings | Standard | TRUE | 23500 | 105.8 | 222.2 | 8.48 | 0.994 | 4059 | 83 | 5 | 50000 | 42689 |  |  | Yes | Updated 11/21/2016 | 4 | 23500 | 105.8 | 222.2 | 14.7 | 0.949 | 4059 | 83
PWUM4C5T | Fluence Bioengineering | SPYDRx PLUS | SRPI[123][0615][N5N6L7PT][BGA]E | Indoor Luminaires | High-Bay | High-Bay Luminaires for Commercial and Industrial Buildings | Standard | TRUE | 49694.4 | 139.8 | 355.4 | 7.54 | 0.964 | 3930 | 89.2 | 5 | 50000 | 42689 |  |  | No | Updated on 2/23/2017 | 4 | 49694.4 | 139.8 | 355.4 | 4.51 | 1 | 3930 | 89.2
PDRBXGCH | Fluence Bioengineering | SPYDRx | SRXI[123][0615][N5N6L7PT][BGA]E | Indoor Luminaires | High-Bay | High-Bay Luminaires for Commercial and Industrial Buildings | Standard | TRUE | 91445.7 | 137 | 667.6 | 8.55 | 0.961 | 3939 | 89.2 | 5 | 50000 | 42689 |  |  | No | Updated on 2/23/2017 | 4 | 91445.7 | 137 | 667.6 | 4.16 | 1 | 3939 | 89.2
P1QG3H4F | Fluence Bioengineering | VYPRx PLUS | VRPG[12][0615][N5N6L7PT][SUPX]E | Indoor Luminaires | High-Bay | High-Bay Luminaires for Commercial and Industrial Buildings | Standard | TRUE | 69852.2 | 128.7 | 542.7 | 13.16 | 0.933 | 3937 | 88.5 | 5 | 50000 | 42689 |  |  | No | Updated on 2/23/2017 | 4 | 70052 | 129.4 | 541.4 | 8.81 | 0.99 | 5044 | 89.9
P3HTEUSH | ELEDLIGHTS.com | ELEDLIGHTS.COM | UHD120BB100UD50 | Indoor Luminaires | High-Bay | High-Bay Luminaires for Commercial and Industrial Buildings | Premium | TRUE | 16270 | 153.31 | 106.1 | 14.05 | 0.9325 | 5096 | 76.5 | 5 | 50000 | 42689 |  |  | No |  | 4 | 15000 | 150 | 100 | 14.55 | 0.9 | 5000 | 74.9
P89YA2YA | EverLast Lighting Inc. | Everlast | EL-LED-HB-LG-200-L-50-U | Indoor Luminaires | High-Bay | High-Bay Luminaires for Commercial and Industrial Buildings | Standard | TRUE | 21356 | 107.72 | 198.32 | 14.7 | 0.919 | 5154 | 83.8 | 10 | 60000 | 42689 |  |  | NotYetVerified |  | 4 | 21356 | 107.72 | 200 | 14.7 | 0.92 | 5000 | 80
P1YCQSXN | FEIERT TECHNOLOGY CO.LTD | FEIERT | HB162-230WC40Â | Indoor Luminaires | High-Bay | High-Bay Luminaires for Commercial and Industrial Buildings | Premium | TRUE | 31318.06 | 133.18 | 235.14 | 16.7 | 0.916 | 3892 | 71.7 | 5 | 50000 | 42689 |  |  | No |  | 4 | 31318 | 133.1 | 235.14 | 16.7 | 0.92 | 3892 | 71.7
PV9D9E74 | FEIERT TECHNOLOGY CO.LTD | FEIERT | HB162-200WC40Â | Indoor Luminaires | High-Bay | High-Bay Luminaires for Commercial and Industrial Buildings | Premium | TRUE | 27718.43 | 135.11 | 205.15 | 16.5 | 0.912 | 3890 | 71.8 | 5 | 50000 | 42689 |  |  | No |  | 4 | 27718.4 | 135.1 | 205.15 | 16.5 | 0.91 | 3890 | 71.8
PGD48BY2 | FEIERT TECHNOLOGY CO.LTD | FEIERT | HB162-150WC40Â | Indoor Luminaires | High-Bay | High-Bay Luminaires for Commercial and Industrial Buildings | Premium | TRUE | 20373.13 | 133.76 | 152.31 | 16.3 | 0.911 | 3879 | 72.2 | 5 | 50000 | 42689 |  |  | No |  | 4 | 20373.1 | 133.7 | 152.31 | 16.3 | 0.91 | 3879 | 72.2
PX1W75J6 | IntelliLUM LLC | SmartNET LED | QXHB24-XX-127L40K12-CVXX1-XX | Indoor Luminaires | High-Bay | High-Bay Luminaires for Commercial and Industrial Buildings | Standard | TRUE | 12680 | 113.6 | 111.6 | 12.6 | 0.9 | 4170 | 86 | 5 | 50000 | 42689 |  |  | Yes |  | 4 | 12680 | 113.6 | 111.6 | 12.6 | 0.9 | 4170 | 86
PWN4FA9K | IntelliLUM LLC | QuickLED AUTO | QXHB24-XX-127L40K12-CVXX1-XX | Indoor Luminaires | High-Bay | High-Bay Luminaires for Commercial and Industrial Buildings | Standard | TRUE | 12680 | 113.6 | 111.6 | 12.6 | 0.9 | 4170 | 86 | 5 | 50000 | 42689 |  |  | Yes |  | 4 | 12680 | 113.6 | 111.6 | 12.6 | 0.9 | 4170 | 86
PKFGT1ZY | IntelliLUM LLC | Intellilum | QXHB24-XX-127L40K12-CVXX1-XX | Indoor Luminaires | High-Bay | High-Bay Luminaires for Commercial and Industrial Buildings | Standard | TRUE | 12680 | 113.6 | 111.6 | 12.6 | 0.9 | 4170 | 86 | 5 | 50000 | 42689 |  |  | Yes |  | 4 | 12680 | 113.6 | 111.6 | 12.6 | 0.9 | 4170 | 86
P1GAC4ZK | IntelliLUM LLC | QuickLED | QXHB24-XX-127L40K12-CVXX1-XX | Indoor Luminaires | High-Bay | High-Bay Luminaires for Commercial and Industrial Buildings | Standard | TRUE | 12680 | 113.6 | 111.6 | 12.6 | 0.9 | 4170 | 86 | 5 | 50000 | 42689 |  |  | Yes |  | 4 | 12680 | 113.6 | 111.6 | 12.6 | 0.9 | 4170 | 86
PV86CBUD | Shat-R-Shield | Shat-R-Shield | 090HY50-ST-FR-VL-X-XX-XX-01 | Indoor Luminaires | High-Bay | High-Bay Luminaires for Commercial and Industrial Buildings | Standard | TRUE | 10129 | 110.7 | 91.5 | 23.8 | 0.892 | 4972 | 72 | 5 | 50000 | 42689 |  |  | No |  | 4 | 10129 | 110.46 | 91.7 | 23.8 | 0.89 | 4972 | 72
P3ZN943A | Shat-R-Shield | Shat-R-Shield | 045HY50-ST-FR-VL-X-XX-XX-01 | Indoor Luminaires | High-Bay | Low-Bay Luminaires for Commercial and Industrial Buildings | Standard | TRUE | 5080 | 111.2 | 45.7 | 23.8 | 0.892 | 4936 | 71 | 5 | 50000 | 42689 |  |  | No |  | 4 | 5080 | 111.16 | 45.7 | 23.5 | 0.89 | 4936 | 71
PEYAW6KP | ELEDLIGHTS.com | ELEDLIGHTS.COM | UHLHD120100UD50 | Indoor Luminaires | High-Bay | High-Bay Luminaires for Commercial and Industrial Buildings | Premium | FALSE | [9 empty] | 42689 |  |  | No |  | 4 | 17000 | 170 | 100 | 17.37 | 0.93 | 5000 | 75.6
P85KXV7D | ELEDLIGHTS.com | ELEDLIGHTS.COM | UHD120BB200UD50 | Indoor Luminaires | High-Bay | High-Bay Luminaires for Commercial and Industrial Buildings | Premium | FALSE | [9 empty] | 42689 |  |  | No |  | 4 | 30000 | 150 | 200 | 13.6 | 0.94 | 5000 | 75.5
PZUQ7F2C | ELEDLIGHTS.com | ELEDLIGHTS.COM | UHD120BB150UD50 | Indoor Luminaires | High-Bay | High-Bay Luminaires for Commercial and Industrial Buildings | Premium | FALSE | [9 empty] | 42689 |  |  | No |  | 4 | 22500 | 150 | 150 | 10.3 | 0.96 | 5000 | 74.9
PD5NGUZP | ELEDLIGHTS.com | ELEDLIGHTS.COM | UHD120BB120UD50 | Indoor Luminaires | High-Bay | High-Bay Luminaires for Commercial and Industrial Buildings | Premium | FALSE | [9 empty] | 42689 |  |  | No |  | 4 | 18000 | 150 | 120 | 11.92 | 0.95 | 5000 | 74.8
PXM32813 | Shat-R-Shield | Shat-R-Shield | 045HY50-ST-CL-VL-X-XX-XX-01 | Indoor Luminaires | High-Bay | Low-Bay Luminaires for Commercial and Industrial Buildings | Standard | FALSE | [9 empty] | 42689 |  |  | No |  | 4 | 5514 | 118.58 | 46.5 | 23.5 | 0.89 | 5063 | 72
PD15QV6A | Shat-R-Shield | Shat-R-Shield | 090HY50-ST-CL-VL-X-XX-XX-01 | Indoor Luminaires | High-Bay | High-Bay Luminaires for Commercial and Industrial Buildings | Standard | FALSE | [9 empty] | 42689 |  |  | No |  | 4 | 10693 | 116.74 | 91.6 | 23.8 | 0.89 | 4993 | 72
PKN1EMT6 | FEIERT TECHNOLOGY CO.LTD | FEIERT | HB162-200WC57 | Indoor Luminaires | High-Bay | High-Bay Luminaires for Commercial and Industrial Buildings | Premium | FALSE | [9 empty] | 42689 | Dimmable | Continuous Below 10 | No |  | 4 | 28505 | 139.3 | 204.49 | 17.7 | 0.92 | 5684 | 74.9
PE197286 | FEIERT TECHNOLOGY CO.LTD | FEIERT | HB162-230WC57 | Indoor Luminaires | High-Bay | High-Bay Luminaires for Commercial and Industrial Buildings | Premium | FALSE | [9 empty] | 42689 | Dimmable | Continuous Below 10 | No |  | 4 | 32711.4 | 137.8 | 237.37 | 17.8 | 0.92 | 5680 | 75.6
PN4N9BG1 | FEIERT TECHNOLOGY CO.LTD | FEIERT | HB162-150WC57 | Indoor Luminaires | High-Bay | High-Bay Luminaires for Commercial and Industrial Buildings | Premium | FALSE | [9 empty] | 42689 | Dimmable | Continuous Below 10 | No |  | 4 | 20843.1 | 137.1 | 151.95 | 17.2 | 0.92 | 5658 | 76.3
PGMCBGRQ | FEIERT TECHNOLOGY CO.LTD | FEIERT | HB162-150WC50 | Indoor Luminaires | High-Bay | High-Bay Luminaires for Commercial and Industrial Buildings | Premium | FALSE | [9 empty] | 42689 | Dimmable | Continuous Below 10 | No |  | 4 | 20373.1 | 133.7 | 152.31 | 16.3 | 0.91 | 5000 | 72.2
PMPXJ39G | FEIERT TECHNOLOGY CO.LTD | FEIERT | HB162-200WC50 | Indoor Luminaires | High-Bay | High-Bay Luminaires for Commercial and Industrial Buildings | Premium | FALSE | [9 empty] | 42689 | Dimmable | Continuous Below 10 | No |  | 4 | 27718.4 | 135.1 | 205.15 | 16.5 | 0.91 | 5000 | 71.8
P8N43NQW | FEIERT TECHNOLOGY CO.LTD | FEIERT | HB162-230WC50 | Indoor Luminaires | High-Bay | High-Bay Luminaires for Commercial and Industrial Buildings | Premium | FALSE | [9 empty] | 42689 | Dimmable | Continuous Below 10 | No |  | 4 | 31318 | 133.1 | 235.14 | 16.7 | 0.92 | 5000 | 71.7
PB5YW1X5 | Fluence Bioengineering | VYPRx PLUS | VRPI[12][0615][N5N6L7PT][SUPX]E | Indoor Luminaires | High-Bay | High-Bay Luminaires for Commercial and Industrial Buildings | Standard | FALSE | [9 empty] | 42689 | Dimmable | Continuous Below 10 | No | Updated on 2/23/2017 | 4.1 | 69852.2 | 128.7 | 542.7 | 9.01 | 0.99 | 3937 | 88.5
PFV2GMZG | OSW Lighting Co.LTD | OSW | OSW-HSP-150W(3000K) | Indoor Luminaires | High-Bay | High-Bay Luminaires for Commercial and Industrial Buildings | Premium | TRUE | 19740.81 | 131.04 | 150.65 | 13.38 | 0.943 | 3030 | 71 | 5 | 50000 | 42688 |  |  | No |  | 4 | 19500 | 130 | 150 | 10 | 0.9 | 3000 | 70
PYE6Y2JN | SMART ENERGY SOLUTIONS | SMART LED | SES-HB02-150WD1 4000K | Indoor Luminaires | High-Bay | High-Bay Luminaires for Commercial and Industrial Buildings | Standard | TRUE | 19901 | 130.93 | 152 | 13.54 | 0.9384 | 3968 | 83.1 | 5 | 50000 | 42688 |  |  | Yes |  | 4 | 19901 | 130.93 | 152 | 13.54 | 0.94 | 4000 | 83.1
P3GQDEF2 | SMART ENERGY SOLUTIONS | SMART LED | SES-HB02-240WD1 4000K | Indoor Luminaires | High-Bay | High-Bay Luminaires for Commercial and Industrial Buildings | Standard | TRUE | 30595 | 131.08 | 233.4 | 13.84 | 0.9325 | 3985 | 82.6 | 5 | 50000 | 42688 |  |  | Yes |  | 4 | 30595 | 131.08 | 233.4 | 13.84 | 0.93 | 4000 | 82.6
P2WD6WG3 | SMART ENERGY SOLUTIONS | SMART LED | SES-HB02-240WD1 5700K | Indoor Luminaires | High-Bay | High-Bay Luminaires for Commercial and Industrial Buildings | Standard | FALSE | [9 empty] | 42688 |  |  | Yes |  | 4 | 31231 | 135.73 | 230.1 | 14.11 | 0.93 | 5700 | 82
PR88PWB1 | SMART ENERGY SOLUTIONS | SMART LED | SES-HB02-150WD1 5700K | Indoor Luminaires | High-Bay | High-Bay Luminaires for Commercial and Industrial Buildings | Standard | FALSE | [9 empty] | 42688 |  |  | Yes |  | 4 | 20098 | 132.14 | 152.1 | 13.41 | 0.94 | 5700 | 81.9
P1TRUPKP | SMART ENERGY SOLUTIONS | SMART LED | SES-HB02-150WD1 5000K | Indoor Luminaires | High-Bay | High-Bay Luminaires for Commercial and Industrial Buildings | Standard | FALSE | [9 empty] | 42688 |  |  | Yes |  | 4 | 19901 | 130.93 | 152 | 13.54 | 0.94 | 5000 | 83.1
P4UGHEHK | SMART ENERGY SOLUTIONS | SMART LED | SES-HB02-240WD1 5000K | Indoor Luminaires | High-Bay | High-Bay Luminaires for Commercial and Industrial Buildings | Standard | FALSE | [9 empty] | 42688 |  |  | Yes |  | 4 | 30595 | 131.08 | 233.4 | 13.84 | 0.93 | 5000 | 82.6
PARA7URW | Acuity Brands Lighting | Lithonia Lighting | IBG 4' 60000LM HEF GND ACL 50K 80CRI | Indoor Luminaires | High-Bay | High-Bay Luminaires for Commercial and Industrial Buildings | Premium | FALSE | [9 empty] | 42688 | Dimmable | Continuous Below 10 | Yes |  | 3.1 | 60736.75 | 185.74 | 327 | 20 | 0.9 | 5000 | 80
P3T7WF1K | Acuity Brands Lighting | Lithonia Lighting | IBG 4' 60000LM HEF GND AFL 50K 80CRI | Indoor Luminaires | High-Bay | High-Bay Luminaires for Commercial and Industrial Buildings | Premium | FALSE | [9 empty] | 42688 | Dimmable | Continuous Below 10 | Yes |  | 3.1 | 58774.14 | 179.74 | 327 | 20 | 0.9 | 5000 | 80
PH3PXS1T | Acuity Brands Lighting | Lithonia Lighting | IBG 4' 48000LM HEF GND ACL 50K 80CRI | Indoor Luminaires | High-Bay | High-Bay Luminaires for Commercial and Industrial Buildings | Premium | FALSE | [9 empty] | 42688 | Dimmable | Continuous Below 10 | Yes |  | 3.1 | 50327.89 | 188.71 | 266.7 | 20 | 0.9 | 5000 | 80
PGPSEK7U | Acuity Brands Lighting | Lithonia Lighting | IBG 4' 48000LM HEF GND AFL 50K 80CRI | Indoor Luminaires | High-Bay | High-Bay Luminaires for Commercial and Industrial Buildings | Premium | FALSE | [9 empty] | 42688 | Dimmable | Continuous Below 10 | Yes |  | 3.1 | 48701.62 | 182.61 | 266.7 | 20 | 0.9 | 5000 | 80
PUQAU4HA | Acuity Brands Lighting | Lithonia Lighting | IBG 4' 36000LM HEF GND ACL 50K 80CRI | Indoor Luminaires | High-Bay | High-Bay Luminaires for Commercial and Industrial Buildings | Premium | FALSE | [9 empty] | 42688 | Dimmable | Continuous Below 10 | Yes |  | 3.1 | 37838.94 | 166.54 | 227.2 | 20 | 0.9 | 5000 | 80
PPMTQV24 | Acuity Brands Lighting | Lithonia Lighting | IBG 4' 36000LM HEF GND AFL 50K 80CRI | Indoor Luminaires | High-Bay | High-Bay Luminaires for Commercial and Industrial Buildings | Premium | FALSE | [9 empty] | 42688 | Dimmable | Continuous Below 10 | Yes |  | 3.1 | 36616.23 | 161.16 | 227.2 | 20 | 0.9 | 5000 | 80
PRPSRN7J | Acuity Brands Lighting | Lithonia Lighting | IBG 2' 30000LM HEF GND ACL 50K 80CRI | Indoor Luminaires | High-Bay | High-Bay Luminaires for Commercial and Industrial Buildings | Premium | FALSE | [9 empty] | 42688 | Dimmable | Continuous Below 10 | Yes |  | 3.1 | 31500.92 | 185.52 | 169.8 | 20 | 0.9 | 5000 | 80
P7V8M5PN | Acuity Brands Lighting | Lithonia Lighting | IBG 2' 30000LM HEF GND AFL 50K 80CRI | Indoor Luminaires | High-Bay | High-Bay Luminaires for Commercial and Industrial Buildings | Premium | FALSE | [9 empty] | 42688 | Dimmable | Continuous Below 10 | Yes |  | 3.1 | 30483.01 | 179.52 | 169.8 | 20 | 0.9 | 5000 | 80
P99Z89KP | Acuity Brands Lighting | Lithonia Lighting | IBG 2' 24000LM HEF GND ACL 50K 80CRI | Indoor Luminaires | High-Bay | High-Bay Luminaires for Commercial and Industrial Buildings | Premium | FALSE | [9 empty] | 42688 | Dimmable | Continuous Below 10 | Yes |  | 3.1 | 25148.18 | 190.95 | 131.7 | 20 | 0.9 | 5000 | 80
PFBKDCZ6 | Acuity Brands Lighting | Lithonia Lighting | IBG 2' 24000LM HEF GND AFL 50K 80CRI | Indoor Luminaires | High-Bay | High-Bay Luminaires for Commercial and Industrial Buildings | Premium | FALSE | [9 empty] | 42688 | Dimmable | Continuous Below 10 | Yes |  | 3.1 | 24335.55 | 184.78 | 131.7 | 20 | 0.9 | 5000 | 80
PTGG5EA1 | Acuity Brands Lighting | Lithonia Lighting | IBG 2' 18000LM HEF GND ACL 50K 80CRI | Indoor Luminaires | High-Bay | High-Bay Luminaires for Commercial and Industrial Buildings | Premium | FALSE | [9 empty] | 42688 | Dimmable | Continuous Below 10 | Yes |  | 3.1 | 18906.86 | 189.83 | 99.6 | 20 | 0.9 | 5000 | 80
PQTRGVDQ | Acuity Brands Lighting | Lithonia Lighting | IBG 2' 18000LM HEF GND AFL 50K 80CRI | Indoor Luminaires | High-Bay | High-Bay Luminaires for Commercial and Industrial Buildings | Premium | FALSE | [9 empty] | 42688 | Dimmable | Continuous Below 10 | Yes |  | 3.1 | 18295.91 | 183.69 | 99.6 | 20 | 0.9 | 5000 | 80
PDRR642K | Acuity Brands Lighting | Lithonia Lighting | IBG 2' 15000LM HEF GND ACL 50K 80CRI | Indoor Luminaires | High-Bay | High-Bay Luminaires for Commercial and Industrial Buildings | Premium | FALSE | [9 empty] | 42688 | Dimmable | Continuous Below 10 | Yes |  | 3.1 | 15788.3 | 186.18 | 84.8 | 20 | 0.9 | 5000 | 80
P12HWGVF | Acuity Brands Lighting | Lithonia Lighting | IBG 2' 15000LM HEF GND AFL 50K 80CRI | Indoor Luminaires | High-Bay | High-Bay Luminaires for Commercial and Industrial Buildings | Premium | FALSE | [9 empty] | 42688 | Dimmable | Continuous Below 10 | Yes |  | 3.1 | 15278.12 | 180.17 | 84.8 | 20 | 0.9 | 5000 | 80
PYUTK747 | Acuity Brands Lighting | Lithonia Lighting | IBG 2' 12000LM HEF GND ACL 50K 80CRI | Indoor Luminaires | High-Bay | High-Bay Luminaires for Commercial and Industrial Buildings | Premium | FALSE | [9 empty] | 42688 | Dimmable | Continuous Below 10 | Yes |  | 3.1 | 12509.97 | 182.1 | 68.7 | 20 | 0.9 | 5000 | 80
PWHXCY7D | Acuity Brands Lighting | Lithonia Lighting | IBG 2' 12000LM HEF GND AFL 50K 80CRI | Indoor Luminaires | High-Bay | Low-Bay Luminaires for Commercial and Industrial Buildings | Premium | FALSE | [9 empty] | 42688 | Dimmable | Continuous Below 10 | Yes |  | 3.1 | 12105.73 | 176.21 | 68.7 | 20 | 0.9 | 5000 | 80
PHY86J4A | Acuity Brands Lighting | Lithonia Lighting | IBG 2' 8000LM HEF GND ACL 50K 80CRI | Indoor Luminaires | High-Bay | Low-Bay Luminaires for Commercial and Industrial Buildings | Premium | FALSE | [9 empty] | 42688 | Dimmable | Continuous Below 10 | Yes |  | 3.1 | 8351.89 | 175.83 | 47.5 | 20 | 0.9 | 5000 | 80
PS9S2C8S | Acuity Brands Lighting | Lithonia Lighting | IBG 2' 8000LM HEF GND AFL 50K 80CRI | Indoor Luminaires | High-Bay | High-Bay Luminaires for Commercial and Industrial Buildings | Premium | FALSE | [9 empty] | 42688 | Dimmable | Continuous Below 10 | Yes |  | 3.1 | 8082.02 | 170.15 | 47.5 | 20 | 0.9 | 5000 | 80
PPME4C5B | OSW Lighting Co.LTD | OSW | OSW-HSP-150W(5700K) | Indoor Luminaires | High-Bay | High-Bay Luminaires for Commercial and Industrial Buildings | Premium | FALSE | [9 empty] | 42688 | Not Dimmable | Not Dimmable | No |  | 4 | 19500 | 130 | 150 | 10 | 0.9 | 5700 | 70
PFVCR65W | OSW Lighting Co.LTD | OSW | OSW-HSP-150W(5000K) | Indoor Luminaires | High-Bay | High-Bay Luminaires for Commercial and Industrial Buildings | Premium | FALSE | [9 empty] | 42688 | Not Dimmable | Not Dimmable | No |  | 4 | 19500 | 130 | 150 | 10 | 0.9 | 5000 | 70
P775UHD5 | OSW Lighting Co.LTD | OSW | OSW-HSP-150W(4500K) | Indoor Luminaires | High-Bay | High-Bay Luminaires for Commercial and Industrial Buildings | Premium | FALSE | [9 empty] | 42688 | Not Dimmable | Not Dimmable | No |  | 4 | 19500 | 130 | 150 | 10 | 0.9 | 4500 | 70
P5FN7A8Y | OSW Lighting Co.LTD | OSW | OSW-HSP-150W(4000K) | Indoor Luminaires | High-Bay | High-Bay Luminaires for Commercial and Industrial Buildings | Premium | FALSE | [9 empty] | 42688 | Not Dimmable | Not Dimmable | No |  | 4 | 19500 | 130 | 150 | 10 | 0.9 | 4000 | 70
PRBPJGEZ | OSW Lighting Co.LTD | OSW | OSW-HSP-150W(3500K) | Indoor Luminaires | High-Bay | High-Bay Luminaires for Commercial and Industrial Buildings | Premium | FALSE | [9 empty] | 42688 | Not Dimmable | Not Dimmable | No |  | 4 | 19500 | 130 | 150 | 10 | 0.9 | 3500 | 70
PN7NNP99 | LiteSheet Solutions | LightSheet | BVT-8-128-1D-3080 | Indoor Luminaires | High-Bay | High-Bay Luminaires for Commercial and Industrial Buildings | Standard | TRUE | 13350 | 106 | 125.62 | 18 | 0.98 | 3000 | 83 | 5 | 50000 | 42685 |  |  | No |  | 4 | 14208 | 111 | 128 | 18 | 0.98 | 3205 | 83
PHSVJNZ3 | LiteSheet Solutions | LightSheet | BVT-4-64-1D-3080 | Indoor Luminaires | High-Bay | Low-Bay Luminaires for Commercial and Industrial Buildings | Standard | TRUE | 6674.79 | 106 | 62.81 | 18 | 0.98 | 3057 | 83 | 5 | 50000 | 42685 |  |  | No |  | 4 | 7104 | 111 | 64 | 18 | 0.98 | 3205 | 83
PRGRZNET | ZHEJIANG YANKON GROUP CO. LTD. | Yankon | GDXL1004-LED320-K735-XXX | Indoor Luminaires | High-Bay | High-Bay Luminaires for Commercial and Industrial Buildings | Standard | TRUE | 33946 | 103.4 | 328.3 | 5.66 | 0.9629 | 3634 | 68.5 | 5 | 50000 | 42685 |  |  | Yes |  | 4.1 | 33946 | 103.4 | 328.3 | 5.66 | 0.96 | 3634 | 68.5
P1SSB5QM | LiteSheet Solutions | LightSheet | BVT-8-128-1D-5780 | Indoor Luminaires | High-Bay | High-Bay Luminaires for Commercial and Industrial Buildings | Standard | FALSE | [9 empty] | 42685 |  |  | No |  | 4 | 14720 | 115 | 128 | 18 | 0.98 | 5700 | 83
PV9N6K9M | LiteSheet Solutions | LightSheet | BVT-4-64-1D-5780 | Indoor Luminaires | High-Bay | Low-Bay Luminaires for Commercial and Industrial Buildings | Standard | FALSE | [9 empty] | 42685 |  |  | No |  | 4 | 7360 | 115 | 64 | 18 | 0.98 | 5700 | 83
PNSVR9VA | LiteSheet Solutions | LightSheet | BVT-8-128-2D-5780 | Indoor Luminaires | High-Bay | High-Bay Luminaires for Commercial and Industrial Buildings | Standard | FALSE | [9 empty] | 42685 |  |  | No |  | 4 | 15232 | 119 | 128 | 15 | 0.98 | 5700 | 83
PZGAGTNS | LiteSheet Solutions | LightSheet | BVT-4-64-2D-5780 | Indoor Luminaires | High-Bay | Low-Bay Luminaires for Commercial and Industrial Buildings | Standard | FALSE | [9 empty] | 42685 |  |  | No |  | 4 | 7616 | 119 | 64 | 15 | 0.98 | 5700 | 83
PW8J7XRJ | LiteSheet Solutions | LightSheet | BVT-8-128-1D-5780/SC | Indoor Luminaires | High-Bay | High-Bay Luminaires for Commercial and Industrial Buildings | Standard | FALSE | [9 empty] | 42685 |  |  | No |  | 4 | 14720 | 115 | 128 | 18 | 0.98 | 5700 | 83
PFAPCDEG | LiteSheet Solutions | LightSheet | BVT-4-64-1D-5780/SC | Indoor Luminaires | High-Bay | Low-Bay Luminaires for Commercial and Industrial Buildings | Standard | FALSE | [9 empty] | 42685 |  |  | No |  | 4 | 7360 | 115 | 64 | 18 | 0.98 | 5700 | 83
P3TGDFXV | LiteSheet Solutions | LightSheet | BVT-8-128-2D-5780/SC | Indoor Luminaires | High-Bay | High-Bay Luminaires for Commercial and Industrial Buildings | Standard | FALSE | [9 empty] | 42685 |  |  | No |  | 4 | 15232 | 119 | 128 | 15 | 0.98 | 5700 | 83
PTB17TA8 | LiteSheet Solutions | LightSheet | BVT-4-64-2D-5780/SC | Indoor Luminaires | High-Bay | Low-Bay Luminaires for Commercial and Industrial Buildings | Standard | FALSE | [9 empty] | 42685 |  |  | No |  | 4 | 7616 | 119 | 64 | 15 | 0.98 | 5700 | 83
P6YEK614 | LiteSheet Solutions | LightSheet | BVT-8-128-1D-5080 | Indoor Luminaires | High-Bay | High-Bay Luminaires for Commercial and Industrial Buildings | Standard | FALSE | [9 empty] | 42685 |  |  | No |  | 4 | 14592 | 114 | 128 | 18 | 0.98 | 5000 | 83
PSVNXFTM | LiteSheet Solutions | LightSheet | BVT-4-64-1D-5080 | Indoor Luminaires | High-Bay | Low-Bay Luminaires for Commercial and Industrial Buildings | Standard | FALSE | [9 empty] | 42685 |  |  | No |  | 4 | 7296 | 114 | 64 | 18 | 0.98 | 5000 | 83
PHHCTHE5 | LiteSheet Solutions | LightSheet | BVT-8-128-2D-5080 | Indoor Luminaires | High-Bay | High-Bay Luminaires for Commercial and Industrial Buildings | Standard | FALSE | [9 empty] | 42685 |  |  | No |  | 4 | 15104 | 118 | 128 | 15 | 0.98 | 5000 | 83
P7HXGFSW | LiteSheet Solutions | LightSheet | BVT-4-64-2D-5080 | Indoor Luminaires | High-Bay | Low-Bay Luminaires for Commercial and Industrial Buildings | Standard | FALSE | [9 empty] | 42685 |  |  | No |  | 4 | 7552 | 118 | 64 | 15 | 0.98 | 5000 | 83
PWVXGQNG | LiteSheet Solutions | LightSheet | BVT-8-128-1D-5080/SC | Indoor Luminaires | High-Bay | High-Bay Luminaires for Commercial and Industrial Buildings | Standard | FALSE | [9 empty] | 42685 |  |  | No |  | 4 | 14592 | 114 | 128 | 18 | 0.98 | 5000 | 83
PD8Q8WQA | LiteSheet Solutions | LightSheet | BVT-4-64-1D-5080/SC | Indoor Luminaires | High-Bay | Low-Bay Luminaires for Commercial and Industrial Buildings | Standard | FALSE | [9 empty] | 42685 |  |  | No |  | 4 | 7296 | 114 | 64 | 18 | 0.98 | 5000 | 83
PUTHSZGZ | LiteSheet Solutions | LightSheet | BVT-8-128-2D-5080/SC | Indoor Luminaires | High-Bay | High-Bay Luminaires for Commercial and Industrial Buildings | Standard | FALSE | [9 empty] | 42685 |  |  | No |  | 4 | 15104 | 118 | 128 | 15 | 0.98 | 5000 | 83
PTWWJPT5 | LiteSheet Solutions | LightSheet | BVT-4-64-2D-5080/SC | Indoor Luminaires | High-Bay | Low-Bay Luminaires for Commercial and Industrial Buildings | Standard | FALSE | [9 empty] | 42685 |  |  | No |  | 4 | 7552 | 118 | 64 | 15 | 0.98 | 5000 | 83
PUYS82WC | LiteSheet Solutions | LightSheet | BVT-8-128-1D-4080 | Indoor Luminaires | High-Bay | High-Bay Luminaires for Commercial and Industrial Buildings | Standard | FALSE | [9 empty] | 42685 |  |  | No |  | 4 | 14464 | 113 | 128 | 18 | 0.98 | 4000 | 83
PSRHZ43M | LiteSheet Solutions | LightSheet | BVT-4-64-1D-4080 | Indoor Luminaires | High-Bay | Low-Bay Luminaires for Commercial and Industrial Buildings | Standard | FALSE | [9 empty] | 42685 |  |  | No |  | 4 | 7232 | 113 | 64 | 18 | 0.98 | 4000 | 83
PUTH12PR | LiteSheet Solutions | LightSheet | BVT-8-128-2D-4080 | Indoor Luminaires | High-Bay | High-Bay Luminaires for Commercial and Industrial Buildings | Standard | FALSE | [9 empty] | 42685 |  |  | No |  | 4 | 14976 | 117 | 128 | 15 | 0.98 | 4000 | 83
PYRZPMG1 | LiteSheet Solutions | LightSheet | BVT-4-64-2D-4080 | Indoor Luminaires | High-Bay | Low-Bay Luminaires for Commercial and Industrial Buildings | Standard | FALSE | [9 empty] | 42685 |  |  | No |  | 4 | 7488 | 117 | 64 | 15 | 0.98 | 4000 | 83
P1AEQR8U | LiteSheet Solutions | LightSheet | BVT-8-128-1D-4080/SC | Indoor Luminaires | High-Bay | High-Bay Luminaires for Commercial and Industrial Buildings | Standard | FALSE | [9 empty] | 42685 |  |  | No |  | 4 | 14464 | 113 | 128 | 18 | 0.98 | 4000 | 83
P9HKCB5K | LiteSheet Solutions | LightSheet | BVT-4-64-1D-4080/SC | Indoor Luminaires | High-Bay | Low-Bay Luminaires for Commercial and Industrial Buildings | Standard | FALSE | [9 empty] | 42685 |  |  | No |  | 4 | 7232 | 113 | 64 | 18 | 0.98 | 4000 | 83
PAVTCBPP | LiteSheet Solutions | LightSheet | BVT-8-128-2D-4080/SC | Indoor Luminaires | High-Bay | High-Bay Luminaires for Commercial and Industrial Buildings | Standard | FALSE | [9 empty] | 42685 |  |  | No |  | 4 | 14976 | 117 | 128 | 15 | 0.98 | 4000 | 83
PJJP8ZZH | LiteSheet Solutions | LightSheet | BVT-4-64-2D-4080/SC | Indoor Luminaires | High-Bay | Low-Bay Luminaires for Commercial and Industrial Buildings | Standard | FALSE | [9 empty] | 42685 |  |  | No |  | 4 | 7488 | 117 | 64 | 15 | 0.98 | 4000 | 83
PW59WKQ6 | LiteSheet Solutions | LightSheet | BVT-8-128-1D-3580 | Indoor Luminaires | High-Bay | High-Bay Luminaires for Commercial and Industrial Buildings | Standard | FALSE | [9 empty] | 42685 |  |  | No |  | 4 | 14336 | 112 | 128 | 18 | 0.98 | 3500 | 83
PFYV6SSZ | LiteSheet Solutions | LightSheet | BVT-4-64-1D-3580 | Indoor Luminaires | High-Bay | Low-Bay Luminaires for Commercial and Industrial Buildings | Standard | FALSE | [9 empty] | 42685 |  |  | No |  | 4 | 7168 | 112 | 64 | 18 | 0.98 | 3500 | 83
PNYW5CZE | LiteSheet Solutions | LightSheet | BVT-8-128-2D-3580 | Indoor Luminaires | High-Bay | High-Bay Luminaires for Commercial and Industrial Buildings | Standard | FALSE | [9 empty] | 42685 |  |  | No |  | 4 | 14848 | 116 | 128 | 15 | 0.98 | 3500 | 83
PT8SYUG7 | LiteSheet Solutions | LightSheet | BVT-4-64-2D-3580 | Indoor Luminaires | High-Bay | Low-Bay Luminaires for Commercial and Industrial Buildings | Standard | FALSE | [9 empty] | 42685 |  |  | No |  | 4 | 7424 | 116 | 64 | 15 | 0.98 | 3500 | 83
PM12E2W6 | LiteSheet Solutions | LightSheet | BVT-8-128-1D-3580/SC | Indoor Luminaires | High-Bay | High-Bay Luminaires for Commercial and Industrial Buildings | Standard | FALSE | [9 empty] | 42685 |  |  | No |  | 4 | 14336 | 112 | 128 | 18 | 0.98 | 3500 | 83
PAUQ4BYG | LiteSheet Solutions | LightSheet | BVT-4-64-1D-3580/SC | Indoor Luminaires | High-Bay | Low-Bay Luminaires for Commercial and Industrial Buildings | Standard | FALSE | [9 empty] | 42685 |  |  | No |  | 4 | 7168 | 112 | 64 | 18 | 0.98 | 3500 | 83
P55DW682 | LiteSheet Solutions | LightSheet | BVT-8-128-2D-3580/SC | Indoor Luminaires | High-Bay | High-Bay Luminaires for Commercial and Industrial Buildings | Standard | FALSE | [9 empty] | 42685 |  |  | No |  | 4 | 14848 | 116 | 128 | 15 | 0.98 | 3500 | 83
PZXYGRYP | LiteSheet Solutions | LightSheet | BVT-4-64-2D-3580/SC | Indoor Luminaires | High-Bay | Low-Bay Luminaires for Commercial and Industrial Buildings | Standard | FALSE | [9 empty] | 42685 |  |  | No |  | 4 | 7424 | 116 | 64 | 15 | 0.98 | 3500 | 83
PADFR7CP | LiteSheet Solutions | LightSheet | BVT-8-128-1D-3080/SC | Indoor Luminaires | High-Bay | High-Bay Luminaires for Commercial and Industrial Buildings | Standard | FALSE | [9 empty] | 42685 |  |  | No |  | 4 | 14208 | 111 | 128 | 18 | 0.98 | 3205 | 83
PMRAV53T | LiteSheet Solutions | LightSheet | BVT-4-64-1D-3080/SC | Indoor Luminaires | High-Bay | Low-Bay Luminaires for Commercial and Industrial Buildings | Standard | FALSE | [9 empty] | 42685 |  |  | No |  | 4 | 7104 | 111 | 64 | 18 | 0.98 | 3205 | 83
PUMA7G1K | LiteSheet Solutions | LightSheet | BVT-8-128-2D-3080 | Indoor Luminaires | High-Bay | High-Bay Luminaires for Commercial and Industrial Buildings | Standard | FALSE | [9 empty] | 42685 |  |  | No |  | 4 | 14720 | 115 | 128 | 15 | 0.98 | 3000 | 83
P9DKMRPM | LiteSheet Solutions | LightSheet | BVT-4-64-2D-3080 | Indoor Luminaires | High-Bay | Low-Bay Luminaires for Commercial and Industrial Buildings | Standard | FALSE | [9 empty] | 42685 |  |  | No |  | 4 | 7360 | 115 | 64 | 15 | 0.98 | 3000 | 83
PEGT2X4G | LiteSheet Solutions | LightSheet | BVT-8-128-2D-3080/SC | Indoor Luminaires | High-Bay | High-Bay Luminaires for Commercial and Industrial Buildings | Standard | FALSE | [9 empty] | 42685 |  |  | No |  | 4 | 14720 | 115 | 128 | 15 | 0.98 | 3000 | 83
PBGF6V8H | LiteSheet Solutions | LightSheet | BVT-4-64-2D-3080/SC | Indoor Luminaires | High-Bay | Low-Bay Luminaires for Commercial and Industrial Buildings | Standard | FALSE | [9 empty] | 42685 |  |  | No |  | 4 | 7360 | 115 | 64 | 15 | 0.98 | 3000 | 83
PGJ5SYSG | ZHEJIANG YANKON GROUP CO. LTD. | Yankon | GDXL1004-LED320-K750-XXX | Indoor Luminaires | High-Bay | High-Bay Luminaires for Commercial and Industrial Buildings | Standard | FALSE | [9 empty] | 42685 |  |  | Yes |  | 4.1 | 33927 | 104 | 326.1 | 9.9 | 0.88 | 4966 | 72
PBY72UZE | ZHEJIANG YANKON GROUP CO. LTD. | Yankon | GDXL1004-LED320-K745-XXX | Indoor Luminaires | High-Bay | High-Bay Luminaires for Commercial and Industrial Buildings | Standard | FALSE | [9 empty] | 42685 |  |  | Yes |  | 4.1 | 33933.3 | 103.8 | 326.8 | 5.66 | 0.96 | 4500 | 68.5
PRYM45NN | ZHEJIANG YANKON GROUP CO. LTD. | Yankon | GDXL1004-LED320-K740-XXX | Indoor Luminaires | High-Bay | High-Bay Luminaires for Commercial and Industrial Buildings | Standard | FALSE | [9 empty] | 42685 |  |  | Yes |  | 4.1 | 33939.6 | 103.6 | 327.6 | 5.66 | 0.96 | 4000 | 68.5
PA5FDFH3 | Orion Energy Systems Inc | Apollo | VTOD12B1XXXXXXXSTFR850XXXXXXXXXXXXXX | Indoor Luminaires | High-Bay | High-Bay Luminaires for Commercial and Industrial Buildings | Premium | TRUE | 9511 | 142.2 | 66.88 | 7.95 | 0.967 | 4020 | 83.7 | 5 | 50000 | 42684 |  |  | Yes |  | 4 | 14910 | 149.64 | 99.64 | 7.41 | 0.99 | 5153 | 83.7
PMUVWSCH | Shanghai Hongbao Lighting Co. Ltd. | HONGBAO | LHB9-110/D10/40 | Indoor Luminaires | High-Bay | High-Bay Luminaires for Commercial and Industrial Buildings | Premium | TRUE | 14020 | 136.2 | 103.02 | 8.78 | 0.954 | 4081 | 82.1 | 5 | 50000 | 42684 |  |  | No |  | 4 | 14910 | 136.2 | 110 | 20 | 0.98 | 4000 | 80
PDKHU9S1 | BIG SHINE LED | BIG SHINE LED | BSL-HB500-SEH-ALCR-4000K-60 | Indoor Luminaires | High-Bay | High-Bay Luminaires for Commercial and Industrial Buildings | Premium | TRUE | 66062 | 140.7 | 469.43 | 11.566 | 0.9421 | 3840 | 74.4 | 5 | 50000 | 42684 |  |  | No |  | 4 | 66062 | 140.7 | 469.43 | 11.57 | 0.94 | 3840 | 74.4
PH1F69VA | BIG SHINE LED | BIG SHINE LED | BSL-HB500-SEH-ALCR-4000K-30 | Indoor Luminaires | High-Bay | High-Bay Luminaires for Commercial and Industrial Buildings | Premium | TRUE | 64365 | 138 | 466.53 | 11.218 | 0.9416 | 3832 | 74.7 | 5 | 50000 | 42684 |  |  | No |  | 4 | 64365 | 138 | 466.53 | 11.22 | 0.94 | 3832 | 74.7
P839QYXQ | BIG SHINE LED | BIG SHINE LED | BSL-HB500-SEH-ALCR-5000K-30 | Indoor Luminaires | High-Bay | High-Bay Luminaires for Commercial and Industrial Buildings | Premium | TRUE | 63396 | 136.2 | 465.4 | 11.086 | 0.9404 | 4771 | 74.9 | 5 | 50000 | 42684 |  |  | No |  | 4 | 63396 | 136.2 | 465.4 | 11.09 | 0.94 | 4771 | 74.9
PMHF92ZP | Delviro | Delviro | TITANHB-80C-5K-[UH]-CL-XX-XX-XX-XX | Indoor Luminaires | High-Bay | High-Bay Luminaires for Commercial and Industrial Buildings | Premium | TRUE | 11219 | 139 | 80.74 | 15.7 | 0.94 | 5156 | 83.44 | 5 | 50000 | 42684 |  |  | Yes |  | 4 | 11219 | 139 | 80.74 | 8.24 | 0.995 | 5156 | 83.44
PJ2P4DH7 | ShenZhen GangMing OPTO.co.Ltd | ShenZhen GangMing OPTO.co.Ltd | GM-UFO-W240X(3000K) | Indoor Luminaires | High-Bay | High-Bay Luminaires for Commercial and Industrial Buildings | Standard | TRUE | 26507.623 | 110.173 | 240.6 | 15.7 | 0.916 | 3149 | 84.1 | 5 | 50000 | 42684 |  |  | No |  | 4 | 26507.62 | 110.17 | 240.6 | 15.7 | 0.99 | 3000 | 84.1
PSMA5Q7Q | FEIERT TECHNOLOGY CO.LTD | FEIERT | HB162-100WC40Â | Indoor Luminaires | High-Bay | High-Bay Luminaires for Commercial and Industrial Buildings | Premium | TRUE | 13907.55 | 134.73 | 103.22 | 16.4 | 0.909 | 3842 | 71.9 | 5 | 50000 | 42684 |  |  | No |  | 4 | 13907.5 | 134.7 | 103.22 | 16.4 | 0.91 | 3842 | 71.9
P2N3WXJ4 | ShenZhen GangMing OPTO.co.Ltd | ShenZhen GangMing OPTO.co.Ltd | GM-UFO-W200X(3000K) | Indoor Luminaires | High-Bay | High-Bay Luminaires for Commercial and Industrial Buildings | Standard | TRUE | 22590.2 | 114.03 | 198.11 | 15.3 | 0.906 | 3151 | 84.3 | 5 | 50000 | 42684 |  |  | No |  | 4 | 22943.86 | 115.53 | 198.6 | 15.3 | 0.99 | 3000 | 84.3
PDXEZA95 | ShenZhen GangMing OPTO.co.Ltd | ShenZhen GangMing OPTO.co.Ltd | GM-UFO-W240X(5000K) | Indoor Luminaires | High-Bay | High-Bay Luminaires for Commercial and Industrial Buildings | Standard | FALSE | [9 empty] | 42684 |  |  | No |  | 4 | 27631.41 | 115.04 | 240.2 | 13.1 | 0.99 | 5000 | 85.7
PF36QBUQ | ShenZhen GangMing OPTO.co.Ltd | ShenZhen GangMing OPTO.co.Ltd | GM-UFO-W200X(5000K) | Indoor Luminaires | High-Bay | High-Bay Luminaires for Commercial and Industrial Buildings | Standard | FALSE | [9 empty] | 42684 |  |  | No |  | 4 | 23935.84 | 119.86 | 199.7 | 13.8 | 0.99 | 5000 | 85.2
P6HUGY79 | ShenZhen GangMing OPTO.co.Ltd | ShenZhen GangMing OPTO.co.Ltd | GM-UFO-W200X(4500K) | Indoor Luminaires | High-Bay | High-Bay Luminaires for Commercial and Industrial Buildings | Standard | FALSE | [9 empty] | 42684 |  |  | No |  | 4 | 22943.86 | 115.53 | 198.6 | 15.3 | 0.99 | 4500 | 84.3
PP8N5P1S | ShenZhen GangMing OPTO.co.Ltd | ShenZhen GangMing OPTO.co.Ltd | GM-UFO-W240X(4500K) | Indoor Luminaires | High-Bay | High-Bay Luminaires for Commercial and Industrial Buildings | Standard | FALSE | [9 empty] | 42684 |  |  | No |  | 4 | 26507.62 | 110.17 | 240.6 | 15.7 | 0.99 | 4500 | 84.1
PRFDNB1G | ShenZhen GangMing OPTO.co.Ltd | ShenZhen GangMing OPTO.co.Ltd | GM-UFO-W200X(4000K) | Indoor Luminaires | High-Bay | High-Bay Luminaires for Commercial and Industrial Buildings | Standard | FALSE | [9 empty] | 42684 |  |  | No |  | 4 | 22943.86 | 115.53 | 198.6 | 15.3 | 0.99 | 4000 | 84.3
PNHXE6EH | ShenZhen GangMing OPTO.co.Ltd | ShenZhen GangMing OPTO.co.Ltd | GM-UFO-W240X(4000K) | Indoor Luminaires | High-Bay | High-Bay Luminaires for Commercial and Industrial Buildings | Standard | FALSE | [9 empty] | 42684 |  |  | No |  | 4 | 26507.62 | 110.17 | 240.6 | 15.7 | 0.99 | 4000 | 84.1
PVUPTZZD | ShenZhen GangMing OPTO.co.Ltd | ShenZhen GangMing OPTO.co.Ltd | GM-UFO-W200X(3500K) | Indoor Luminaires | High-Bay | High-Bay Luminaires for Commercial and Industrial Buildings | Standard | FALSE | [9 empty] | 42684 |  |  | No |  | 4 | 22943.86 | 115.53 | 198.6 | 15.3 | 0.99 | 3500 | 84.3
PSWUFAEG | ShenZhen GangMing OPTO.co.Ltd | ShenZhen GangMing OPTO.co.Ltd | GM-UFO-W240X(3500K) | Indoor Luminaires | High-Bay | High-Bay Luminaires for Commercial and Industrial Buildings | Standard | FALSE | [9 empty] | 42684 |  |  | No |  | 4 | 26507.62 | 110.17 | 240.6 | 15.7 | 0.99 | 3500 | 84.1
PRV4CWRJ | Shanghai Hongbao Lighting Co. Ltd. | HONGBAO | LHB9-110/D10/57 | Indoor Luminaires | High-Bay | High-Bay Luminaires for Commercial and Industrial Buildings | Premium | FALSE | [9 empty] | 42684 |  |  | No |  | 4 | 15026 | 136.6 | 110 | 20 | 0.98 | 5700 | 80
P83P3TVX | Shanghai Hongbao Lighting Co. Ltd. | HONGBAO | LHB9-110/D10/50 | Indoor Luminaires | High-Bay | High-Bay Luminaires for Commercial and Industrial Buildings | Premium | FALSE | [9 empty] | 42684 |  |  | No |  | 4 | 15010 | 136.5 | 110 | 20 | 0.98 | 5000 | 80
PWHKD2RJ | Orion Energy Systems Inc | Apollo | VTON18F1XXXXXXXSTFR850XXXXXXXXXXXXXX | Indoor Luminaires | High-Bay | High-Bay Luminaires for Commercial and Industrial Buildings | Premium | FALSE | [9 empty] | 42684 |  |  | Yes |  | 4 | 19790.76 | 147.25 | 134.4 | 11.6 | 0.97 | 5153 | 83.9
PET9MA22 | Orion Energy Systems Inc | Apollo | VTON14C1XXXXXXXSTFR850XXXXXXXXXXXXXX | Indoor Luminaires | High-Bay | High-Bay Luminaires for Commercial and Industrial Buildings | Premium | FALSE | [9 empty] | 42684 |  |  | Yes |  | 4 | 9417.6 | 140.44 | 67.06 | 11.2 | 0.97 | 5153 | 83.7
PZ8G9FM6 | Orion Energy Systems Inc | Apollo | VTON14D1XXXXXXXSTFR850XXXXXXXXXXXXXX | Indoor Luminaires | High-Bay | High-Bay Luminaires for Commercial and Industrial Buildings | Premium | FALSE | [9 empty] | 42684 |  |  | Yes |  | 4 | 12850.61 | 142.17 | 90.39 | 10 | 0.99 | 5153 | 83.6
PPX2YK9H | Orion Energy Systems Inc | Apollo | VTOD14F1XXXXXXXSTFR850XXXXXXXXXXXXXX | Indoor Luminaires | High-Bay | High-Bay Luminaires for Commercial and Industrial Buildings | Premium | FALSE | [9 empty] | 42684 |  |  | Yes |  | 4 | 35349.47 | 146.37 | 241.5 | 9.14 | 0.98 | 5153 | 83.6
P15VQ5EK | Orion Energy Systems Inc | Apollo | VTOD14D1XXXXXXXSTFR850XXXXXXXXXXXXXX | Indoor Luminaires | High-Bay | High-Bay Luminaires for Commercial and Industrial Buildings | Premium | FALSE | [9 empty] | 42684 |  |  | Yes |  | 4 | 24733.3 | 152.77 | 161.9 | 9.13 | 0.98 | 5153 | 83.5
PCBC4QEA | Orion Energy Systems Inc | Apollo | VTON18G1XXXXXXXSTFR850XXXXXXXXXXXXXX | Indoor Luminaires | High-Bay | High-Bay Luminaires for Commercial and Industrial Buildings | Premium | FALSE | [9 empty] | 42684 |  |  | Yes |  | 4 | 26277.85 | 145.42 | 180.7 | 8.57 | 0.98 | 5153 | 83.5
PVFBG3FS | Orion Energy Systems Inc | Apollo | VTON18E1XXXXXXXSTFR850XXXXXXXXXXXXXX | Indoor Luminaires | High-Bay | High-Bay Luminaires for Commercial and Industrial Buildings | Premium | FALSE | [9 empty] | 42684 |  |  | Yes |  | 4 | 14529.01 | 145.73 | 99.7 | 7.45 | 0.99 | 5153 | 83.5
P8UX7569 | Orion Energy Systems Inc | Apollo | VTOD14C1XXXXXXXSTFR850XXXXXXXXXXXXXX | Indoor Luminaires | High-Bay | High-Bay Luminaires for Commercial and Industrial Buildings | Premium | FALSE | [9 empty] | 42684 |  |  | Yes |  | 4 | 19790.76 | 145.41 | 136.1 | 11.9 | 0.98 | 5153 | 83.3
P1NRKGSR | Orion Energy Systems Inc | Apollo | VTOD14E1XXXXXXXSTFR850XXXXXXXXXXXXXX | Indoor Luminaires | High-Bay | High-Bay Luminaires for Commercial and Industrial Buildings | Premium | FALSE | [9 empty] | 42684 |  |  | Yes |  | 4 | 30829.1 | 147.16 | 209.5 | 7.33 | 0.99 | 5153 | 83.3
PYC16NXR | Orion Energy Systems Inc | Apollo | VTOD12A1XXXXXXXSTFR850XXXXXXXXXXXXXX | Indoor Luminaires | High-Bay | High-Bay Luminaires for Commercial and Industrial Buildings | Premium | FALSE | [9 empty] | 42684 |  |  | Yes |  | 4 | 12860.9 | 140.69 | 91.41 | 8.76 | 0.98 | 5153 | 83.2
PV46YD39 | Orion Energy Systems Inc | Apollo | VTON14D1XXXXXXXSTFR840XXXXXXXXXXXXXX | Indoor Luminaires | High-Bay | High-Bay Luminaires for Commercial and Industrial Buildings | Premium | FALSE | [9 empty] | 42684 |  |  | Yes |  | 4 | 12480 | 138.07 | 90.39 | 10 | 0.99 | 4056 | 83.6
PQWB1H1D | Orion Energy Systems Inc | Apollo | VTOD14F1XXXXXXXSTFR840XXXXXXXXXXXXXX | Indoor Luminaires | High-Bay | High-Bay Luminaires for Commercial and Industrial Buildings | Premium | FALSE | [9 empty] | 42684 |  |  | Yes |  | 4 | 34330 | 142.15 | 241.5 | 9.14 | 0.98 | 4056 | 83.6
PRQKW8D3 | Orion Energy Systems Inc | Apollo | VTON18F1XXXXXXXSTFR840XXXXXXXXXXXXXX | Indoor Luminaires | High-Bay | High-Bay Luminaires for Commercial and Industrial Buildings | Premium | FALSE | [9 empty] | 42684 |  |  | Yes |  | 4 | 19220 | 143.01 | 134.4 | 11.6 | 0.97 | 4042 | 83.9
PABUQZRJ | Orion Energy Systems Inc | Apollo | VTON18G1XXXXXXXSTFR840XXXXXXXXXXXXXX | Indoor Luminaires | High-Bay | High-Bay Luminaires for Commercial and Industrial Buildings | Premium | FALSE | [9 empty] | 42684 |  |  | Yes |  | 4 | 25520 | 141.23 | 180.7 | 8.57 | 0.98 | 4038 | 83.5
P5Q7JFNX | Orion Energy Systems Inc | Apollo | VTON18E1XXXXXXXSTFR840XXXXXXXXXXXXXX | Indoor Luminaires | High-Bay | High-Bay Luminaires for Commercial and Industrial Buildings | Premium | FALSE | [9 empty] | 42684 |  |  | Yes |  | 4 | 14110 | 141.52 | 99.7 | 7.45 | 0.99 | 4033 | 83.5
PME5TFX8 | Orion Energy Systems Inc | Apollo | VTOD12A1XXXXXXXSTFR840XXXXXXXXXXXXXX | Indoor Luminaires | High-Bay | High-Bay Luminaires for Commercial and Industrial Buildings | Premium | FALSE | [9 empty] | 42684 |  |  | Yes |  | 4 | 12490 | 136.64 | 91.41 | 8.76 | 0.98 | 4030 | 83.2
PP9H9VE1 | Orion Energy Systems Inc | Apollo | VTOD12B1XXXXXXXSTFR840XXXXXXXXXXXXXX | Indoor Luminaires | High-Bay | High-Bay Luminaires for Commercial and Industrial Buildings | Premium | FALSE | [9 empty] | 42684 |  |  | Yes |  | 4 | 14480 | 144.8 | 100 | 7.37 | 0.99 | 4030 | 83.2
P6RTNS84 | Orion Energy Systems Inc | Apollo | VTOD14D1XXXXXXXSTFR840XXXXXXXXXXXXXX | Indoor Luminaires | High-Bay | High-Bay Luminaires for Commercial and Industrial Buildings | Premium | FALSE | [9 empty] | 42684 |  |  | Yes |  | 4 | 24020 | 148.36 | 161.9 | 9.13 | 0.98 | 4024 | 83.5
P89HUVBM | Orion Energy Systems Inc | Apollo | VTON14C1XXXXXXXSTFR840XXXXXXXXXXXXXX | Indoor Luminaires | High-Bay | High-Bay Luminaires for Commercial and Industrial Buildings | Premium | FALSE | [9 empty] | 42684 |  |  | Yes |  | 4 | 9146 | 136.39 | 67.06 | 11.2 | 0.97 | 4020 | 83.7
PKZPAPEZ | Orion Energy Systems Inc | Apollo | VTOD14E1XXXXXXXSTFR840XXXXXXXXXXXXXX | Indoor Luminaires | High-Bay | High-Bay Luminaires for Commercial and Industrial Buildings | Premium | FALSE | [9 empty] | 42684 |  |  | Yes |  | 4 | 29940 | 142.91 | 209.5 | 7.33 | 0.99 | 4019 | 83.3
P8MNQCR9 | Orion Energy Systems Inc | Apollo | VTOD14C1XXXXXXXSTFR840XXXXXXXXXXXXXX | Indoor Luminaires | High-Bay | High-Bay Luminaires for Commercial and Industrial Buildings | Premium | FALSE | [9 empty] | 42684 |  |  | Yes |  | 4 | 19220 | 141.22 | 136.1 | 11.9 | 0.98 | 4001 | 83.3
PSMM1JNM | Delviro | Delviro | TITANHB-480C-5K-[UH]-CL-XX-XX-XX-XX | Indoor Luminaires | High-Bay | High-Bay Luminaires for Commercial and Industrial Buildings | Premium | FALSE | [9 empty] | 42684 |  |  | Yes |  | 4 | 66155 | 139 | 475.9 | 5.48 | 0.998 | 5153 | 83.55
P6XUUT7G | Delviro | Delviro | TITANHB-120C-5K-[UH]-CL-XX-XX-XX-XX | Indoor Luminaires | High-Bay | High-Bay Luminaires for Commercial and Industrial Buildings | Premium | FALSE | [9 empty] | 42684 |  |  | Yes |  | 4 | 16612 | 140.13 | 118.55 | 7.02 | 0.996 | 5152 | 83.42
PZ2MAKJK | Delviro | Delviro | TITANHB-320C-5K-[UH]-CL-XX-XX-XX-XX | Indoor Luminaires | High-Bay | High-Bay Luminaires for Commercial and Industrial Buildings | Premium | FALSE | [9 empty] | 42684 |  |  | Yes |  | 4 | 44080 | 139.44 | 316.13 | 5.64 | 0.997 | 5150.5 | 83.47
PG3A5PXY | Delviro | Delviro | TITANHB-240C-5K-[UH]-CL-XX-XX-XX-XX | Indoor Luminaires | High-Bay | High-Bay Luminaires for Commercial and Industrial Buildings | Premium | FALSE | [9 empty] | 42684 |  |  | Yes |  | 4 | 33042.5 | 139.87 | 236.25 | 5.72 | 0.997 | 5149.25 | 83.43
PRTDXZQ6 | Delviro | Delviro | TITANHB-160C-5K-[UH]-CL-XX-XX-XX-XX | Indoor Luminaires | High-Bay | High-Bay Luminaires for Commercial and Industrial Buildings | Premium | FALSE | [9 empty] | 42684 |  |  | Yes |  | 4 | 22005 | 140.7 | 156.36 | 5.8 | 0.997 | 5148 | 83.39
P6K5FYWY | FEIERT TECHNOLOGY CO.LTD | FEIERT | HB162-100WC57 | Indoor Luminaires | High-Bay | High-Bay Luminaires for Commercial and Industrial Buildings | Premium | FALSE | [9 empty] | 42684 | Dimmable | Continuous Below 10 | No |  | 4 | 14144.5 | 134.7 | 102.48 | 17.4 | 0.92 | 5560 | 75.3
PT3QUPYG | FEIERT TECHNOLOGY CO.LTD | FEIERT | HB162-100WC50 | Indoor Luminaires | High-Bay | High-Bay Luminaires for Commercial and Industrial Buildings | Premium | FALSE | [9 empty] | 42684 | Dimmable | Continuous Below 10 | No |  | 4 | 13907.5 | 134.7 | 103.22 | 16.4 | 0.91 | 5000 | 71.9
PXQE69X1 | BIG SHINE LED | BIG SHINE LED | BSL-HB500-SEH-ALCR-5000K-60 | Indoor Luminaires | High-Bay | High-Bay Luminaires for Commercial and Industrial Buildings | Premium | FALSE | [9 empty] | 42684 | Not Dimmable | Not Dimmable | No |  | 4 | 65487 | 139.4 | 469.75 | 10.47 | 0.94 | 4763 | 74.5
PBPW6RQS | Shanghai Hongbao Lighting Co. Ltd. | HONGBAO | LHB9-320/D10/40 | Indoor Luminaires | High-Bay | High-Bay Luminaires for Commercial and Industrial Buildings | Premium | TRUE | 43689 | 135.9 | 321.41 | 9.54 | 0.957 | 4099 | 81.9 | 5 | 50000 | 42683 |  |  | No |  | 4 | 43488 | 135.9 | 320 | 20 | 0.98 | 4000 | 80
PYH3PV64 | Shanghai Hongbao Lighting Co. Ltd. | HONGBAO | LHB9-220/D10/40 | Indoor Luminaires | High-Bay | High-Bay Luminaires for Commercial and Industrial Buildings | Premium | TRUE | 29251 | 135.8 | 215.4 | 9.03 | 0.957 | 4089 | 81.9 | 5 | 50000 | 42683 |  |  | No |  | 4 | 29876 | 135.8 | 220 | 20 | 0.98 | 4000 | 80
PEYP8H96 | EverLast Lighting Inc. | Everlast | EL-LED-HB-LG-60-L-50-X | Indoor Luminaires | High-Bay | Low-Bay Luminaires for Commercial and Industrial Buildings | Standard | TRUE | 6191.1 | 104.7 | 59.13 | 14.1 | 0.937 | 5162 | 84.6 | 10 | 60000 | 42683 |  |  | No |  | 4 | 6191.1 | 104.7 | 60 | 14.1 | 0.94 | 5000 | 80
P3W1SYM7 | Shanghai Hongbao Lighting Co. Ltd. | HONGBAO | LHB9-320/D10/57 | Indoor Luminaires | High-Bay | High-Bay Luminaires for Commercial and Industrial Buildings | Premium | FALSE | [9 empty] | 42683 |  |  | No |  | 4 | 43650 | 136.4 | 320 | 20 | 0.98 | 5700 | 80
P46D1DYV | Shanghai Hongbao Lighting Co. Ltd. | HONGBAO | LHB9-220/D10/57 | Indoor Luminaires | High-Bay | High-Bay Luminaires for Commercial and Industrial Buildings | Premium | FALSE | [9 empty] | 42683 |  |  | No |  | 4 | 29964 | 136.2 | 220 | 20 | 0.98 | 5700 | 80
P4MHFXAM | Shanghai Hongbao Lighting Co. Ltd. | HONGBAO | LHB9-320/D10/50 | Indoor Luminaires | High-Bay | High-Bay Luminaires for Commercial and Industrial Buildings | Premium | FALSE | [9 empty] | 42683 |  |  | No |  | 4 | 43610 | 136.3 | 320 | 20 | 0.98 | 5000 | 80
P6G6HTGF | Shanghai Hongbao Lighting Co. Ltd. | HONGBAO | LHB9-220/D10/50 | Indoor Luminaires | High-Bay | High-Bay Luminaires for Commercial and Industrial Buildings | Premium | FALSE | [9 empty] | 42683 |  |  | No |  | 4 | 29940 | 136.1 | 220 | 20 | 0.98 | 5000 | 80
PGQ9YC23 | DONGGUAN THAILIGHT SEMICONDUCTOR LIGHTING CO.LTD. | Thailight | TLHBF1004YYZZ [Qualified Pointing Straight Down] | Indoor Luminaires | High-Bay | High-Bay Luminaires for Commercial and Industrial Buildings | Standard | TRUE | 12124 | 114.92 | 105.5 | 9.07 | 0.9709 | 4055 | 83.2 | 5 | 50000 | 42682 |  |  | No |  | 4 | 12227 | 117.34 | 104.2 | 9.07 | 0.97 | 4000 | 83.2
PZHAAQEB | Shanghai Hongbao Lighting Co. Ltd. | HONGBAO | LHB9-160/D10/40 | Indoor Luminaires | High-Bay | High-Bay Luminaires for Commercial and Industrial Buildings | Premium | TRUE | 20584 | 136.3 | 151.05 | 11.23 | 0.966 | 4084 | 82.1 | 5 | 50000 | 42682 |  |  | No |  | 4 | 21800 | 136.3 | 160 | 20 | 0.98 | 4000 | 80
PR7HFKX8 | DONGGUAN THAILIGHT SEMICONDUCTOR LIGHTING CO.LTD. | Thailight | TLHBF300H4YYZZ [Qualified Pointing Straight Down] | Indoor Luminaires | High-Bay | High-Bay Luminaires for Commercial and Industrial Buildings | Standard | TRUE | 37400 | 132.58 | 282.1 | 12.75 | 0.9536 | 3981 | 83.5 | 5 | 50000 | 42682 |  |  | No |  | 4 | 37400 | 132.58 | 282.1 | 12.75 | 0.95 | 4000 | 83.5
P2NXCUPH | Shenzhen Huadian Lighting Co.LTD. | Huadian | HL-HBS10W12A1BUP-3000K | Indoor Luminaires | High-Bay | High-Bay Luminaires for Commercial and Industrial Buildings | Premium | TRUE | 14021.557 | 141.204 | 99.3 | 18.6 | 0.944 | 3040 | 83.5 | 5 | 50000 | 42682 |  |  | No |  | 4.1 | 14021.5 | 141.2 | 99.3 | 18.6 | 0.94 | 3040 | 83.5
PYJP7AEF | Shenzhen Huadian Lighting Co.LTD. | Huadian | HL-HBS20W26A1BUP-3000K | Indoor Luminaires | High-Bay | High-Bay Luminaires for Commercial and Industrial Buildings | Premium | TRUE | 27986.719 | 139.099 | 201.2 | 18.2 | 0.941 | 3071 | 83 | 5 | 50000 | 42682 |  |  | No |  | 4.1 | 27986.7 | 139 | 201.2 | 18.2 | 0.94 | 3071 | 83
PNPF5PYK | Shenzhen Huadian Lighting Co.LTD. | Huadian | HL-HBS10W11A1BUS-3000K | Indoor Luminaires | High-Bay | High-Bay Luminaires for Commercial and Industrial Buildings | Standard | TRUE | 12904.776 | 131.547 | 98.1 | 16.9 | 0.934 | 3060 | 83.6 | 5 | 50000 | 42682 |  |  | No |  | 4.1 | 12904.7 | 131.5 | 98.1 | 16.9 | 0.93 | 3060 | 83.6
P4U3YUPP | Shenzhen Huadian Lighting Co.LTD. | Huadian | HL-HBS15W13A1BUP-3000K | Indoor Luminaires | High-Bay | High-Bay Luminaires for Commercial and Industrial Buildings | Premium | TRUE | 21343.475 | 140.141 | 152.3 | 18.3 | 0.932 | 3023 | 83.8 | 5 | 50000 | 42682 |  |  | No |  | 4.1 | 21343.4 | 140.1 | 152.3 | 18.3 | 0.93 | 3023 | 83.8
PK3X8TSB | Amled Technologies Inc | Amled | HB125FFP40[B W]D | Indoor Luminaires | High-Bay | High-Bay Luminaires for Commercial and Industrial Buildings | Standard | TRUE | 13959 | 105.8 | 131.9 | 14.45 | 0.932 | 4140 | 84.1 | 5 | 50000 | 42682 |  |  | Yes |  | 4 | 14628 | 111.3 | 131.4 | 7.02 | 0.99 | 4140 | 84.1
PYXDFK7C | Lumingen Technologies Ltd. | Lumingen Technologies Ltd. | SLD-HB-F200 | Indoor Luminaires | High-Bay | High-Bay Luminaires for Commercial and Industrial Buildings | Standard | TRUE | 23805 | 133.2 | 178.7 | 15.3 | 0.931 | 4765 | 70.69 | 5 | 250000 | 42682 |  |  | No |  | 4 | 23805 | 133.2 | 178.7 | 7.36 | 1 | 4765 | 70.69
PFM5HYKJ | Shenzhen Huadian Lighting Co.LTD. | Huadian | HL-HBS15W12A1BUS-3000K | Indoor Luminaires | High-Bay | High-Bay Luminaires for Commercial and Industrial Buildings | Standard | TRUE | 19488.486 | 129.234 | 150.8 | 17.8 | 0.928 | 3046 | 83.4 | 5 | 50000 | 42682 |  |  | No |  | 4.1 | 19488.4 | 129.2 | 150.8 | 17.8 | 0.93 | 3046 | 83.4
PTPAC99K | Amled Technologies Inc | Amled | HB125FFP50[B W]D | Indoor Luminaires | High-Bay | High-Bay Luminaires for Commercial and Industrial Buildings | Standard | TRUE | 13442 | 106.3 | 126.5 | 15.31 | 0.927 | 5374 | 86 | 5 | 50000 | 42682 |  |  | Yes |  | 4 | 14118 | 111.6 | 126.5 | 7.41 | 0.99 | 5374 | 86
PS8GY7P3 | Cree Inc. | E-Conolight | E-HLC20A-HK50UW | Indoor Luminaires | High-Bay | High-Bay Luminaires for Commercial and Industrial Buildings | Standard | TRUE | 20609.98 | 128 | 161.58 | 15 | 0.92 | 4889 | 82 | 5 | 50000 | 42682 |  |  | Yes |  | 4 | 20609.98 | 128 | 161.58 | 7 | 0.99 | 4889 | 82
PXX4AS8J | DONGGUAN THAILIGHT SEMICONDUCTOR LIGHTING CO.LTD. | Thailight | TLHBF1504YYZZ [Qualified Pointing Straight Down] | Indoor Luminaires | High-Bay | High-Bay Luminaires for Commercial and Industrial Buildings | Standard | TRUE | 17314 | 116.91 | 148.1 | 19.63 | 0.9078 | 4055 | 83.4 | 5 | 50000 | 42682 |  |  | No |  | 4 | 17314 | 116.91 | 148.1 | 19.63 | 0.91 | 4000 | 83.4
PUEY92AS | Amled Technologies Inc | Amled | HB185FFP40[B W]D | Indoor Luminaires | High-Bay | High-Bay Luminaires for Commercial and Industrial Buildings | Standard | TRUE | 19854 | 106.2 | 186.9 | 18.93 | 0.906 | 4158 | 84.3 | 5 | 50000 | 42682 |  |  | Yes |  | 4 | 20694 | 110.8 | 186.7 | 7.93 | 0.99 | 4158 | 84.3
PH7NSQDG | Amled Technologies Inc | Amled | HB185FFP50[B W]D | Indoor Luminaires | High-Bay | High-Bay Luminaires for Commercial and Industrial Buildings | Standard | TRUE | 19032 | 104.1 | 182.8 | 17.97 | 0.906 | 5374 | 85.9 | 5 | 50000 | 42682 |  |  | Yes |  | 4 | 19987 | 109.3 | 182.8 | 7.14 | 0.99 | 5374 | 85.9
PD8C9AWZ | Shenzhen Huadian Lighting Co.LTD. | Huadian | HL-HBS10W12C1BUP-3000K | Indoor Luminaires | High-Bay | High-Bay Luminaires for Commercial and Industrial Buildings | Premium | TRUE | 14123.377 | 139.974 | 100.9 | 16.7 | 0.902 | 3037 | 83.7 | 5 | 50000 | 42682 |  |  | No |  | 4.1 | 14123.3 | 139.9 | 100.9 | 16.7 | 0.9 | 3037 | 83.7
P6X4QKER | Shenzhen Huadian Lighting Co.LTD. | Huadian | HL-HBS15W13C1BUP-3000K | Indoor Luminaires | High-Bay | High-Bay Luminaires for Commercial and Industrial Buildings | Premium | TRUE | 21179.264 | 140.726 | 151.86 | 16.1 | 0.902 | 3030 | 83.3 | 5 | 50000 | 42682 |  |  | No |  | 4.1 | 21179.2 | 140.7 | 150.5 | 16.1 | 0.902 | 3030 | 83.3
PA2R45XS | LiteSheet Solutions | LightSheet | BHBC-4-128-1D-5780 | Indoor Luminaires | High-Bay | High-Bay Luminaires for Commercial and Industrial Buildings | Standard | FALSE | [9 empty] | 42682 |  |  | No |  | 4 | 16640 | 130 | 128 | 18 | 0.98 | 5700 | 82
P73G73YE | LiteSheet Solutions | LightSheet | BHBC-4-128-2D-5780 | Indoor Luminaires | High-Bay | High-Bay Luminaires for Commercial and Industrial Buildings | Standard | FALSE | [9 empty] | 42682 |  |  | No |  | 4 | 16000 | 125 | 128 | 16 | 0.99 | 5700 | 82
PAFSFUCU | LiteSheet Solutions | LightSheet | BHBC-4-128-1D-5080 | Indoor Luminaires | High-Bay | High-Bay Luminaires for Commercial and Industrial Buildings | Standard | FALSE | [9 empty] | 42682 |  |  | No |  | 4 | 16512 | 129 | 128 | 18 | 0.98 | 5000 | 82
PZ6KFJHG | LiteSheet Solutions | LightSheet | BHBC-4-128-2D-5080 | Indoor Luminaires | High-Bay | High-Bay Luminaires for Commercial and Industrial Buildings | Standard | FALSE | [9 empty] | 42682 |  |  | No |  | 4 | 15872 | 124 | 128 | 16 | 0.99 | 5000 | 82
PJS6GR54 | LiteSheet Solutions | LightSheet | BHBC-4-128-1D-4080 | Indoor Luminaires | High-Bay | High-Bay Luminaires for Commercial and Industrial Buildings | Standard | FALSE | [9 empty] | 42682 |  |  | No |  | 4 | 16384 | 128 | 128 | 18 | 0.98 | 4000 | 82
P2BMVMYR | LiteSheet Solutions | LightSheet | BHBC-4-128-2D-4080 | Indoor Luminaires | High-Bay | High-Bay Luminaires for Commercial and Industrial Buildings | Standard | FALSE | [9 empty] | 42682 |  |  | No |  | 4 | 15744 | 123 | 128 | 16 | 0.99 | 4000 | 82
PHYHB2QF | LiteSheet Solutions | LightSheet | BHBC-4-128-1D-3580 | Indoor Luminaires | High-Bay | High-Bay Luminaires for Commercial and Industrial Buildings | Standard | FALSE | [9 empty] | 42682 |  |  | No |  | 4 | 16256 | 127 | 128 | 18 | 0.98 | 3500 | 82
PF8TKYN3 | LiteSheet Solutions | LightSheet | BHBC-4-128-2D-3580 | Indoor Luminaires | High-Bay | High-Bay Luminaires for Commercial and Industrial Buildings | Standard | FALSE | [9 empty] | 42682 |  |  | No |  | 4 | 15616 | 122 | 128 | 16 | 0.99 | 3500 | 82
PS5PSZN3 | LiteSheet Solutions | LightSheet | BHBC-4-128-1D-3080 | Indoor Luminaires | High-Bay | High-Bay Luminaires for Commercial and Industrial Buildings | Standard | FALSE | [9 empty] | 42682 |  |  | No |  | 4 | 15492.72 | 126 | 122.5 | 18 | 0.98 | 3000 | 82
PEDTE2GY | LiteSheet Solutions | LightSheet | BHBC-4-128-2D-3080 | Indoor Luminaires | High-Bay | High-Bay Luminaires for Commercial and Industrial Buildings | Standard | FALSE | [9 empty] | 42682 |  |  | No |  | 4 | 15728.4 | 121 | 129.6 | 16 | 0.99 | 3000 | 82
P276UM5R | Shanghai Hongbao Lighting Co. Ltd. | HONGBAO | LHB9-160/D10/57 | Indoor Luminaires | High-Bay | High-Bay Luminaires for Commercial and Industrial Buildings | Premium | FALSE | [9 empty] | 42682 |  |  | No |  | 4 | 21870 | 136.7 | 160 | 20 | 0.98 | 5700 | 80
PVE45PR7 | Shanghai Hongbao Lighting Co. Ltd. | HONGBAO | LHB9-160/D10/50 | Indoor Luminaires | High-Bay | High-Bay Luminaires for Commercial and Industrial Buildings | Premium | FALSE | [9 empty] | 42682 |  |  | No |  | 4 | 21856 | 136.6 | 160 | 20 | 0.98 | 5000 | 80
PD7QP6HH | DONGGUAN THAILIGHT SEMICONDUCTOR LIGHTING CO.LTD. | Thailight | TLHBF1005YYZZ [Qualified Pointing Straight Down] | Indoor Luminaires | High-Bay | High-Bay Luminaires for Commercial and Industrial Buildings | Standard | FALSE | [9 empty] | 42682 |  |  | No |  | 4 | 12306 | 120.18 | 102.4 | 9.23 | 0.97 | 5000 | 83.6
PA5MQ1DZ | DONGGUAN THAILIGHT SEMICONDUCTOR LIGHTING CO.LTD. | Thailight | TLHBF300H5YYZZ [Qualified Pointing Straight Down] | Indoor Luminaires | High-Bay | High-Bay Luminaires for Commercial and Industrial Buildings | Standard | FALSE | [9 empty] | 42682 |  |  | No |  | 4 | 37508 | 134.15 | 279.6 | 12.81 | 0.95 | 5000 | 83.4
PUWV5WR2 | DONGGUAN THAILIGHT SEMICONDUCTOR LIGHTING CO.LTD. | Thailight | TLHBF1505YYZZ [Qualified Pointing Straight Down] | Indoor Luminaires | High-Bay | High-Bay Luminaires for Commercial and Industrial Buildings | Standard | FALSE | [9 empty] | 42682 |  |  | No |  | 4 | 17489 | 118.25 | 147.9 | 19.67 | 0.91 | 5000 | 83.3
PYYQZJ6Y | Cree Inc. | E-Conolight | E-HLC07A-HK50UW | Indoor Luminaires | High-Bay | Low-Bay Luminaires for Commercial and Industrial Buildings | Standard | FALSE | [9 empty] | 42682 |  |  | Yes |  | 4 | 7559.49 | 131 | 57.77 | 11 | 0.99 | 4889 | 82
PSWT7QKU | Cree Inc. | E-Conolight | E-HLC14A-HK50UW | Indoor Luminaires | High-Bay | High-Bay Luminaires for Commercial and Industrial Buildings | Standard | FALSE | [9 empty] | 42682 |  |  | Yes |  | 4 | 13930.37 | 136 | 102.23 | 9 | 0.99 | 4889 | 82
PYZEEDGY | Cree Inc. | E-Conolight | E-HLC28A-HK50UW | Indoor Luminaires | High-Bay | High-Bay Luminaires for Commercial and Industrial Buildings | Standard | FALSE | [9 empty] | 42682 |  |  | Yes |  | 4 | 28505.51 | 126.12 | 226.02 | 5 | 1 | 4889 | 82
PJCUNUSZ | Shenzhen Huadian Lighting Co.LTD. | Huadian | HL-HBS20W26A1BUP-5700K | Indoor Luminaires | High-Bay | High-Bay Luminaires for Commercial and Industrial Buildings | Premium | FALSE | [9 empty] | 42682 | Dimmable | Continuous Below 10 | No |  | 4.1 | 29292.6 | 146.6 | 199.8 | 19.5 | 0.95 | 5672 | 83.5
PN75969T | Shenzhen Huadian Lighting Co.LTD. | Huadian | HL-HBS10W11A1BUS-5700K | Indoor Luminaires | High-Bay | High-Bay Luminaires for Commercial and Industrial Buildings | Standard | FALSE | [9 empty] | 42682 | Dimmable | Continuous Below 10 | No |  | 4.1 | 13637.9 | 135.5 | 100.6 | 17.4 | 0.95 | 5580 | 83.1
PZ3Q6GVP | Shenzhen Huadian Lighting Co.LTD. | Huadian | HL-HBS15W13A1BUP-5700K | Indoor Luminaires | High-Bay | High-Bay Luminaires for Commercial and Industrial Buildings | Premium | FALSE | [9 empty] | 42682 | Dimmable | Continuous Below 10 | No |  | 4.1 | 22081.8 | 146.6 | 150.6 | 19.5 | 0.94 | 5552 | 83.1
PVWQBNTA | Shenzhen Huadian Lighting Co.LTD. | Huadian | HL-HBS10W12A1BUP-5700K | Indoor Luminaires | High-Bay | High-Bay Luminaires for Commercial and Industrial Buildings | Premium | FALSE | [9 empty] | 42682 | Dimmable | Continuous Below 10 | No |  | 4.1 | 14638.1 | 145 | 100.9 | 19.5 | 0.95 | 5546 | 83.3
P8GF4TBD | Shenzhen Huadian Lighting Co.LTD. | Huadian | HL-HBS10W12C1BUP-5700K | Indoor Luminaires | High-Bay | High-Bay Luminaires for Commercial and Industrial Buildings | Premium | FALSE | [9 empty] | 42682 | Dimmable | Continuous Below 10 | No |  | 4.1 | 14752.3 | 145.6 | 101.3 | 17.8 | 0.91 | 5468 | 82.1
PJD2QG43 | Shenzhen Huadian Lighting Co.LTD. | Huadian | HL-HBS15W13C1BUP-5700K | Indoor Luminaires | High-Bay | High-Bay Luminaires for Commercial and Industrial Buildings | Premium | FALSE | [9 empty] | 42682 | Dimmable | Continuous Below 10 | No |  | 4.1 | 22272.7 | 146.6 | 151.9 | 17.6 | 0.905 | 5400 | 82.3
P83PT2NB | Shenzhen Huadian Lighting Co.LTD. | Huadian | HL-HBS15W12A1BUS-5700K | Indoor Luminaires | High-Bay | High-Bay Luminaires for Commercial and Industrial Buildings | Standard | FALSE | [9 empty] | 42682 | Dimmable | Continuous Below 10 | No |  | 4.1 | 20268.4 | 135.2 | 149.9 | 18.8 | 0.94 | 5374 | 82.4
P5WK2AAF | Shenzhen Huadian Lighting Co.LTD. | Huadian | HL-HBS15W13A1BUP-5000K | Indoor Luminaires | High-Bay | High-Bay Luminaires for Commercial and Industrial Buildings | Premium | FALSE | [9 empty] | 42682 | Dimmable | Continuous Below 10 | No |  | 4.1 | 21343.4 | 140.1 | 152.3 | 18.3 | 0.93 | 5000 | 83.8
P8916VR4 | Shenzhen Huadian Lighting Co.LTD. | Huadian | HL-HBS10W12C1BUP-5000K | Indoor Luminaires | High-Bay | High-Bay Luminaires for Commercial and Industrial Buildings | Premium | FALSE | [9 empty] | 42682 | Dimmable | Continuous Below 10 | No |  | 4.1 | 14123.3 | 139.9 | 100.9 | 16.7 | 0.9 | 5000 | 83.7
PJD46NQH | Shenzhen Huadian Lighting Co.LTD. | Huadian | HL-HBS10W11A1BUS-5000K | Indoor Luminaires | High-Bay | High-Bay Luminaires for Commercial and Industrial Buildings | Standard | FALSE | [9 empty] | 42682 | Dimmable | Continuous Below 10 | No |  | 4.1 | 12904.7 | 131.5 | 98.1 | 16.9 | 0.93 | 5000 | 83.6
P3V61T58 | Shenzhen Huadian Lighting Co.LTD. | Huadian | HL-HBS10W12A1BUP-5000K | Indoor Luminaires | High-Bay | High-Bay Luminaires for Commercial and Industrial Buildings | Premium | FALSE | [9 empty] | 42682 | Dimmable | Continuous Below 10 | No |  | 4.1 | 14021.5 | 141.2 | 99.3 | 18.6 | 0.94 | 5000 | 83.5
PSQFFPYR | Shenzhen Huadian Lighting Co.LTD. | Huadian | HL-HBS15W12A1BUS-5000K | Indoor Luminaires | High-Bay | High-Bay Luminaires for Commercial and Industrial Buildings | Standard | FALSE | [9 empty] | 42682 | Dimmable | Continuous Below 10 | No |  | 4.1 | 19488.4 | 129.2 | 150.8 | 17.8 | 0.93 | 5000 | 83.4
PPZ4ZQV9 | Shenzhen Huadian Lighting Co.LTD. | Huadian | HL-HBS15W13C1BUP-5000K | Indoor Luminaires | High-Bay | High-Bay Luminaires for Commercial and Industrial Buildings | Premium | FALSE | [9 empty] | 42682 | Dimmable | Continuous Below 10 | No |  | 4.1 | 21179.2 | 140.7 | 150.5 | 16.1 | 0.902 | 5000 | 83.3
P2F5WZCG | Shenzhen Huadian Lighting Co.LTD. | Huadian | HL-HBS20W26A1BUP-5000K | Indoor Luminaires | High-Bay | High-Bay Luminaires for Commercial and Industrial Buildings | Premium | FALSE | [9 empty] | 42682 | Dimmable | Continuous Below 10 | No |  | 4.1 | 27986.7 | 139 | 201.2 | 18.2 | 0.94 | 5000 | 83
P2TUD9TX | Shenzhen Huadian Lighting Co.LTD. | Huadian | HL-HBS15W13A1BUP-4500K | Indoor Luminaires | High-Bay | High-Bay Luminaires for Commercial and Industrial Buildings | Premium | FALSE | [9 empty] | 42682 | Dimmable | Continuous Below 10 | No |  | 4.1 | 21343.4 | 140.1 | 152.3 | 18.3 | 0.93 | 4500 | 83.8
PKEU1CHW | Shenzhen Huadian Lighting Co.LTD. | Huadian | HL-HBS10W12C1BUP-4500K | Indoor Luminaires | High-Bay | High-Bay Luminaires for Commercial and Industrial Buildings | Premium | FALSE | [9 empty] | 42682 | Dimmable | Continuous Below 10 | No |  | 4.1 | 14123.3 | 139.9 | 100.9 | 16.7 | 0.9 | 4500 | 83.7
PP69UCDE | Shenzhen Huadian Lighting Co.LTD. | Huadian | HL-HBS10W11A1BUS-4500K | Indoor Luminaires | High-Bay | High-Bay Luminaires for Commercial and Industrial Buildings | Standard | FALSE | [9 empty] | 42682 | Dimmable | Continuous Below 10 | No |  | 4.1 | 12904.7 | 131.5 | 98.1 | 16.9 | 0.93 | 4500 | 83.6
PJT7ZRQV | Shenzhen Huadian Lighting Co.LTD. | Huadian | HL-HBS10W12A1BUP-4500K | Indoor Luminaires | High-Bay | High-Bay Luminaires for Commercial and Industrial Buildings | Premium | FALSE | [9 empty] | 42682 | Dimmable | Continuous Below 10 | No |  | 4.1 | 14021.5 | 141.2 | 99.3 | 18.6 | 0.94 | 4500 | 83.5
PWETTSHZ | Shenzhen Huadian Lighting Co.LTD. | Huadian | HL-HBS15W12A1BUS-4500K | Indoor Luminaires | High-Bay | High-Bay Luminaires for Commercial and Industrial Buildings | Standard | FALSE | [9 empty] | 42682 | Dimmable | Continuous Below 10 | No |  | 4.1 | 19488.4 | 129.2 | 150.8 | 17.8 | 0.93 | 4500 | 83.4
P13W2ZEC | Shenzhen Huadian Lighting Co.LTD. | Huadian | HL-HBS15W13C1BUP-4500K | Indoor Luminaires | High-Bay | High-Bay Luminaires for Commercial and Industrial Buildings | Premium | FALSE | [9 empty] | 42682 | Dimmable | Continuous Below 10 | No |  | 4.1 | 21179.2 | 140.7 | 150.5 | 16.1 | 0.902 | 4500 | 83.3
PGYHPTY8 | Shenzhen Huadian Lighting Co.LTD. | Huadian | HL-HBS20W26A1BUP-4500K | Indoor Luminaires | High-Bay | High-Bay Luminaires for Commercial and Industrial Buildings | Premium | FALSE | [9 empty] | 42682 | Dimmable | Continuous Below 10 | No |  | 4.1 | 27986.7 | 139 | 201.2 | 18.2 | 0.94 | 4500 | 83
P9MDRE5Z | Shenzhen Huadian Lighting Co.LTD. | Huadian | HL-HBS15W13A1BUP-4000K | Indoor Luminaires | High-Bay | High-Bay Luminaires for Commercial and Industrial Buildings | Premium | FALSE | [9 empty] | 42682 | Dimmable | Continuous Below 10 | No |  | 4.1 | 21343.4 | 140.1 | 152.3 | 18.3 | 0.93 | 4000 | 83.8
PNHBCRPT | Shenzhen Huadian Lighting Co.LTD. | Huadian | HL-HBS10W12C1BUP-4000K | Indoor Luminaires | High-Bay | High-Bay Luminaires for Commercial and Industrial Buildings | Premium | FALSE | [9 empty] | 42682 | Dimmable | Continuous Below 10 | No |  | 4.1 | 14123.3 | 139.9 | 100.9 | 16.7 | 0.9 | 4000 | 83.7
P2MSQ24F | Shenzhen Huadian Lighting Co.LTD. | Huadian | HL-HBS10W11A1BUS-4000K | Indoor Luminaires | High-Bay | High-Bay Luminaires for Commercial and Industrial Buildings | Standard | FALSE | [9 empty] | 42682 | Dimmable | Continuous Below 10 | No |  | 4.1 | 12904.7 | 131.5 | 98.1 | 16.9 | 0.93 | 4000 | 83.6
P95MGQ7E | Shenzhen Huadian Lighting Co.LTD. | Huadian | HL-HBS10W12A1BUP-4000K | Indoor Luminaires | High-Bay | High-Bay Luminaires for Commercial and Industrial Buildings | Premium | FALSE | [9 empty] | 42682 | Dimmable | Continuous Below 10 | No |  | 4.1 | 14021.5 | 141.2 | 99.3 | 18.6 | 0.94 | 4000 | 83.5
PMECMSMB | Shenzhen Huadian Lighting Co.LTD. | Huadian | HL-HBS15W12A1BUS-4000K | Indoor Luminaires | High-Bay | High-Bay Luminaires for Commercial and Industrial Buildings | Standard | FALSE | [9 empty] | 42682 | Dimmable | Continuous Below 10 | No |  | 4.1 | 19488.4 | 129.2 | 150.8 | 17.8 | 0.93 | 4000 | 83.4
P4P479S3 | Shenzhen Huadian Lighting Co.LTD. | Huadian | HL-HBS15W13C1BUP-4000K | Indoor Luminaires | High-Bay | High-Bay Luminaires for Commercial and Industrial Buildings | Premium | FALSE | [9 empty] | 42682 | Dimmable | Continuous Below 10 | No |  | 4.1 | 21179.2 | 140.7 | 150.5 | 16.1 | 0.902 | 4000 | 83.3
PTJ9CGR5 | Shenzhen Huadian Lighting Co.LTD. | Huadian | HL-HBS20W26A1BUP-4000K | Indoor Luminaires | High-Bay | High-Bay Luminaires for Commercial and Industrial Buildings | Premium | FALSE | [9 empty] | 42682 | Dimmable | Continuous Below 10 | No |  | 4.1 | 27986.7 | 139 | 201.2 | 18.2 | 0.94 | 4000 | 83
P31PHN4U | Shenzhen Huadian Lighting Co.LTD. | Huadian | HL-HBS15W13A1BUP-3500K | Indoor Luminaires | High-Bay | High-Bay Luminaires for Commercial and Industrial Buildings | Premium | FALSE | [9 empty] | 42682 | Dimmable | Continuous Below 10 | No |  | 4.1 | 21343.4 | 140.1 | 152.3 | 18.3 | 0.93 | 3500 | 83.8
PA8KEMWR | Shenzhen Huadian Lighting Co.LTD. | Huadian | HL-HBS10W12C1BUP-3500K | Indoor Luminaires | High-Bay | High-Bay Luminaires for Commercial and Industrial Buildings | Premium | FALSE | [9 empty] | 42682 | Dimmable | Continuous Below 10 | No |  | 4.1 | 14123.3 | 139.9 | 100.9 | 16.7 | 0.9 | 3500 | 83.7
P2YRMP21 | Shenzhen Huadian Lighting Co.LTD. | Huadian | HL-HBS10W11A1BUS-3500K | Indoor Luminaires | High-Bay | High-Bay Luminaires for Commercial and Industrial Buildings | Standard | FALSE | [9 empty] | 42682 | Dimmable | Continuous Below 10 | No |  | 4.1 | 12904.7 | 131.5 | 98.1 | 16.9 | 0.93 | 3500 | 83.6
PTGKMVES | Shenzhen Huadian Lighting Co.LTD. | Huadian | HL-HBS10W12A1BUP-3500K | Indoor Luminaires | High-Bay | High-Bay Luminaires for Commercial and Industrial Buildings | Premium | FALSE | [9 empty] | 42682 | Dimmable | Continuous Below 10 | No |  | 4.1 | 14021.5 | 141.2 | 99.3 | 18.6 | 0.94 | 3500 | 83.5
PA79HDHF | Shenzhen Huadian Lighting Co.LTD. | Huadian | HL-HBS15W12A1BUS-3500K | Indoor Luminaires | High-Bay | High-Bay Luminaires for Commercial and Industrial Buildings | Standard | FALSE | [9 empty] | 42682 | Dimmable | Continuous Below 10 | No |  | 4.1 | 19488.4 | 129.2 | 150.8 | 17.8 | 0.93 | 3500 | 83.4
P9CYNHQU | Shenzhen Huadian Lighting Co.LTD. | Huadian | HL-HBS15W13C1BUP-3500K | Indoor Luminaires | High-Bay | High-Bay Luminaires for Commercial and Industrial Buildings | Premium | FALSE | [9 empty] | 42682 | Dimmable | Continuous Below 10 | No |  | 4.1 | 21179.2 | 140.7 | 150.5 | 16.1 | 0.902 | 3500 | 83.3
PRF3V7GQ | Shenzhen Huadian Lighting Co.LTD. | Huadian | HL-HBS20W26A1BUP-3500K | Indoor Luminaires | High-Bay | High-Bay Luminaires for Commercial and Industrial Buildings | Premium | FALSE | [9 empty] | 42682 | Dimmable | Continuous Below 10 | No |  | 4.1 | 27986.7 | 139 | 201.2 | 18.2 | 0.94 | 3500 | 83
PSADXPWA | ThinLight Technologies Corporation | ?ThinLight | TL-HBG2-100WD-2700K [Qualified Pointing Straight Down] | Indoor Luminaires | High-Bay | High-Bay Luminaires for Commercial and Industrial Buildings | Standard | TRUE | 13151 | 130.35 | 100.9 | 10.72 | 0.9758 | 2675 | 81.6 | 5 | 50000 | 42681 |  |  | No |  | 4 | 13000 | 130 | 100 | 10.72 | 0.9 | 2700 | 81
P4DAZB68 | LEDtronics Inc. | Ledtronics | HBL005-100W-XHW-101WD | Indoor Luminaires | High-Bay | High-Bay Luminaires for Commercial and Industrial Buildings | Standard | TRUE | 13151 | 130.35 | 100.9 | 10.72 | 0.9758 | 2675 | 81.6 | 5 | 50000 | 42681 |  |  | No |  | 4 | 13000 | 130 | 100 | 10.72 | 0.9 | 2700 | 81
PEFW3F1J | All Green Lighting Inc. | All Green Lighting Inc. | UFO-2-100W-40K | Indoor Luminaires | High-Bay | High-Bay Luminaires for Commercial and Industrial Buildings | Premium | TRUE | 13108 | 130 | 101.21 | 11.96 | 0.969 | 3967 | 73 | 5 | 50000 | 42681 |  |  | Yes |  | 4 | 13200 | 132 | 100 | 12 | 0.95 | 4000 | 73
PKGYTNSE | DONGGUAN THAILIGHT SEMICONDUCTOR LIGHTING CO.LTD. | Thailight | TLHBE1004YYZZ | Indoor Luminaires | High-Bay | High-Bay Luminaires for Commercial and Industrial Buildings | Standard | TRUE | 12992 | 127.5 | 102.1 | 9.9 | 0.9677 | 3922 | 82.8 | 5 | 50000 | 42681 |  |  | No |  | 4.1 | 12707 | 130.46 | 97.4 | 9.9 | 0.97 | 4000 | 82.8
PTX16VZZ | DONGGUAN THAILIGHT SEMICONDUCTOR LIGHTING CO.LTD. | Thailight | TLHBE150H4YYZZ | Indoor Luminaires | High-Bay | High-Bay Luminaires for Commercial and Industrial Buildings | Standard | TRUE | 19535 | 130.49 | 149.7 | 8.21 | 0.955 | 3952 | 83.3 | 5 | 50000 | 42681 |  |  | No |  | 4.1 | 19535 | 130.49 | 149.7 | 8.21 | 0.96 | 4000 | 83.3
PN1KGFJ6 | IGT Lighting Inc | IGT | IGTLHB-1606050-[BLANK PIR PIRP] [Aimed Straight Downward] | Indoor Luminaires | High-Bay | Low-Bay Luminaires for Commercial and Industrial Buildings | Premium | TRUE | 8395.9 | 130.7 | 64.47 | 14.76 | 0.9491 | 4949 | 77.3 | 5 | 50000 | 42681 |  |  | Yes |  | 4 | 8395.9 | 131.6 | 63.8 | 9.53 | 0.99 | 4949 | 77.3
P6YTZ9NS | DONGGUAN THAILIGHT SEMICONDUCTOR LIGHTING CO.LTD. | Thailight | TLHBE220H4YYZZ | Indoor Luminaires | High-Bay | High-Bay Luminaires for Commercial and Industrial Buildings | Standard | TRUE | 25598 | 119.12 | 214.9 | 11.15 | 0.9489 | 3981 | 83.1 | 5 | 50000 | 42681 |  |  | No |  | 4.1 | 26161 | 119.62 | 218.7 | 11.15 | 0.95 | 4000 | 83.1
P4BCQUNR | ThinLight Technologies Corporation | ?ThinLight | TL-HBG2-150WD-2700K [Qualified Pointing Straight Down] | Indoor Luminaires | High-Bay | High-Bay Luminaires for Commercial and Industrial Buildings | Standard | TRUE | 19595 | 132.02 | 148.4 | 11.98 | 0.9484 | 2727 | 82.4 | 5 | 50000 | 42681 |  |  | No |  | 4 | 19500 | 130 | 150 | 11.98 | 0.9 | 2700 | 82
PHBSYTBV | LEDtronics Inc. | Ledtronics | HBL005-150W-XHW-101WD | Indoor Luminaires | High-Bay | High-Bay Luminaires for Commercial and Industrial Buildings | Standard | TRUE | 19595 | 132.02 | 148.4 | 11.98 | 0.9484 | 2727 | 82.4 | 5 | 50000 | 42681 |  |  | No |  | 4 | 19500 | 130 | 150 | 11.98 | 0.9 | 2700 | 82
P7ASE82W | SFT America Limited LLC | SFT | SFT-HB1401-LED200-SD-40-W-CP1 | Indoor Luminaires | High-Bay | High-Bay Luminaires for Commercial and Industrial Buildings | Standard | TRUE | 24316.52 | 117.7 | 206.6 | 11.44 | 0.947 | 4163 | 83.8 | 5 | 75000 | 42681 |  |  | No |  | 4 | 23000 | 115 | 200 | 15 | 0.96 | 4000 | 82
PY27E5VP | SFT America Limited LLC | SFT | SFT-HB1401-LED160-SD-40-W-CP1 | Indoor Luminaires | High-Bay | High-Bay Luminaires for Commercial and Industrial Buildings | Standard | TRUE | 19083.59 | 119.88 | 159.19 | 11.22 | 0.942 | 4143 | 83.6 | 5 | 75000 | 42681 |  |  | No |  | 4 | 18400 | 115 | 160 | 15 | 0.96 | 4000 | 82
PEV91BZS | All Green Lighting Inc. | All Green Lighting Inc. | UFO-2-150W-40K | Indoor Luminaires | High-Bay | High-Bay Luminaires for Commercial and Industrial Buildings | Premium | TRUE | 19199 | 131 | 147.11 | 14.13 | 0.938 | 3977 | 73 | 5 | 50000 | 42681 |  |  | Yes |  | 4 | 19800 | 132 | 150 | 14 | 0.93 | 4000 | 73
PESBN416 | LEDone Distribution Inc. | LED One | LOD-HB-BHP150W-HL(5000k) | Indoor Luminaires | High-Bay | High-Bay Luminaires for Commercial and Industrial Buildings | Premium | TRUE | 19871 | 137.61 | 144.4 | 13.29 | 0.9355 | 4809 | 74.6 | 5 | 50000 | 42681 |  |  | No |  | 4 | 19871 | 137.61 | 144.4 | 13.29 | 0.94 | 5000 | 74.6
PVB8D4NB | ThinLight Technologies Corporation | ?ThinLight | TL-HBG2-200WD-2700K [Qualified Pointing Straight Down] | Indoor Luminaires | High-Bay | High-Bay Luminaires for Commercial and Industrial Buildings | Standard | TRUE | 25285 | 131.02 | 193 | 11.04 | 0.9284 | 2724 | 82.4 | 5 | 50000 | 42681 |  |  | No |  | 4 | 26000 | 130 | 200 | 11.04 | 0.9 | 2700 | 82
PMF8SB4X | LEDtronics Inc. | Ledtronics | HBL005-200W-XHW-101WD | Indoor Luminaires | High-Bay | High-Bay Luminaires for Commercial and Industrial Buildings | Standard | TRUE | 25285 | 131.02 | 193 | 11.04 | 0.9284 | 2724 | 82.4 | 5 | 50000 | 42681 |  |  | No |  | 4 | 26000 | 130 | 200 | 11.04 | 0.9 | 2700 | 82
P26V69G5 | DONGGUAN THAILIGHT SEMICONDUCTOR LIGHTING CO.LTD. | Thailight | TLHBE2204YYZZ | Indoor Luminaires | High-Bay | High-Bay Luminaires for Commercial and Industrial Buildings | Standard | TRUE | 26266 | 118.58 | 221.5 | 18.67 | 0.9274 | 3980 | 83 | 5 | 50000 | 42681 |  |  | No |  | 4.1 | 26266 | 118.58 | 221.5 | 18.67 | 0.93 | 4000 | 83
P3ENQ2CV | KONKA GREEN LIGHTING CO.LTD | KONKA | KK-HB-12D083-ZMUA | Indoor Luminaires | High-Bay | High-Bay Luminaires for Commercial and Industrial Buildings | Premium | TRUE | 11519 | 138.452 | 83.2 | 17.2 | 0.923 | 3999 | 83.4 | 5 | 50000 | 42681 |  |  | No |  | 4 | 11519.2 | 138.4 | 83.2 | 17.2 | 0.92 | 3999 | 83.4
PQWYAGKX | LEDone Distribution Inc. | LED One | LOD-HB-BHP120W-HL(5000k) | Indoor Luminaires | High-Bay | High-Bay Luminaires for Commercial and Industrial Buildings | Premium | TRUE | 16312 | 138.12 | 118.1 | 16.17 | 0.9149 | 4811 | 74.6 | 5 | 50000 | 42681 |  |  | No |  | 4 | 16312 | 138.12 | 118.1 | 16.17 | 0.91 | 5000 | 74.6
P19YEEEU | IGT Lighting Inc | IGT | IGTLHB-1620050-[BLANK PIR PIRP] [Aimed Straight Downward] | Indoor Luminaires | High-Bay | High-Bay Luminaires for Commercial and Industrial Buildings | Premium | TRUE | 24998 | 126.2 | 198.13 | 13.09 | 0.9133 | 4994 | 77.6 | 5 | 50000 | 42681 |  |  | Yes |  | 4 | 24998 | 126.2 | 198.13 | 4.82 | 0.99 | 4994 | 77.6
PNJQDFUU | KONKA GREEN LIGHTING CO.LTD | KONKA | KK-HB-22D128-ZMUA | Indoor Luminaires | High-Bay | High-Bay Luminaires for Commercial and Industrial Buildings | Premium | TRUE | 18278.258 | 140.386 | 130.2 | 16.6 | 0.912 | 3834 | 82.9 | 5 | 50000 | 42681 |  |  | No |  | 4 | 18278.2 | 140.3 | 130.2 | 16.6 | 0.91 | 3834 | 82.9
PKPD244V | DONGGUAN THAILIGHT SEMICONDUCTOR LIGHTING CO.LTD. | Thailight | TLHBE1504YYZZ | Indoor Luminaires | High-Bay | High-Bay Luminaires for Commercial and Industrial Buildings | Standard | TRUE | 19283 | 130.03 | 148.3 | 19.16 | 0.909 | 3960 | 83.3 | 5 | 50000 | 42681 |  |  | No |  | 4.1 | 19283 | 130.03 | 148.3 | 19.16 | 0.91 | 4000 | 83.3
PCAHBSVD | Global Energy & Lighting | Blaze | GLEDHBP 150W 50K 80X100 D | Indoor Luminaires | High-Bay | High-Bay Luminaires for Commercial and Industrial Buildings | Standard | TRUE | 17215 | 114.94 | 149.8 | 6.82 | 0.9085 | 5196 | 76 | 5 | 50000 | 42681 |  |  | No | Product updated on 2/14/2017 | 4 | 17215 | 114.94 | 149.8 | 6.82 | 0.91 | 5000 | 76
PD69651R | Global Energy & Lighting | Blaze | GLEDHBP 120W 50K 80X100 D | Indoor Luminaires | High-Bay | High-Bay Luminaires for Commercial and Industrial Buildings | Standard | TRUE | 14435 | 114.92 | 125.6 | 8.44 | 0.902 | 5227 | 78.4 | 5 | 50000 | 42681 |  |  | No | Product updated on 2/14/2017 | 4 | 14435 | 114.92 | 125.6 | 8.44 | 0.9 | 5000 | 78.4
PHKZZKE9 | LEDone Distribution Inc. | LED One | LOD-HB-BHP100W-HL(5000k) | Indoor Luminaires | High-Bay | High-Bay Luminaires for Commercial and Industrial Buildings | Premium | TRUE | 13817 | 136.67 | 101.1 | 11.34 | 0.9018 | 5048 | 74.1 | 5 | 50000 | 42681 |  |  | No |  | 4 | 13817 | 136.67 | 101.1 | 11.34 | 0.9 | 5000 | 74.1
P13K6Y8U | LEDone Distribution Inc. | LED One | LOD-HB-BHP200W-HL(5000k) | Indoor Luminaires | High-Bay | High-Bay Luminaires for Commercial and Industrial Buildings | Premium | TRUE | 30581 | 144.45 | 211.7 | 13.15 | 0.8902 | 5173 | 74.1 | 5 | 50000 | 42681 |  |  | No |  | 4 | 30581 | 144.45 | 211.7 | 13.15 | 0.99 | 5000 | 74.1
PE9M6XV8 | ThinLight Technologies Corporation | ?ThinLight | TL-HBG2-150W-5000K [Qualified Pointing Straight Down] | Indoor Luminaires | High-Bay | High-Bay Luminaires for Commercial and Industrial Buildings | Standard | FALSE | [9 empty] | 42681 |  |  | No |  | 4 | 19500 | 130 | 150 | 11.98 | 0.9 | 5000 | 82
PQG5RVHY | ThinLight Technologies Corporation | ?ThinLight | TL-HBG2-200W-5000K [Qualified Pointing Straight Down] | Indoor Luminaires | High-Bay | High-Bay Luminaires for Commercial and Industrial Buildings | Standard | FALSE | [9 empty] | 42681 |  |  | No |  | 4 | 26000 | 130 | 200 | 11.04 | 0.9 | 5000 | 82
PTQCZJ3Y | ThinLight Technologies Corporation | ?ThinLight | TL-HBG2-100W-5000K [Qualified Pointing Straight Down] | Indoor Luminaires | High-Bay | High-Bay Luminaires for Commercial and Industrial Buildings | Standard | FALSE | [9 empty] | 42681 |  |  | No |  | 4 | 13000 | 130 | 100 | 10.72 | 0.9 | 5000 | 81
PUJ91M3Y | ThinLight Technologies Corporation | ?ThinLight | TL-HBG2-150WD-5000K [Qualified Pointing Straight Down] | Indoor Luminaires | High-Bay | High-Bay Luminaires for Commercial and Industrial Buildings | Standard | FALSE | [9 empty] | 42681 |  |  | No |  | 4 | 19500 | 130 | 150 | 11.98 | 0.9 | 5000 | 82
P4CR2G3B | ThinLight Technologies Corporation | ?ThinLight | TL-HBG2-200WD-5000K [Qualified Pointing Straight Down] | Indoor Luminaires | High-Bay | High-Bay Luminaires for Commercial and Industrial Buildings | Standard | FALSE | [9 empty] | 42681 |  |  | No |  | 4 | 26000 | 130 | 200 | 11.04 | 0.9 | 5000 | 82
P66E5KUJ | ThinLight Technologies Corporation | ?ThinLight | TL-HBG2-100WD-5000K [Qualified Pointing Straight Down] | Indoor Luminaires | High-Bay | High-Bay Luminaires for Commercial and Industrial Buildings | Standard | FALSE | [9 empty] | 42681 |  |  | No |  | 4 | 13000 | 130 | 100 | 10.72 | 0.9 | 5000 | 81
PVA544HQ | ThinLight Technologies Corporation | ?ThinLight | TL-HBG2-150W-2700K [Qualified Pointing Straight Down] | Indoor Luminaires | High-Bay | High-Bay Luminaires for Commercial and Industrial Buildings | Standard | FALSE | [9 empty] | 42681 |  |  | No |  | 4 | 19500 | 130 | 150 | 11.98 | 0.9 | 2700 | 82
P48Z8QS8 | ThinLight Technologies Corporation | ?ThinLight | TL-HBG2-200W-2700K [Qualified Pointing Straight Down] | Indoor Luminaires | High-Bay | High-Bay Luminaires for Commercial and Industrial Buildings | Standard | FALSE | [9 empty] | 42681 |  |  | No |  | 4 | 26000 | 130 | 200 | 11.04 | 0.9 | 2700 | 82
PVD7RJGE | ThinLight Technologies Corporation | ?ThinLight | TL-HBG2-100W-2700K [Qualified Pointing Straight Down] | Indoor Luminaires | High-Bay | High-Bay Luminaires for Commercial and Industrial Buildings | Standard | FALSE | [9 empty] | 42681 |  |  | No |  | 4 | 13000 | 130 | 100 | 10.72 | 0.9 | 2700 | 81
P9A5MC87 | IGT Lighting Inc | IGT | IGTLHB-1610050-[BLANK PIR PIRP] [Aimed Straight Downward] | Indoor Luminaires | High-Bay | High-Bay Luminaires for Commercial and Industrial Buildings | Premium | FALSE | [9 empty] | 42681 |  |  | Yes |  | 4 | 12600 | 131.5 | 95.8 | 7.68 | 0.99 | 5008 | 77.5
P4BAXP3T | IGT Lighting Inc | IGT | IGTLHB-1610050-ZIG [Aimed Straight Downward] | Indoor Luminaires | High-Bay | High-Bay Luminaires for Commercial and Industrial Buildings | Premium | FALSE | [9 empty] | 42681 |  |  | No |  | 4 | 12600 | 131.5 | 95.8 | 7.68 | 0.99 | 5008 | 77.5
PYWYU6XY | IGT Lighting Inc | IGT | IGTLHB-1620050-ZIG [Aimed Straight Downward] | Indoor Luminaires | High-Bay | High-Bay Luminaires for Commercial and Industrial Buildings | Premium | FALSE | [9 empty] | 42681 |  |  | No |  | 4 | 25050 | 128.3 | 195.3 | 4.82 | 0.99 | 4994 | 77.6
PSU686MG | IGT Lighting Inc | IGT | IGTLHB-1608050-[BLANK PIR PIRP] [Aimed Straight Downward] | Indoor Luminaires | High-Bay | High-Bay Luminaires for Commercial and Industrial Buildings | Premium | FALSE | [9 empty] | 42681 |  |  | Yes |  | 4 | 10039.6 | 128.4 | 78.19 | 8.87 | 0.99 | 4989 | 77.5
PQ1QW67U | IGT Lighting Inc | IGT | IGTLHB-1608050-ZIG [Aimed Straight Downward] | Indoor Luminaires | High-Bay | High-Bay Luminaires for Commercial and Industrial Buildings | Premium | FALSE | [9 empty] | 42681 |  |  | No |  | 4 | 10325 | 130.5 | 79.1 | 8.87 | 0.99 | 4989 | 77.5
PKAQ713Q | IGT Lighting Inc | IGT | IGTLHB-1615050-[BLANK PIR PIRP] [Aimed Straight Downward] | Indoor Luminaires | High-Bay | High-Bay Luminaires for Commercial and Industrial Buildings | Premium | FALSE | [9 empty] | 42681 |  |  | Yes |  | 4 | 20661 | 139.7 | 147.9 | 5.87 | 0.98 | 4969 | 77.4
PS5KSTZE | IGT Lighting Inc | IGT | IGTLHB-1615050-ZIG [Aimed Straight Downward] | Indoor Luminaires | High-Bay | High-Bay Luminaires for Commercial and Industrial Buildings | Premium | FALSE | [9 empty] | 42681 |  |  | No |  | 4 | 20661 | 139.7 | 147.9 | 5.87 | 0.98 | 4969 | 77.4
P6ZR9W5U | IGT Lighting Inc | IGT | IGTLHB-1606050-ZIG [Aimed Straight Downward] | Indoor Luminaires | High-Bay | Low-Bay Luminaires for Commercial and Industrial Buildings | Premium | FALSE | [9 empty] | 42681 |  |  | No |  | 4 | 8395.9 | 131.6 | 63.8 | 9.53 | 0.99 | 4949 | 77.3
PYE95468 | SFT America Limited LLC | SFT | SFT-HB1401-LED200-SD-50-W-CP1 | Indoor Luminaires | High-Bay | High-Bay Luminaires for Commercial and Industrial Buildings | Standard | FALSE | [9 empty] | 42681 |  |  | No |  | 4 | 23000 | 115 | 200 | 15 | 0.96 | 5000 | 82
PZRG45X5 | SFT America Limited LLC | SFT | SFT-HB1401-LED160-SD-50-W-CP1 | Indoor Luminaires | High-Bay | High-Bay Luminaires for Commercial and Industrial Buildings | Standard | FALSE | [9 empty] | 42681 |  |  | No |  | 4 | 18400 | 115 | 160 | 15 | 0.96 | 5000 | 82
PFFVB9YZ | SFT America Limited LLC | SFT | SFT-HB1401-LED200-SD-50-W-CP1-MS | Indoor Luminaires | High-Bay | High-Bay Luminaires for Commercial and Industrial Buildings | Standard | FALSE | [9 empty] | 42681 |  |  | Yes |  | 4 | 23000 | 115 | 200 | 15 | 0.96 | 5000 | 82
PHD1NDHK | SFT America Limited LLC | SFT | SFT-HB1401-LED160-SD-50-W-CP1-MS | Indoor Luminaires | High-Bay | High-Bay Luminaires for Commercial and Industrial Buildings | Standard | FALSE | [9 empty] | 42681 |  |  | Yes |  | 4 | 18400 | 115 | 160 | 15 | 0.96 | 5000 | 82
PNZ2DBJH | SFT America Limited LLC | SFT | SFT-HB1401-LED200-SD-40-W-CP1-MS | Indoor Luminaires | High-Bay | High-Bay Luminaires for Commercial and Industrial Buildings | Standard | FALSE | [9 empty] | 42681 |  |  | Yes |  | 4 | 23000 | 115 | 200 | 15 | 0.96 | 4000 | 82
PZWG9X7M | SFT America Limited LLC | SFT | SFT-HB1401-LED160-SD-40-W-CP1-MS | Indoor Luminaires | High-Bay | High-Bay Luminaires for Commercial and Industrial Buildings | Standard | FALSE | [9 empty] | 42681 |  |  | Yes |  | 4 | 18400 | 115 | 160 | 15 | 0.96 | 4000 | 82
PGFE6P9K | LEDtronics Inc. | Ledtronics | HBL005-150W-XPW-101WD | Indoor Luminaires | High-Bay | High-Bay Luminaires for Commercial and Industrial Buildings | Standard | FALSE | [9 empty] | 42681 |  |  | No |  | 4 | 19500 | 130 | 150 | 11.98 | 0.9 | 5000 | 82
PT8D3VMA | LEDtronics Inc. | Ledtronics | HBL005-200W-XPW-101WD | Indoor Luminaires | High-Bay | High-Bay Luminaires for Commercial and Industrial Buildings | Standard | FALSE | [9 empty] | 42681 |  |  | No |  | 4 | 26000 | 130 | 200 | 11.04 | 0.9 | 5000 | 82
PT341V5E | LEDtronics Inc. | Ledtronics | HBL005-100W-XPW-101WD | Indoor Luminaires | High-Bay | High-Bay Luminaires for Commercial and Industrial Buildings | Standard | FALSE | [9 empty] | 42681 |  |  | No |  | 4 | 13000 | 130 | 100 | 10.72 | 0.9 | 5000 | 81
P5K6W2J3 | LEDtronics Inc. | Ledtronics | HBL005-150W-XNW-101WD | Indoor Luminaires | High-Bay | High-Bay Luminaires for Commercial and Industrial Buildings | Standard | FALSE | [9 empty] | 42681 |  |  | No |  | 4 | 19500 | 130 | 150 | 11.98 | 0.9 | 4000 | 82
PWJR9X9Y | LEDtronics Inc. | Ledtronics | HBL005-200W-XNW-101WD | Indoor Luminaires | High-Bay | High-Bay Luminaires for Commercial and Industrial Buildings | Standard | FALSE | [9 empty] | 42681 |  |  | No |  | 4 | 26000 | 130 | 200 | 11.04 | 0.9 | 4000 | 82
PWDBPEY9 | LEDtronics Inc. | Ledtronics | HBL005-100W-XNW-101WD | Indoor Luminaires | High-Bay | High-Bay Luminaires for Commercial and Industrial Buildings | Standard | FALSE | [9 empty] | 42681 |  |  | No |  | 4 | 13000 | 130 | 100 | 10.72 | 0.9 | 4000 | 81
P7S27FB9 | LEDtronics Inc. | Ledtronics | HBL005-150W-XIW-101WD | Indoor Luminaires | High-Bay | High-Bay Luminaires for Commercial and Industrial Buildings | Standard | FALSE | [9 empty] | 42681 |  |  | No |  | 4 | 19500 | 130 | 150 | 11.98 | 0.9 | 3000 | 82
PYQVUSPZ | LEDtronics Inc. | Ledtronics | HBL005-200W-XIW-101WD | Indoor Luminaires | High-Bay | High-Bay Luminaires for Commercial and Industrial Buildings | Standard | FALSE | [9 empty] | 42681 |  |  | No |  | 4 | 26000 | 130 | 200 | 11.04 | 0.9 | 3000 | 82
P5Z6HBT9 | LEDtronics Inc. | Ledtronics | HBL005-100W-XIW-101WD | Indoor Luminaires | High-Bay | High-Bay Luminaires for Commercial and Industrial Buildings | Standard | FALSE | [9 empty] | 42681 |  |  | No |  | 4 | 13000 | 130 | 100 | 10.72 | 0.9 | 3000 | 81
PCN9WNQ4 | LEDone Distribution Inc. | LED One | LOD-HB-BHP120W-HL(5000KDimming) | Indoor Luminaires | High-Bay | High-Bay Luminaires for Commercial and Industrial Buildings | Premium | FALSE | [9 empty] | 42681 |  |  | No |  | 4 | 16312 | 138.12 | 118.1 | 16.17 | 0.91 | 5000 | 74.6
PAPA2JHS | LEDone Distribution Inc. | LED One | LOD-HB-BHP150W-HL(5000KDimming) | Indoor Luminaires | High-Bay | High-Bay Luminaires for Commercial and Industrial Buildings | Premium | FALSE | [9 empty] | 42681 |  |  | No |  | 4 | 19871 | 137.61 | 144.4 | 13.29 | 0.94 | 5000 | 74.6
PWFD9V5P | LEDone Distribution Inc. | LED One | LOD-HB-BHP200W-HL(5000KDimming) | Indoor Luminaires | High-Bay | High-Bay Luminaires for Commercial and Industrial Buildings | Premium | FALSE | [9 empty] | 42681 |  |  | No |  | 4 | 30581 | 144.45 | 211.7 | 13.15 | 0.99 | 5000 | 74.1
PWNH8D5H | LEDone Distribution Inc. | LED One | LOD-HB-BHP100W-HL(5000KDimming) | Indoor Luminaires | High-Bay | High-Bay Luminaires for Commercial and Industrial Buildings | Premium | FALSE | [9 empty] | 42681 |  |  | No |  | 4 | 13817 | 136.67 | 101.1 | 11.34 | 0.9 | 5000 | 74.1
PRY698EZ | KONKA GREEN LIGHTING CO.LTD | KONKA | KK-HB-22E128-ZMUA | Indoor Luminaires | High-Bay | High-Bay Luminaires for Commercial and Industrial Buildings | Premium | FALSE | [9 empty] | 42681 |  |  | No |  | 4 | 18733.2 | 145.3 | 128.9 | 17.3 | 0.92 | 4966 | 84.6
PC8FATRV | KONKA GREEN LIGHTING CO.LTD | KONKA | KK-HB-12E083-ZMUA | Indoor Luminaires | High-Bay | High-Bay Luminaires for Commercial and Industrial Buildings | Premium | FALSE | [9 empty] | 42681 |  |  | No |  | 4 | 11966.7 | 142.2 | 84.1 | 17.9 | 0.93 | 4959 | 85.2
P7R38RT8 | DONGGUAN THAILIGHT SEMICONDUCTOR LIGHTING CO.LTD. | Thailight | TLHBE1505YYZZ | Indoor Luminaires | High-Bay | High-Bay Luminaires for Commercial and Industrial Buildings | Standard | FALSE | [9 empty] | 42681 |  |  | No |  | 4.1 | 20879 | 142.32 | 146.7 | 19.23 | 0.91 | 5000 | 83
PYZQ5275 | DONGGUAN THAILIGHT SEMICONDUCTOR LIGHTING CO.LTD. | Thailight | TLHBE2205YYZZ | Indoor Luminaires | High-Bay | High-Bay Luminaires for Commercial and Industrial Buildings | Standard | FALSE | [9 empty] | 42681 |  |  | No |  | 4.1 | 27023 | 119.73 | 225.7 | 18.42 | 0.93 | 5000 | 82.9
PRJ7EYSP | DONGGUAN THAILIGHT SEMICONDUCTOR LIGHTING CO.LTD. | Thailight | TLHBE220H5YYZZ | Indoor Luminaires | High-Bay | High-Bay Luminaires for Commercial and Industrial Buildings | Standard | FALSE | [9 empty] | 42681 |  |  | No |  | 4.1 | 27456 | 126.18 | 217.6 | 11.23 | 0.95 | 5000 | 82.9
PNKRMQRX | DONGGUAN THAILIGHT SEMICONDUCTOR LIGHTING CO.LTD. | Thailight | TLHBE1005YYZZ | Indoor Luminaires | High-Bay | High-Bay Luminaires for Commercial and Industrial Buildings | Standard | FALSE | [9 empty] | 42681 |  |  | No |  | 4.1 | 13092 | 131.53 | 99.54 | 9.78 | 0.97 | 5000 | 82.8
PRV5B84G | DONGGUAN THAILIGHT SEMICONDUCTOR LIGHTING CO.LTD. | Thailight | TLHBE150H5YYZZ | Indoor Luminaires | High-Bay | High-Bay Luminaires for Commercial and Industrial Buildings | Standard | FALSE | [9 empty] | 42681 |  |  | No |  | 4.1 | 19648 | 131.95 | 148.9 | 8.27 | 0.96 | 5000 | 82.6
PC7P8WRC | All Green Lighting Inc. | All Green Lighting Inc. | UFO-2-150W-57K | Indoor Luminaires | High-Bay | High-Bay Luminaires for Commercial and Industrial Buildings | Premium | FALSE | [9 empty] | 42681 | Not Dimmable | Not Dimmable | Yes |  | 4 | 21000 | 140 | 150 | 14 | 0.93 | 5700 | 73
PC6DPY8J | All Green Lighting Inc. | All Green Lighting Inc. | UFO-2-100W-57K | Indoor Luminaires | High-Bay | High-Bay Luminaires for Commercial and Industrial Buildings | Premium | FALSE | [9 empty] | 42681 | Not Dimmable | Not Dimmable | Yes |  | 4 | 14000 | 140 | 100 | 12 | 0.95 | 5700 | 73
PWKTWRJW | All Green Lighting Inc. | All Green Lighting Inc. | UFO-2-150W-50K | Indoor Luminaires | High-Bay | High-Bay Luminaires for Commercial and Industrial Buildings | Premium | FALSE | [9 empty] | 42681 | Not Dimmable | Not Dimmable | Yes |  | 4 | 20700 | 138 | 150 | 14 | 0.93 | 5000 | 73
PNGSJEZ6 | All Green Lighting Inc. | All Green Lighting Inc. | UFO-2-100W-50K | Indoor Luminaires | High-Bay | High-Bay Luminaires for Commercial and Industrial Buildings | Premium | FALSE | [9 empty] | 42681 | Not Dimmable | Not Dimmable | Yes |  | 4 | 13800 | 138 | 100 | 12 | 0.95 | 5000 | 73
PVSFV8SU | All Green Lighting Inc. | All Green Lighting Inc. | UFO-2-150W-45K | Indoor Luminaires | High-Bay | High-Bay Luminaires for Commercial and Industrial Buildings | Premium | FALSE | [9 empty] | 42681 | Not Dimmable | Not Dimmable | Yes |  | 4 | 20250 | 135 | 150 | 14 | 0.93 | 4500 | 73
PF3R9BNS | All Green Lighting Inc. | All Green Lighting Inc. | UFO-2-100W-45K | Indoor Luminaires | High-Bay | High-Bay Luminaires for Commercial and Industrial Buildings | Premium | FALSE | [9 empty] | 42681 | Not Dimmable | Not Dimmable | Yes |  | 4 | 13500 | 135 | 100 | 12 | 0.95 | 4500 | 73
P5EPZ77M | Global Energy & Lighting | Blaze | GLEDHBP 120W 50K 80X100 | Indoor Luminaires | High-Bay | High-Bay Luminaires for Commercial and Industrial Buildings | Standard | FALSE | [9 empty] | 42681 | Not Dimmable | Not Dimmable | No | Product updated on 2/14/2017 | 4 | 14435 | 114.92 | 125.6 | 8.44 | 0.9 | 5000 | 78.4
PQW5FX9S | Global Energy & Lighting | Blaze | GLEDHBP 120W 50K 60X120 | Indoor Luminaires | High-Bay | High-Bay Luminaires for Commercial and Industrial Buildings | Standard | FALSE | [9 empty] | 42681 | Not Dimmable | Not Dimmable | No | Product updated on 2/14/2017 | 4 | 15952 | 127.93 | 124.7 | 8.29 | 0.9 | 5000 | 78.4
PRJNVD92 | Global Energy & Lighting | Blaze | GLEDHBP 120W 50K 30X100 | Indoor Luminaires | High-Bay | High-Bay Luminaires for Commercial and Industrial Buildings | Standard | FALSE | [9 empty] | 42681 | Not Dimmable | Not Dimmable | No | Product updated on 2/14/2017 | 4 | 15520 | 123.73 | 125.4 | 8.74 | 0.9 | 5000 | 78.3
P1W25GJX | Global Energy & Lighting | Blaze | GLEDHBP 150W 50K 60X120 | Indoor Luminaires | High-Bay | High-Bay Luminaires for Commercial and Industrial Buildings | Standard | FALSE | [9 empty] | 42681 | Not Dimmable | Not Dimmable | No | Product updated on 2/14/2017 | 4 | 19022.58 | 126.99 | 149.8 | 6.82 | 0.91 | 5000 | 76
PWH5CZGZ | Global Energy & Lighting | Blaze | GLEDHBP 150W 50K 30X100 | Indoor Luminaires | High-Bay | High-Bay Luminaires for Commercial and Industrial Buildings | Standard | FALSE | [9 empty] | 42681 | Not Dimmable | Not Dimmable | No | Product updated on 2/14/2017 | 4 | 18506.13 | 123.54 | 149.8 | 6.82 | 0.91 | 5000 | 76
P8SKNMSV | Global Energy & Lighting | Blaze | GLEDHBP 150W 50K 80X100 | Indoor Luminaires | High-Bay | High-Bay Luminaires for Commercial and Industrial Buildings | Standard | FALSE | [9 empty] | 42681 | Not Dimmable | Not Dimmable | No | Product updated on 2/14/2017 | 4 | 17215 | 114.94 | 149.8 | 6.82 | 0.91 | 5000 | 76
PYST4WXQ | Global Energy & Lighting | Blaze | GLEDHBP 240W 50K 60X120 | Indoor Luminaires | High-Bay | High-Bay Luminaires for Commercial and Industrial Buildings | Standard | FALSE | [9 empty] | 42681 | Not Dimmable | Not Dimmable | No | Product updated on 2/14/2017 | 4 | 32032.85 | 131.07 | 244.4 | 8.73 | 0.95 | 5000 | 75.8
P1HU798Z | Global Energy & Lighting | Blaze | GLEDHBP 240W 50K 30X100 | Indoor Luminaires | High-Bay | High-Bay Luminaires for Commercial and Industrial Buildings | Standard | FALSE | [9 empty] | 42681 | Not Dimmable | Not Dimmable | No | Product updated on 2/14/2017 | 4 | 31163.18 | 127.51 | 244.4 | 8.73 | 0.95 | 5000 | 75.8
PJ9BE5J8 | Global Energy & Lighting | Blaze | GLEDHBP 240W 50K 80X100 | Indoor Luminaires | High-Bay | High-Bay Luminaires for Commercial and Industrial Buildings | Standard | FALSE | [9 empty] | 42681 | Not Dimmable | Not Dimmable | No | Product updated on 2/14/2017 | 4 | 28989 | 118.62 | 244.4 | 8.73 | 0.95 | 5000 | 75.8
PQZUTJ6H | Global Energy & Lighting | Blaze | GLEDHBP 180W 50K 60X120 | Indoor Luminaires | High-Bay | High-Bay Luminaires for Commercial and Industrial Buildings | Standard | FALSE | [9 empty] | 42681 | Not Dimmable | Not Dimmable | No | Product updated on 2/14/2017 | 4 | 24385.14 | 133.18 | 183.1 | 8.57 | 0.95 | 5000 | 75.7
PWH2CUKF | Global Energy & Lighting | Blaze | GLEDHBP 180W 50K 30X100 | Indoor Luminaires | High-Bay | High-Bay Luminaires for Commercial and Industrial Buildings | Standard | FALSE | [9 empty] | 42681 | Not Dimmable | Not Dimmable | No | Product updated on 2/14/2017 | 4 | 23723.1 | 129.56 | 183.1 | 8.57 | 0.95 | 5000 | 75.7
PNM1TX9S | Global Energy & Lighting | Blaze | GLEDHBP 180W 50K 80X100 | Indoor Luminaires | High-Bay | High-Bay Luminaires for Commercial and Industrial Buildings | Standard | FALSE | [9 empty] | 42681 | Not Dimmable | Not Dimmable | No | Product updated on 2/14/2017 | 4 | 22068 | 120.55 | 183.1 | 8.57 | 0.95 | 5000 | 75.7
P5H9XK37 | Global Energy & Lighting | Blaze | GLEDHBP 120W 50K 60X120 D | Indoor Luminaires | High-Bay | High-Bay Luminaires for Commercial and Industrial Buildings | Standard | FALSE | [9 empty] | 42681 | Dimmable | Continuous Below 10 | No | Product updated on 2/14/2017 | 4 | 15952 | 127.93 | 124.7 | 8.29 | 0.9 | 5000 | 78.4
P4K5K1YK | Global Energy & Lighting | Blaze | GLEDHBP 120W 50K 30X100 D | Indoor Luminaires | High-Bay | High-Bay Luminaires for Commercial and Industrial Buildings | Standard | FALSE | [9 empty] | 42681 | Dimmable | Continuous Below 10 | No | Product updated on 2/14/2017 | 4 | 15520 | 123.73 | 125.4 | 8.74 | 0.9 | 5000 | 78.3
PHQ3CF5G | Global Energy & Lighting | Blaze | GLEDHBP 150W 50K 60X120 D | Indoor Luminaires | High-Bay | High-Bay Luminaires for Commercial and Industrial Buildings | Standard | FALSE | [9 empty] | 42681 | Dimmable | Continuous Below 10 | No | Product updated on 2/14/2017 | 4 | 19022.58 | 126.99 | 149.8 | 6.82 | 0.91 | 5000 | 76
PP5TNGV1 | Global Energy & Lighting | Blaze | GLEDHBP 150W 50K 30X100 D | Indoor Luminaires | High-Bay | High-Bay Luminaires for Commercial and Industrial Buildings | Standard | FALSE | [9 empty] | 42681 | Dimmable | Continuous Below 10 | No | Product updated on 2/14/2017 | 4 | 18506.13 | 123.54 | 149.8 | 6.82 | 0.91 | 5000 | 76
PVR5NQYR | Global Energy & Lighting | Blaze | GLEDHBP 240W 50K 60X120 D | Indoor Luminaires | High-Bay | High-Bay Luminaires for Commercial and Industrial Buildings | Standard | FALSE | [9 empty] | 42681 | Dimmable | Continuous Below 10 | No | Product updated on 2/14/2017 | 4 | 32032.85 | 131.07 | 244.4 | 8.73 | 0.95 | 5000 | 75.8
PWHZNRS1 | Global Energy & Lighting | Blaze | GLEDHBP 240W 50K 30X100 D | Indoor Luminaires | High-Bay | High-Bay Luminaires for Commercial and Industrial Buildings | Standard | FALSE | [9 empty] | 42681 | Dimmable | Continuous Below 10 | No | Product updated on 2/14/2017 | 4 | 31163.18 | 127.51 | 244.4 | 8.73 | 0.95 | 5000 | 75.8
P1JDQSG3 | Global Energy & Lighting | Blaze | GLEDHBP 240W 50K 80X100 D | Indoor Luminaires | High-Bay | High-Bay Luminaires for Commercial and Industrial Buildings | Standard | FALSE | [9 empty] | 42681 | Dimmable | Continuous Below 10 | No | Product updated on 2/14/2017 | 4 | 28989 | 118.62 | 244.4 | 8.73 | 0.95 | 5000 | 75.8
PSCM46R2 | Global Energy & Lighting | Blaze | GLEDHBP 180W 50K 60X120 D | Indoor Luminaires | High-Bay | High-Bay Luminaires for Commercial and Industrial Buildings | Standard | FALSE | [9 empty] | 42681 | Dimmable | Continuous Below 10 | No | Product updated on 2/14/2017 | 4 | 24385.14 | 133.18 | 183.1 | 8.57 | 0.95 | 5000 | 75.7
PG93BPQ6 | Global Energy & Lighting | Blaze | GLEDHBP 180W 50K 30X100 D | Indoor Luminaires | High-Bay | High-Bay Luminaires for Commercial and Industrial Buildings | Standard | FALSE | [9 empty] | 42681 | Dimmable | Continuous Below 10 | No | Product updated on 2/14/2017 | 4 | 23723.1 | 129.56 | 183.1 | 8.57 | 0.95 | 5000 | 75.7
PX2JYJV4 | Global Energy & Lighting | Blaze | GLEDHBP 180W 50K 80X100 D | Indoor Luminaires | High-Bay | High-Bay Luminaires for Commercial and Industrial Buildings | Standard | FALSE | [9 empty] | 42681 | Dimmable | Continuous Below 10 | No | Product updated on 2/14/2017 | 4 | 22068 | 120.55 | 183.1 | 8.57 | 0.95 | 5000 | 75.7
P3FZZ7BW | Jiangsu Ever-Tie Lighting Co. Ltd | Ever-tie | ETLSN-8FT/VH/78/DM 3500K (A3+B1) | Indoor Luminaires | High-Bay | High-Bay Luminaires for Commercial and Industrial Buildings | Premium | TRUE | 9679.6 | 128.31 | 75.4 | 7.3 | 0.9638 | 3458 | 82.3 | 5 | 50000 | 42680 |  |  | No |  | 4 | 9984 | 128 | 78 | 10 | 0.9 | 3500 | 80
P22H3EN1 | Jiangsu Ever-Tie Lighting Co. Ltd | Ever-tie | ETLSN-8FT/HL/48/DM 3500K (A3+B1) | Indoor Luminaires | High-Bay | Low-Bay Luminaires for Commercial and Industrial Buildings | Premium | TRUE | 5706.3 | 130.09 | 43.87 | 7.8 | 0.9596 | 3688 | 82.4 | 5 | 50000 | 42680 |  |  | No |  | 4 | 6096 | 127 | 48 | 10 | 0.9 | 3500 | 80
PU8M94KK | Jiangsu Ever-Tie Lighting Co. Ltd | Ever-tie | ETLSN-8FT/HL/68/DM 4000K (A3+B1) | Indoor Luminaires | High-Bay | Low-Bay Luminaires for Commercial and Industrial Buildings | Premium | TRUE | 8244.6 | 126.85 | 65 | 10.1 | 0.9544 | 4019 | 82.1 | 5 | 50000 | 42680 |  |  | No |  | 4 | 8636 | 127 | 68 | 10 | 0.9 | 4000 | 80
P8TVU8YU | Jiangsu Ever-Tie Lighting Co. Ltd | Ever-tie | ETLSN-4FT/VH/41/DM 3500K (A3+B1) | Indoor Luminaires | High-Bay | Low-Bay Luminaires for Commercial and Industrial Buildings | Premium | TRUE | 4827.5 | 129.44 | 37.3 | 7.7 | 0.951 | 3454 | 82.3 | 5 | 50000 | 42680 |  |  | No |  | 4 | 5248 | 128 | 41 | 10 | 0.9 | 3500 | 80
P2MAGCQD | Jiangsu Ever-Tie Lighting Co. Ltd | Ever-tie | ETLSN-8FT/LW/42/DM 4000K (A3+B1) | Indoor Luminaires | High-Bay | Low-Bay Luminaires for Commercial and Industrial Buildings | Premium | TRUE | 5152.6 | 131.63 | 39.14 | 8.7 | 0.9503 | 3971 | 82 | 5 | 50000 | 42680 |  |  | No |  | 4 | 5334 | 127 | 42 | 10 | 0.9 | 4000 | 80
P4NWUJ6K | Jiangsu Ever-Tie Lighting Co. Ltd | Ever-tie | ETLSN-8FT/VH/78/DM 5000K (A5+B1) | Indoor Luminaires | High-Bay | High-Bay Luminaires for Commercial and Industrial Buildings | Premium | FALSE | [9 empty] | 42680 |  |  | No |  | 4 | 10296 | 132 | 78 | 10 | 0.9 | 5000 | 80
P3RTPHFG | Jiangsu Ever-Tie Lighting Co. Ltd | Ever-tie | ETLSN-8FT/VH/78/DM 5000K (A3+B1) | Indoor Luminaires | High-Bay | High-Bay Luminaires for Commercial and Industrial Buildings | Premium | FALSE | [9 empty] | 42680 |  |  | No |  | 4 | 10296 | 132 | 78 | 10 | 0.9 | 5000 | 80
P3CZ26DX | Jiangsu Ever-Tie Lighting Co. Ltd | Ever-tie | ETLSN-8FT/VH/78/DM 5000K (A1+B1) | Indoor Luminaires | High-Bay | High-Bay Luminaires for Commercial and Industrial Buildings | Premium | FALSE | [9 empty] | 42680 |  |  | No |  | 4 | 10296 | 132 | 78 | 10 | 0.9 | 5000 | 80
PZWX456B | Jiangsu Ever-Tie Lighting Co. Ltd | Ever-tie | ETLSN-8FT/HL/68/DM 5000K (A3+B1) | Indoor Luminaires | High-Bay | Low-Bay Luminaires for Commercial and Industrial Buildings | Premium | FALSE | [9 empty] | 42680 |  |  | No |  | 4 | 8704 | 128 | 68 | 10 | 0.9 | 5000 | 80
P77FZT2W | Jiangsu Ever-Tie Lighting Co. Ltd | Ever-tie | ETLSN-8FT/HL/68/DM 5000K (A5+B1) | Indoor Luminaires | High-Bay | Low-Bay Luminaires for Commercial and Industrial Buildings | Premium | FALSE | [9 empty] | 42680 |  |  | No |  | 4 | 8704 | 128 | 68 | 10 | 0.9 | 5000 | 80
P6TQD1HW | Jiangsu Ever-Tie Lighting Co. Ltd | Ever-tie | ETLSN-8FT/HL/68/DM 5000K (A1+B1) | Indoor Luminaires | High-Bay | Low-Bay Luminaires for Commercial and Industrial Buildings | Premium | FALSE | [9 empty] | 42680 |  |  | No |  | 4 | 8704 | 128 | 68 | 10 | 0.9 | 5000 | 80
PYAM9H1A | Jiangsu Ever-Tie Lighting Co. Ltd | Ever-tie | ETLSN-8FT/HL/48/DM 5000K (A5+B1) | Indoor Luminaires | High-Bay | Low-Bay Luminaires for Commercial and Industrial Buildings | Premium | FALSE | [9 empty] | 42680 |  |  | No |  | 4 | 6288 | 131 | 48 | 10 | 0.9 | 5000 | 80
PTGJ2VPB | Jiangsu Ever-Tie Lighting Co. Ltd | Ever-tie | ETLSN-8FT/HL/48/DM 5000K (A1+B1) | Indoor Luminaires | High-Bay | Low-Bay Luminaires for Commercial and Industrial Buildings | Premium | FALSE | [9 empty] | 42680 |  |  | No |  | 4 | 6288 | 131 | 48 | 10 | 0.9 | 5000 | 80
PFSN3DSY | Jiangsu Ever-Tie Lighting Co. Ltd | Ever-tie | ETLSN-8FT/HL/48/DM 5000K (A3+B1) | Indoor Luminaires | High-Bay | Low-Bay Luminaires for Commercial and Industrial Buildings | Premium | FALSE | [9 empty] | 42680 |  |  | No |  | 4 | 6288 | 131 | 48 | 10 | 0.9 | 5000 | 80
PTAWD689 | Jiangsu Ever-Tie Lighting Co. Ltd | Ever-tie | ETLSN-4FT/VH/41/DM 5000K (A1+B1) | Indoor Luminaires | High-Bay | Low-Bay Luminaires for Commercial and Industrial Buildings | Premium | FALSE | [9 empty] | 42680 |  |  | No |  | 4 | 5412 | 132 | 41 | 10 | 0.9 | 5000 | 80
PDMVRD2N | Jiangsu Ever-Tie Lighting Co. Ltd | Ever-tie | ETLSN-4FT/VH/41/DM 5000K (A3+B1) | Indoor Luminaires | High-Bay | Low-Bay Luminaires for Commercial and Industrial Buildings | Premium | FALSE | [9 empty] | 42680 |  |  | No |  | 4 | 5412 | 132 | 41 | 10 | 0.9 | 5000 | 80
P8BHYQGH | Jiangsu Ever-Tie Lighting Co. Ltd | Ever-tie | ETLSN-4FT/VH/41/DM 5000K (A5+B1) | Indoor Luminaires | High-Bay | Low-Bay Luminaires for Commercial and Industrial Buildings | Premium | FALSE | [9 empty] | 42680 |  |  | No |  | 4 | 5412 | 132 | 41 | 10 | 0.9 | 5000 | 80
PWRFNN4Y | Jiangsu Ever-Tie Lighting Co. Ltd | Ever-tie | ETLSN-8FT/LW/42/DM 5000K (A1+B1) | Indoor Luminaires | High-Bay | Low-Bay Luminaires for Commercial and Industrial Buildings | Premium | FALSE | [9 empty] | 42680 |  |  | No |  | 4 | 5376 | 128 | 42 | 10 | 0.9 | 5000 | 80
PDGFXX2J | Jiangsu Ever-Tie Lighting Co. Ltd | Ever-tie | ETLSN-8FT/LW/42/DM 5000K (A3+B1) | Indoor Luminaires | High-Bay | Low-Bay Luminaires for Commercial and Industrial Buildings | Premium | FALSE | [9 empty] | 42680 |  |  | No |  | 4 | 5376 | 128 | 42 | 10 | 0.9 | 5000 | 80
P5KVS1TR | Jiangsu Ever-Tie Lighting Co. Ltd | Ever-tie | ETLSN-8FT/LW/42/DM 5000K (A5+B1) | Indoor Luminaires | High-Bay | Low-Bay Luminaires for Commercial and Industrial Buildings | Premium | FALSE | [9 empty] | 42680 |  |  | No |  | 4 | 5376 | 128 | 42 | 10 | 0.9 | 5000 | 80
PJXAKCGW | Jiangsu Ever-Tie Lighting Co. Ltd | Ever-tie | ETLSN-8FT/VH/78/DM 4000K (A1+B1) | Indoor Luminaires | High-Bay | High-Bay Luminaires for Commercial and Industrial Buildings | Premium | FALSE | [9 empty] | 42680 |  |  | No |  | 4 | 10140 | 130 | 78 | 10 | 0.9 | 4000 | 80
P8194686 | Jiangsu Ever-Tie Lighting Co. Ltd | Ever-tie | ETLSN-8FT/VH/78/DM 4000K (A5+B1) | Indoor Luminaires | High-Bay | High-Bay Luminaires for Commercial and Industrial Buildings | Premium | FALSE | [9 empty] | 42680 |  |  | No |  | 4 | 10140 | 130 | 78 | 10 | 0.9 | 4000 | 80
P7C4S7H2 | Jiangsu Ever-Tie Lighting Co. Ltd | Ever-tie | ETLSN-8FT/VH/78/DM 4000K (A3+B1) | Indoor Luminaires | High-Bay | High-Bay Luminaires for Commercial and Industrial Buildings | Premium | FALSE | [9 empty] | 42680 |  |  | No |  | 4 | 10140 | 130 | 78 | 10 | 0.9 | 4000 | 80
P9NSKEQ2 | Jiangsu Ever-Tie Lighting Co. Ltd | Ever-tie | ETLSN-8FT/HL/68/DM 4000K (A5+B1) | Indoor Luminaires | High-Bay | Low-Bay Luminaires for Commercial and Industrial Buildings | Premium | FALSE | [9 empty] | 42680 |  |  | No |  | 4 | 8636 | 127 | 68 | 10 | 0.9 | 4000 | 80
P84BXA5P | Jiangsu Ever-Tie Lighting Co. Ltd | Ever-tie | ETLSN-8FT/HL/68/DM 4000K (A1+B1) | Indoor Luminaires | High-Bay | Low-Bay Luminaires for Commercial and Industrial Buildings | Premium | FALSE | [9 empty] | 42680 |  |  | No |  | 4 | 8636 | 127 | 68 | 10 | 0.9 | 4000 | 80
PMBGDXMP | Jiangsu Ever-Tie Lighting Co. Ltd | Ever-tie | ETLSN-8FT/HL/48/DM 4000K (A1+B1) | Indoor Luminaires | High-Bay | Low-Bay Luminaires for Commercial and Industrial Buildings | Premium | FALSE | [9 empty] | 42680 |  |  | No |  | 4 | 6240 | 130 | 48 | 10 | 0.9 | 4000 | 80
PKJGXQKX | Jiangsu Ever-Tie Lighting Co. Ltd | Ever-tie | ETLSN-8FT/HL/48/DM 4000K (A5+B1) | Indoor Luminaires | High-Bay | Low-Bay Luminaires for Commercial and Industrial Buildings | Premium | FALSE | [9 empty] | 42680 |  |  | No |  | 4 | 6240 | 130 | 48 | 10 | 0.9 | 4000 | 80
PFNYVZPR | Jiangsu Ever-Tie Lighting Co. Ltd | Ever-tie | ETLSN-8FT/HL/48/DM 4000K (A3+B1) | Indoor Luminaires | High-Bay | Low-Bay Luminaires for Commercial and Industrial Buildings | Premium | FALSE | [9 empty] | 42680 |  |  | No |  | 4 | 6240 | 130 | 48 | 10 | 0.9 | 4000 | 80
PCAX4CRB | Jiangsu Ever-Tie Lighting Co. Ltd | Ever-tie | ETLSN-8FT/LW/42/DM 4000K (A1+B1) | Indoor Luminaires | High-Bay | Low-Bay Luminaires for Commercial and Industrial Buildings | Premium | FALSE | [9 empty] | 42680 |  |  | No |  | 4 | 5334 | 127 | 42 | 10 | 0.9 | 4000 | 80
P7KHYC87 | Jiangsu Ever-Tie Lighting Co. Ltd | Ever-tie | ETLSN-8FT/LW/42/DM 4000K (A5+B1) | Indoor Luminaires | High-Bay | Low-Bay Luminaires for Commercial and Industrial Buildings | Premium | FALSE | [9 empty] | 42680 |  |  | No |  | 4 | 5334 | 127 | 42 | 10 | 0.9 | 4000 | 80
PVYPXHQ5 | Jiangsu Ever-Tie Lighting Co. Ltd | Ever-tie | ETLSN-4FT/VH/41/DM 4000K (A5+B1) | Indoor Luminaires | High-Bay | Low-Bay Luminaires for Commercial and Industrial Buildings | Premium | FALSE | [9 empty] | 42680 |  |  | No |  | 4 | 5330 | 130 | 41 | 10 | 0.9 | 4000 | 80
PRPMNEUT | Jiangsu Ever-Tie Lighting Co. Ltd | Ever-tie | ETLSN-4FT/VH/41/DM 4000K (A1+B1) | Indoor Luminaires | High-Bay | Low-Bay Luminaires for Commercial and Industrial Buildings | Premium | FALSE | [9 empty] | 42680 |  |  | No |  | 4 | 5330 | 130 | 41 | 10 | 0.9 | 4000 | 80
P1UDHJRX | Jiangsu Ever-Tie Lighting Co. Ltd | Ever-tie | ETLSN-4FT/VH/41/DM 4000K (A3+B1) | Indoor Luminaires | High-Bay | Low-Bay Luminaires for Commercial and Industrial Buildings | Premium | FALSE | [9 empty] | 42680 |  |  | No |  | 4 | 5330 | 130 | 41 | 10 | 0.9 | 4000 | 80
PRMGWQ1Q | Jiangsu Ever-Tie Lighting Co. Ltd | Ever-tie | ETLSN-8FT/VH/78/DM 3500K (A5+B1) | Indoor Luminaires | High-Bay | High-Bay Luminaires for Commercial and Industrial Buildings | Premium | FALSE | [9 empty] | 42680 |  |  | No |  | 4 | 9984 | 128 | 78 | 10 | 0.9 | 3500 | 80
PJC31XHP | Jiangsu Ever-Tie Lighting Co. Ltd | Ever-tie | ETLSN-8FT/VH/78/DM 3500K (A1+B1) | Indoor Luminaires | High-Bay | High-Bay Luminaires for Commercial and Industrial Buildings | Premium | FALSE | [9 empty] | 42680 |  |  | No |  | 4 | 9984 | 128 | 78 | 10 | 0.9 | 3500 | 80
P97DZX62 | Jiangsu Ever-Tie Lighting Co. Ltd | Ever-tie | ETLSN-8FT/HL/48/DM 3500K (A1+B1) | Indoor Luminaires | High-Bay | Low-Bay Luminaires for Commercial and Industrial Buildings | Premium | FALSE | [9 empty] | 42680 |  |  | No |  | 4 | 6096 | 127 | 48 | 10 | 0.9 | 3500 | 80
P6YUS3K4 | Jiangsu Ever-Tie Lighting Co. Ltd | Ever-tie | ETLSN-8FT/HL/48/DM 3500K (A5+B1) | Indoor Luminaires | High-Bay | Low-Bay Luminaires for Commercial and Industrial Buildings | Premium | FALSE | [9 empty] | 42680 |  |  | No |  | 4 | 6096 | 127 | 48 | 10 | 0.9 | 3500 | 80
PVRP1YWQ | Jiangsu Ever-Tie Lighting Co. Ltd | Ever-tie | ETLSN-4FT/VH/41/DM 3500K (A5+B1) | Indoor Luminaires | High-Bay | Low-Bay Luminaires for Commercial and Industrial Buildings | Premium | FALSE | [9 empty] | 42680 |  |  | No |  | 4 | 5248 | 128 | 41 | 10 | 0.9 | 3500 | 80
PHME6K6J | Jiangsu Ever-Tie Lighting Co. Ltd | Ever-tie | ETLSN-4FT/VH/41/DM 3500K (A1+B1) | Indoor Luminaires | High-Bay | Low-Bay Luminaires for Commercial and Industrial Buildings | Premium | FALSE | [9 empty] | 42680 |  |  | No |  | 4 | 5248 | 128 | 41 | 10 | 0.9 | 3500 | 80
PUF34P2D | Eaton (formerly Cooper Lighting) | Top Tier | TT-C3-LED-E1-WQ-8030 | Indoor Luminaires | High-Bay | Low-Bay Luminaires for Commercial and Industrial Buildings | Standard | TRUE | 4948.6 | 104.8 | 47.2 | 7.56 | 0.9994 | 2969 | 81.4 | 5 | 60000 | 42678 |  |  | Yes | Updated on 11/11/2016 | 4 | 4893.4 | 103.67 | 47.2 | 6.47 | 1 | 3000 | 80
P2QWURF5 | StarTek Lighting America | StarTek Lighting America | SP-W-4H-50K-x-AD-[UC] | Indoor Luminaires | High-Bay | High-Bay Luminaires for Commercial and Industrial Buildings | Premium | TRUE | 12342 | 137.6 | 89.69 | 10.87 | 0.983 | 5103 | 82.7 | 5 | 50000 | 42678 |  |  | Yes |  | 4 | 12342 | 136.6 | 90.37 | 11.19 | 0.98 | 5000 | 82.7
P1JNSZSY | StarTek Lighting America | StarTek Lighting America | SP-W-4H-35K-x-AD-[UC] | Indoor Luminaires | High-Bay | High-Bay Luminaires for Commercial and Industrial Buildings | Premium | TRUE | 12078 | 133.8 | 90.24 | 10.49 | 0.983 | 3513 | 82.5 | 5 | 50000 | 42678 |  |  | Yes |  | 4 | 11558 | 127.9 | 90.37 | 11.19 | 0.98 | 3500 | 82.7
PT9T8EPC | StarTek Lighting America | StarTek Lighting America | SP-W-4S-35K-x-AD-[UC] | Indoor Luminaires | High-Bay | High-Bay Luminaires for Commercial and Industrial Buildings | Premium | TRUE | 9565 | 140.4 | 68.11 | 11.16 | 0.979 | 3501 | 82.6 | 5 | 50000 | 42678 |  |  | Yes |  | 4 | 9565 | 140.5 | 68.1 | 11.19 | 0.98 | 3500 | 82.7
P8BGN7WV | StarTek Lighting America | StarTek Lighting America | SP-W-4S-30K-x-AD-[UC] | Indoor Luminaires | High-Bay | Low-Bay Luminaires for Commercial and Industrial Buildings | Premium | TRUE | 8330 | 126.3 | 65.96 | 11.19 | 0.978 | 3064 | 83.2 | 5 | 50000 | 42678 |  |  | Yes |  | 4 | 8724 | 128.1 | 68.1 | 11.19 | 0.98 | 3000 | 82.7
PTUPVEQN | Jiangsu Ever-Tie Lighting Co. Ltd | Ever-tie | ETLB7-2FT/4L/HL/68/DM/FL 4000K (A1+B1) | Indoor Luminaires | High-Bay | Low-Bay Luminaires for Commercial and Industrial Buildings | Premium | TRUE | 8202.99 | 129.02 | 63.53 | 10.9 | 0.97 | 3977 | 82.04 | 5 | 50000 | 42678 |  |  | No |  | 4 | 8600 | 130 | 68 | 10 | 0.9 | 4000 | 80
PSMDQD1U | DONGGUAN THAILIGHT SEMICONDUCTOR LIGHTING CO.LTD. | Thailight | TLHBF3604YYZZ [Qualified Pointing Straight Down] | Indoor Luminaires | High-Bay | High-Bay Luminaires for Commercial and Industrial Buildings | Standard | TRUE | 43144 | 118.14 | 365.2 | 7.38 | 0.9569 | 3994 | 83.4 | 5 | 50000 | 42678 |  |  | No |  | 4 | 43144 | 118.14 | 365.2 | 7.38 | 0.96 | 4000 | 83.4
PDTEC958 | Jiangsu Ever-Tie Lighting Co. Ltd | Ever-tie | ETLB7-2FT/4L/HL/68/DM/FL 4000K (A3+B1) | Indoor Luminaires | High-Bay | Low-Bay Luminaires for Commercial and Industrial Buildings | Premium | TRUE | 8252.7 | 126.7 | 65.1 | 10.2 | 0.9534 | 3982 | 82.1 | 5 | 50000 | 42678 |  |  | No |  | 4 | 8600 | 130 | 68 | 10 | 0.9 | 4000 | 80
PW3QEKMZ | IKIO LED LIGHTING | IKIO LED LIGHTING | IK-HBPX-L130-0100-DY-40 Type B | Indoor Luminaires | High-Bay | High-Bay Luminaires for Commercial and Industrial Buildings | Standard | TRUE | 13106.79 | 126.31 | 103.77 | 8.97 | 0.941 | 4117 | 84.3 | 5 | 50000 | 42678 |  |  | No |  | 4 | 13106 | 126 | 104 | 8.8 | 0.94 | 4000 | 83
PK82XVSQ | IKIO LED LIGHTING | IKIO LED LIGHTING | IK-HBPX-L130-0100-DY-40 Type A | Indoor Luminaires | High-Bay | High-Bay Luminaires for Commercial and Industrial Buildings | Standard | TRUE | 12870.59 | 125.64 | 102.44 | 9.116 | 0.939 | 4152 | 82.7 | 5 | 50000 | 42678 |  |  | No |  | 4 | 12870 | 125 | 102 | 9 | 0.94 | 4000 | 82
PV6VRDUK | DONGGUAN THAILIGHT SEMICONDUCTOR LIGHTING CO.LTD. | Thailight | TLHBF3004YYZZ [Qualified Pointing Straight Down] | Indoor Luminaires | High-Bay | High-Bay Luminaires for Commercial and Industrial Buildings | Standard | TRUE | 38586 | 131.69 | 293 | 17.68 | 0.9264 | 4010 | 83.8 | 5 | 50000 | 42678 |  |  | No |  | 4 | 38586 | 131.69 | 293 | 17.68 | 0.93 | 4000 | 83.8
PF6U1HNH | KONKA GREEN LIGHTING CO.LTD | KONKA | KK-HB-12D064-ZAUA | Indoor Luminaires | High-Bay | High-Bay Luminaires for Commercial and Industrial Buildings | Premium | TRUE | 9092.967 | 140.758 | 64.6 | 15.3 | 0.919 | 3939 | 83.5 | 5 | 50000 | 42678 |  |  | No |  | 4 | 9092.9 | 140.7 | 64.6 | 15.3 | 0.92 | 3939 | 83.5
PHCBD443 | KONKA GREEN LIGHTING CO.LTD | KONKA | KK-HB-12D083-ZAUA | Indoor Luminaires | High-Bay | High-Bay Luminaires for Commercial and Industrial Buildings | Premium | TRUE | 11349.441 | 136.346 | 83.24 | 16.1 | 0.917 | 3934 | 83.2 | 5 | 50000 | 42678 |  |  | No |  | 4 | 11349.4 | 136.3 | 83.24 | 16.1 | 0.92 | 3934 | 83.2
PTR79Y2V | IKIO LED LIGHTING | IKIO LED LIGHTING | IK-HBPX-L130-0050-DY-40 | Indoor Luminaires | High-Bay | Low-Bay Luminaires for Commercial and Industrial Buildings | Standard | TRUE | 6611.02 | 122.95 | 54 | 11.928 | 0.883 | 4211 | 82.1 | 5 | 50000 | 42678 |  |  | No |  | 4 | 6611 | 122 | 54 | 9 | 0.94 | 4000 | 82
PQ921YGB | IKIO LED LIGHTING | IKIO LED LIGHTING | IK-HBPX-L130-0300-DY-57 | Indoor Luminaires | High-Bay | High-Bay Luminaires for Commercial and Industrial Buildings | Standard | FALSE | [9 empty] | 42678 |  |  | No |  | 4 | 41351 | 132 | 312 | 8.8 | 0.94 | 5700 | 83
P9RBV1EY | IKIO LED LIGHTING | IKIO LED LIGHTING | IK-HBPX-L130-0200-DY-57 | Indoor Luminaires | High-Bay | High-Bay Luminaires for Commercial and Industrial Buildings | Standard | FALSE | [9 empty] | 42678 |  |  | No |  | 4 | 27431 | 131 | 209 | 8.8 | 0.94 | 5700 | 83
PE7RZPUZ | IKIO LED LIGHTING | IKIO LED LIGHTING | IK-HBPX-L130-0100-DY-57 Type B | Indoor Luminaires | High-Bay | High-Bay Luminaires for Commercial and Industrial Buildings | Standard | FALSE | [9 empty] | 42678 |  |  | No |  | 4 | 13379 | 129 | 104 | 8.8 | 0.94 | 5700 | 83
PTEMDJFP | IKIO LED LIGHTING | IKIO LED LIGHTING | IK-HBPX-L130-0150-DY-57 | Indoor Luminaires | High-Bay | High-Bay Luminaires for Commercial and Industrial Buildings | Standard | FALSE | [9 empty] | 42678 |  |  | No |  | 4 | 20641 | 130.5 | 156 | 9 | 0.94 | 5700 | 82
PBH5BC2D | IKIO LED LIGHTING | IKIO LED LIGHTING | IK-HBPX-L130-0100-DY-57 Type A | Indoor Luminaires | High-Bay | High-Bay Luminaires for Commercial and Industrial Buildings | Standard | FALSE | [9 empty] | 42678 |  |  | No |  | 4 | 13330 | 130 | 102 | 9 | 0.94 | 5700 | 82
P2N3WY3N | IKIO LED LIGHTING | IKIO LED LIGHTING | IK-HBPX-L130-0050-DY-57 | Indoor Luminaires | High-Bay | Low-Bay Luminaires for Commercial and Industrial Buildings | Standard | FALSE | [9 empty] | 42678 |  |  | No |  | 4 | 6917 | 128 | 54 | 9 | 0.94 | 5700 | 82
PH6P5WYM | IKIO LED LIGHTING | IKIO LED LIGHTING | IK-HBPX-L130-0300-DY-50 | Indoor Luminaires | High-Bay | High-Bay Luminaires for Commercial and Industrial Buildings | Standard | FALSE | [9 empty] | 42678 |  |  | No |  | 4 | 40748 | 130 | 312 | 8.8 | 0.94 | 5000 | 83
PCU83W14 | IKIO LED LIGHTING | IKIO LED LIGHTING | IK-HBPX-L130-0200-DY-50 | Indoor Luminaires | High-Bay | High-Bay Luminaires for Commercial and Industrial Buildings | Standard | FALSE | [9 empty] | 42678 |  |  | No |  | 4 | 27087 | 129 | 209 | 8.8 | 0.94 | 5000 | 83
PD7UVAJ5 | IKIO LED LIGHTING | IKIO LED LIGHTING | IK-HBPX-L130-0100-DY-50 Type B | Indoor Luminaires | High-Bay | High-Bay Luminaires for Commercial and Industrial Buildings | Standard | FALSE | [9 empty] | 42678 |  |  | No |  | 4 | 13199 | 127 | 104 | 8.8 | 0.94 | 5000 | 83
P3SYS7PH | IKIO LED LIGHTING | IKIO LED LIGHTING | IK-HBPX-L130-0150-DY-50 | Indoor Luminaires | High-Bay | High-Bay Luminaires for Commercial and Industrial Buildings | Standard | FALSE | [9 empty] | 42678 |  |  | No |  | 4 | 20185 | 128 | 156 | 9 | 0.94 | 5000 | 82
PT2C7M86 | IKIO LED LIGHTING | IKIO LED LIGHTING | IK-HBPX-L130-0100-DY-50 Type A | Indoor Luminaires | High-Bay | High-Bay Luminaires for Commercial and Industrial Buildings | Standard | FALSE | [9 empty] | 42678 |  |  | No |  | 4 | 13028 | 127 | 102 | 9 | 0.94 | 5000 | 82
P6P5MRHH | IKIO LED LIGHTING | IKIO LED LIGHTING | IK-HBPX-L130-0050-DY-50 | Indoor Luminaires | High-Bay | Low-Bay Luminaires for Commercial and Industrial Buildings | Standard | FALSE | [9 empty] | 42678 |  |  | No |  | 4 | 6782 | 125 | 54 | 9 | 0.94 | 5000 | 82
PUD67DPN | IKIO LED LIGHTING | IKIO LED LIGHTING | IK-HBPX-L130-0300-DY-40 | Indoor Luminaires | High-Bay | High-Bay Luminaires for Commercial and Industrial Buildings | Standard | FALSE | [9 empty] | 42678 |  |  | No |  | 4 | 40401 | 129 | 312 | 8.8 | 0.94 | 4000 | 83
PKPQPVYT | IKIO LED LIGHTING | IKIO LED LIGHTING | IK-HBPX-L130-0200-DY-40 | Indoor Luminaires | High-Bay | High-Bay Luminaires for Commercial and Industrial Buildings | Standard | FALSE | [9 empty] | 42678 |  |  | No |  | 4 | 26805 | 128 | 209 | 8.8 | 0.94 | 4000 | 83
PQ35G5C5 | IKIO LED LIGHTING | IKIO LED LIGHTING | IK-HBPX-L130-0150-DY-40 | Indoor Luminaires | High-Bay | High-Bay Luminaires for Commercial and Industrial Buildings | Standard | FALSE | [9 empty] | 42678 |  |  | No |  | 4 | 19983 | 127 | 156 | 9 | 0.94 | 4000 | 82
PCKKDZEQ | Jiangsu Ever-Tie Lighting Co. Ltd | Ever-tie | ETLB7-2FT/4L/HL/68/DM/FL 5000K (A3+B1) | Indoor Luminaires | High-Bay | Low-Bay Luminaires for Commercial and Industrial Buildings | Premium | FALSE | [9 empty] | 42678 |  |  | No |  | 4 | 8710 | 131 | 68 | 10 | 0.9 | 5000 | 80
P8PSFNZ9 | Jiangsu Ever-Tie Lighting Co. Ltd | Ever-tie | ETLB7-2FT/4L/HL/68/DM/FL 5000K (A1+B1) | Indoor Luminaires | High-Bay | Low-Bay Luminaires for Commercial and Industrial Buildings | Premium | FALSE | [9 empty] | 42678 |  |  | No |  | 4 | 8710 | 131 | 68 | 10 | 0.9 | 5000 | 80
PSQT5J94 | StarTek Lighting America | StarTek Lighting America | SP-W-8S-50K-x-ND-[UC] | Indoor Luminaires | High-Bay | High-Bay Luminaires for Commercial and Industrial Buildings | Premium | FALSE | [9 empty] | 42678 |  |  | Yes |  | 4 | 13569 | 155.7 | 87.14 | 11.19 | 0.98 | 5000 | 82.7
P5H71VVM | StarTek Lighting America | StarTek Lighting America | SP-W-4H-50K-x-ND-[UC] | Indoor Luminaires | High-Bay | High-Bay Luminaires for Commercial and Industrial Buildings | Premium | FALSE | [9 empty] | 42678 |  |  | Yes |  | 4 | 12342 | 136.6 | 90.37 | 11.19 | 0.98 | 5000 | 82.7
PF67UZGB | StarTek Lighting America | StarTek Lighting America | SP-W-4S-50K-x-ND-[UC] | Indoor Luminaires | High-Bay | High-Bay Luminaires for Commercial and Industrial Buildings | Premium | FALSE | [9 empty] | 42678 |  |  | Yes |  | 4 | 9764 | 143.4 | 68.1 | 11.19 | 0.98 | 5000 | 82.7
PEJC2ZFE | StarTek Lighting America | StarTek Lighting America | SP-W-8S-50K-x-AD-[UC] | Indoor Luminaires | High-Bay | High-Bay Luminaires for Commercial and Industrial Buildings | Premium | FALSE | [9 empty] | 42678 |  |  | Yes |  | 4 | 13569 | 155.7 | 87.14 | 11.19 | 0.98 | 5000 | 82.7
P4DYWMWV | StarTek Lighting America | StarTek Lighting America | SP-W-4S-50K-x-AD-[UC] | Indoor Luminaires | High-Bay | High-Bay Luminaires for Commercial and Industrial Buildings | Premium | FALSE | [9 empty] | 42678 |  |  | Yes |  | 4 | 9764 | 143.4 | 68.1 | 11.19 | 0.98 | 5000 | 82.7
P36H8E8E | StarTek Lighting America | StarTek Lighting America | SP-W-8S-45K-x-ND-[UC] | Indoor Luminaires | High-Bay | High-Bay Luminaires for Commercial and Industrial Buildings | Premium | FALSE | [9 empty] | 42678 |  |  | Yes |  | 4 | 13226 | 151.8 | 87.14 | 11.19 | 0.98 | 4500 | 82.7
PP1TKURE | StarTek Lighting America | StarTek Lighting America | SP-W-4H-45K-x-ND-[UC] | Indoor Luminaires | High-Bay | High-Bay Luminaires for Commercial and Industrial Buildings | Premium | FALSE | [9 empty] | 42678 |  |  | Yes |  | 4 | 12081 | 133.7 | 90.37 | 11.19 | 0.98 | 4500 | 82.7
PY82VDDS | StarTek Lighting America | StarTek Lighting America | SP-W-4S-45K-x-ND-[UC] | Indoor Luminaires | High-Bay | High-Bay Luminaires for Commercial and Industrial Buildings | Premium | FALSE | [9 empty] | 42678 |  |  | Yes |  | 4 | 9698 | 142.4 | 68.1 | 11.19 | 0.98 | 4500 | 82.7
PUSKZ9T4 | StarTek Lighting America | StarTek Lighting America | SP-W-8S-45K-x-AD-[UC] | Indoor Luminaires | High-Bay | High-Bay Luminaires for Commercial and Industrial Buildings | Premium | FALSE | [9 empty] | 42678 |  |  | Yes |  | 4 | 13226 | 151.8 | 87.14 | 11.19 | 0.98 | 4500 | 82.7
PA2PBKV5 | StarTek Lighting America | StarTek Lighting America | SP-W-4H-45K-x-AD-[UC] | Indoor Luminaires | High-Bay | High-Bay Luminaires for Commercial and Industrial Buildings | Premium | FALSE | [9 empty] | 42678 |  |  | Yes |  | 4 | 12081 | 133.7 | 90.37 | 11.19 | 0.98 | 4500 | 82.7
PTAK6V9D | StarTek Lighting America | StarTek Lighting America | SP-W-4S-45K-x-AD-[UC] | Indoor Luminaires | High-Bay | High-Bay Luminaires for Commercial and Industrial Buildings | Premium | FALSE | [9 empty] | 42678 |  |  | Yes |  | 4 | 9698 | 142.4 | 68.1 | 11.19 | 0.98 | 4500 | 82.7
PRXES9XE | StarTek Lighting America | StarTek Lighting America | SP-W-8S-40K-x-ND-[UC] | Indoor Luminaires | High-Bay | High-Bay Luminaires for Commercial and Industrial Buildings | Premium | FALSE | [9 empty] | 42678 |  |  | Yes |  | 4 | 12883 | 147.8 | 87.14 | 11.19 | 0.98 | 4000 | 82.7
PNJF78Y2 | StarTek Lighting America | StarTek Lighting America | SP-W-4H-40K-x-ND-[UC] | Indoor Luminaires | High-Bay | High-Bay Luminaires for Commercial and Industrial Buildings | Premium | FALSE | [9 empty] | 42678 |  |  | Yes |  | 4 | 11819 | 130.8 | 90.37 | 11.19 | 0.98 | 4000 | 82.7
PD4NC21M | StarTek Lighting America | StarTek Lighting America | SP-W-4S-40K-x-ND-[UC] | Indoor Luminaires | High-Bay | High-Bay Luminaires for Commercial and Industrial Buildings | Premium | FALSE | [9 empty] | 42678 |  |  | Yes |  | 4 | 9631 | 141.4 | 68.1 | 11.19 | 0.98 | 4000 | 82.7
PD35M36P | StarTek Lighting America | StarTek Lighting America | SP-W-8S-40K-x-AD-[UC] | Indoor Luminaires | High-Bay | High-Bay Luminaires for Commercial and Industrial Buildings | Premium | FALSE | [9 empty] | 42678 |  |  | Yes |  | 4 | 12883 | 147.8 | 87.14 | 11.19 | 0.98 | 4000 | 82.7
PG5KF6JA | StarTek Lighting America | StarTek Lighting America | SP-W-4H-40K-x-AD-[UC] | Indoor Luminaires | High-Bay | High-Bay Luminaires for Commercial and Industrial Buildings | Premium | FALSE | [9 empty] | 42678 |  |  | Yes |  | 4 | 11819 | 130.8 | 90.37 | 11.19 | 0.98 | 4000 | 82.7
PBYMFHYG | StarTek Lighting America | StarTek Lighting America | SP-W-4S-40K-x-AD-[UC] | Indoor Luminaires | High-Bay | High-Bay Luminaires for Commercial and Industrial Buildings | Premium | FALSE | [9 empty] | 42678 |  |  | Yes |  | 4 | 9631 | 141.4 | 68.1 | 11.19 | 0.98 | 4000 | 82.7
PCUA6JUV | StarTek Lighting America | StarTek Lighting America | SP-W-8S-35K-x-ND-[UC] | Indoor Luminaires | High-Bay | High-Bay Luminaires for Commercial and Industrial Buildings | Premium | FALSE | [9 empty] | 42678 |  |  | Yes |  | 4 | 12540 | 143.9 | 87.14 | 11.19 | 0.98 | 3500 | 82.7
PJHTSJ5A | StarTek Lighting America | StarTek Lighting America | SP-W-4H-35K-x-ND-[UC] | Indoor Luminaires | High-Bay | High-Bay Luminaires for Commercial and Industrial Buildings | Premium | FALSE | [9 empty] | 42678 |  |  | Yes |  | 4 | 11558 | 127.9 | 90.37 | 11.19 | 0.98 | 3500 | 82.7
PEEXGGTU | StarTek Lighting America | StarTek Lighting America | SP-W-4S-35K-x-ND-[UC] | Indoor Luminaires | High-Bay | High-Bay Luminaires for Commercial and Industrial Buildings | Premium | FALSE | [9 empty] | 42678 |  |  | Yes |  | 4 | 9565 | 140.5 | 68.1 | 11.19 | 0.98 | 3500 | 82.7
PAFU137W | StarTek Lighting America | StarTek Lighting America | SP-W-8S-35K-x-AD-[UC] | Indoor Luminaires | High-Bay | High-Bay Luminaires for Commercial and Industrial Buildings | Premium | FALSE | [9 empty] | 42678 |  |  | Yes |  | 4 | 12540 | 143.9 | 87.14 | 11.19 | 0.98 | 3500 | 82.7
PCAPJGUW | StarTek Lighting America | StarTek Lighting America | SP-W-8S-30K-x-ND-[UC] | Indoor Luminaires | High-Bay | High-Bay Luminaires for Commercial and Industrial Buildings | Premium | FALSE | [9 empty] | 42678 |  |  | Yes |  | 4 | 12197 | 140 | 87.14 | 11.19 | 0.98 | 3000 | 82.7
P9DTYNU6 | StarTek Lighting America | StarTek Lighting America | SP-W-4S-30K-x-ND-[UC] | Indoor Luminaires | High-Bay | Low-Bay Luminaires for Commercial and Industrial Buildings | Premium | FALSE | [9 empty] | 42678 |  |  | Yes |  | 4 | 8724 | 128.1 | 68.1 | 11.19 | 0.98 | 3000 | 82.7
P9PJK1MJ | StarTek Lighting America | StarTek Lighting America | SP-W-8S-30K-x-AD-[UC] | Indoor Luminaires | High-Bay | High-Bay Luminaires for Commercial and Industrial Buildings | Premium | FALSE | [9 empty] | 42678 |  |  | Yes |  | 4 | 12197 | 140 | 87.14 | 11.19 | 0.98 | 3000 | 82.7
P1B8JZK4 | KONKA GREEN LIGHTING CO.LTD | KONKA | KK-HB-12E083-ZAUA | Indoor Luminaires | High-Bay | High-Bay Luminaires for Commercial and Industrial Buildings | Premium | FALSE | [9 empty] | 42678 |  |  | No |  | 4 | 11715.8 | 139.5 | 83.97 | 16.6 | 0.92 | 4884 | 84.8
P5MTVSK2 | KONKA GREEN LIGHTING CO.LTD | KONKA | KK-HB-12E064-ZAUA | Indoor Luminaires | High-Bay | High-Bay Luminaires for Commercial and Industrial Buildings | Premium | FALSE | [9 empty] | 42678 |  |  | No |  | 4 | 9325 | 143.9 | 64.76 | 16.1 | 0.93 | 4866 | 84.9
PPP6BQ6J | GE Lighting Solutions | Lumination | LDS-[IC]8-A-0-A0-N0-8-35-xx-xx-xxxx | Indoor Luminaires | High-Bay | High-Bay Luminaires for Commercial and Industrial Buildings | Standard | FALSE | [9 empty] | 42678 |  |  | No |  | 3 | 10000 | 114 | 87 | 20 | 0.9 | 3500 | 83
PGAXBUPK | DONGGUAN THAILIGHT SEMICONDUCTOR LIGHTING CO.LTD. | Thailight | TLHBF3005YYZZ [Qualified Pointing Straight Down] | Indoor Luminaires | High-Bay | High-Bay Luminaires for Commercial and Industrial Buildings | Standard | FALSE | [9 empty] | 42678 |  |  | No |  | 4 | 39108 | 135.37 | 288.9 | 17.81 | 0.93 | 5000 | 84
PSH7XWDD | DONGGUAN THAILIGHT SEMICONDUCTOR LIGHTING CO.LTD. | Thailight | TLHBF3605YYZZ [Qualified Pointing Straight Down] | Indoor Luminaires | High-Bay | High-Bay Luminaires for Commercial and Industrial Buildings | Standard | FALSE | [9 empty] | 42678 |  |  | No |  | 4 | 43887 | 122.38 | 358.6 | 7.61 | 0.96 | 5000 | 83.6
PM547PSZ | Eaton (formerly Cooper Lighting) | Top Tier | TT-C4-LED-[120]-CQ-[ALL Mounting]-[All Color]-7060-5LTD-Blank-[Options include 30LXHATRIBPICPDIM] | Indoor Luminaires | High-Bay | Low-Bay Luminaires for Commercial and Industrial Buildings | Standard | FALSE | [9 empty] | 42678 |  |  | Yes | Updated on 11/11/2016 | 3 | 7396.7 | 114.68 | 64.5 | 14 | 0.95 | 5700 | 70
PFBD6RPK | Eaton (formerly Cooper Lighting) | Top Tier | TT-C4-LED-[120]-MQ-[ALL Mounting]-[All Color]-7060-5LTD-Blank-[Options include 30LXHATRIBPICPDIM] | Indoor Luminaires | High-Bay | Low-Bay Luminaires for Commercial and Industrial Buildings | Standard | FALSE | [9 empty] | 42678 |  |  | Yes | Updated on 11/11/2016 | 3 | 7287.2 | 112.98 | 64.5 | 14 | 0.95 | 5700 | 70
P6HGZV5V | Eaton (formerly Cooper Lighting) | Top Tier | TT-C3-LED-[120]-CQ-[ALL Mounting]-[All Color]-7060-5LTD-Blank-[Options include 30LXHATRIBPICPDIM] | Indoor Luminaires | High-Bay | Low-Bay Luminaires for Commercial and Industrial Buildings | Standard | FALSE | [9 empty] | 42678 |  |  | Yes | Updated on 11/11/2016 | 3 | 5881.8 | 119.06 | 49.4 | 9.4 | 0.97 | 5700 | 70
PEBN6PTD | Eaton (formerly Cooper Lighting) | Top Tier | TT-C3-LED-[120]-MQ-[ALL Mounting]-[All Color]-7060-5LTD-Blank-[Options include 30LXHATRIBPICPDIM] | Indoor Luminaires | High-Bay | Low-Bay Luminaires for Commercial and Industrial Buildings | Standard | FALSE | [9 empty] | 42678 |  |  | Yes | Updated on 11/11/2016 | 3 | 5794.7 | 117.3 | 49.4 | 9.4 | 0.97 | 5700 | 70
PGBNSP6B | Eaton (formerly Cooper Lighting) | Top Tier | TT-C3-LED-[120]-WQ-[ALL Mounting]-[All Color]-7060-5LTD-Blank-[Options include 30LXHATRIBPICPDIM] | Indoor Luminaires | High-Bay | Low-Bay Luminaires for Commercial and Industrial Buildings | Standard | FALSE | [9 empty] | 42678 |  |  | Yes | Updated on 11/11/2016 | 3 | 5353.3 | 108.37 | 49.4 | 9.4 | 0.97 | 5700 | 70
PRT9V7JT | Eaton (formerly Cooper Lighting) | Top Tier | TT-C5-LED-[120]-CQ-[ALL Mounting]-[All Color]-7060-5LTD-Blank-[Options include 30LXHATRIBPICPDIM] | Indoor Luminaires | High-Bay | Low-Bay Luminaires for Commercial and Industrial Buildings | Standard | FALSE | [9 empty] | 42678 |  |  | Yes | Updated on 11/11/2016 | 3 | 9103.8 | 107.99 | 84.3 | 8.9 | 0.97 | 5700 | 70
P3F55STK | Eaton (formerly Cooper Lighting) | Top Tier | TT-C4-LED-[Voltage include E1347480]-MQ-[ALL Mounting]-[All Color]-7060-Blank-Blank-[Options include 30LXHATRIBPICPDIM] | Indoor Luminaires | High-Bay | Low-Bay Luminaires for Commercial and Industrial Buildings | Standard | FALSE | [9 empty] | 42678 |  |  | Yes | Updated on 11/11/2016 | 3 | 7205.85 | 119.7 | 60.2 | 7.89 | 1 | 5700 | 70
PCG6PZ4D | Eaton (formerly Cooper Lighting) | Top Tier | TT-C4-LED-[Voltage include E1347480]-CQ-[ALL Mounting]-[All Color]-7060-Blank-Blank-[Options include 30LXHATRIBPICPDIM] | Indoor Luminaires | High-Bay | Low-Bay Luminaires for Commercial and Industrial Buildings | Standard | FALSE | [9 empty] | 42678 |  |  | Yes | Updated on 11/11/2016 | 3 | 6774.4 | 112.53 | 60.2 | 7.89 | 1 | 5700 | 70
PUGFCGFH | Eaton (formerly Cooper Lighting) | Top Tier | TT-C4-LED-[E1]-WQ-[ALL Mounting]-[All Color]-7060-Blank-Blank-[Options include 30LXHATRIBPICPDIM] | Indoor Luminaires | High-Bay | Low-Bay Luminaires for Commercial and Industrial Buildings | Standard | FALSE | [9 empty] | 42678 |  |  | Yes | Updated on 11/11/2016 | 3 | 6657 | 110.58 | 60.2 | 7.89 | 1 | 5700 | 70
PXH411S6 | Eaton (formerly Cooper Lighting) | Top Tier | TT-C5-LED-[Voltage include E1347480]-MQ-[ALL Mounting]-[All Color]-7060-Blank-Blank-[Options include 30LXHATRIBPICPDIM] | Indoor Luminaires | High-Bay | Low-Bay Luminaires for Commercial and Industrial Buildings | Standard | FALSE | [9 empty] | 42678 |  |  | Yes | Updated on 11/11/2016 | 3 | 9441.1 | 118.91 | 79.4 | 6.87 | 1 | 5700 | 70
PZXXM7QU | Eaton (formerly Cooper Lighting) | Top Tier | TT-C5-LED-[Voltage include E1347480]-CQ-[ALL Mounting]-[All Color]-7060-Blank-Blank-[Options include 30LXHATRIBPICPDIM] | Indoor Luminaires | High-Bay | Low-Bay Luminaires for Commercial and Industrial Buildings | Standard | FALSE | [9 empty] | 42678 |  |  | Yes | Updated on 11/11/2016 | 3 | 8776.8 | 110.54 | 79.4 | 6.87 | 1 | 5700 | 70
P5JYKPQJ | Eaton (formerly Cooper Lighting) | Top Tier | TT-C5-LED-[E1]-WQ-[ALL Mounting]-[All Color]-7060-Blank-Blank-[Options include 30LXHATRIBPICPDIM] | Indoor Luminaires | High-Bay | Low-Bay Luminaires for Commercial and Industrial Buildings | Standard | FALSE | [9 empty] | 42678 |  |  | Yes | Updated on 11/11/2016 | 3 | 8624.65 | 108.63 | 79.4 | 6.87 | 1 | 5700 | 70
PZEYKTCW | Eaton (formerly Cooper Lighting) | Top Tier | TT-C3-LED-[Voltage include E1347480]-MQ-[ALL Mounting]-[All Color]-7060-Blank-Blank-[Options include 30LXHATRIBPICPDIM] | Indoor Luminaires | High-Bay | Low-Bay Luminaires for Commercial and Industrial Buildings | Standard | FALSE | [9 empty] | 42678 |  |  | Yes | Updated on 11/11/2016 | 3 | 5665.3 | 120.03 | 47.2 | 6.47 | 1 | 5700 | 70
PW5B3N3G | Eaton (formerly Cooper Lighting) | Top Tier | TT-C3-LED-[Voltage include E1347480]-CQ-[ALL Mounting]-[All Color]-7060-Blank-Blank-[Options include 30LXHATRIBPICPDIM] | Indoor Luminaires | High-Bay | Low-Bay Luminaires for Commercial and Industrial Buildings | Standard | FALSE | [9 empty] | 42678 |  |  | Yes | Updated on 11/11/2016 | 3 | 5386.9 | 114.13 | 47.2 | 6.47 | 1 | 5700 | 70
PPK2MD88 | Eaton (formerly Cooper Lighting) | Top Tier | TT-C3-LED-[E1]-WQ-[ALL Mounting]-[All Color]-7060-Blank-Blank-[Options include 30LXHATRIBPICPDIM] | Indoor Luminaires | High-Bay | Low-Bay Luminaires for Commercial and Industrial Buildings | Standard | FALSE | [9 empty] | 42678 |  |  | Yes | Updated on 11/11/2016 | 3 | 5293.55 | 112.16 | 47.2 | 6.47 | 1 | 5700 | 70
P9A18BQR | Eaton (formerly Cooper Lighting) | Top Tier | TT-C3-LED-[E1]-MQ-[ALL Mounting]-[All Color]-7060-Blank-CG-[Options include 30LXHATRIBPICPDIM] | Indoor Luminaires | High-Bay | Low-Bay Luminaires for Commercial and Industrial Buildings | Standard | FALSE | [9 empty] | 42678 |  |  | Yes | Updated on 11/11/2016 | 3 | 5154.9 | 109.21 | 47.2 | 6.47 | 1 | 5700 | 70
PT8HAEPN | Eaton (formerly Cooper Lighting) | Top Tier | TT-C3-LED-[E1]-WQ-[ALL Mounting]-[All Color]-7060-Blank-CG-[Options include 30LXHATRIBPICPDIM] | Indoor Luminaires | High-Bay | Low-Bay Luminaires for Commercial and Industrial Buildings | Standard | FALSE | [9 empty] | 42678 |  |  | Yes | Updated on 11/11/2016 | 3 | 5121.6 | 108.51 | 47.2 | 6.47 | 1 | 5700 | 70
PCPGH4J7 | Eaton (formerly Cooper Lighting) | Top Tier | TT-C4-LED-[120]-CQ-[ALL Mounting]-[All Color]-7050-5LTD-Blank-[Options include 30LXHATRIBPICPDIM] | Indoor Luminaires | High-Bay | Low-Bay Luminaires for Commercial and Industrial Buildings | Standard | FALSE | [9 empty] | 42678 |  |  | Yes | Updated on 11/11/2016 | 3 | 7453 | 115.55 | 64.5 | 14 | 0.95 | 5000 | 70
PX1W3MKV | Eaton (formerly Cooper Lighting) | Top Tier | TT-C4-LED-[120]-MQ-[ALL Mounting]-[All Color]-7050-5LTD-Blank-[Options include 30LXHATRIBPICPDIM] | Indoor Luminaires | High-Bay | Low-Bay Luminaires for Commercial and Industrial Buildings | Standard | FALSE | [9 empty] | 42678 |  |  | Yes | Updated on 11/11/2016 | 3 | 7342.7 | 113.84 | 64.5 | 14 | 0.95 | 5000 | 70
PRH9YXTR | Eaton (formerly Cooper Lighting) | Top Tier | TT-C4-LED-[120]-WQ-[ALL Mounting]-[All Color]-7050-5LTD-Blank-[Options include 30LXHATRIBPICPDIM] | Indoor Luminaires | High-Bay | Low-Bay Luminaires for Commercial and Industrial Buildings | Standard | FALSE | [9 empty] | 42678 |  |  | Yes | Updated on 11/11/2016 | 3 | 6783.4 | 105.17 | 64.5 | 14 | 0.95 | 5000 | 70
PKC5FPSW | Eaton (formerly Cooper Lighting) | Top Tier | TT-C3-LED-[120]-CQ-[ALL Mounting]-[All Color]-7050-5LTD-Blank-[Options include 30LXHATRIBPICPDIM] | Indoor Luminaires | High-Bay | Low-Bay Luminaires for Commercial and Industrial Buildings | Standard | FALSE | [9 empty] | 42678 |  |  | Yes | Updated on 11/11/2016 | 3 | 6018.3 | 121.83 | 49.4 | 9.4 | 0.97 | 5000 | 70
PSUFNZNF | Eaton (formerly Cooper Lighting) | Top Tier | TT-C3-LED-[120]-MQ-[ALL Mounting]-[All Color]-7050-5LTD-Blank-[Options include 30LXHATRIBPICPDIM] | Indoor Luminaires | High-Bay | Low-Bay Luminaires for Commercial and Industrial Buildings | Standard | FALSE | [9 empty] | 42678 |  |  | Yes | Updated on 11/11/2016 | 3 | 5929.2 | 120.02 | 49.4 | 9.4 | 0.97 | 5000 | 70
PQT2AMYB | Eaton (formerly Cooper Lighting) | Top Tier | TT-C3-LED-[120]-WQ-[ALL Mounting]-[All Color]-7050-5LTD-Blank-[Options include 30LXHATRIBPICPDIM] | Indoor Luminaires | High-Bay | Low-Bay Luminaires for Commercial and Industrial Buildings | Standard | FALSE | [9 empty] | 42678 |  |  | Yes | Updated on 11/11/2016 | 3 | 5477.6 | 110.88 | 49.4 | 9.4 | 0.97 | 5000 | 70
P5DNEANF | Eaton (formerly Cooper Lighting) | Top Tier | TT-C3-LED-[120]-MQ-[ALL Mounting]-[All Color]-7050-5LTD-CG-[Options include 30LXHATRIBPICPDIM] | Indoor Luminaires | High-Bay | Low-Bay Luminaires for Commercial and Industrial Buildings | Standard | FALSE | [9 empty] | 42678 |  |  | Yes | Updated on 11/11/2016 | 3 | 5262.8 | 106.54 | 49.4 | 9.4 | 0.97 | 5000 | 70
P3D9NUUQ | Eaton (formerly Cooper Lighting) | Top Tier | TT-C3-LED-[120]-WQ-[ALL Mounting]-[All Color]-7050-5LTD-CG-[Options include 30LXHATRIBPICPDIM] | Indoor Luminaires | High-Bay | Low-Bay Luminaires for Commercial and Industrial Buildings | Standard | FALSE | [9 empty] | 42678 |  |  | Yes | Updated on 11/11/2016 | 3 | 5240.5 | 106.08 | 49.4 | 9.4 | 0.97 | 5000 | 70
PTMNCPN7 | Eaton (formerly Cooper Lighting) | Top Tier | TT-C5-LED-[120]-CQ-[ALL Mounting]-[All Color]-7050-5LTD-Blank-[Options include 30LXHATRIBPICPDIM] | Indoor Luminaires | High-Bay | Low-Bay Luminaires for Commercial and Industrial Buildings | Standard | FALSE | [9 empty] | 42678 |  |  | Yes | Updated on 11/11/2016 | 3 | 9173.1 | 108.82 | 84.3 | 8.9 | 0.97 | 5000 | 70
PXA8S91S | Eaton (formerly Cooper Lighting) | Top Tier | TT-C5-LED-[120]-MQ-[ALL Mounting]-[All Color]-7050-5LTD-Blank-[Options include 30LXHATRIBPICPDIM] | Indoor Luminaires | High-Bay | Low-Bay Luminaires for Commercial and Industrial Buildings | Standard | FALSE | [9 empty] | 42678 |  |  | Yes | Updated on 11/11/2016 | 3 | 9037.3 | 107.2 | 84.3 | 8.9 | 0.97 | 5000 | 70
PF5HG8ES | Eaton (formerly Cooper Lighting) | Top Tier | TT-C4-LED-[Voltage include E1347480]-MQ-[ALL Mounting]-[All Color]-7050-Blank-Blank-[Options include 30LXHATRIBPICPDIM] | Indoor Luminaires | High-Bay | Low-Bay Luminaires for Commercial and Industrial Buildings | Standard | FALSE | [9 empty] | 42678 |  |  | Yes | Updated on 11/11/2016 | 3 | 7260.7 | 119.82 | 60.6 | 7.89 | 1 | 5000 | 70
PJRMUR9A | Eaton (formerly Cooper Lighting) | Top Tier | TT-C4-LED-[Voltage include E1347480]-CQ-[ALL Mounting]-[All Color]-7050-Blank-Blank-[Options include 30LXHATRIBPICPDIM] | Indoor Luminaires | High-Bay | Low-Bay Luminaires for Commercial and Industrial Buildings | Standard | FALSE | [9 empty] | 42678 |  |  | Yes | Updated on 11/11/2016 | 3 | 6825.9 | 112.64 | 60.6 | 7.89 | 1 | 5000 | 70
P93732F2 | Eaton (formerly Cooper Lighting) | Top Tier | TT-C4-LED-[E1]-WQ-[ALL Mounting]-[All Color]-7050-Blank-Blank-[Options include 30LXHATRIBPICPDIM] | Indoor Luminaires | High-Bay | Low-Bay Luminaires for Commercial and Industrial Buildings | Standard | FALSE | [9 empty] | 42678 |  |  | Yes | Updated on 11/11/2016 | 3 | 6707.65 | 110.69 | 60.6 | 7.89 | 1 | 5000 | 70
PRYQM353 | Eaton (formerly Cooper Lighting) | Top Tier | TT-C4-LED-[E1]-MQ-[ALL Mounting]-[All Color]-7050-Blank-CG-[Options include 30LXHATRIBPICPDIM] | Indoor Luminaires | High-Bay | Low-Bay Luminaires for Commercial and Industrial Buildings | Standard | FALSE | [9 empty] | 42678 |  |  | Yes | Updated on 11/11/2016 | 3 | 6524.7 | 107.67 | 60.6 | 7.89 | 1 | 5000 | 70
PFXSU6V1 | Eaton (formerly Cooper Lighting) | Top Tier | TT-C5-LED-[Voltage include E1347480]-MQ-[ALL Mounting]-[All Color]-7050-Blank-Blank-[Options include 30LXHATRIBPICPDIM] | Indoor Luminaires | High-Bay | Low-Bay Luminaires for Commercial and Industrial Buildings | Standard | FALSE | [9 empty] | 42678 |  |  | Yes | Updated on 11/11/2016 | 3 | 9406.8 | 118.48 | 79.4 | 6.87 | 1 | 5000 | 70
PCTZTHTU | Eaton (formerly Cooper Lighting) | Top Tier | TT-C5-LED-[Voltage include E1347480]-CQ-[ALL Mounting]-[All Color]-7050-Blank-Blank-[Options include 30LXHATRIBPICPDIM] | Indoor Luminaires | High-Bay | Low-Bay Luminaires for Commercial and Industrial Buildings | Standard | FALSE | [9 empty] | 42678 |  |  | Yes | Updated on 11/11/2016 | 3 | 8843.5 | 111.38 | 79.4 | 6.87 | 1 | 5000 | 70
PU8GS4R3 | Eaton (formerly Cooper Lighting) | Top Tier | TT-C5-LED-[E1]-WQ-[ALL Mounting]-[All Color]-7050-Blank-Blank-[Options include 30LXHATRIBPICPDIM] | Indoor Luminaires | High-Bay | Low-Bay Luminaires for Commercial and Industrial Buildings | Standard | FALSE | [9 empty] | 42678 |  |  | Yes | Updated on 11/11/2016 | 3 | 8690.3 | 109.45 | 79.4 | 6.87 | 1 | 5000 | 70
PQ4FFTPW | Eaton (formerly Cooper Lighting) | Top Tier | TT-C5-LED-[E1]-MQ-[ALL Mounting]-[All Color]-7050-Blank-CG-[Options include 30LXHATRIBPICPDIM] | Indoor Luminaires | High-Bay | Low-Bay Luminaires for Commercial and Industrial Buildings | Standard | FALSE | [9 empty] | 42678 |  |  | Yes | Updated on 11/11/2016 | 3 | 8453.25 | 106.47 | 79.4 | 6.87 | 1 | 5000 | 70
PEHHCFXY | Eaton (formerly Cooper Lighting) | Top Tier | TT-C3-LED-[Voltage include E1347480]-CQ-[ALL Mounting]-[All Color]-7050-Blank-Blank-[Options include 30LXHATRIBPICPDIM] | Indoor Luminaires | High-Bay | Low-Bay Luminaires for Commercial and Industrial Buildings | Standard | FALSE | [9 empty] | 42678 |  |  | Yes | Updated on 11/11/2016 | 3 | 5950.65 | 127.15 | 46.8 | 6.47 | 1 | 5000 | 70
PZV31A31 | Eaton (formerly Cooper Lighting) | Top Tier | TT-C3-LED-[Voltage include E1347480]-MQ-[ALL Mounting]-[All Color]-7050-Blank-Blank-[Options include 30LXHATRIBPICPDIM] | Indoor Luminaires | High-Bay | Low-Bay Luminaires for Commercial and Industrial Buildings | Standard | FALSE | [9 empty] | 42678 |  |  | Yes | Updated on 11/11/2016 | 3 | 5863 | 125.28 | 46.8 | 6.47 | 1 | 5000 | 70
P74R3ZP6 | Eaton (formerly Cooper Lighting) | Top Tier | TT-C3-LED-[E1]-WQ-[ALL Mounting]-[All Color]-7050-Blank-Blank-[Options include 30LXHATRIBPICPDIM] | Indoor Luminaires | High-Bay | Low-Bay Luminaires for Commercial and Industrial Buildings | Standard | FALSE | [9 empty] | 42678 |  |  | Yes | Updated on 11/11/2016 | 3 | 5416.45 | 115.74 | 46.8 | 6.47 | 1 | 5000 | 70
PU82ZX3T | Eaton (formerly Cooper Lighting) | Top Tier | TT-C3-LED-[E1]-MQ-[ALL Mounting]-[All Color]-7050-Blank-CG-[Options include 30LXHATRIBPICPDIM] | Indoor Luminaires | High-Bay | Low-Bay Luminaires for Commercial and Industrial Buildings | Standard | FALSE | [9 empty] | 42678 |  |  | Yes | Updated on 11/11/2016 | 3 | 5227.57 | 111.7 | 46.8 | 6.47 | 1 | 5000 | 70
PQNWE13Y | Eaton (formerly Cooper Lighting) | Top Tier | TT-C3-LED-[E1]-WQ-[ALL Mounting]-[All Color]-7050-Blank-CG-[Options include 30LXHATRIBPICPDIM] | Indoor Luminaires | High-Bay | Low-Bay Luminaires for Commercial and Industrial Buildings | Standard | FALSE | [9 empty] | 42678 |  |  | Yes | Updated on 11/11/2016 | 3 | 5182 | 110.73 | 46.8 | 6.47 | 1 | 5000 | 70
P735B235 | Eaton (formerly Cooper Lighting) | Top Tier | TT-C3-LED-[E1]-WQ-[ALL Mounting]-[All Color]-7050-Blank-SG-[Options include 30LXHATRIBPICPDIM] | Indoor Luminaires | High-Bay | Low-Bay Luminaires for Commercial and Industrial Buildings | Standard | FALSE | [9 empty] | 42678 |  |  | Yes | Updated on 11/11/2016 | 3 | 5179.7 | 110.68 | 46.8 | 6.47 | 1 | 5000 | 70
P4QF5KF2 | Eaton (formerly Cooper Lighting) | Top Tier | TT-C4-LED-[120]-CQ-[ALL Mounting]-[All Color]-5LTD-Blank-[Options include 30LXHATRIBPICPDIM] | Indoor Luminaires | High-Bay | Low-Bay Luminaires for Commercial and Industrial Buildings | Standard | FALSE | [9 empty] | 42678 |  |  | Yes | Updated on 11/11/2016 | 3 | 7524.2 | 116.65 | 64.5 | 14 | 0.95 | 4000 | 70
PKRYPMTC | Eaton (formerly Cooper Lighting) | Top Tier | TT-C4-LED-[120]-MQ-[ALL Mounting]-[All Color]-5LTD-Blank-[Options include 30LXHATRIBPICPDIM] | Indoor Luminaires | High-Bay | Low-Bay Luminaires for Commercial and Industrial Buildings | Standard | FALSE | [9 empty] | 42678 |  |  | Yes | Updated on 11/11/2016 | 3 | 7412.8 | 114.93 | 64.5 | 14 | 0.95 | 4000 | 70
PXR342A7 | Eaton (formerly Cooper Lighting) | Top Tier | TT-C4-LED-[120]-WQ-[ALL Mounting]-[All Color]-5LTD-Blank-[Options include 30LXHATRIBPICPDIM] | Indoor Luminaires | High-Bay | Low-Bay Luminaires for Commercial and Industrial Buildings | Standard | FALSE | [9 empty] | 42678 |  |  | Yes | Updated on 11/11/2016 | 3 | 6848.2 | 106.17 | 64.5 | 14 | 0.95 | 4000 | 70
PVYSYKKR | Eaton (formerly Cooper Lighting) | Top Tier | TT-C3-LED-[120]-CQ-[ALL Mounting]-[All Color]-5LTD-Blank-[Options include 30LXHATRIBPICPDIM] | Indoor Luminaires | High-Bay | Low-Bay Luminaires for Commercial and Industrial Buildings | Standard | FALSE | [9 empty] | 42678 |  |  | Yes | Updated on 11/11/2016 | 3 | 6352.7 | 128.6 | 49.4 | 9.4 | 0.97 | 4000 | 70
P92XR3AC | Eaton (formerly Cooper Lighting) | Top Tier | TT-C3-LED-[120]-MQ-[ALL Mounting]-[All Color]-5LTD-Blank-[Options include 30LXHATRIBPICPDIM] | Indoor Luminaires | High-Bay | Low-Bay Luminaires for Commercial and Industrial Buildings | Standard | FALSE | [9 empty] | 42678 |  |  | Yes | Updated on 11/11/2016 | 3 | 6258.6 | 126.69 | 49.4 | 9.4 | 0.97 | 4000 | 70
PZYRAS59 | Eaton (formerly Cooper Lighting) | Top Tier | TT-C3-LED-[120]-WQ-[ALL Mounting]-[All Color]-5LTD-Blanks-[Options include 30LXHATRIBPICPDIM] | Indoor Luminaires | High-Bay | Low-Bay Luminaires for Commercial and Industrial Buildings | Standard | FALSE | [9 empty] | 42678 |  |  | Yes | Updated on 11/11/2016 | 3 | 5781.9 | 117.04 | 49.4 | 9.4 | 0.97 | 4000 | 70
PDEKS858 | Eaton (formerly Cooper Lighting) | Top Tier | TT-C3-LED-[120]-MQ-[ALL Mounting]-[All Color]-5LTD-CG-[Options include 30LXHATRIBPICPDIM] | Indoor Luminaires | High-Bay | Low-Bay Luminaires for Commercial and Industrial Buildings | Standard | FALSE | [9 empty] | 42678 |  |  | Yes | Updated on 11/11/2016 | 3 | 5555.3 | 112.45 | 49.4 | 9.4 | 0.97 | 4000 | 70
PJ5NNRW8 | Eaton (formerly Cooper Lighting) | Top Tier | TT-C3-LED-[120]-WQ-[ALL Mounting]-[All Color]-5LTD-CG-[Options include 30LXHATRIBPICPDIM] | Indoor Luminaires | High-Bay | Low-Bay Luminaires for Commercial and Industrial Buildings | Standard | FALSE | [9 empty] | 42678 |  |  | Yes | Updated on 11/11/2016 | 3 | 5531.7 | 111.98 | 49.4 | 9.4 | 0.97 | 4000 | 70
P6D5AAZ8 | Eaton (formerly Cooper Lighting) | Top Tier | TT-C3-LED-[120]-WQ-[ALL Mounting]-[All Color]-5LTD-SG-[Options include 30LXHATRIBPICPDIM] | Indoor Luminaires | High-Bay | Low-Bay Luminaires for Commercial and Industrial Buildings | Standard | FALSE | [9 empty] | 42678 |  |  | Yes | Updated on 11/11/2016 | 3 | 5467.5 | 110.68 | 49.4 | 9.4 | 0.97 | 4000 | 70
PS7Y9W35 | Eaton (formerly Cooper Lighting) | Top Tier | TT-C5-LED-[120]-CQ-[ALL Mounting]-[All Color]-5LTD-Blank-[Options include 30LXHATRIBPICPDIM] | Indoor Luminaires | High-Bay | Low-Bay Luminaires for Commercial and Industrial Buildings | Standard | FALSE | [9 empty] | 42678 |  |  | Yes | Updated on 11/11/2016 | 3 | 9260.7 | 109.85 | 84.3 | 8.9 | 0.97 | 4000 | 70
PHU63MTN | Eaton (formerly Cooper Lighting) | Top Tier | TT-C5-LED-[120]-MQ-[ALL Mounting]-[All Color]-5LTD-Blank-[Options include 30LXHATRIBPICPDIM] | Indoor Luminaires | High-Bay | Low-Bay Luminaires for Commercial and Industrial Buildings | Standard | FALSE | [9 empty] | 42678 |  |  | Yes | Updated on 11/11/2016 | 3 | 9123.6 | 108.23 | 84.3 | 8.9 | 0.97 | 4000 | 70
PRU3UV39 | Eaton (formerly Cooper Lighting) | Top Tier | TT-C4-LED-[Voltage include E1347480]-MQ-[ALL Mounting]-[All Color]-Blank-Blank-[Options include 30LXHATRIBPICPDIM] | Indoor Luminaires | High-Bay | Low-Bay Luminaires for Commercial and Industrial Buildings | Standard | FALSE | [9 empty] | 42678 |  |  | Yes | Updated on 11/11/2016 | 3 | 7330.05 | 123.4 | 59.4 | 7.89 | 1 | 4000 | 70
P3JJQUUX | Eaton (formerly Cooper Lighting) | Top Tier | TT-C4-LED-[Voltage include E1347480]-CQ-[ALL Mounting]-[All Color]-Blank-Blank-[Options include 30LXHATRIBPICPDIM] | Indoor Luminaires | High-Bay | Low-Bay Luminaires for Commercial and Industrial Buildings | Standard | FALSE | [9 empty] | 42678 |  |  | Yes | Updated on 11/11/2016 | 3 | 6891.1 | 116.01 | 59.4 | 7.89 | 1 | 4000 | 70
PTUZJPPG | Eaton (formerly Cooper Lighting) | Top Tier | TT-C4-LED-[E1]-WQ-[ALL Mounting]-[All Color]-Blank-Blank-[Options include 30LXHATRIBPICPDIM] | Indoor Luminaires | High-Bay | Low-Bay Luminaires for Commercial and Industrial Buildings | Standard | FALSE | [9 empty] | 42678 |  |  | Yes | Updated on 11/11/2016 | 3 | 6771.75 | 114.01 | 59.4 | 7.89 | 1 | 4000 | 70
P3KZJWS9 | Eaton (formerly Cooper Lighting) | Top Tier | TT-C4-LED-[E1]-MQ-[ALL Mounting]-[All Color]-Blank-CG-[Options include 30LXHATRIBPICPDIM] | Indoor Luminaires | High-Bay | Low-Bay Luminaires for Commercial and Industrial Buildings | Standard | FALSE | [9 empty] | 42678 |  |  | Yes | Updated on 11/11/2016 | 3 | 6587 | 110.89 | 59.4 | 7.89 | 1 | 4000 | 70
P9N7FAG4 | Eaton (formerly Cooper Lighting) | Top Tier | TT-C4-LED-[120-277]-WQ-[ALL MOUNTING]-[ALL COLORS]-[30L HA TR X IBP ICP CG MS/DIM-L08 MS/DIM-L20] | Indoor Luminaires | High-Bay | Low-Bay Luminaires for Commercial and Industrial Buildings | Standard | FALSE | [9 empty] | 42678 |  |  | Yes | Updated on 11/11/2016 | 3 | 6551.8 | 110.3 | 59.4 | 7.89 | 1 | 4000 | 70
PP55Y8FB | Eaton (formerly Cooper Lighting) | Top Tier | TT-C5-LED-[Voltage include E1 347480]-MQ-[ALL Mounting]-[All Color]-Blank-Blank-[Options include 30LXHATRIBPICPDIM] | Indoor Luminaires | High-Bay | Low-Bay Luminaires for Commercial and Industrial Buildings | Standard | FALSE | [9 empty] | 42678 |  |  | Yes | Updated on 11/11/2016 | 3 | 9496.65 | 119.61 | 79.4 | 6.87 | 1 | 4000 | 70
PUT5E9MJ | Eaton (formerly Cooper Lighting) | Top Tier | TT-C5-LED-[Voltage include E1347480]-CQ-[ALL Mounting]-[All Color]-Blank-Blank-[Options include 30LXHATRIBPICPDIM] | Indoor Luminaires | High-Bay | Low-Bay Luminaires for Commercial and Industrial Buildings | Standard | FALSE | [9 empty] | 42678 |  |  | Yes | Updated on 11/11/2016 | 3 | 8928 | 112.44 | 79.4 | 6.87 | 1 | 4000 | 70
PC1QB2Y3 | Eaton (formerly Cooper Lighting) | Top Tier | TT-C5-LED-[E1]-WQ-[ALL Mounting]-[All Color]-Blank-Blank-[Options include 30LXHATRIBPICPDIM] | Indoor Luminaires | High-Bay | Low-Bay Luminaires for Commercial and Industrial Buildings | Standard | FALSE | [9 empty] | 42678 |  |  | Yes | Updated on 11/11/2016 | 3 | 8773.3 | 110.5 | 79.4 | 6.87 | 1 | 4000 | 70
PXKQQ737 | Eaton (formerly Cooper Lighting) | Top Tier | TT-C5-LED-[E1]-MQ-[ALL Mounting]-[All Color]-Blank-CG-[Options include 30LXHATRIBPICPDIM] | Indoor Luminaires | High-Bay | Low-Bay Luminaires for Commercial and Industrial Buildings | Standard | FALSE | [9 empty] | 42678 |  |  | Yes | Updated on 11/11/2016 | 3 | 8533.95 | 107.48 | 79.4 | 6.87 | 1 | 4000 | 70
P4J5DNR3 | Eaton (formerly Cooper Lighting) | Top Tier | TT-C5-LED-[E1]-WQ-[ALL Mounting]-[All Color]-Blank-CG-[Options include 30LXHATRIBPICPDIM] | Indoor Luminaires | High-Bay | Low-Bay Luminaires for Commercial and Industrial Buildings | Standard | FALSE | [9 empty] | 42678 |  |  | Yes | Updated on 11/11/2016 | 3 | 8488.3 | 106.91 | 79.4 | 6.87 | 1 | 4000 | 70
P7PUYQX3 | Eaton (formerly Cooper Lighting) | Top Tier | TT-C3-LED-[Voltage include E1347480]-MQ-[ALL Mounting]-[All Color]-Blank-Blank-[Options include 30LXHATRIBPICPDIM] | Indoor Luminaires | High-Bay | Low-Bay Luminaires for Commercial and Industrial Buildings | Standard | FALSE | [9 empty] | 42678 |  |  | Yes | Updated on 11/11/2016 | 3 | 6188.75 | 129.75 | 47.7 | 6.47 | 1 | 4000 | 70
P9RHBFBT | Eaton (formerly Cooper Lighting) | Top Tier | TT-C3-LED-[Voltage include E1347480]-CQ-[ALL Mounting]-[All Color]-Blank-Blank-[Options include 30LXHATRIBPICPDIM] | Indoor Luminaires | High-Bay | Low-Bay Luminaires for Commercial and Industrial Buildings | Standard | FALSE | [9 empty] | 42678 |  |  | Yes | Updated on 11/11/2016 | 3 | 6126.93 | 128.45 | 47.7 | 6.47 | 1 | 4000 | 70
P9NA4H62 | Eaton (formerly Cooper Lighting) | Top Tier | TT-C3-LED-[Voltage include E1347480]-WQ-[ALL Mounting]-[All Color]-Blank-CG-[Options include 30LXHATRIBPICPDIM] | Indoor Luminaires | High-Bay | Low-Bay Luminaires for Commercial and Industrial Buildings | Standard | FALSE | [9 empty] | 42678 |  |  | Yes | Updated on 11/11/2016 | 3 | 5652.8 | 118.51 | 47.7 | 6.47 | 1 | 4000 | 70
PRHG5Q2N | Eaton (formerly Cooper Lighting) | Top Tier | TT-C3-LED-[E1]-MQ-[ALL Mounting]-[All Color]-Blank-CG-[Options include 30LXHATRIBPICPDIM] | Indoor Luminaires | High-Bay | Low-Bay Luminaires for Commercial and Industrial Buildings | Standard | FALSE | [9 empty] | 42678 |  |  | Yes | Updated on 11/11/2016 | 3 | 5518.07 | 115.68 | 47.7 | 6.47 | 1 | 4000 | 70
P6FQNBEC | Eaton (formerly Cooper Lighting) | Top Tier | TT-C3-LED-[E1]-WQ-[ALL Mounting]-[All Color]-Blank-CG-[Options include 30LXHATRIBPICPDIM] | Indoor Luminaires | High-Bay | Low-Bay Luminaires for Commercial and Industrial Buildings | Standard | FALSE | [9 empty] | 42678 |  |  | Yes | Updated on 11/11/2016 | 3 | 5407.03 | 113.36 | 47.7 | 6.47 | 1 | 4000 | 70
PVHPWHET | Eaton (formerly Cooper Lighting) | Top Tier | TT-C3-LED-[E1]-WQ-[ALL Mounting]-[All Color]-Blank-SG-[Options include 30LXHATRIBPICPDIM] | Indoor Luminaires | High-Bay | Low-Bay Luminaires for Commercial and Industrial Buildings | Standard | FALSE | [9 empty] | 42678 |  |  | Yes | Updated on 11/11/2016 | 3 | 5406.4 | 113.34 | 47.7 | 6.47 | 1 | 4000 | 70
PNAG22VU | Eaton (formerly Cooper Lighting) | Top Tier | TT-C3-LED-[E1]-RW-[ALL Mounting]-[All Color]-Blank-Blank-[Options include 30LXHATRIBPICPDIM] | Indoor Luminaires | High-Bay | Low-Bay Luminaires for Commercial and Industrial Buildings | Standard | FALSE | [9 empty] | 42678 |  |  | Yes | Updated on 11/11/2016 | 3 | 5082.2 | 106.99 | 47.5 | 6.47 | 1 | 4000 | 70
PYXQKYEP | Eaton (formerly Cooper Lighting) | Top Tier | TT-C3-LED-[120]-CQ-[ALL Mounting]-[All Color]-8030-5LTD-Blank-[Options include 30LXHATRIBPICPDIM] | Indoor Luminaires | High-Bay | Low-Bay Luminaires for Commercial and Industrial Buildings | Standard | FALSE | [9 empty] | 42678 |  |  | Yes | Updated on 11/11/2016 | 3 | 5437.1 | 110.06 | 49.4 | 9.4 | 0.97 | 3000 | 80
P9VXBARF | Eaton (formerly Cooper Lighting) | Top Tier | TT-C3-LED-[120]-MQ-[ALL Mounting]-[All Color]-8030-5LTD-Blank-[Options include 30LXHATRIBPICPDIM] | Indoor Luminaires | High-Bay | Low-Bay Luminaires for Commercial and Industrial Buildings | Standard | FALSE | [9 empty] | 42678 |  |  | Yes | Updated on 11/11/2016 | 3 | 5356.7 | 108.43 | 49.4 | 9.4 | 0.97 | 3000 | 80
PKW7V543 | Eaton (formerly Cooper Lighting) | Top Tier | TT-C3-LED-[E1]-CQ-[ALL Mounting]-[All Color]-8030-Blank-Blank-[Options include 30LXHATRIBPICPDIM] | Indoor Luminaires | High-Bay | Low-Bay Luminaires for Commercial and Industrial Buildings | Standard | FALSE | [9 empty] | 42678 |  |  | Yes | Updated on 11/11/2016 | 3 | 5376 | 113.9 | 47.2 | 6.47 | 1 | 3000 | 80
PAXGTGJ4 | Eaton (formerly Cooper Lighting) | Top Tier | TT-C3-LED-[E1]-MQ-[ALL Mounting]-[All Color]-8030-Blank-Blank-[Options include 30LXHATRIBPICPDIM] | Indoor Luminaires | High-Bay | Low-Bay Luminaires for Commercial and Industrial Buildings | Standard | FALSE | [9 empty] | 42678 |  |  | Yes | Updated on 11/11/2016 | 3 | 5296.9 | 112.23 | 47.2 | 6.47 | 1 | 3000 | 80
PWAFQNF5 | Linmore LED Labs | Linmore LED | LL-HBR-2-50K-72W-XX [Excludes DF Option] | Indoor Retrofit Kit | High-Bay | Retrofit Kits for High-Bay Luminaires for Commercial and Industrial Buildings | Premium | TRUE | 10171.09 | 138 | 73.88 | 13 | 0.98 | 5150 | 81 | 5 | 50000 | 42677 |  |  | No |  | 4 | 10171.09 | 138 | 73.88 | 4 | 1 | 5150 | 81
PGPB747V | Linmore LED Labs | Linmore LED | LL-HBR-2-50K-88W-XX [Excludes DF Option] | Indoor Retrofit Kit | High-Bay | Retrofit Kits for High-Bay Luminaires for Commercial and Industrial Buildings | Premium | TRUE | 12072.04 | 135 | 89.52 | 13 | 0.98 | 5150 | 81 | 5 | 50000 | 42677 |  |  | No |  | 4 | 12072.04 | 135 | 89.52 | 4 | 1 | 5000 | 81
PHQYB2Q1 | Louvers International Inc | Louvers LED | LI-ZY-H5-165W XDZ 3000K PREMIUM | Indoor Luminaires | High-Bay | High-Bay Luminaires for Commercial and Industrial Buildings | Premium | TRUE | 23539 | 137.01 | 171.8 | 10.76 | 0.9741 | 3057 | 81.7 | 5 | 50000 | 42677 |  |  | No |  | 4 | 23539 | 137.01 | 171.8 | 20 | 0.9 | 3000 | 84.5
P8ZBCJV1 | Louvers International Inc | Louvers LED | LI-ZY-H3-165W XDZ 3000K PREMIUM | Indoor Luminaires | High-Bay | High-Bay Luminaires for Commercial and Industrial Buildings | Premium | TRUE | 23539 | 137.01 | 171.8 | 10.76 | 0.9741 | 3057 | 81.7 | 5 | 50000 | 42677 |  |  | No |  | 4 | 23539 | 137 | 171.8 | 20 | 0.9 | 3000 | 84.5
PCA1R41H | Louvers International Inc | Louvers LED | LI-ZY-H3-110W XDZ 3000K PREMIUM | Indoor Luminaires | High-Bay | High-Bay Luminaires for Commercial and Industrial Buildings | Premium | TRUE | 14351 | 142.655 | 100.6 | 11.26 | 0.9616 | 3048 | 81.9 | 5 | 50000 | 42677 |  |  | No |  | 4 | 14351 | 142.65 | 100.6 | 20 | 0.9 | 3000 | 84.5
PVZ7FUA1 | Louvers International Inc | Louvers LED | LI-ZY-H6-325W XDZ 3000K PREMIUM | Indoor Luminaires | High-Bay | High-Bay Luminaires for Commercial and Industrial Buildings | Premium | TRUE | 44537 | 136.99 | 325.1 | 16.11 | 0.9558 | 3073 | 81.7 | 5 | 50000 | 42677 |  |  | No |  | 4 | 44537 | 137 | 325.1 | 20 | 0.9 | 3000 | 84.5
PF1NXVWD | Jiangmen Brandon Lighting Co. Limited | Brandon | MX898X-LD90W-N 3000 K | Indoor Luminaires | High-Bay | High-Bay Luminaires for Commercial and Industrial Buildings | Standard | TRUE | 13164 | 147.85 | 89.04 | 7.26 | 0.9553 | 3080 | 82 | 5 | 50000 | 42677 |  |  | No |  | 4 | 14400 | 160 | 90 | 10 | 0.95 | 3000 | 80
PHB1FE7F | Louvers International Inc | Louvers LED | LI-ZY-H2-110W XDZ 3000K PREMIUM | Indoor Luminaires | High-Bay | High-Bay Luminaires for Commercial and Industrial Buildings | Premium | TRUE | 15194 | 138.13 | 110 | 8.7 | 0.9534 | 3011 | 82.5 | 5 | 50000 | 42677 |  |  | No |  | 4 | 15194 | 138 | 110 | 20 | 0.9 | 3000 | 84.5
P4GW35EZ | Louvers International Inc | Louvers LED | LI-ZY-H3-225W XDZ 3000K PREMIUM | Indoor Luminaires | High-Bay | High-Bay Luminaires for Commercial and Industrial Buildings | Premium | TRUE | 31266 | 138.41 | 225.9 | 8.35 | 0.95 | 3102 | 81.6 | 5 | 50000 | 42677 |  |  | No |  | 4 | 31266 | 138.41 | 225 | 20 | 0.9 | 3000 | 84.5
PN963H3W | Global Energy & Lighting | Blaze | GLEDHB 150W15L 50K 120 HV D | Indoor Luminaires | High-Bay | High-Bay Luminaires for Commercial and Industrial Buildings | Premium | TRUE | 24975 | 160.03 | 156.1 | 10.33 | 0.9413 | 5082 | 75.1 | 5 | 50000 | 42677 |  |  | No |  | 4 | 22500 | 150 | 150 | 10.33 | 0.94 | 5000 | 75.1
PDVYSUU6 | Global Energy & Lighting | Blaze | GLEDHB 100W15L 50K 120 HV D | Indoor Luminaires | High-Bay | High-Bay Luminaires for Commercial and Industrial Buildings | Premium | TRUE | 15517 | 150.13 | 103.4 | 10.79 | 0.9336 | 5013 | 73.6 | 5 | 50000 | 42677 |  |  | No |  | 4 | 15000 | 150 | 100 | 10.79 | 0.93 | 5000 | 73.6
PF7KWY43 | Global Energy & Lighting | Blaze | GLEDHB 100W15L 50K 120 D | Indoor Luminaires | High-Bay | High-Bay Luminaires for Commercial and Industrial Buildings | Premium | TRUE | 16270 | 153.31 | 106.1 | 14.05 | 0.9325 | 5096 | 76.5 | 5 | 50000 | 42677 |  |  | No |  | 4 | 15000 | 150 | 100 | 14.55 | 0.9 | 5000 | 74.9
PWDKY85N | China Light-Sky Technology Co.Ltd. | CLS | CLS-HBU-240W(2700K) | Indoor Luminaires | High-Bay | High-Bay Luminaires for Commercial and Industrial Buildings | Standard | TRUE | 26972.7 | 111.48 | 241.95 | 18.1 | 0.929 | 2698 | 83.1 | 5 | 50000 | 42677 |  |  | No |  | 4 | 27340.8 | 112.8 | 242.3 | 16.9 | 0.93 | 2698 | 83.1
P8P6A4WQ | KONKA GREEN LIGHTING CO.LTD | KONKA | KK-HB-24D258-ZGUA | Indoor Luminaires | High-Bay | High-Bay Luminaires for Commercial and Industrial Buildings | Premium | TRUE | 33111.31 | 127.375 | 259.95 | 17.3 | 0.923 | 3984 | 83.1 | 5 | 50000 | 42677 |  |  | No |  | 4 | 33111.1 | 127.3 | 259.95 | 17.3 | 0.92 | 3984 | 83.1
P5XDYH68 | China Light-Sky Technology Co.Ltd. | CLS | CLS-HBX-240W(2700K) | Indoor Luminaires | High-Bay | High-Bay Luminaires for Commercial and Industrial Buildings | Standard | TRUE | 28271.717 | 115.066 | 245.7 | 18.8 | 0.922 | 2695 | 82.8 | 5 | 50000 | 42677 |  |  | No |  | 4 | 28271.7 | 115 | 245.7 | 17.2 | 0.92 | 2695 | 82.8
P22Z4WXP | China Light-Sky Technology Co.Ltd. | CLS | CLS-HBX-100W(2700K) | Indoor Luminaires | High-Bay | High-Bay Luminaires for Commercial and Industrial Buildings | Standard | TRUE | 11979.566 | 115.299 | 103.9 | 18.4 | 0.919 | 2700 | 83.8 | 5 | 50000 | 42677 |  |  | No |  | 4 | 11979.5 | 115.2 | 103.9 | 17.6 | 0.92 | 2700 | 83.8
PW6FHWXG | China Light-Sky Technology Co.Ltd. | CLS | CLS-HBU-185W(2700K) | Indoor Luminaires | High-Bay | High-Bay Luminaires for Commercial and Industrial Buildings | Standard | TRUE | 21104.09 | 112.97 | 186.81 | 17.1 | 0.915 | 2695 | 83 | 5 | 50000 | 42677 |  |  | No |  | 4 | 21229 | 113.4 | 187.2 | 15.8 | 0.92 | 2695 | 83
PGQ873DN | Global Energy & Lighting | Blaze | GLEDHB 100W15L 50K 50 D | Indoor Luminaires | High-Bay | High-Bay Luminaires for Commercial and Industrial Buildings | Premium | TRUE | 16063 | 156.1 | 102.9 | 14.55 | 0.9006 | 5064 | 74.9 | 5 | 50000 | 42677 |  |  | No |  | 4 | 15000 | 150 | 100 | 14.55 | 0.9 | 5000 | 74.9
PHSRVCPB | Louvers International Inc | Louvers LED | LI-ZY-ST4FT40 (3000K) | Indoor Luminaires | High-Bay | Low-Bay Luminaires for Commercial and Industrial Buildings | Premium | TRUE | 5122.3 | 128.03 | 40.01 | 18.34 | 0.9 | 2996 | 82.4 | 5 | 50000 | 42677 |  |  | No | Update rated power to match test data | 4 | 5122.3 | 132 | 40.5 | 20 | 0.9 | 3000 | 82.1
PZ2UTMGK | Linmore LED Labs | Linmore LED | LL-HBR-4-50K-144W-XX [Excludes DF Option] | Indoor Retrofit Kit | High-Bay | Retrofit Kits for High-Bay Luminaires for Commercial and Industrial Buildings | Premium | FALSE | [9 empty] | 42677 |  |  | No |  | 4 | 20227.54 | 137 | 147.63 | 4 | 1 | 5000 | 81
P5FUADQ3 | Linmore LED Labs | Linmore LED | LL-HBR-3-50K-108W-XX [Excludes DF Option] | Indoor Retrofit Kit | High-Bay | Retrofit Kits for High-Bay Luminaires for Commercial and Industrial Buildings | Premium | FALSE | [9 empty] | 42677 |  |  | No |  | 4 | 15100.14 | 137 | 110.43 | 4 | 1 | 5000 | 81
PU5J3YWD | Linmore LED Labs | Linmore LED | LL-HBR-3-50K-88W-XX [Excludes DF Option] | Indoor Retrofit Kit | High-Bay | Retrofit Kits for High-Bay Luminaires for Commercial and Industrial Buildings | Premium | FALSE | [9 empty] | 42677 |  |  | No |  | 4 | 12888.46 | 141 | 91.55 | 4 | 1 | 5000 | 81
P5CZ9HQP | China Light-Sky Technology Co.Ltd. | CLS | CLS-HBU-240W(5700K) | Indoor Luminaires | High-Bay | High-Bay Luminaires for Commercial and Industrial Buildings | Standard | FALSE | [9 empty] | 42677 |  |  | No |  | 4 | 28697.6 | 116.2 | 246.9 | 18.1 | 0.94 | 5404 | 81.9
P9H5QZG8 | China Light-Sky Technology Co.Ltd. | CLS | CLS-HBU-185W(5700K) | Indoor Luminaires | High-Bay | High-Bay Luminaires for Commercial and Industrial Buildings | Standard | FALSE | [9 empty] | 42677 |  |  | No |  | 4 | 22007.9 | 116.8 | 188.3 | 17.1 | 0.92 | 5392 | 82.2
P8XRP5K7 | China Light-Sky Technology Co.Ltd. | CLS | CLS-HBX-100W(5700K) | Indoor Luminaires | High-Bay | High-Bay Luminaires for Commercial and Industrial Buildings | Standard | FALSE | [9 empty] | 42677 |  |  | No |  | 4 | 12499.7 | 119.7 | 104.4 | 18.4 | 0.93 | 5380 | 82.5
PZQ3SRU8 | China Light-Sky Technology Co.Ltd. | CLS | CLS-HBX-240W(5700K) | Indoor Luminaires | High-Bay | High-Bay Luminaires for Commercial and Industrial Buildings | Standard | FALSE | [9 empty] | 42677 |  |  | No |  | 4 | 29540.9 | 119.9 | 246.3 | 18.8 | 0.93 | 5378 | 82.5
PTABR8NW | China Light-Sky Technology Co.Ltd. | CLS | CLS-HBX-100W(5000K) | Indoor Luminaires | High-Bay | High-Bay Luminaires for Commercial and Industrial Buildings | Standard | FALSE | [9 empty] | 42677 |  |  | No |  | 4 | 11979.5 | 115.2 | 103.9 | 17.6 | 0.92 | 5000 | 83.8
PXAXWFFX | China Light-Sky Technology Co.Ltd. | CLS | CLS-HBX-240W(5000K) | Indoor Luminaires | High-Bay | High-Bay Luminaires for Commercial and Industrial Buildings | Standard | FALSE | [9 empty] | 42677 |  |  | No |  | 4 | 28271.7 | 115 | 245.7 | 17.2 | 0.92 | 5000 | 83.8
P4K3JAX7 | China Light-Sky Technology Co.Ltd. | CLS | CLS-HBU-240W(5000K) | Indoor Luminaires | High-Bay | High-Bay Luminaires for Commercial and Industrial Buildings | Standard | FALSE | [9 empty] | 42677 |  |  | No |  | 4 | 27340.8 | 112.8 | 242.3 | 16.9 | 0.93 | 5000 | 83.8
PX2T45DP | China Light-Sky Technology Co.Ltd. | CLS | CLS-HBU-185W(5000K) | Indoor Luminaires | High-Bay | High-Bay Luminaires for Commercial and Industrial Buildings | Standard | FALSE | [9 empty] | 42677 |  |  | No |  | 4 | 21229 | 113.4 | 187.2 | 15.8 | 0.92 | 5000 | 83.8
PEHGXUZ6 | China Light-Sky Technology Co.Ltd. | CLS | CLS-HBX-100W(4500K) | Indoor Luminaires | High-Bay | High-Bay Luminaires for Commercial and Industrial Buildings | Standard | FALSE | [9 empty] | 42677 |  |  | No |  | 4 | 11979.5 | 115.2 | 103.9 | 17.6 | 0.92 | 4500 | 83.8
PYJ15BW1 | China Light-Sky Technology Co.Ltd. | CLS | CLS-HBX-240W(4500K) | Indoor Luminaires | High-Bay | High-Bay Luminaires for Commercial and Industrial Buildings | Standard | FALSE | [9 empty] | 42677 |  |  | No |  | 4 | 28271.7 | 115 | 245.7 | 17.2 | 0.92 | 4500 | 83.8
P1T71QTM | China Light-Sky Technology Co.Ltd. | CLS | CLS-HBU-240W(4500K) | Indoor Luminaires | High-Bay | High-Bay Luminaires for Commercial and Industrial Buildings | Standard | FALSE | [9 empty] | 42677 |  |  | No |  | 4 | 27340.8 | 112.8 | 242.3 | 16.9 | 0.93 | 4500 | 83.8
PVJDK5BE | China Light-Sky Technology Co.Ltd. | CLS | CLS-HBU-185W(4500K) | Indoor Luminaires | High-Bay | High-Bay Luminaires for Commercial and Industrial Buildings | Standard | FALSE | [9 empty] | 42677 |  |  | No |  | 4 | 21229 | 113.4 | 187.2 | 15.8 | 0.92 | 4500 | 83.8
PRRC1QX2 | China Light-Sky Technology Co.Ltd. | CLS | CLS-HBX-100W(4000K) | Indoor Luminaires | High-Bay | High-Bay Luminaires for Commercial and Industrial Buildings | Standard | FALSE | [9 empty] | 42677 |  |  | No |  | 4 | 11979.5 | 115.2 | 103.9 | 17.6 | 0.92 | 4000 | 83.8
PSVBYCDX | China Light-Sky Technology Co.Ltd. | CLS | CLS-HBX-240W(4000K) | Indoor Luminaires | High-Bay | High-Bay Luminaires for Commercial and Industrial Buildings | Standard | FALSE | [9 empty] | 42677 |  |  | No |  | 4 | 28271.7 | 115 | 245.7 | 17.2 | 0.92 | 4000 | 83.8
PQY9DUKQ | China Light-Sky Technology Co.Ltd. | CLS | CLS-HBU-240W(4000K) | Indoor Luminaires | High-Bay | High-Bay Luminaires for Commercial and Industrial Buildings | Standard | FALSE | [9 empty] | 42677 |  |  | No |  | 4 | 27340.8 | 112.8 | 242.3 | 16.9 | 0.93 | 4000 | 83.8
PX6DFVHU | China Light-Sky Technology Co.Ltd. | CLS | CLS-HBU-185W(4000K) | Indoor Luminaires | High-Bay | High-Bay Luminaires for Commercial and Industrial Buildings | Standard | FALSE | [9 empty] | 42677 |  |  | No |  | 4 | 21229 | 113.4 | 187.2 | 15.8 | 0.92 | 4000 | 83.8
P3NEMCDP | China Light-Sky Technology Co.Ltd. | CLS | CLS-HBX-100W(3500K) | Indoor Luminaires | High-Bay | High-Bay Luminaires for Commercial and Industrial Buildings | Standard | FALSE | [9 empty] | 42677 |  |  | No |  | 4 | 11979.5 | 115.2 | 103.9 | 17.6 | 0.92 | 3500 | 83.8
PARDZ6WK | China Light-Sky Technology Co.Ltd. | CLS | CLS-HBX-240W(3500K) | Indoor Luminaires | High-Bay | High-Bay Luminaires for Commercial and Industrial Buildings | Standard | FALSE | [9 empty] | 42677 |  |  | No |  | 4 | 28271.7 | 115 | 245.7 | 17.2 | 0.92 | 3500 | 83.8
PM7ZPFHE | China Light-Sky Technology Co.Ltd. | CLS | CLS-HBU-240W(3500K) | Indoor Luminaires | High-Bay | High-Bay Luminaires for Commercial and Industrial Buildings | Standard | FALSE | [9 empty] | 42677 |  |  | No |  | 4 | 27340.8 | 112.8 | 242.3 | 16.9 | 0.93 | 3500 | 83.8
P7HC5UGT | China Light-Sky Technology Co.Ltd. | CLS | CLS-HBU-185W(3500K) | Indoor Luminaires | High-Bay | High-Bay Luminaires for Commercial and Industrial Buildings | Standard | FALSE | [9 empty] | 42677 |  |  | No |  | 4 | 21229 | 113.4 | 187.2 | 15.8 | 0.92 | 3500 | 83.8
PBB9F2MM | China Light-Sky Technology Co.Ltd. | CLS | CLS-HBX-100W(3000K) | Indoor Luminaires | High-Bay | High-Bay Luminaires for Commercial and Industrial Buildings | Standard | FALSE | [9 empty] | 42677 |  |  | No |  | 4 | 11979.5 | 115.2 | 103.9 | 17.6 | 0.92 | 3000 | 83.8
P9BCAPY4 | China Light-Sky Technology Co.Ltd. | CLS | CLS-HBX-240W(3000K) | Indoor Luminaires | High-Bay | High-Bay Luminaires for Commercial and Industrial Buildings | Standard | FALSE | [9 empty] | 42677 |  |  | No |  | 4 | 28271.7 | 115 | 245.7 | 17.2 | 0.92 | 3000 | 83.8
PRRF4KCT | China Light-Sky Technology Co.Ltd. | CLS | CLS-HBU-240W(3000K) | Indoor Luminaires | High-Bay | High-Bay Luminaires for Commercial and Industrial Buildings | Standard | FALSE | [9 empty] | 42677 |  |  | No |  | 4 | 27340.8 | 112.8 | 242.3 | 16.9 | 0.93 | 3000 | 83.8
PQKVPV71 | China Light-Sky Technology Co.Ltd. | CLS | CLS-HBU-185W(3000K) | Indoor Luminaires | High-Bay | High-Bay Luminaires for Commercial and Industrial Buildings | Standard | FALSE | [9 empty] | 42677 |  |  | No |  | 4 | 21229 | 113.4 | 187.2 | 15.8 | 0.92 | 3000 | 83.8
PGRVSXY8 | Louvers International Inc | Louvers LED | LI-ZY-ST8FT68 (5000K) | Indoor Luminaires | High-Bay | Low-Bay Luminaires for Commercial and Industrial Buildings | Premium | FALSE | [9 empty] | 42677 |  |  | No |  | 4 | 9520 | 140 | 68 | 20 | 0.9 | 5000 | 82.1
PSZWMD99 | Louvers International Inc | Louvers LED | LI-ZY-ST4FT40 (5000K) | Indoor Luminaires | High-Bay | Low-Bay Luminaires for Commercial and Industrial Buildings | Premium | FALSE | [9 empty] | 42677 |  |  | No | Update rated power to match test data | 4 | 5399 | 135 | 40.5 | 20 | 0.9 | 5000 | 82.1
PHBJ7KAE | Louvers International Inc | Louvers LED | LI-ZY-H6-325W XDZ 5000K PREMIUM | Indoor Luminaires | High-Bay | High-Bay Luminaires for Commercial and Industrial Buildings | Premium | FALSE | [9 empty] | 42677 |  |  | No |  | 4 | 46361 | 143.13 | 323.9 | 20 | 0.9 | 5000 | 84.5
PJPBSEAM | Louvers International Inc | Louvers LED | LI-ZY-H3-225W XDZ 5000K PREMIUM | Indoor Luminaires | High-Bay | High-Bay Luminaires for Commercial and Industrial Buildings | Premium | FALSE | [9 empty] | 42677 |  |  | No |  | 4 | 32000 | 142 | 225 | 20 | 0.9 | 5000 | 84.5
PKZNVESY | Louvers International Inc | Louvers LED | LI-ZY-H5-165W XDZ 5000K PREMIUM | Indoor Luminaires | High-Bay | High-Bay Luminaires for Commercial and Industrial Buildings | Premium | FALSE | [9 empty] | 42677 |  |  | No |  | 4 | 24563 | 142.97 | 171.8 | 20 | 0.9 | 5000 | 84.5
PB9ZMG7W | Louvers International Inc | Louvers LED | LI-ZY-H3-165W XDZ 5000K PREMIUM | Indoor Luminaires | High-Bay | High-Bay Luminaires for Commercial and Industrial Buildings | Premium | FALSE | [9 empty] | 42677 |  |  | No |  | 4 | 24563 | 142.97 | 171.8 | 20 | 0.9 | 5000 | 84.5
PSXPVTEC | Louvers International Inc | Louvers LED | LI-ZY-H2-110W XDZ 5000K PREMIUM | Indoor Luminaires | High-Bay | High-Bay Luminaires for Commercial and Industrial Buildings | Premium | FALSE | [9 empty] | 42677 |  |  | No |  | 4 | 16406 | 149 | 110.1 | 20 | 0.9 | 5000 | 84.5
P2HRZE13 | Louvers International Inc | Louvers LED | LI-ZY-H3-110W XDZ 5000K PREMIUM | Indoor Luminaires | High-Bay | High-Bay Luminaires for Commercial and Industrial Buildings | Premium | FALSE | [9 empty] | 42677 |  |  | No |  | 4 | 14576 | 145.91 | 99.9 | 20 | 0.9 | 5000 | 84.5
PM3V49FN | Louvers International Inc | Louvers LED | LI-ZY-ST8FT68 (4000K) | Indoor Luminaires | High-Bay | Low-Bay Luminaires for Commercial and Industrial Buildings | Premium | FALSE | [9 empty] | 42677 |  |  | No |  | 4 | 9384 | 138 | 68 | 20 | 0.9 | 4000 | 82.1
PMMDASNJ | Louvers International Inc | Louvers LED | LI-ZY-ST4FT40 (4000K) | Indoor Luminaires | High-Bay | Low-Bay Luminaires for Commercial and Industrial Buildings | Premium | FALSE | [9 empty] | 42677 |  |  | No |  | 4 | 5389 | 133.6 | 40.33 | 20 | 0.9 | 4000 | 82.1
PJM1BQ7P | Louvers International Inc | Louvers LED | LI-ZY-H6-325W XDZ 4000K PREMIUM | Indoor Luminaires | High-Bay | High-Bay Luminaires for Commercial and Industrial Buildings | Premium | FALSE | [9 empty] | 42677 |  |  | No |  | 4 | 46361 | 143.13 | 323.9 | 20 | 0.9 | 4000 | 84.5
PJ1P83G1 | Louvers International Inc | Louvers LED | LI-ZY-H3-225W XDZ 4000K PREMIUM | Indoor Luminaires | High-Bay | High-Bay Luminaires for Commercial and Industrial Buildings | Premium | FALSE | [9 empty] | 42677 |  |  | No |  | 4 | 31725 | 141 | 225 | 20 | 0.9 | 4000 | 84.5
PZTVKV4E | Louvers International Inc | Louvers LED | LI-ZY-H3-165W XDZ 4000K PREMIUM | Indoor Luminaires | High-Bay | High-Bay Luminaires for Commercial and Industrial Buildings | Premium | FALSE | [9 empty] | 42677 |  |  | No |  | 4 | 24124 | 141.74 | 170.2 | 20 | 0.9 | 4000 | 84.5
PP86PPJD | Louvers International Inc | Louvers LED | LI-ZY-H5-165W XDZ 4000K PREMIUM | Indoor Luminaires | High-Bay | High-Bay Luminaires for Commercial and Industrial Buildings | Premium | FALSE | [9 empty] | 42677 |  |  | No |  | 4 | 24124 | 141.74 | 170.2 | 20 | 0.9 | 4000 | 84.5
P9WHVPRZ | Louvers International Inc | Louvers LED | LI-ZY-H2-110W XDZ 4000K PREMIUM | Indoor Luminaires | High-Bay | High-Bay Luminaires for Commercial and Industrial Buildings | Premium | FALSE | [9 empty] | 42677 |  |  | No |  | 4 | 15792 | 143 | 110.4 | 20 | 0.9 | 4000 | 84.5
PPN37NYJ | Louvers International Inc | Louvers LED | LI-ZY-H3-110W XDZ 4000K PREMIUM | Indoor Luminaires | High-Bay | High-Bay Luminaires for Commercial and Industrial Buildings | Premium | FALSE | [9 empty] | 42677 |  |  | No |  | 4 | 14567 | 144.09 | 101.1 | 20 | 0.9 | 4000 | 84.5
PPY6PKMA | Louvers International Inc | Louvers LED | LI-ZY-ST8FT68 (3000K) | Indoor Luminaires | High-Bay | Low-Bay Luminaires for Commercial and Industrial Buildings | Premium | FALSE | [9 empty] | 42677 |  |  | No |  | 4 | 9010 | 132.5 | 68 | 20 | 0.9 | 3000 | 82.2
PG2936G2 | KONKA GREEN LIGHTING CO.LTD | KONKA | KK-HB-24E258-ZGUA | Indoor Luminaires | High-Bay | High-Bay Luminaires for Commercial and Industrial Buildings | Premium | FALSE | [9 empty] | 42677 |  |  | No |  | 4 | 33914.1 | 130 | 260.84 | 18.6 | 0.93 | 4956 | 84.6
PPDUJCT4 | Jiangmen Brandon Lighting Co. Limited | Brandon | MX898X-LD90W-N 5000 K | Indoor Luminaires | High-Bay | High-Bay Luminaires for Commercial and Industrial Buildings | Standard | FALSE | [9 empty] | 42677 | Dimmable | Continuous Below 10 | No |  | 4 | 14400 | 160 | 90 | 10 | 0.95 | 5000 | 80
PG9EFPGU | Jiangmen Brandon Lighting Co. Limited | Brandon | MX898X-LD90W-N 4500 K | Indoor Luminaires | High-Bay | High-Bay Luminaires for Commercial and Industrial Buildings | Standard | FALSE | [9 empty] | 42677 | Dimmable | Continuous Below 10 | No |  | 4 | 14400 | 160 | 90 | 10 | 0.95 | 4500 | 80
PQFNX5GM | Jiangmen Brandon Lighting Co. Limited | Brandon | MX898X-LD90W-N 4000 K | Indoor Luminaires | High-Bay | High-Bay Luminaires for Commercial and Industrial Buildings | Standard | FALSE | [9 empty] | 42677 | Dimmable | Continuous Below 10 | No |  | 4 | 14400 | 160 | 90 | 10 | 0.95 | 4000 | 80
PFSJJQ6Y | Jiangmen Brandon Lighting Co. Limited | Brandon | MX898X-LD90W-N 3500 K | Indoor Luminaires | High-Bay | High-Bay Luminaires for Commercial and Industrial Buildings | Standard | FALSE | [9 empty] | 42677 | Dimmable | Continuous Below 10 | No |  | 4 | 14400 | 160 | 90 | 10 | 0.95 | 3500 | 80
PH69QGDY | Global Energy & Lighting | Blaze | GLEDHB 100W17L 50K 90 | Indoor Luminaires | High-Bay | High-Bay Luminaires for Commercial and Industrial Buildings | Premium | FALSE | [9 empty] | 42677 | Not Dimmable | Not Dimmable | No |  | 4 | 17000 | 170 | 100 | 17.09 | 0.93 | 5000 | 76.5
PQZSVCAQ | Global Energy & Lighting | Blaze | GLEDHB 100W17L 50K 60 | Indoor Luminaires | High-Bay | High-Bay Luminaires for Commercial and Industrial Buildings | Premium | FALSE | [9 empty] | 42677 | Not Dimmable | Not Dimmable | No |  | 4 | 17000 | 170 | 100 | 17.51 | 0.93 | 5000 | 76.4
PUCUQ3XN | Global Energy & Lighting | Blaze | GLEDHB 100W17L 50K 120 | Indoor Luminaires | High-Bay | High-Bay Luminaires for Commercial and Industrial Buildings | Premium | FALSE | [9 empty] | 42677 | Not Dimmable | Not Dimmable | No |  | 4 | 17000 | 170 | 100 | 17.37 | 0.93 | 5000 | 75.6
PBZYH6DD | Global Energy & Lighting | Blaze | GLEDHB 200W15L 50K 60 | Indoor Luminaires | High-Bay | High-Bay Luminaires for Commercial and Industrial Buildings | Premium | FALSE | [9 empty] | 42677 | Not Dimmable | Not Dimmable | No |  | 4 | 30000 | 150 | 200 | 13.6 | 0.94 | 5000 | 75.5
P7S6FTHP | Global Energy & Lighting | Blaze | GLEDHB 200W15L 50K 90 | Indoor Luminaires | High-Bay | High-Bay Luminaires for Commercial and Industrial Buildings | Premium | FALSE | [9 empty] | 42677 | Not Dimmable | Not Dimmable | No |  | 4 | 30000 | 150 | 200 | 13.6 | 0.94 | 5000 | 75.5
P739B3B7 | Global Energy & Lighting | Blaze | GLEDHB 200W15L 50K 120 | Indoor Luminaires | High-Bay | High-Bay Luminaires for Commercial and Industrial Buildings | Premium | FALSE | [9 empty] | 42677 | Not Dimmable | Not Dimmable | No |  | 4 | 30000 | 150 | 200 | 13.6 | 0.94 | 5000 | 75.5
PH721C7K | Global Energy & Lighting | Blaze | GLEDHB 100W15L 50K 120 | Indoor Luminaires | High-Bay | High-Bay Luminaires for Commercial and Industrial Buildings | Premium | FALSE | [9 empty] | 42677 | Not Dimmable | Not Dimmable | No |  | 4 | 15000 | 150 | 100 | 14.55 | 0.9 | 5000 | 74.9
PBERKRF8 | Global Energy & Lighting | Blaze | GLEDHB 100W15L 50K 50 | Indoor Luminaires | High-Bay | High-Bay Luminaires for Commercial and Industrial Buildings | Premium | FALSE | [9 empty] | 42677 | Not Dimmable | Not Dimmable | No |  | 4 | 15000 | 150 | 100 | 14.55 | 0.9 | 5000 | 74.9
PAMCVJW1 | Global Energy & Lighting | Blaze | GLEDHB 100W15L 50K 90 | Indoor Luminaires | High-Bay | High-Bay Luminaires for Commercial and Industrial Buildings | Premium | FALSE | [9 empty] | 42677 | Not Dimmable | Not Dimmable | No |  | 4 | 15000 | 150 | 100 | 14.55 | 0.9 | 5000 | 74.9
PBZFUGKV | Global Energy & Lighting | Blaze | GLEDHB 150W15L 50K 120 | Indoor Luminaires | High-Bay | High-Bay Luminaires for Commercial and Industrial Buildings | Premium | FALSE | [9 empty] | 42677 | Not Dimmable | Not Dimmable | No |  | 4 | 22500 | 150 | 150 | 10.3 | 0.96 | 5000 | 74.9
P5TYCUBG | Global Energy & Lighting | Blaze | GLEDHB 150W15L 50K 60 | Indoor Luminaires | High-Bay | High-Bay Luminaires for Commercial and Industrial Buildings | Premium | FALSE | [9 empty] | 42677 | Not Dimmable | Not Dimmable | No |  | 4 | 22500 | 150 | 150 | 10.3 | 0.96 | 5000 | 74.9
P17XS9HB | Global Energy & Lighting | Blaze | GLEDHB 150W15L 50K 90 | Indoor Luminaires | High-Bay | High-Bay Luminaires for Commercial and Industrial Buildings | Premium | FALSE | [9 empty] | 42677 | Not Dimmable | Not Dimmable | No |  | 4 | 22500 | 150 | 150 | 10.3 | 0.96 | 5000 | 74.9
PARDPDS4 | Global Energy & Lighting | Blaze | GLEDHB 120W15L 50K 90 | Indoor Luminaires | High-Bay | High-Bay Luminaires for Commercial and Industrial Buildings | Premium | FALSE | [9 empty] | 42677 | Not Dimmable | Not Dimmable | No |  | 4 | 18000 | 150 | 120 | 11.92 | 0.95 | 5000 | 74.8
PAPJ1J7B | Global Energy & Lighting | Blaze | GLEDHB 120W15L 50K 60 | Indoor Luminaires | High-Bay | High-Bay Luminaires for Commercial and Industrial Buildings | Premium | FALSE | [9 empty] | 42677 | Not Dimmable | Not Dimmable | No |  | 4 | 18000 | 150 | 120 | 11.92 | 0.95 | 5000 | 74.8
P7HMJTVY | Global Energy & Lighting | Blaze | GLEDHB 120W15L 50K 120 | Indoor Luminaires | High-Bay | High-Bay Luminaires for Commercial and Industrial Buildings | Premium | FALSE | [9 empty] | 42677 | Not Dimmable | Not Dimmable | No |  | 4 | 18000 | 150 | 120 | 11.92 | 0.95 | 5000 | 74.8
PHGVT8N2 | Global Energy & Lighting | Blaze | GLEDHB 200W15L 50K 60 HV D | Indoor Luminaires | High-Bay | High-Bay Luminaires for Commercial and Industrial Buildings | Premium | FALSE | [9 empty] | 42677 | Dimmable | Continuous Below 10 | No |  | 4 | 30000 | 150 | 200 | 11.43 | 0.95 | 5000 | 75.5
PBXZ8MM5 | Global Energy & Lighting | Blaze | GLEDHB 200W15L 50K 90 HV D | Indoor Luminaires | High-Bay | High-Bay Luminaires for Commercial and Industrial Buildings | Premium | FALSE | [9 empty] | 42677 | Dimmable | Continuous Below 10 | No |  | 4 | 30000 | 150 | 200 | 11.43 | 0.95 | 5000 | 75.5
P71A33VT | Global Energy & Lighting | Blaze | GLEDHB 200W15L 50K 120 HV D | Indoor Luminaires | High-Bay | High-Bay Luminaires for Commercial and Industrial Buildings | Premium | FALSE | [9 empty] | 42677 | Dimmable | Continuous Below 10 | No |  | 4 | 30000 | 150 | 200 | 11.43 | 0.95 | 5000 | 75.5
P1GY3W1G | Global Energy & Lighting | Blaze | GLEDHB 100W15L 50K 50 HV D | Indoor Luminaires | High-Bay | High-Bay Luminaires for Commercial and Industrial Buildings | Premium | FALSE | [9 empty] | 42677 | Dimmable | Continuous Above 10 | No |  | 4 | 15000 | 150 | 100 | 10.33 | 0.93 | 5000 | 77.1
PYSPA7E4 | Global Energy & Lighting | Blaze | GLEDHB 100W17L 50K 90 D | Indoor Luminaires | High-Bay | High-Bay Luminaires for Commercial and Industrial Buildings | Premium | FALSE | [9 empty] | 42677 | Dimmable | Continuous Above 10 | No |  | 4 | 17000 | 170 | 100 | 17.09 | 0.93 | 5000 | 76.5
PSKQCWDP | Global Energy & Lighting | Blaze | GLEDHB 100W17L 50K 60 D | Indoor Luminaires | High-Bay | High-Bay Luminaires for Commercial and Industrial Buildings | Premium | FALSE | [9 empty] | 42677 | Dimmable | Continuous Above 10 | No |  | 4 | 17000 | 170 | 100 | 17.51 | 0.93 | 5000 | 76.4
PTJZR3GS | Global Energy & Lighting | Blaze | GLEDHB 100W17L 50K 120 D | Indoor Luminaires | High-Bay | High-Bay Luminaires for Commercial and Industrial Buildings | Premium | FALSE | [9 empty] | 42677 | Dimmable | Continuous Above 10 | No |  | 4 | 17000 | 170 | 100 | 17.37 | 0.93 | 5000 | 75.6
PZUXZP89 | Global Energy & Lighting | Blaze | GLEDHB 200W15L 50K 60 D | Indoor Luminaires | High-Bay | High-Bay Luminaires for Commercial and Industrial Buildings | Premium | FALSE | [9 empty] | 42677 | Dimmable | Continuous Above 10 | No |  | 4 | 30000 | 150 | 200 | 13.6 | 0.94 | 5000 | 75.5
P9ZWH1QR | Global Energy & Lighting | Blaze | GLEDHB 200W15L 50K 90 D | Indoor Luminaires | High-Bay | High-Bay Luminaires for Commercial and Industrial Buildings | Premium | FALSE | [9 empty] | 42677 | Dimmable | Continuous Above 10 | No |  | 4 | 30000 | 150 | 200 | 13.6 | 0.94 | 5000 | 75.5
P1QGFPU7 | Global Energy & Lighting | Blaze | GLEDHB 200W15L 50K 120 D | Indoor Luminaires | High-Bay | High-Bay Luminaires for Commercial and Industrial Buildings | Premium | FALSE | [9 empty] | 42677 | Dimmable | Continuous Above 10 | No |  | 4 | 30000 | 150 | 200 | 13.6 | 0.94 | 5000 | 75.5
PN26QT9M | Global Energy & Lighting | Blaze | GLEDHB 100W15L 50K 90 HV D | Indoor Luminaires | High-Bay | High-Bay Luminaires for Commercial and Industrial Buildings | Premium | FALSE | [9 empty] | 42677 | Dimmable | Continuous Above 10 | No |  | 4 | 15000 | 150 | 100 | 10.75 | 0.93 | 5000 | 75.1
PTD9NQ88 | Global Energy & Lighting | Blaze | GLEDHB 150W15L 50K 90 HV D | Indoor Luminaires | High-Bay | High-Bay Luminaires for Commercial and Industrial Buildings | Premium | FALSE | [9 empty] | 42677 | Dimmable | Continuous Above 10 | No |  | 4 | 22500 | 150 | 150 | 10.33 | 0.94 | 5000 | 75.1
P714HQE9 | Global Energy & Lighting | Blaze | GLEDHB 150W15L 50K 60 HV D | Indoor Luminaires | High-Bay | High-Bay Luminaires for Commercial and Industrial Buildings | Premium | FALSE | [9 empty] | 42677 | Dimmable | Continuous Above 10 | No |  | 4 | 22500 | 150 | 150 | 10.33 | 0.94 | 5000 | 75.1
PVMXCGA6 | Global Energy & Lighting | Blaze | GLEDHB 100W15L 50K 90 D | Indoor Luminaires | High-Bay | High-Bay Luminaires for Commercial and Industrial Buildings | Premium | FALSE | [9 empty] | 42677 | Dimmable | Continuous Above 10 | No |  | 4 | 15000 | 150 | 100 | 14.55 | 0.9 | 5000 | 74.9
PEBUSFE8 | Global Energy & Lighting | Blaze | GLEDHB 120W15L 50K 120 HV D | Indoor Luminaires | High-Bay | High-Bay Luminaires for Commercial and Industrial Buildings | Premium | FALSE | [9 empty] | 42677 | Dimmable | Continuous Above 10 | No |  | 4 | 18000 | 150 | 120 | 11.9 | 0.91 | 5000 | 74.9
P5UZ59B9 | Global Energy & Lighting | Blaze | GLEDHB 120W15L 50K 90 HV D | Indoor Luminaires | High-Bay | High-Bay Luminaires for Commercial and Industrial Buildings | Premium | FALSE | [9 empty] | 42677 | Dimmable | Continuous Above 10 | No |  | 4 | 18000 | 150 | 120 | 11.9 | 0.91 | 5000 | 74.9
P3J7247W | Global Energy & Lighting | Blaze | GLEDHB 120W15L 50K 60 HV D | Indoor Luminaires | High-Bay | High-Bay Luminaires for Commercial and Industrial Buildings | Premium | FALSE | [9 empty] | 42677 | Dimmable | Continuous Above 10 | No |  | 4 | 18000 | 150 | 120 | 11.9 | 0.91 | 5000 | 74.9
PS3H6NYY | Global Energy & Lighting | Blaze | GLEDHB 150W15L 50K 60 D | Indoor Luminaires | High-Bay | High-Bay Luminaires for Commercial and Industrial Buildings | Premium | FALSE | [9 empty] | 42677 | Dimmable | Continuous Above 10 | No |  | 4 | 22500 | 150 | 150 | 10.3 | 0.96 | 5000 | 74.9
P73YYB3M | Global Energy & Lighting | Blaze | GLEDHB 150W15L 50K 120 D | Indoor Luminaires | High-Bay | High-Bay Luminaires for Commercial and Industrial Buildings | Premium | FALSE | [9 empty] | 42677 | Dimmable | Continuous Above 10 | No |  | 4 | 22500 | 150 | 150 | 10.3 | 0.96 | 5000 | 74.9
P3HC4K5D | Global Energy & Lighting | Blaze | GLEDHB 150W15L 50K 90 D | Indoor Luminaires | High-Bay | High-Bay Luminaires for Commercial and Industrial Buildings | Premium | FALSE | [9 empty] | 42677 | Dimmable | Continuous Above 10 | No |  | 4 | 22500 | 150 | 150 | 10.3 | 0.96 | 5000 | 74.9
PZSPXBWQ | Global Energy & Lighting | Blaze | GLEDHB 120W15L 50K 120 D | Indoor Luminaires | High-Bay | High-Bay Luminaires for Commercial and Industrial Buildings | Premium | FALSE | [9 empty] | 42677 | Dimmable | Continuous Above 10 | No |  | 4 | 18000 | 150 | 120 | 11.92 | 0.95 | 5000 | 74.8
PY9MEHEF | Global Energy & Lighting | Blaze | GLEDHB 120W15L 50K 90 D | Indoor Luminaires | High-Bay | High-Bay Luminaires for Commercial and Industrial Buildings | Premium | FALSE | [9 empty] | 42677 | Dimmable | Continuous Above 10 | No |  | 4 | 18000 | 150 | 120 | 11.92 | 0.95 | 5000 | 74.8
P9RSBV5J | Global Energy & Lighting | Blaze | GLEDHB 120W15L 50K 60 D | Indoor Luminaires | High-Bay | High-Bay Luminaires for Commercial and Industrial Buildings | Premium | FALSE | [9 empty] | 42677 | Dimmable | Continuous Above 10 | No |  | 4 | 18000 | 150 | 120 | 11.92 | 0.95 | 5000 | 74.8
P9PE2UH2 | GE Lighting Solutions | Albeo | ABV2(01234)1T581xXXXXXW | Indoor Luminaires | High-Bay | High-Bay Luminaires for Commercial and Industrial Buildings | Premium | FALSE | [9 empty] | 42674 |  |  | Yes | Updated on 2/13/2017 | 4.1 | 8659.19 | 163.38 | 53 | 20 | 0.9 | 5000 | 80
P4G3D68K | GE Lighting Solutions | Albeo | ABV2(5D)1T495NXXXXXW | Indoor Luminaires | High-Bay | Low-Bay Luminaires for Commercial and Industrial Buildings | Standard | FALSE | [9 empty] | 42674 |  |  | No | Updated on 2/13/2017 | 4.1 | 6890.57 | 125.28 | 55 | 20 | 0.9 | 4000 | 90
P856SU9G | GE Lighting Solutions | Albeo | ABV2(01234)1V385xXXXXXW | Indoor Luminaires | High-Bay | High-Bay Luminaires for Commercial and Industrial Buildings | Premium | TRUE | 10055 | 137.7 | 73 | 9 | 0.98 | 2973 | 82.6 | 5 | 50000 | 42674 |  |  | Yes | Updated on 2/13/2017 | 4.1 | 10005.98 | 135.21 | 74 | 20 | 0.9 | 3000 | 80
PHGBX12D | GE Lighting Solutions | Albeo | ABV2(5D)1T385NXXXXXW | Indoor Luminaires | High-Bay | Low-Bay Luminaires for Commercial and Industrial Buildings | Premium | FALSE | [9 empty] | 42674 |  |  | No | Updated on 2/13/2017 | 4.1 | 7525.16 | 136.82 | 55 | 20 | 0.9 | 3000 | 80
PXNU9EF8 | Venture Lighting International | Venture Lighting International | HW-300W-AB | Indoor Luminaires | High-Bay | High-Bay Luminaires for Commercial and Industrial Buildings | Premium | TRUE | 38682 | 126.54 | 305.7 | 7.85 | 0.9475 | 3014 | 72.3 | 5 | 50000 | 42674 |  |  | No |  | 3.1 | 38682 | 126.54 | 305.7 | 7.85 | 0.9475 | 3000 | 72.1
PAUHHNBQ | GE Lighting Solutions | Albeo | ABV2(5D)2V48DNXXXXXW | Indoor Luminaires | High-Bay | High-Bay Luminaires for Commercial and Industrial Buildings | Premium | FALSE | [9 empty] | 42674 |  |  | No | Updated on 2/13/2017 | 4.1 | 21356.58 | 141.43 | 151 | 20 | 0.9 | 4000 | 80
PSN459TQ | Shenzhen City Huaguan Optoelectronic Technology Co.Ltd | HG | HG-HL-150W-R | Indoor Luminaires | High-Bay | High-Bay Luminaires for Commercial and Industrial Buildings | Premium | TRUE | 20780 | 137.52 | 151.1 | 12.73 | 0.9386 | 4927 | 82.1 | 5 | 50000 | 42674 |  |  | No |  | 4 | 20780 | 137.52 | 151.1 | 12.73 | 0.94 | 5000 | 82.1
PSBKQGUU | SHENZHEN YOOHUN OPTOELECTRONICS CO. LTD | YOOHUN | YH-AHB001[ALPC]-160W(4000K) | Indoor Luminaires | High-Bay | High-Bay Luminaires for Commercial and Industrial Buildings | Standard | TRUE | 18551 | 114.44 | 162.1 | 6.13 | 0.9231 | 4055 | 75.6 | 5 | 50000 | 42674 |  |  | No |  | 4 | 18551 | 114.44 | 162.1 | 6.13 | 0.92 | 4000 | 75.6
PTASEM8T | SHENZHEN YOOHUN OPTOELECTRONICS CO. LTD | YOOHUN | YH-AHB002-160W(4000K) | Indoor Luminaires | High-Bay | High-Bay Luminaires for Commercial and Industrial Buildings | Standard | TRUE | 22438 | 137.24 | 163.5 | 5.77 | 0.9191 | 4053 | 74.9 | 5 | 50000 | 42674 |  |  | No |  | 4 | 22438 | 137.24 | 163.5 | 5.77 | 0.92 | 4000 | 74.9
PGG6UZC7 | SHENZHEN YOOHUN OPTOELECTRONICS CO. LTD | YOOHUN | YH-AHB001[ALPC]-135W(4000K) | Indoor Luminaires | High-Bay | High-Bay Luminaires for Commercial and Industrial Buildings | Standard | TRUE | 16697 | 120.21 | 138.9 | 6.42 | 0.9117 | 4051 | 75.5 | 5 | 50000 | 42674 |  |  | No |  | 4 | 16697 | 120.21 | 138.9 | 6.42 | 0.91 | 4000 | 75.5
PDX183KV | SHENZHEN YOOHUN OPTOELECTRONICS CO. LTD | YOOHUN | YH-AHB001[ALPC]-200W(4000K) | Indoor Luminaires | High-Bay | High-Bay Luminaires for Commercial and Industrial Buildings | Standard | TRUE | 23537 | 115.1 | 204.5 | 9.37 | 0.9112 | 4092 | 75.8 | 5 | 50000 | 42674 |  |  | No |  | 4 | 23537 | 115.1 | 204.5 | 9.37 | 0.91 | 4000 | 75.8
PG5Q2UNP | SHENZHEN YOOHUN OPTOELECTRONICS CO. LTD | YOOHUN | YH-AHB002-130W(4000K) | Indoor Luminaires | High-Bay | High-Bay Luminaires for Commercial and Industrial Buildings | Standard | TRUE | 17632 | 134.39 | 131.2 | 6.3 | 0.9022 | 4068 | 74.9 | 5 | 50000 | 42674 |  |  | No |  | 4 | 17632 | 134.39 | 131.2 | 6.3 | 0.9 | 4000 | 74.9
PDUNJWU5 | SHENZHEN YOOHUN OPTOELECTRONICS CO. LTD | YOOHUN | YH-AHB002-100W(4000K) | Indoor Luminaires | High-Bay | High-Bay Luminaires for Commercial and Industrial Buildings | Standard | TRUE | 14310 | 136.94 | 104.5 | 10.1 | 0.9012 | 4078 | 75.1 | 5 | 50000 | 42674 |  |  | No |  | 4 | 14310 | 136.94 | 104.5 | 10.1 | 0.9 | 4000 | 75.1
P32SSRRM | SHENZHEN YOOHUN OPTOELECTRONICS CO. LTD | YOOHUN | YH-AHB001[ALPC]-95W(4000K) | Indoor Luminaires | High-Bay | High-Bay Luminaires for Commercial and Industrial Buildings | Standard | TRUE | 11717 | 120.32 | 97.38 | 10.97 | 0.9011 | 4033 | 75.1 | 5 | 50000 | 42674 |  |  | No |  | 4 | 11717 | 120.32 | 97.38 | 10.97 | 0.9 | 4000 | 75.1
P2XZ6CTP | SHENZHEN YOOHUN OPTOELECTRONICS CO. LTD | YOOHUN | YH-AHB002-70W(4000K) | Indoor Luminaires | High-Bay | High-Bay Luminaires for Commercial and Industrial Buildings | Standard | TRUE | 9936 | 137.2 | 72.42 | 9.52 | 0.9005 | 4041 | 74.8 | 5 | 50000 | 42674 |  |  | No |  | 4 | 9936 | 137.2 | 72.42 | 9.52 | 0.9 | 4000 | 74.8
PN4R9Q9F | SHENZHEN YOOHUN OPTOELECTRONICS CO. LTD | YOOHUN | YH-AHB001[ALPC]-200W(5700K) | Indoor Luminaires | High-Bay | High-Bay Luminaires for Commercial and Industrial Buildings | Standard | FALSE | [9 empty] | 42674 |  |  | No |  | 4 | 24596 | 119.63 | 205.6 | 9.43 | 0.91 | 5700 | 74.8
PXA43VP4 | SHENZHEN YOOHUN OPTOELECTRONICS CO. LTD | YOOHUN | YH-AHB001[ALPC]-135W(5700K) | Indoor Luminaires | High-Bay | High-Bay Luminaires for Commercial and Industrial Buildings | Standard | FALSE | [9 empty] | 42674 |  |  | No |  | 4 | 17221 | 125.15 | 137.6 | 6.59 | 0.91 | 5700 | 74.8
PEY5BV19 | SHENZHEN YOOHUN OPTOELECTRONICS CO. LTD | YOOHUN | YH-AHB001[ALPC]-160W(5700K) | Indoor Luminaires | High-Bay | High-Bay Luminaires for Commercial and Industrial Buildings | Standard | FALSE | [9 empty] | 42674 |  |  | No |  | 4 | 19258 | 118.22 | 162.9 | 6.4 | 0.92 | 5700 | 74.7
PBFFSHV9 | SHENZHEN YOOHUN OPTOELECTRONICS CO. LTD | YOOHUN | YH-AHB002-130W(5700K) | Indoor Luminaires | High-Bay | High-Bay Luminaires for Commercial and Industrial Buildings | Standard | FALSE | [9 empty] | 42674 |  |  | No |  | 4 | 18250 | 138.15 | 132.1 | 6.59 | 0.9 | 5700 | 74.5
P6F4W3CH | SHENZHEN YOOHUN OPTOELECTRONICS CO. LTD | YOOHUN | YH-AHB001[ALPC]-95W(5700K) | Indoor Luminaires | High-Bay | High-Bay Luminaires for Commercial and Industrial Buildings | Standard | FALSE | [9 empty] | 42674 |  |  | No |  | 4 | 12089 | 123.33 | 98.02 | 10.76 | 0.9 | 5700 | 74.4
P384DBXP | SHENZHEN YOOHUN OPTOELECTRONICS CO. LTD | YOOHUN | YH-AHB002-100W(5700K) | Indoor Luminaires | High-Bay | High-Bay Luminaires for Commercial and Industrial Buildings | Standard | FALSE | [9 empty] | 42674 |  |  | No |  | 4 | 14556 | 140.37 | 103.7 | 10.25 | 0.9 | 5700 | 74.1
PEUGWUZB | SHENZHEN YOOHUN OPTOELECTRONICS CO. LTD | YOOHUN | YH-AHB002-70W(5700K) | Indoor Luminaires | High-Bay | High-Bay Luminaires for Commercial and Industrial Buildings | Standard | FALSE | [9 empty] | 42674 |  |  | No |  | 4 | 10097 | 140.27 | 71.98 | 9.47 | 0.9 | 5700 | 74
PND42CHD | SHENZHEN YOOHUN OPTOELECTRONICS CO. LTD | YOOHUN | YH-AHB002-160W(5700K) | Indoor Luminaires | High-Bay | High-Bay Luminaires for Commercial and Industrial Buildings | Standard | FALSE | [9 empty] | 42674 |  |  | No |  | 4 | 23101 | 140.26 | 164.7 | 5.93 | 0.92 | 5700 | 74
PJKMFRNG | Venture Lighting International | Venture Lighting International | HW-300C-AB | Indoor Luminaires | High-Bay | High-Bay Luminaires for Commercial and Industrial Buildings | Premium | FALSE | [9 empty] | 42674 |  |  | No |  | 3.1 | 40108 | 130.86 | 306.5 | 7.99 | 0.9594 | 5000 | 74
PHGP8CUS | Venture Lighting International | Venture Lighting International | HW-300N-AB | Indoor Luminaires | High-Bay | High-Bay Luminaires for Commercial and Industrial Buildings | Premium | FALSE | [9 empty] | 42674 |  |  | No |  | 3.1 | 39395 | 128.87 | 305.7 | 7.85 | 0.9475 | 4000 | 72.1
PYVNBPHT | GE Lighting Solutions | Albeo | ABV2(01234)2E581xXXXXXW | Indoor Luminaires | High-Bay | High-Bay Luminaires for Commercial and Industrial Buildings | Premium | FALSE | [9 empty] | 42674 |  |  | Yes | Updated on 2/13/2017 | 4.1 | 34636.76 | 142.53 | 243 | 20 | 0.9 | 5000 | 80
PGTRTJWG | GE Lighting Solutions | Albeo | ABV2(5D)2E581xXXXXXW | Indoor Luminaires | High-Bay | High-Bay Luminaires for Commercial and Industrial Buildings | Premium | FALSE | [9 empty] | 42674 |  |  | Yes | Updated on 2/13/2017 | 4.1 | 34636.76 | 141.95 | 244 | 20 | 0.9 | 5000 | 80
PTHN5XS3 | GE Lighting Solutions | Albeo | ABV2(01234)3V581xXXXXXW | Indoor Luminaires | High-Bay | High-Bay Luminaires for Commercial and Industrial Buildings | Premium | FALSE | [9 empty] | 42674 |  |  | Yes | Updated on 2/13/2017 | 4.1 | 34636.76 | 156.02 | 222 | 20 | 0.9 | 5000 | 80
PQPF2A2T | GE Lighting Solutions | Albeo | ABV2(5D)3V581(124)XXXXXW | Indoor Luminaires | High-Bay | High-Bay Luminaires for Commercial and Industrial Buildings | Premium | FALSE | [9 empty] | 42674 |  |  | Yes | Updated on 2/13/2017 | 4.1 | 34636.76 | 144.92 | 239 | 20 | 0.9 | 5000 | 80
PSY9G224 | GE Lighting Solutions | Albeo | ABV2(01234)2E589xXXXXXW | Indoor Luminaires | High-Bay | High-Bay Luminaires for Commercial and Industrial Buildings | Premium | FALSE | [9 empty] | 42674 |  |  | Yes | Updated on 2/13/2017 | 4.1 | 33251.29 | 136.83 | 243 | 20 | 0.9 | 5000 | 80
PA4J7JQQ | GE Lighting Solutions | Albeo | ABV2(5D)2E589xXXXXXW | Indoor Luminaires | High-Bay | High-Bay Luminaires for Commercial and Industrial Buildings | Premium | FALSE | [9 empty] | 42674 |  |  | Yes | Updated on 2/13/2017 | 4.1 | 33251.29 | 136.27 | 244 | 20 | 0.9 | 5000 | 80
P5NEQWND | GE Lighting Solutions | Albeo | ABV2(01234)3V589xXXXXXW | Indoor Luminaires | High-Bay | High-Bay Luminaires for Commercial and Industrial Buildings | Premium | FALSE | [9 empty] | 42674 |  |  | Yes | Updated on 2/13/2017 | 4.1 | 33251.29 | 149.78 | 222 | 20 | 0.9 | 5000 | 80
P3GGQDWV | GE Lighting Solutions | Albeo | ABV2(5D)3V589(124)XXXXXW | Indoor Luminaires | High-Bay | High-Bay Luminaires for Commercial and Industrial Buildings | Premium | FALSE | [9 empty] | 42674 |  |  | Yes | Updated on 2/13/2017 | 4.1 | 33251.29 | 139.12 | 239 | 20 | 0.9 | 5000 | 80
PZNBPBEY | GE Lighting Solutions | Albeo | ABV2(5D)2E58DxXXXXXW | Indoor Luminaires | High-Bay | High-Bay Luminaires for Commercial and Industrial Buildings | Premium | FALSE | [9 empty] | 42674 |  |  | Yes | Updated on 2/13/2017 | 4.1 | 32558.55 | 133.43 | 244 | 20 | 0.9 | 5000 | 80
PCU3GFRT | GE Lighting Solutions | Albeo | ABV2(01234)2E58DxXXXXXW | Indoor Luminaires | High-Bay | High-Bay Luminaires for Commercial and Industrial Buildings | Premium | FALSE | [9 empty] | 42674 |  |  | Yes | Updated on 2/13/2017 | 4.1 | 32558.55 | 133.98 | 243 | 20 | 0.9 | 5000 | 80
PXCAYSCB | GE Lighting Solutions | Albeo | ABV2(01234)3V58DxXXXXXW | Indoor Luminaires | High-Bay | High-Bay Luminaires for Commercial and Industrial Buildings | Premium | FALSE | [9 empty] | 42674 |  |  | Yes | Updated on 2/13/2017 | 4.1 | 32558.55 | 146.66 | 222 | 20 | 0.9 | 5000 | 80
P7A5A7WR | GE Lighting Solutions | Albeo | ABV2(5D)3V58D(124)XXXXXW | Indoor Luminaires | High-Bay | High-Bay Luminaires for Commercial and Industrial Buildings | Premium | FALSE | [9 empty] | 42674 |  |  | Yes | Updated on 2/13/2017 | 4.1 | 32558.55 | 136.22 | 239 | 20 | 0.9 | 5000 | 80
PVGKYVHN | GE Lighting Solutions | Albeo | ABV2(5D)2E585xXXXXXW | Indoor Luminaires | High-Bay | High-Bay Luminaires for Commercial and Industrial Buildings | Premium | FALSE | [9 empty] | 42674 |  |  | Yes | Updated on 2/13/2017 | 4.1 | 32212.18 | 132.01 | 244 | 20 | 0.9 | 5000 | 80
PJWTUERT | GE Lighting Solutions | Albeo | ABV2(01234)2E585xXXXXXW | Indoor Luminaires | High-Bay | High-Bay Luminaires for Commercial and Industrial Buildings | Premium | FALSE | [9 empty] | 42674 |  |  | Yes | Updated on 2/13/2017 | 4.1 | 32212.18 | 132.56 | 243 | 20 | 0.9 | 5000 | 80
PXDRT25A | GE Lighting Solutions | Albeo | ABV2(01234)3V585xXXXXXW | Indoor Luminaires | High-Bay | High-Bay Luminaires for Commercial and Industrial Buildings | Premium | FALSE | [9 empty] | 42674 |  |  | Yes | Updated on 2/13/2017 | 4.1 | 32212.18 | 145.09 | 222 | 20 | 0.9 | 5000 | 80
PWQTBRBR | GE Lighting Solutions | Albeo | ABV2(5D)3V585(124)XXXXXW | Indoor Luminaires | High-Bay | High-Bay Luminaires for Commercial and Industrial Buildings | Premium | FALSE | [9 empty] | 42674 |  |  | Yes | Updated on 2/13/2017 | 4.1 | 32212.18 | 134.77 | 239 | 20 | 0.9 | 5000 | 80
PD2NJH8Z | GE Lighting Solutions | Albeo | ABV2(5D)2V581(124)XXXXXW | Indoor Luminaires | High-Bay | High-Bay Luminaires for Commercial and Industrial Buildings | Premium | FALSE | [9 empty] | 42674 |  |  | Yes | Updated on 2/13/2017 | 4.1 | 23122.89 | 144.51 | 160 | 20 | 0.9 | 5000 | 80
PCUSYW9D | GE Lighting Solutions | Albeo | ABV2(01234)2V581xXXXXXW | Indoor Luminaires | High-Bay | High-Bay Luminaires for Commercial and Industrial Buildings | Premium | FALSE | [9 empty] | 42674 |  |  | Yes | Updated on 2/13/2017 | 4.1 | 23122.89 | 156.23 | 148 | 20 | 0.9 | 5000 | 80
PTQJ9RD8 | GE Lighting Solutions | Albeo | ABV2(01234)2V589xXXXXXW | Indoor Luminaires | High-Bay | High-Bay Luminaires for Commercial and Industrial Buildings | Premium | FALSE | [9 empty] | 42674 |  |  | Yes | Updated on 2/13/2017 | 4.1 | 22197.97 | 149.98 | 148 | 20 | 0.9 | 5000 | 80
PQUEUX37 | GE Lighting Solutions | Albeo | ABV2(5D)2V589(124)XXXXXW | Indoor Luminaires | High-Bay | High-Bay Luminaires for Commercial and Industrial Buildings | Premium | FALSE | [9 empty] | 42674 |  |  | Yes | Updated on 2/13/2017 | 4.1 | 22197.97 | 138.73 | 160 | 20 | 0.9 | 5000 | 80
PSHEMKEA | GE Lighting Solutions | Albeo | ABV2(5D)2V58D(124)XXXXXW | Indoor Luminaires | High-Bay | High-Bay Luminaires for Commercial and Industrial Buildings | Premium | FALSE | [9 empty] | 42674 |  |  | Yes | Updated on 2/13/2017 | 4.1 | 21735.51 | 135.84 | 160 | 20 | 0.9 | 5000 | 80
P5GWH9H9 | GE Lighting Solutions | Albeo | ABV2(01234)2V58DxXXXXXW | Indoor Luminaires | High-Bay | High-Bay Luminaires for Commercial and Industrial Buildings | Premium | FALSE | [9 empty] | 42674 |  |  | Yes | Updated on 2/13/2017 | 4.1 | 21735.51 | 146.86 | 148 | 20 | 0.9 | 5000 | 80
PJ9RUS5Y | GE Lighting Solutions | Albeo | ABV2(01234)2V585xXXXXXW | Indoor Luminaires | High-Bay | High-Bay Luminaires for Commercial and Industrial Buildings | Premium | FALSE | [9 empty] | 42674 |  |  | Yes | Updated on 2/13/2017 | 4.1 | 21504.29 | 145.29 | 148 | 20 | 0.9 | 5000 | 80
P4KNG4VK | GE Lighting Solutions | Albeo | ABV2(5D)2V585(124)XXXXXW | Indoor Luminaires | High-Bay | High-Bay Luminaires for Commercial and Industrial Buildings | Premium | FALSE | [9 empty] | 42674 |  |  | Yes | Updated on 2/13/2017 | 4.1 | 21504.29 | 134.4 | 160 | 20 | 0.9 | 5000 | 80
PZFQDCAY | GE Lighting Solutions | Albeo | ABV2(01234)2T581xXXXXXW | Indoor Luminaires | High-Bay | High-Bay Luminaires for Commercial and Industrial Buildings | Premium | FALSE | [9 empty] | 42674 |  |  | Yes | Updated on 2/13/2017 | 4.1 | 17413.53 | 162.74 | 107 | 20 | 0.9 | 5000 | 80
PUTXMY59 | GE Lighting Solutions | Albeo | ABV2(01234)1E581xXXXXXW | Indoor Luminaires | High-Bay | High-Bay Luminaires for Commercial and Industrial Buildings | Premium | FALSE | [9 empty] | 42674 |  |  | Yes | Updated on 2/13/2017 | 4.1 | 17318.38 | 143.12 | 121 | 20 | 0.9 | 5000 | 80
PSBZF1FV | GE Lighting Solutions | Albeo | ABV2(5D)2T581(124)XXXXXW | Indoor Luminaires | High-Bay | High-Bay Luminaires for Commercial and Industrial Buildings | Premium | FALSE | [9 empty] | 42674 |  |  | Yes | Updated on 2/13/2017 | 4.1 | 17413.53 | 154.1 | 113 | 20 | 0.9 | 5000 | 80
PNE8ZTZB | GE Lighting Solutions | Albeo | ABV2(5D)1E581xXXXXXW | Indoor Luminaires | High-Bay | High-Bay Luminaires for Commercial and Industrial Buildings | Premium | FALSE | [9 empty] | 42674 |  |  | Yes | Updated on 2/13/2017 | 4.1 | 17318.38 | 141.95 | 122 | 20 | 0.9 | 5000 | 80
PZMYDTEQ | GE Lighting Solutions | Albeo | ABV2(5D)1E589xXXXXXW | Indoor Luminaires | High-Bay | High-Bay Luminaires for Commercial and Industrial Buildings | Premium | FALSE | [9 empty] | 42674 |  |  | Yes | Updated on 2/13/2017 | 4.1 | 16625.64 | 136.27 | 122 | 20 | 0.9 | 5000 | 80
PYKNZKBJ | GE Lighting Solutions | Albeo | ABV2(01234)1E589xXXXXXW | Indoor Luminaires | High-Bay | High-Bay Luminaires for Commercial and Industrial Buildings | Premium | FALSE | [9 empty] | 42674 |  |  | Yes | Updated on 2/13/2017 | 4.1 | 16625.64 | 137.4 | 121 | 20 | 0.9 | 5000 | 80
PFDBWFCU | GE Lighting Solutions | Albeo | ABV2(5D)2T589(124)XXXXXW | Indoor Luminaires | High-Bay | High-Bay Luminaires for Commercial and Industrial Buildings | Premium | FALSE | [9 empty] | 42674 |  |  | Yes | Updated on 2/13/2017 | 4.1 | 16716.99 | 147.93 | 113 | 20 | 0.9 | 5000 | 80
PE6EX4CB | GE Lighting Solutions | Albeo | ABV2(01234)2T589xXXXXXW | Indoor Luminaires | High-Bay | High-Bay Luminaires for Commercial and Industrial Buildings | Premium | FALSE | [9 empty] | 42674 |  |  | Yes | Updated on 2/13/2017 | 4.1 | 16716.99 | 156.23 | 107 | 20 | 0.9 | 5000 | 80
PV1HHBXQ | GE Lighting Solutions | Albeo | ABV2(5D)1E58DxXXXXXW | Indoor Luminaires | High-Bay | High-Bay Luminaires for Commercial and Industrial Buildings | Premium | FALSE | [9 empty] | 42674 |  |  | Yes | Updated on 2/13/2017 | 4.1 | 16279.27 | 133.43 | 122 | 20 | 0.9 | 5000 | 80
PQZR9VWF | GE Lighting Solutions | Albeo | ABV2(5D)2T58D(124)XXXXXW | Indoor Luminaires | High-Bay | High-Bay Luminaires for Commercial and Industrial Buildings | Premium | FALSE | [9 empty] | 42674 |  |  | Yes | Updated on 2/13/2017 | 4.1 | 16368.72 | 144.85 | 113 | 20 | 0.9 | 5000 | 80
PNZZRJ9A | GE Lighting Solutions | Albeo | ABV2(01234)2T58DxXXXXXW | Indoor Luminaires | High-Bay | High-Bay Luminaires for Commercial and Industrial Buildings | Premium | FALSE | [9 empty] | 42674 |  |  | Yes | Updated on 2/13/2017 | 4.1 | 16368.72 | 152.97 | 107 | 20 | 0.9 | 5000 | 80
PFSZYS52 | GE Lighting Solutions | Albeo | ABV2(01234)1E58DxXXXXXW | Indoor Luminaires | High-Bay | High-Bay Luminaires for Commercial and Industrial Buildings | Premium | FALSE | [9 empty] | 42674 |  |  | Yes | Updated on 2/13/2017 | 4.1 | 16279.27 | 134.53 | 121 | 20 | 0.9 | 5000 | 80
PY3HYX3R | GE Lighting Solutions | Albeo | ABV2(01234)2T585xXXXXXW | Indoor Luminaires | High-Bay | High-Bay Luminaires for Commercial and Industrial Buildings | Premium | FALSE | [9 empty] | 42674 |  |  | Yes | Updated on 2/13/2017 | 4.1 | 16194.58 | 151.35 | 107 | 20 | 0.9 | 5000 | 80
PPMDU1RQ | GE Lighting Solutions | Albeo | ABV2(01234)1E585xXXXXXW | Indoor Luminaires | High-Bay | High-Bay Luminaires for Commercial and Industrial Buildings | Premium | FALSE | [9 empty] | 42674 |  |  | Yes | Updated on 2/13/2017 | 4.1 | 16106.09 | 133.1 | 121 | 20 | 0.9 | 5000 | 80
PGRGA2XK | GE Lighting Solutions | Albeo | ABV2(5D)1E585xXXXXXW | Indoor Luminaires | High-Bay | High-Bay Luminaires for Commercial and Industrial Buildings | Premium | FALSE | [9 empty] | 42674 |  |  | Yes | Updated on 2/13/2017 | 4.1 | 16106.09 | 132.01 | 122 | 20 | 0.9 | 5000 | 80
PAGRJ5W2 | GE Lighting Solutions | Albeo | ABV2(5D)2T585(124)XXXXXW | Indoor Luminaires | High-Bay | High-Bay Luminaires for Commercial and Industrial Buildings | Premium | FALSE | [9 empty] | 42674 |  |  | Yes | Updated on 2/13/2017 | 4.1 | 16194.58 | 143.31 | 113 | 20 | 0.9 | 5000 | 80
PBHDQEPW | GE Lighting Solutions | Albeo | ABV2(01234)1V581xXXXXXW | Indoor Luminaires | High-Bay | High-Bay Luminaires for Commercial and Industrial Buildings | Premium | FALSE | [9 empty] | 42674 |  |  | Yes | Updated on 2/13/2017 | 4.1 | 11513.86 | 155.59 | 74 | 20 | 0.9 | 5000 | 80
P2K62YTU | GE Lighting Solutions | Albeo | ABV2(5D)1V581(124)XXXXXW | Indoor Luminaires | High-Bay | High-Bay Luminaires for Commercial and Industrial Buildings | Premium | FALSE | [9 empty] | 42674 |  |  | Yes | Updated on 2/13/2017 | 4.1 | 11513.86 | 143.92 | 80 | 20 | 0.9 | 5000 | 80
PRMW5HUM | GE Lighting Solutions | Albeo | ABV2(5D)1V589(124)XXXXXW | Indoor Luminaires | High-Bay | High-Bay Luminaires for Commercial and Industrial Buildings | Premium | FALSE | [9 empty] | 42674 |  |  | Yes | Updated on 2/13/2017 | 4.1 | 11053.31 | 138.16 | 80 | 20 | 0.9 | 5000 | 80
PFNMYYV4 | GE Lighting Solutions | Albeo | ABV2(01234)1V589xXXXXXW | Indoor Luminaires | High-Bay | High-Bay Luminaires for Commercial and Industrial Buildings | Premium | FALSE | [9 empty] | 42674 |  |  | Yes | Updated on 2/13/2017 | 4.1 | 11053.31 | 149.36 | 74 | 20 | 0.9 | 5000 | 80
PFPGRJ7N | GE Lighting Solutions | Albeo | ABV2(01234)1V58DxXXXXXW | Indoor Luminaires | High-Bay | High-Bay Luminaires for Commercial and Industrial Buildings | Premium | FALSE | [9 empty] | 42674 |  |  | Yes | Updated on 2/13/2017 | 4.1 | 10823.03 | 146.25 | 74 | 20 | 0.9 | 5000 | 80
P63NE577 | GE Lighting Solutions | Albeo | ABV2(5D)1V58D(124)XXXXXW | Indoor Luminaires | High-Bay | High-Bay Luminaires for Commercial and Industrial Buildings | Premium | FALSE | [9 empty] | 42674 |  |  | Yes | Updated on 2/13/2017 | 4.1 | 10823.03 | 135.28 | 80 | 20 | 0.9 | 5000 | 80
PJFFD2NC | GE Lighting Solutions | Albeo | ABV2(5D)1V585(124)XXXXXW | Indoor Luminaires | High-Bay | High-Bay Luminaires for Commercial and Industrial Buildings | Premium | FALSE | [9 empty] | 42674 |  |  | Yes | Updated on 2/13/2017 | 4.1 | 10707.89 | 133.84 | 80 | 20 | 0.9 | 5000 | 80
PCXSWUVH | GE Lighting Solutions | Albeo | ABV2(01234)1V585xXXXXXW | Indoor Luminaires | High-Bay | High-Bay Luminaires for Commercial and Industrial Buildings | Premium | FALSE | [9 empty] | 42674 |  |  | Yes | Updated on 2/13/2017 | 4.1 | 10707.89 | 144.7 | 74 | 20 | 0.9 | 5000 | 80
P5WXGSYU | GE Lighting Solutions | Albeo | ABV2(5D)1T581(124)XXXXXW | Indoor Luminaires | High-Bay | Low-Bay Luminaires for Commercial and Industrial Buildings | Premium | FALSE | [9 empty] | 42674 |  |  | Yes | Updated on 2/13/2017 | 4.1 | 8659.19 | 151.91 | 57 | 20 | 0.9 | 5000 | 80
P65NRT3J | GE Lighting Solutions | Albeo | ABV2(01234)1T589xXXXXXW | Indoor Luminaires | High-Bay | Low-Bay Luminaires for Commercial and Industrial Buildings | Premium | FALSE | [9 empty] | 42674 |  |  | Yes | Updated on 2/13/2017 | 4.1 | 8312.82 | 156.84 | 53 | 20 | 0.9 | 5000 | 80
P65FTAYN | GE Lighting Solutions | Albeo | ABV2(5D)1T589(124)XXXXXW | Indoor Luminaires | High-Bay | Low-Bay Luminaires for Commercial and Industrial Buildings | Premium | FALSE | [9 empty] | 42674 |  |  | Yes | Updated on 2/13/2017 | 4.1 | 8312.82 | 145.83 | 57 | 20 | 0.9 | 5000 | 80
PEMSTKKM | GE Lighting Solutions | Albeo | ABV2(01234)1T58DxXXXXXW | Indoor Luminaires | High-Bay | Low-Bay Luminaires for Commercial and Industrial Buildings | Premium | FALSE | [9 empty] | 42674 |  |  | Yes | Updated on 2/13/2017 | 4.1 | 8139.63 | 153.57 | 53 | 20 | 0.9 | 5000 | 80
PAHFFYCH | GE Lighting Solutions | Albeo | ABV2(5D)1T58D(124)XXXXXW | Indoor Luminaires | High-Bay | Low-Bay Luminaires for Commercial and Industrial Buildings | Premium | FALSE | [9 empty] | 42674 |  |  | Yes | Updated on 2/13/2017 | 4.1 | 8139.63 | 142.8 | 57 | 20 | 0.9 | 5000 | 80
PTPXBHA9 | GE Lighting Solutions | Albeo | ABV2(5D)1T585(124)XXXXXW | Indoor Luminaires | High-Bay | Low-Bay Luminaires for Commercial and Industrial Buildings | Premium | FALSE | [9 empty] | 42674 |  |  | Yes | Updated on 2/13/2017 | 4.1 | 8053.04 | 141.28 | 57 | 20 | 0.9 | 5000 | 80
P97KJCNZ | GE Lighting Solutions | Albeo | ABV2(01234)1T585xXXXXXW | Indoor Luminaires | High-Bay | Low-Bay Luminaires for Commercial and Industrial Buildings | Premium | FALSE | [9 empty] | 42674 |  |  | Yes | Updated on 2/13/2017 | 4.1 | 8053.04 | 151.94 | 53 | 20 | 0.9 | 5000 | 80
PC9JR3TX | GE Lighting Solutions | Albeo | ABV2(5D)3V581NXXXXXW | Indoor Luminaires | High-Bay | High-Bay Luminaires for Commercial and Industrial Buildings | Premium | FALSE | [9 empty] | 42674 |  |  | No | Updated on 2/13/2017 | 4.1 | 34636.76 | 153.26 | 226 | 20 | 0.9 | 5000 | 80
PP9R1E7E | GE Lighting Solutions | Albeo | ABV2(5D)3V589NXXXXXW | Indoor Luminaires | High-Bay | High-Bay Luminaires for Commercial and Industrial Buildings | Premium | FALSE | [9 empty] | 42674 |  |  | No | Updated on 2/13/2017 | 4.1 | 33251.29 | 147.12 | 226 | 20 | 0.9 | 5000 | 80
PQDKQ45D | GE Lighting Solutions | Albeo | ABV2(5D)3V58DNXXXXXW | Indoor Luminaires | High-Bay | High-Bay Luminaires for Commercial and Industrial Buildings | Premium | FALSE | [9 empty] | 42674 |  |  | No | Updated on 2/13/2017 | 4.1 | 32558.55 | 144.06 | 226 | 20 | 0.9 | 5000 | 80
PP5FGPRQ | GE Lighting Solutions | Albeo | ABV2(5D)3V585NXXXXXW | Indoor Luminaires | High-Bay | High-Bay Luminaires for Commercial and Industrial Buildings | Premium | FALSE | [9 empty] | 42674 |  |  | No | Updated on 2/13/2017 | 4.1 | 32212.18 | 142.53 | 226 | 20 | 0.9 | 5000 | 80
P4JS5TE9 | GE Lighting Solutions | Albeo | ABV2(5D)2V581NXXXXXW | Indoor Luminaires | High-Bay | High-Bay Luminaires for Commercial and Industrial Buildings | Premium | FALSE | [9 empty] | 42674 |  |  | No | Updated on 2/13/2017 | 4.1 | 23122.89 | 153.13 | 151 | 20 | 0.9 | 5000 | 80
P371FKS4 | GE Lighting Solutions | Albeo | ABV2(5D)2V589NXXXXXW | Indoor Luminaires | High-Bay | High-Bay Luminaires for Commercial and Industrial Buildings | Premium | FALSE | [9 empty] | 42674 |  |  | No | Updated on 2/13/2017 | 4.1 | 22197.97 | 147 | 151 | 20 | 0.9 | 5000 | 80
P359ED1W | GE Lighting Solutions | Albeo | ABV2(5D)2V58DNXXXXXW | Indoor Luminaires | High-Bay | High-Bay Luminaires for Commercial and Industrial Buildings | Premium | FALSE | [9 empty] | 42674 |  |  | No | Updated on 2/13/2017 | 4.1 | 21735.51 | 143.94 | 151 | 20 | 0.9 | 5000 | 80
P5PQTM98 | GE Lighting Solutions | Albeo | ABV2(5D)2V585NXXXXXW | Indoor Luminaires | High-Bay | High-Bay Luminaires for Commercial and Industrial Buildings | Premium | FALSE | [9 empty] | 42674 |  |  | No | Updated on 2/13/2017 | 4.1 | 21504.29 | 142.41 | 151 | 20 | 0.9 | 5000 | 80
PGS2XZ37 | GE Lighting Solutions | Albeo | ABV2(5D)2T581NXXXXXW | Indoor Luminaires | High-Bay | High-Bay Luminaires for Commercial and Industrial Buildings | Premium | FALSE | [9 empty] | 42674 |  |  | No | Updated on 2/13/2017 | 4.1 | 17413.53 | 162.74 | 107 | 20 | 0.9 | 5000 | 80
PKZ6HHMK | GE Lighting Solutions | Albeo | ABV2(5D)2T589NXXXXXW | Indoor Luminaires | High-Bay | High-Bay Luminaires for Commercial and Industrial Buildings | Premium | FALSE | [9 empty] | 42674 |  |  | No | Updated on 2/13/2017 | 4.1 | 16716.99 | 156.23 | 107 | 20 | 0.9 | 5000 | 80
PYM3R119 | GE Lighting Solutions | Albeo | ABV2(5D)2T58DNXXXXXW | Indoor Luminaires | High-Bay | High-Bay Luminaires for Commercial and Industrial Buildings | Premium | FALSE | [9 empty] | 42674 |  |  | No | Updated on 2/13/2017 | 4.1 | 16368.72 | 152.97 | 107 | 20 | 0.9 | 5000 | 80
P29SEW6F | GE Lighting Solutions | Albeo | ABV2(5D)2T585NXXXXXW | Indoor Luminaires | High-Bay | High-Bay Luminaires for Commercial and Industrial Buildings | Premium | FALSE | [9 empty] | 42674 |  |  | No | Updated on 2/13/2017 | 4.1 | 16194.58 | 151.35 | 107 | 20 | 0.9 | 5000 | 80
PGDWDB46 | GE Lighting Solutions | Albeo | ABV2(5D)1V581NXXXXXW | Indoor Luminaires | High-Bay | High-Bay Luminaires for Commercial and Industrial Buildings | Premium | FALSE | [9 empty] | 42674 |  |  | No | Updated on 2/13/2017 | 4.1 | 11513.86 | 153.51 | 75 | 20 | 0.9 | 5000 | 80
P6YW32EZ | GE Lighting Solutions | Albeo | ABV2(5D)1V589NXXXXXW | Indoor Luminaires | High-Bay | High-Bay Luminaires for Commercial and Industrial Buildings | Premium | FALSE | [9 empty] | 42674 |  |  | No | Updated on 2/13/2017 | 4.1 | 11053.31 | 147.37 | 75 | 20 | 0.9 | 5000 | 80
PJSVDFAD | GE Lighting Solutions | Albeo | ABV2(5D)1V58DNXXXXXW | Indoor Luminaires | High-Bay | High-Bay Luminaires for Commercial and Industrial Buildings | Premium | FALSE | [9 empty] | 42674 |  |  | No | Updated on 2/13/2017 | 4.1 | 10823.03 | 144.3 | 75 | 20 | 0.9 | 5000 | 80
PWC4RVWA | GE Lighting Solutions | Albeo | ABV2(5D)1V585NXXXXXW | Indoor Luminaires | High-Bay | High-Bay Luminaires for Commercial and Industrial Buildings | Premium | FALSE | [9 empty] | 42674 |  |  | No | Updated on 2/13/2017 | 4.1 | 10707.89 | 142.77 | 75 | 20 | 0.9 | 5000 | 80
P2PM2CYM | GE Lighting Solutions | Albeo | ABV2(5D)1T581NXXXXXW | Indoor Luminaires | High-Bay | Low-Bay Luminaires for Commercial and Industrial Buildings | Premium | FALSE | [9 empty] | 42674 |  |  | No | Updated on 2/13/2017 | 4.1 | 8659.19 | 157.43 | 55 | 20 | 0.9 | 5000 | 80
P41CV8HU | GE Lighting Solutions | Albeo | ABV2(5D)1T589NXXXXXW | Indoor Luminaires | High-Bay | Low-Bay Luminaires for Commercial and Industrial Buildings | Premium | FALSE | [9 empty] | 42674 |  |  | No | Updated on 2/13/2017 | 4.1 | 8312.82 | 151.14 | 55 | 20 | 0.9 | 5000 | 80
PHY8PJM5 | GE Lighting Solutions | Albeo | ABV2(5D)1T58DNXXXXXW | Indoor Luminaires | High-Bay | Low-Bay Luminaires for Commercial and Industrial Buildings | Premium | FALSE | [9 empty] | 42674 |  |  | No | Updated on 2/13/2017 | 4.1 | 8139.63 | 147.99 | 55 | 20 | 0.9 | 5000 | 80
PHZNMEUK | GE Lighting Solutions | Albeo | ABV2(5D)1T585NXXXXXW | Indoor Luminaires | High-Bay | Low-Bay Luminaires for Commercial and Industrial Buildings | Premium | FALSE | [9 empty] | 42674 |  |  | No | Updated on 2/13/2017 | 4.1 | 8053.04 | 146.41 | 55 | 20 | 0.9 | 5000 | 80
PBH7EC9Q | GE Lighting Solutions | Albeo | ABV2(5D)2E571xXXXXXW | Indoor Luminaires | High-Bay | High-Bay Luminaires for Commercial and Industrial Buildings | Premium | FALSE | [9 empty] | 42674 |  |  | Yes | Updated on 2/13/2017 | 4.1 | 36400 | 149.18 | 244 | 20 | 0.9 | 5000 | 70
PAV87VGR | GE Lighting Solutions | Albeo | ABV2(01234)2E571xXXXXXW | Indoor Luminaires | High-Bay | High-Bay Luminaires for Commercial and Industrial Buildings | Premium | FALSE | [9 empty] | 42674 |  |  | Yes | Updated on 2/13/2017 | 4.1 | 36400 | 149.79 | 243 | 20 | 0.9 | 5000 | 70
PWQAJF6P | GE Lighting Solutions | Albeo | ABV2(5D)3V571(124)XXXXXW | Indoor Luminaires | High-Bay | High-Bay Luminaires for Commercial and Industrial Buildings | Premium | FALSE | [9 empty] | 42674 |  |  | Yes | Updated on 2/13/2017 | 4.1 | 36400 | 152.3 | 239 | 20 | 0.9 | 5000 | 70
PAV4G3AH | GE Lighting Solutions | Albeo | ABV2(01234)3V571xXXXXXW | Indoor Luminaires | High-Bay | High-Bay Luminaires for Commercial and Industrial Buildings | Premium | FALSE | [9 empty] | 42674 |  |  | Yes | Updated on 2/13/2017 | 4.1 | 36400 | 163.96 | 222 | 20 | 0.9 | 5000 | 70
PS6CAUY2 | GE Lighting Solutions | Albeo | ABV2(5D)2E579xXXXXXW | Indoor Luminaires | High-Bay | High-Bay Luminaires for Commercial and Industrial Buildings | Premium | FALSE | [9 empty] | 42674 |  |  | Yes | Updated on 2/13/2017 | 4.1 | 34944 | 143.21 | 244 | 20 | 0.9 | 5000 | 70
PFDZ22BY | GE Lighting Solutions | Albeo | ABV2(01234)2E579xXXXXXW | Indoor Luminaires | High-Bay | High-Bay Luminaires for Commercial and Industrial Buildings | Premium | FALSE | [9 empty] | 42674 |  |  | Yes | Updated on 2/13/2017 | 4.1 | 34944 | 143.8 | 243 | 20 | 0.9 | 5000 | 70
PAYDF2BH | GE Lighting Solutions | Albeo | ABV2(5D)3V579(124)XXXXXW | Indoor Luminaires | High-Bay | High-Bay Luminaires for Commercial and Industrial Buildings | Premium | FALSE | [9 empty] | 42674 |  |  | Yes | Updated on 2/13/2017 | 4.1 | 34944 | 146.2 | 239 | 20 | 0.9 | 5000 | 70
P9JABS9G | GE Lighting Solutions | Albeo | ABV2(01234)3V579xXXXXXW | Indoor Luminaires | High-Bay | High-Bay Luminaires for Commercial and Industrial Buildings | Premium | FALSE | [9 empty] | 42674 |  |  | Yes | Updated on 2/13/2017 | 4.1 | 34944 | 157.4 | 222 | 20 | 0.9 | 5000 | 70
PVS1SW72 | GE Lighting Solutions | Albeo | ABV2(01234)2E57DxXXXXXW | Indoor Luminaires | High-Bay | High-Bay Luminaires for Commercial and Industrial Buildings | Premium | FALSE | [9 empty] | 42674 |  |  | Yes | Updated on 2/13/2017 | 4.1 | 34216 | 140.8 | 243 | 20 | 0.9 | 5000 | 70
PQG6G36Z | GE Lighting Solutions | Albeo | ABV2(5D)2E57DxXXXXXW | Indoor Luminaires | High-Bay | High-Bay Luminaires for Commercial and Industrial Buildings | Premium | FALSE | [9 empty] | 42674 |  |  | Yes | Updated on 2/13/2017 | 4.1 | 34216 | 140.22 | 244 | 20 | 0.9 | 5000 | 70
P2TMRX4U | GE Lighting Solutions | Albeo | ABV2(01234)3V57DxXXXXXW | Indoor Luminaires | High-Bay | High-Bay Luminaires for Commercial and Industrial Buildings | Premium | FALSE | [9 empty] | 42674 |  |  | Yes | Updated on 2/13/2017 | 4.1 | 34216 | 154.12 | 222 | 20 | 0.9 | 5000 | 70
P1UFAB91 | GE Lighting Solutions | Albeo | ABV2(5D)3V57D(124)XXXXXW | Indoor Luminaires | High-Bay | High-Bay Luminaires for Commercial and Industrial Buildings | Premium | FALSE | [9 empty] | 42674 |  |  | Yes | Updated on 2/13/2017 | 4.1 | 34216 | 143.16 | 239 | 20 | 0.9 | 5000 | 70
P2PQHGBW | GE Lighting Solutions | Albeo | ABV2(01234)2E575xXXXXXW | Indoor Luminaires | High-Bay | High-Bay Luminaires for Commercial and Industrial Buildings | Premium | FALSE | [9 empty] | 42674 |  |  | Yes | Updated on 2/13/2017 | 4.1 | 33852 | 139.3 | 243 | 20 | 0.9 | 5000 | 70
P2CXBNBH | GE Lighting Solutions | Albeo | ABV2(5D)2E575xXXXXXW | Indoor Luminaires | High-Bay | High-Bay Luminaires for Commercial and Industrial Buildings | Premium | FALSE | [9 empty] | 42674 |  |  | Yes | Updated on 2/13/2017 | 4.1 | 33852 | 138.73 | 244 | 20 | 0.9 | 5000 | 70
PJEST39F | GE Lighting Solutions | Albeo | ABV2(01234)3V575xXXXXXW | Indoor Luminaires | High-Bay | High-Bay Luminaires for Commercial and Industrial Buildings | Premium | FALSE | [9 empty] | 42674 |  |  | Yes | Updated on 2/13/2017 | 4.1 | 33852 | 152.48 | 222 | 20 | 0.9 | 5000 | 70
PCG7FG1U | GE Lighting Solutions | Albeo | ABV2(5D)3V575(124)XXXXXW | Indoor Luminaires | High-Bay | High-Bay Luminaires for Commercial and Industrial Buildings | Premium | FALSE | [9 empty] | 42674 |  |  | Yes | Updated on 2/13/2017 | 4.1 | 33852 | 141.64 | 239 | 20 | 0.9 | 5000 | 70
PZPEZ8JQ | GE Lighting Solutions | Albeo | ABV2(5D)2V571(124)XXXXXW | Indoor Luminaires | High-Bay | High-Bay Luminaires for Commercial and Industrial Buildings | Premium | FALSE | [9 empty] | 42674 |  |  | Yes | Updated on 2/13/2017 | 4.1 | 24300 | 151.87 | 160 | 20 | 0.9 | 5000 | 70
PGUXBBWC | GE Lighting Solutions | Albeo | ABV2(01234)2V571xXXXXXW | Indoor Luminaires | High-Bay | High-Bay Luminaires for Commercial and Industrial Buildings | Premium | FALSE | [9 empty] | 42674 |  |  | Yes | Updated on 2/13/2017 | 4.1 | 24300 | 164.18 | 148 | 20 | 0.9 | 5000 | 70
PPXS61PA | GE Lighting Solutions | Albeo | ABV2(5D)2V579(124)XXXXXW | Indoor Luminaires | High-Bay | High-Bay Luminaires for Commercial and Industrial Buildings | Premium | FALSE | [9 empty] | 42674 |  |  | Yes | Updated on 2/13/2017 | 4.1 | 23328 | 145.8 | 160 | 20 | 0.9 | 5000 | 70
PKEA3ZFN | GE Lighting Solutions | Albeo | ABV2(01234)2V579xXXXXXW | Indoor Luminaires | High-Bay | High-Bay Luminaires for Commercial and Industrial Buildings | Premium | FALSE | [9 empty] | 42674 |  |  | Yes | Updated on 2/13/2017 | 4.1 | 23328 | 157.62 | 148 | 20 | 0.9 | 5000 | 70
PK3FG8HG | GE Lighting Solutions | Albeo | ABV2(01234)2V57DxXXXXXW | Indoor Luminaires | High-Bay | High-Bay Luminaires for Commercial and Industrial Buildings | Premium | FALSE | [9 empty] | 42674 |  |  | Yes | Updated on 2/13/2017 | 4.1 | 22842 | 154.33 | 148 | 20 | 0.9 | 5000 | 70
P7KT1ZJR | GE Lighting Solutions | Albeo | ABV2(5D)2V57D(124)XXXXXW | Indoor Luminaires | High-Bay | High-Bay Luminaires for Commercial and Industrial Buildings | Premium | FALSE | [9 empty] | 42674 |  |  | Yes | Updated on 2/13/2017 | 4.1 | 22842 | 142.76 | 160 | 20 | 0.9 | 5000 | 70
PX5DTJGV | GE Lighting Solutions | Albeo | ABV2(01234)2V575xXXXXXW | Indoor Luminaires | High-Bay | High-Bay Luminaires for Commercial and Industrial Buildings | Premium | FALSE | [9 empty] | 42674 |  |  | Yes | Updated on 2/13/2017 | 4.1 | 22599 | 152.69 | 148 | 20 | 0.9 | 5000 | 70
PP3WFQHN | GE Lighting Solutions | Albeo | ABV2(5D)2V575(124)XXXXXW | Indoor Luminaires | High-Bay | High-Bay Luminaires for Commercial and Industrial Buildings | Premium | FALSE | [9 empty] | 42674 |  |  | Yes | Updated on 2/13/2017 | 4.1 | 22599 | 141.24 | 160 | 20 | 0.9 | 5000 | 70
PE4SD737 | GE Lighting Solutions | Albeo | ABV2(5D)2T571(124)XXXXXW | Indoor Luminaires | High-Bay | High-Bay Luminaires for Commercial and Industrial Buildings | Premium | FALSE | [9 empty] | 42674 |  |  | Yes | Updated on 2/13/2017 | 4.1 | 18300 | 161.94 | 113 | 20 | 0.9 | 5000 | 70
PBJAEDW5 | GE Lighting Solutions | Albeo | ABV2(5D)1E571xXXXXXW | Indoor Luminaires | High-Bay | High-Bay Luminaires for Commercial and Industrial Buildings | Premium | FALSE | [9 empty] | 42674 |  |  | Yes | Updated on 2/13/2017 | 4.1 | 18200 | 149.18 | 122 | 20 | 0.9 | 5000 | 70
PB8YG9GF | GE Lighting Solutions | Albeo | ABV2(01234)2T571xXXXXXW | Indoor Luminaires | High-Bay | High-Bay Luminaires for Commercial and Industrial Buildings | Premium | FALSE | [9 empty] | 42674 |  |  | Yes | Updated on 2/13/2017 | 4.1 | 18300 | 171.02 | 107 | 20 | 0.9 | 5000 | 70
P7D3BQM3 | GE Lighting Solutions | Albeo | ABV2(01234)1E571xXXXXXW | Indoor Luminaires | High-Bay | High-Bay Luminaires for Commercial and Industrial Buildings | Premium | FALSE | [9 empty] | 42674 |  |  | Yes | Updated on 2/13/2017 | 4.1 | 18200 | 150.41 | 121 | 20 | 0.9 | 5000 | 70
PV6F935Z | GE Lighting Solutions | Albeo | ABV2(01234)2T579xXXXXXW | Indoor Luminaires | High-Bay | High-Bay Luminaires for Commercial and Industrial Buildings | Premium | FALSE | [9 empty] | 42674 |  |  | Yes | Updated on 2/13/2017 | 4.1 | 17568 | 164.18 | 107 | 20 | 0.9 | 5000 | 70
PNXZJHSM | GE Lighting Solutions | Albeo | ABV2(5D)2T579(124)XXXXXW | Indoor Luminaires | High-Bay | High-Bay Luminaires for Commercial and Industrial Buildings | Premium | FALSE | [9 empty] | 42674 |  |  | Yes | Updated on 2/13/2017 | 4.1 | 17568 | 155.46 | 113 | 20 | 0.9 | 5000 | 70
P95VQ4WF | GE Lighting Solutions | Albeo | ABV2(01234)1E579xXXXXXW | Indoor Luminaires | High-Bay | High-Bay Luminaires for Commercial and Industrial Buildings | Premium | FALSE | [9 empty] | 42674 |  |  | Yes | Updated on 2/13/2017 | 4.1 | 17472 | 144.39 | 121 | 20 | 0.9 | 5000 | 70
P924FA5M | GE Lighting Solutions | Albeo | ABV2(5D)1E579xXXXXXW | Indoor Luminaires | High-Bay | High-Bay Luminaires for Commercial and Industrial Buildings | Premium | FALSE | [9 empty] | 42674 |  |  | Yes | Updated on 2/13/2017 | 4.1 | 17472 | 143.21 | 122 | 20 | 0.9 | 5000 | 70
PZ8HG6QH | GE Lighting Solutions | Albeo | ABV2(5D)2T57D(124)XXXXXW | Indoor Luminaires | High-Bay | High-Bay Luminaires for Commercial and Industrial Buildings | Premium | FALSE | [9 empty] | 42674 |  |  | Yes | Updated on 2/13/2017 | 4.1 | 17202 | 152.23 | 113 | 20 | 0.9 | 5000 | 70
PS6C95KC | GE Lighting Solutions | Albeo | ABV2(5D)1E57DxXXXXXW | Indoor Luminaires | High-Bay | High-Bay Luminaires for Commercial and Industrial Buildings | Premium | FALSE | [9 empty] | 42674 |  |  | Yes | Updated on 2/13/2017 | 4.1 | 17108 | 140.22 | 122 | 20 | 0.9 | 5000 | 70
P7CJNCSM | GE Lighting Solutions | Albeo | ABV2(01234)1E57DxXXXXXW | Indoor Luminaires | High-Bay | High-Bay Luminaires for Commercial and Industrial Buildings | Premium | FALSE | [9 empty] | 42674 |  |  | Yes | Updated on 2/13/2017 | 4.1 | 17108 | 141.38 | 121 | 20 | 0.9 | 5000 | 70
P6HTWS27 | GE Lighting Solutions | Albeo | ABV2(01234)2T57DxXXXXXW | Indoor Luminaires | High-Bay | High-Bay Luminaires for Commercial and Industrial Buildings | Premium | FALSE | [9 empty] | 42674 |  |  | Yes | Updated on 2/13/2017 | 4.1 | 17202 | 160.76 | 107 | 20 | 0.9 | 5000 | 70
PXAVMHPT | GE Lighting Solutions | Albeo | ABV2(5D)1E575xXXXXXW | Indoor Luminaires | High-Bay | High-Bay Luminaires for Commercial and Industrial Buildings | Premium | FALSE | [9 empty] | 42674 |  |  | Yes | Updated on 2/13/2017 | 4.1 | 16926 | 138.73 | 122 | 20 | 0.9 | 5000 | 70
PP5P8USR | GE Lighting Solutions | Albeo | ABV2(01234)1E575xXXXXXW | Indoor Luminaires | High-Bay | High-Bay Luminaires for Commercial and Industrial Buildings | Premium | FALSE | [9 empty] | 42674 |  |  | Yes | Updated on 2/13/2017 | 4.1 | 16926 | 139.88 | 121 | 20 | 0.9 | 5000 | 70
PFNRBXAV | GE Lighting Solutions | Albeo | ABV2(01234)2T575xXXXXXW | Indoor Luminaires | High-Bay | High-Bay Luminaires for Commercial and Industrial Buildings | Premium | FALSE | [9 empty] | 42674 |  |  | Yes | Updated on 2/13/2017 | 4.1 | 17019 | 159.05 | 107 | 20 | 0.9 | 5000 | 70
PEFGB623 | GE Lighting Solutions | Albeo | ABV2(5D)2T575(124)XXXXXW | Indoor Luminaires | High-Bay | High-Bay Luminaires for Commercial and Industrial Buildings | Premium | FALSE | [9 empty] | 42674 |  |  | Yes | Updated on 2/13/2017 | 4.1 | 17019 | 150.61 | 113 | 20 | 0.9 | 5000 | 70
PP7GP6E7 | GE Lighting Solutions | Albeo | ABV2(01234)1V571xXXXXXW | Indoor Luminaires | High-Bay | High-Bay Luminaires for Commercial and Industrial Buildings | Premium | FALSE | [9 empty] | 42674 |  |  | Yes | Updated on 2/13/2017 | 4.1 | 12100 | 163.51 | 74 | 20 | 0.9 | 5000 | 70
PGKHTAXY | GE Lighting Solutions | Albeo | ABV2(5D)1V571(124)XXXXXW | Indoor Luminaires | High-Bay | High-Bay Luminaires for Commercial and Industrial Buildings | Premium | FALSE | [9 empty] | 42674 |  |  | Yes | Updated on 2/13/2017 | 4.1 | 12100 | 151.25 | 80 | 20 | 0.9 | 5000 | 70
PHUZUCFM | GE Lighting Solutions | Albeo | ABV2(5D)1V579(124)XXXXXW | Indoor Luminaires | High-Bay | High-Bay Luminaires for Commercial and Industrial Buildings | Premium | FALSE | [9 empty] | 42674 |  |  | Yes | Updated on 2/13/2017 | 4.1 | 11616 | 145.2 | 80 | 20 | 0.9 | 5000 | 70
P2P8JDCZ | GE Lighting Solutions | Albeo | ABV2(01234)1V579xXXXXXW | Indoor Luminaires | High-Bay | High-Bay Luminaires for Commercial and Industrial Buildings | Premium | FALSE | [9 empty] | 42674 |  |  | Yes | Updated on 2/13/2017 | 4.1 | 11616 | 156.97 | 74 | 20 | 0.9 | 5000 | 70
PYHXP44N | GE Lighting Solutions | Albeo | ABV2(01234)1V57DxXXXXXW | Indoor Luminaires | High-Bay | High-Bay Luminaires for Commercial and Industrial Buildings | Premium | FALSE | [9 empty] | 42674 |  |  | Yes | Updated on 2/13/2017 | 4.1 | 11374 | 153.7 | 74 | 20 | 0.9 | 5000 | 70
PA1UUBMF | GE Lighting Solutions | Albeo | ABV2(5D)1V57D(124)XXXXXW | Indoor Luminaires | High-Bay | High-Bay Luminaires for Commercial and Industrial Buildings | Premium | FALSE | [9 empty] | 42674 |  |  | Yes | Updated on 2/13/2017 | 4.1 | 11374 | 142.17 | 80 | 20 | 0.9 | 5000 | 70
PAG7HNND | GE Lighting Solutions | Albeo | ABV2(01234)1V575xXXXXXW | Indoor Luminaires | High-Bay | High-Bay Luminaires for Commercial and Industrial Buildings | Premium | FALSE | [9 empty] | 42674 |  |  | Yes | Updated on 2/13/2017 | 4.1 | 11253 | 152.06 | 74 | 20 | 0.9 | 5000 | 70
P63HN3RN | GE Lighting Solutions | Albeo | ABV2(5D)1V575(124)XXXXXW | Indoor Luminaires | High-Bay | High-Bay Luminaires for Commercial and Industrial Buildings | Premium | FALSE | [9 empty] | 42674 |  |  | Yes | Updated on 2/13/2017 | 4.1 | 11253 | 140.66 | 80 | 20 | 0.9 | 5000 | 70
PQ8BRNZZ | GE Lighting Solutions | Albeo | ABV2(01234)1T571xXXXXXW | Indoor Luminaires | High-Bay | Low-Bay Luminaires for Commercial and Industrial Buildings | Premium | TRUE | 8979.1 | 169.4 | 53 | 9.5 | 0.97 | 5080 | 79.6 | 5 | 50000 | 42674 |  |  | Yes | Updated on 2/13/2017 | 4.1 | 9100 | 171.69 | 53 | 20 | 0.9 | 5000 | 70
P7JZZEB7 | GE Lighting Solutions | Albeo | ABV2(5D)1T571(124)XXXXXW | Indoor Luminaires | High-Bay | Low-Bay Luminaires for Commercial and Industrial Buildings | Premium | FALSE | [9 empty] | 42674 |  |  | Yes | Updated on 2/13/2017 | 4.1 | 9100 | 159.64 | 57 | 20 | 0.9 | 5000 | 70
PZ21GJDY | GE Lighting Solutions | Albeo | ABV2(5D)1T579(124)XXXXXW | Indoor Luminaires | High-Bay | Low-Bay Luminaires for Commercial and Industrial Buildings | Premium | FALSE | [9 empty] | 42674 |  |  | Yes | Updated on 2/13/2017 | 4.1 | 8736 | 153.26 | 57 | 20 | 0.9 | 5000 | 70
PU2K3RYM | GE Lighting Solutions | Albeo | ABV2(01234)1T579xXXXXXW | Indoor Luminaires | High-Bay | Low-Bay Luminaires for Commercial and Industrial Buildings | Premium | FALSE | [9 empty] | 42674 |  |  | Yes | Updated on 2/13/2017 | 4.1 | 8736 | 164.83 | 53 | 20 | 0.9 | 5000 | 70
PPEDFVXJ | GE Lighting Solutions | Albeo | ABV2(5D)1T57D(124)XXXXXW | Indoor Luminaires | High-Bay | Low-Bay Luminaires for Commercial and Industrial Buildings | Premium | FALSE | [9 empty] | 42674 |  |  | Yes | Updated on 2/13/2017 | 4.1 | 8554 | 150.07 | 57 | 20 | 0.9 | 5000 | 70
P5N739E6 | GE Lighting Solutions | Albeo | ABV2(01234)1T57DxXXXXXW | Indoor Luminaires | High-Bay | Low-Bay Luminaires for Commercial and Industrial Buildings | Premium | FALSE | [9 empty] | 42674 |  |  | Yes | Updated on 2/13/2017 | 4.1 | 8554 | 161.39 | 53 | 20 | 0.9 | 5000 | 70
PK2HCSR5 | GE Lighting Solutions | Albeo | ABV2(5D)1T575(124)XXXXXW | Indoor Luminaires | High-Bay | Low-Bay Luminaires for Commercial and Industrial Buildings | Premium | FALSE | [9 empty] | 42674 |  |  | Yes | Updated on 2/13/2017 | 4.1 | 8463 | 148.47 | 57 | 20 | 0.9 | 5000 | 70
PCKW9CAX | GE Lighting Solutions | Albeo | ABV2(01234)1T575xXXXXXW | Indoor Luminaires | High-Bay | Low-Bay Luminaires for Commercial and Industrial Buildings | Premium | FALSE | [9 empty] | 42674 |  |  | Yes | Updated on 2/13/2017 | 4.1 | 8463 | 159.67 | 53 | 20 | 0.9 | 5000 | 70
P4YJKMU7 | GE Lighting Solutions | Albeo | ABV2(5D)3V571NXXXXXW | Indoor Luminaires | High-Bay | High-Bay Luminaires for Commercial and Industrial Buildings | Premium | FALSE | [9 empty] | 42674 |  |  | No | Updated on 2/13/2017 | 4.1 | 36400 | 161.06 | 226 | 20 | 0.9 | 5000 | 70
PRPNBEV1 | GE Lighting Solutions | Albeo | ABV2(5D)3V579NXXXXXW | Indoor Luminaires | High-Bay | High-Bay Luminaires for Commercial and Industrial Buildings | Premium | FALSE | [9 empty] | 42674 |  |  | No | Updated on 2/13/2017 | 4.1 | 34944 | 154.61 | 226 | 20 | 0.9 | 5000 | 70
PKYKUNNT | GE Lighting Solutions | Albeo | ABV2(5D)3V57DNXXXXXW | Indoor Luminaires | High-Bay | High-Bay Luminaires for Commercial and Industrial Buildings | Premium | FALSE | [9 empty] | 42674 |  |  | No | Updated on 2/13/2017 | 4.1 | 34216 | 151.39 | 226 | 20 | 0.9 | 5000 | 70
PCGGZPM1 | GE Lighting Solutions | Albeo | ABV2(5D)3V575NXXXXXW | Indoor Luminaires | High-Bay | High-Bay Luminaires for Commercial and Industrial Buildings | Premium | FALSE | [9 empty] | 42674 |  |  | No | Updated on 2/13/2017 | 4.1 | 33852 | 149.78 | 226 | 20 | 0.9 | 5000 | 70
P5ZKG9JS | GE Lighting Solutions | Albeo | ABV2(5D)2V571NXXXXXW | Indoor Luminaires | High-Bay | High-Bay Luminaires for Commercial and Industrial Buildings | Premium | FALSE | [9 empty] | 42674 |  |  | No | Updated on 2/13/2017 | 4.1 | 24300 | 160.92 | 151 | 20 | 0.9 | 5000 | 70
PHRMSS3J | GE Lighting Solutions | Albeo | ABV2(5D)2V579NXXXXXW | Indoor Luminaires | High-Bay | High-Bay Luminaires for Commercial and Industrial Buildings | Premium | FALSE | [9 empty] | 42674 |  |  | No | Updated on 2/13/2017 | 4.1 | 23328 | 154.49 | 151 | 20 | 0.9 | 5000 | 70
PF2J8MRK | GE Lighting Solutions | Albeo | ABV2(5D)2V57DNXXXXXW | Indoor Luminaires | High-Bay | High-Bay Luminaires for Commercial and Industrial Buildings | Premium | FALSE | [9 empty] | 42674 |  |  | No | Updated on 2/13/2017 | 4.1 | 22842 | 151.27 | 151 | 20 | 0.9 | 5000 | 70
PW9CPSHP | GE Lighting Solutions | Albeo | ABV2(5D)2V575NXXXXXW | Indoor Luminaires | High-Bay | High-Bay Luminaires for Commercial and Industrial Buildings | Premium | FALSE | [9 empty] | 42674 |  |  | No | Updated on 2/13/2017 | 4.1 | 22599 | 149.66 | 151 | 20 | 0.9 | 5000 | 70
PN27GCE6 | GE Lighting Solutions | Albeo | ABV2(5D)2T571NXXXXXW | Indoor Luminaires | High-Bay | High-Bay Luminaires for Commercial and Industrial Buildings | Premium | FALSE | [9 empty] | 42674 |  |  | No | Updated on 2/13/2017 | 4.1 | 18300 | 171.02 | 107 | 20 | 0.9 | 5000 | 70
PT494G5J | GE Lighting Solutions | Albeo | ABV2(5D)2T579NXXXXXW | Indoor Luminaires | High-Bay | High-Bay Luminaires for Commercial and Industrial Buildings | Premium | FALSE | [9 empty] | 42674 |  |  | No | Updated on 2/13/2017 | 4.1 | 17568 | 164.18 | 107 | 20 | 0.9 | 5000 | 70
PUXHYUCX | GE Lighting Solutions | Albeo | ABV2(5D)2T57DNXXXXXW | Indoor Luminaires | High-Bay | High-Bay Luminaires for Commercial and Industrial Buildings | Premium | FALSE | [9 empty] | 42674 |  |  | No | Updated on 2/13/2017 | 4.1 | 17202 | 160.76 | 107 | 20 | 0.9 | 5000 | 70
P9SYHAVA | GE Lighting Solutions | Albeo | ABV2(5D)2T575NXXXXXW | Indoor Luminaires | High-Bay | High-Bay Luminaires for Commercial and Industrial Buildings | Premium | FALSE | [9 empty] | 42674 |  |  | No | Updated on 2/13/2017 | 4.1 | 17019 | 159.05 | 107 | 20 | 0.9 | 5000 | 70
PCUVXCUK | GE Lighting Solutions | Albeo | ABV2(5D)1V571NXXXXXW | Indoor Luminaires | High-Bay | High-Bay Luminaires for Commercial and Industrial Buildings | Premium | FALSE | [9 empty] | 42674 |  |  | No | Updated on 2/13/2017 | 4.1 | 12100 | 161.33 | 75 | 20 | 0.9 | 5000 | 70
PPPPS9FJ | GE Lighting Solutions | Albeo | ABV2(5D)1V579NXXXXXW | Indoor Luminaires | High-Bay | High-Bay Luminaires for Commercial and Industrial Buildings | Premium | FALSE | [9 empty] | 42674 |  |  | No | Updated on 2/13/2017 | 4.1 | 11616 | 154.88 | 75 | 20 | 0.9 | 5000 | 70
PBHTM9TC | GE Lighting Solutions | Albeo | ABV2(5D)1V57DNXXXXXW | Indoor Luminaires | High-Bay | High-Bay Luminaires for Commercial and Industrial Buildings | Premium | FALSE | [9 empty] | 42674 |  |  | No | Updated on 2/13/2017 | 4.1 | 11374 | 151.65 | 75 | 20 | 0.9 | 5000 | 70
PK2XVV7D | GE Lighting Solutions | Albeo | ABV2(5D)1V575NXXXXXW | Indoor Luminaires | High-Bay | High-Bay Luminaires for Commercial and Industrial Buildings | Premium | FALSE | [9 empty] | 42674 |  |  | No | Updated on 2/13/2017 | 4.1 | 11253 | 150.04 | 75 | 20 | 0.9 | 5000 | 70
PVNNP89R | GE Lighting Solutions | Albeo | ABV2(5D)1T571NXXXXXW | Indoor Luminaires | High-Bay | Low-Bay Luminaires for Commercial and Industrial Buildings | Premium | FALSE | [9 empty] | 42674 |  |  | No | Updated on 2/13/2017 | 4.1 | 9100 | 165.45 | 55 | 20 | 0.9 | 5000 | 70
PCQ3PV1R | GE Lighting Solutions | Albeo | ABV2(5D)1T579NXXXXXW | Indoor Luminaires | High-Bay | Low-Bay Luminaires for Commercial and Industrial Buildings | Premium | FALSE | [9 empty] | 42674 |  |  | No | Updated on 2/13/2017 | 4.1 | 8736 | 158.83 | 55 | 20 | 0.9 | 5000 | 70
PGM42KMS | GE Lighting Solutions | Albeo | ABV2(5D)1T57DNXXXXXW | Indoor Luminaires | High-Bay | Low-Bay Luminaires for Commercial and Industrial Buildings | Premium | FALSE | [9 empty] | 42674 |  |  | No | Updated on 2/13/2017 | 4.1 | 8554 | 155.52 | 55 | 20 | 0.9 | 5000 | 70
P5A8J75R | GE Lighting Solutions | Albeo | ABV2(5D)1T575NXXXXXW | Indoor Luminaires | High-Bay | Low-Bay Luminaires for Commercial and Industrial Buildings | Premium | FALSE | [9 empty] | 42674 |  |  | No | Updated on 2/13/2017 | 4.1 | 8463 | 153.87 | 55 | 20 | 0.9 | 5000 | 70
PQ1A65NV | GE Lighting Solutions | Albeo | ABV2(5D)3V491(124)XXXXXW | Indoor Luminaires | High-Bay | High-Bay Luminaires for Commercial and Industrial Buildings | Standard | FALSE | [9 empty] | 42674 |  |  | Yes | Updated on 2/13/2017 | 4.1 | 29636.89 | 124 | 239 | 20 | 0.9 | 4000 | 90
P8SB17Z5 | GE Lighting Solutions | Albeo | ABV2(01234)3V491xXXXXXW | Indoor Luminaires | High-Bay | High-Bay Luminaires for Commercial and Industrial Buildings | Premium | FALSE | [9 empty] | 42674 |  |  | Yes | Updated on 2/13/2017 | 4.1 | 29636.89 | 133.49 | 222 | 20 | 0.9 | 4000 | 90
PGAJ6ZCG | GE Lighting Solutions | Albeo | ABV2(01234)3V499xXXXXXW | Indoor Luminaires | High-Bay | High-Bay Luminaires for Commercial and Industrial Buildings | Standard | FALSE | [9 empty] | 42674 |  |  | Yes | Updated on 2/13/2017 | 4.1 | 28451.41 | 128.15 | 222 | 20 | 0.9 | 4000 | 90
PHJUG2H5 | GE Lighting Solutions | Albeo | ABV2(01234)3V49DxXXXXXW | Indoor Luminaires | High-Bay | High-Bay Luminaires for Commercial and Industrial Buildings | Standard | FALSE | [9 empty] | 42674 |  |  | Yes | Updated on 2/13/2017 | 4.1 | 27858.68 | 125.48 | 222 | 20 | 0.9 | 4000 | 90
P9PHKT88 | GE Lighting Solutions | Albeo | ABV2(01234)3V495xXXXXXW | Indoor Luminaires | High-Bay | High-Bay Luminaires for Commercial and Industrial Buildings | Standard | FALSE | [9 empty] | 42674 |  |  | Yes | Updated on 2/13/2017 | 4.1 | 27562.31 | 124.15 | 222 | 20 | 0.9 | 4000 | 90
PPA9EGHQ | GE Lighting Solutions | Albeo | ABV2(01234)2V491xXXXXXW | Indoor Luminaires | High-Bay | High-Bay Luminaires for Commercial and Industrial Buildings | Premium | FALSE | [9 empty] | 42674 |  |  | Yes | Updated on 2/13/2017 | 4.1 | 19785.06 | 133.68 | 148 | 20 | 0.9 | 4000 | 90
P4XC7S6Q | GE Lighting Solutions | Albeo | ABV2(5D)2V491(124)XXXXXW | Indoor Luminaires | High-Bay | High-Bay Luminaires for Commercial and Industrial Buildings | Standard | FALSE | [9 empty] | 42674 |  |  | Yes | Updated on 2/13/2017 | 4.1 | 19785.06 | 123.65 | 160 | 20 | 0.9 | 4000 | 90
PVXS9PA3 | GE Lighting Solutions | Albeo | ABV2(01234)2V499xXXXXXW | Indoor Luminaires | High-Bay | High-Bay Luminaires for Commercial and Industrial Buildings | Standard | FALSE | [9 empty] | 42674 |  |  | Yes | Updated on 2/13/2017 | 4.1 | 18993.66 | 128.33 | 148 | 20 | 0.9 | 4000 | 90
PQ9QFKXG | GE Lighting Solutions | Albeo | ABV2(01234)2V49DxXXXXXW | Indoor Luminaires | High-Bay | High-Bay Luminaires for Commercial and Industrial Buildings | Standard | FALSE | [9 empty] | 42674 |  |  | Yes | Updated on 2/13/2017 | 4.1 | 18597.96 | 125.66 | 148 | 20 | 0.9 | 4000 | 90
P3Y5BAK7 | GE Lighting Solutions | Albeo | ABV2(01234)2V495xXXXXXW | Indoor Luminaires | High-Bay | High-Bay Luminaires for Commercial and Industrial Buildings | Standard | FALSE | [9 empty] | 42674 |  |  | Yes | Updated on 2/13/2017 | 4.1 | 18400.11 | 124.32 | 148 | 20 | 0.9 | 4000 | 90
PNDDCQT8 | GE Lighting Solutions | Albeo | ABV2(01234)2T491xXXXXXW | Indoor Luminaires | High-Bay | High-Bay Luminaires for Commercial and Industrial Buildings | Premium | FALSE | [9 empty] | 42674 |  |  | Yes | Updated on 2/13/2017 | 4.1 | 14899.86 | 139.25 | 107 | 20 | 0.9 | 4000 | 90
PM47S4KW | GE Lighting Solutions | Albeo | ABV2(5D)2T491(124)XXXXXW | Indoor Luminaires | High-Bay | High-Bay Luminaires for Commercial and Industrial Buildings | Premium | FALSE | [9 empty] | 42674 |  |  | Yes | Updated on 2/13/2017 | 4.1 | 14899.86 | 131.85 | 113 | 20 | 0.9 | 4000 | 90
PJR1HCH3 | GE Lighting Solutions | Albeo | ABV2(01234)2T499xXXXXXW | Indoor Luminaires | High-Bay | High-Bay Luminaires for Commercial and Industrial Buildings | Premium | FALSE | [9 empty] | 42674 |  |  | Yes | Updated on 2/13/2017 | 4.1 | 14303.87 | 133.68 | 107 | 20 | 0.9 | 4000 | 90
P9QJY1D6 | GE Lighting Solutions | Albeo | ABV2(5D)2T499(124)XXXXXW | Indoor Luminaires | High-Bay | High-Bay Luminaires for Commercial and Industrial Buildings | Standard | FALSE | [9 empty] | 42674 |  |  | Yes | Updated on 2/13/2017 | 4.1 | 14303.87 | 126.58 | 113 | 20 | 0.9 | 4000 | 90
P67UQPSM | GE Lighting Solutions | Albeo | ABV2(01234)2T49DxXXXXXW | Indoor Luminaires | High-Bay | High-Bay Luminaires for Commercial and Industrial Buildings | Premium | FALSE | [9 empty] | 42674 |  |  | Yes | Updated on 2/13/2017 | 4.1 | 14005.87 | 130.89 | 107 | 20 | 0.9 | 4000 | 90
PUNT6U7T | GE Lighting Solutions | Albeo | ABV2(01234)2T495xXXXXXW | Indoor Luminaires | High-Bay | High-Bay Luminaires for Commercial and Industrial Buildings | Standard | FALSE | [9 empty] | 42674 |  |  | Yes | Updated on 2/13/2017 | 4.1 | 13856.87 | 129.5 | 107 | 20 | 0.9 | 4000 | 90
PXK86N5E | GE Lighting Solutions | Albeo | ABV2(5D)1V491(124)XXXXXW | Indoor Luminaires | High-Bay | Low-Bay Luminaires for Commercial and Industrial Buildings | Standard | FALSE | [9 empty] | 42674 |  |  | Yes | Updated on 2/13/2017 | 4.1 | 9851.82 | 123.14 | 80 | 20 | 0.9 | 4000 | 90
PWNWMGQH | GE Lighting Solutions | Albeo | ABV2(01234)1V491xXXXXXW | Indoor Luminaires | High-Bay | Low-Bay Luminaires for Commercial and Industrial Buildings | Premium | FALSE | [9 empty] | 42674 |  |  | Yes | Updated on 2/13/2017 | 4.1 | 9851.82 | 133.13 | 74 | 20 | 0.9 | 4000 | 90
P15E7V5D | GE Lighting Solutions | Albeo | ABV2(01234)1V499xXXXXXW | Indoor Luminaires | High-Bay | Low-Bay Luminaires for Commercial and Industrial Buildings | Standard | FALSE | [9 empty] | 42674 |  |  | Yes | Updated on 2/13/2017 | 4.1 | 9457.75 | 127.8 | 74 | 20 | 0.9 | 4000 | 90
PHRTTE96 | GE Lighting Solutions | Albeo | ABV2(01234)1V49DxXXXXXW | Indoor Luminaires | High-Bay | Low-Bay Luminaires for Commercial and Industrial Buildings | Standard | FALSE | [9 empty] | 42674 |  |  | Yes | Updated on 2/13/2017 | 4.1 | 9260.71 | 125.14 | 74 | 20 | 0.9 | 4000 | 90
PYK4JQ48 | GE Lighting Solutions | Albeo | ABV2(01234)1V495xXXXXXW | Indoor Luminaires | High-Bay | Low-Bay Luminaires for Commercial and Industrial Buildings | Standard | FALSE | [9 empty] | 42674 |  |  | Yes | Updated on 2/13/2017 | 4.1 | 9162.19 | 123.81 | 74 | 20 | 0.9 | 4000 | 90
PM6QG399 | GE Lighting Solutions | Albeo | ABV2(01234)1T491xXXXXXW | Indoor Luminaires | High-Bay | Low-Bay Luminaires for Commercial and Industrial Buildings | Premium | FALSE | [9 empty] | 42674 |  |  | Yes | Updated on 2/13/2017 | 4.1 | 7409.22 | 139.79 | 53 | 20 | 0.9 | 4000 | 90
P6UXUQAN | GE Lighting Solutions | Albeo | ABV2(5D)1T491(124)XXXXXW | Indoor Luminaires | High-Bay | Low-Bay Luminaires for Commercial and Industrial Buildings | Standard | FALSE | [9 empty] | 42674 |  |  | Yes | Updated on 2/13/2017 | 4.1 | 7409.22 | 129.98 | 57 | 20 | 0.9 | 4000 | 90
PT7PJFK7 | GE Lighting Solutions | Albeo | ABV2(5D)1T499(124)XXXXXW | Indoor Luminaires | High-Bay | Low-Bay Luminaires for Commercial and Industrial Buildings | Standard | FALSE | [9 empty] | 42674 |  |  | Yes | Updated on 2/13/2017 | 4.1 | 7112.85 | 124.78 | 57 | 20 | 0.9 | 4000 | 90
PDXSGX49 | GE Lighting Solutions | Albeo | ABV2(01234)1T499xXXXXXW | Indoor Luminaires | High-Bay | Low-Bay Luminaires for Commercial and Industrial Buildings | Premium | FALSE | [9 empty] | 42674 |  |  | Yes | Updated on 2/13/2017 | 4.1 | 7112.85 | 134.2 | 53 | 20 | 0.9 | 4000 | 90
P7TS9QC4 | GE Lighting Solutions | Albeo | ABV2(01234)1T49DxXXXXXW | Indoor Luminaires | High-Bay | Low-Bay Luminaires for Commercial and Industrial Buildings | Premium | FALSE | [9 empty] | 42674 |  |  | Yes | Updated on 2/13/2017 | 4.1 | 6964.67 | 131.4 | 53 | 20 | 0.9 | 4000 | 90
P9XSFF3A | GE Lighting Solutions | Albeo | ABV2(01234)1T495xXXXXXW | Indoor Luminaires | High-Bay | Low-Bay Luminaires for Commercial and Industrial Buildings | Premium | TRUE | 6827.9 | 130.8 | 52.2 | 9.6 | 0.97 | 3829 | 96.3 | 5 | 50000 | 42674 |  |  | Yes | Updated on 2/13/2017 | 4.1 | 6890.57 | 130.01 | 53 | 20 | 0.9 | 4000 | 90
PU2QNRGB | GE Lighting Solutions | Albeo | ABV2(5D)3V491NXXXXXW | Indoor Luminaires | High-Bay | High-Bay Luminaires for Commercial and Industrial Buildings | Premium | FALSE | [9 empty] | 42674 |  |  | No | Updated on 2/13/2017 | 4.1 | 29636.89 | 131.13 | 226 | 20 | 0.9 | 4000 | 90
PMGXWFMR | GE Lighting Solutions | Albeo | ABV2(5D)3V499NXXXXXW | Indoor Luminaires | High-Bay | High-Bay Luminaires for Commercial and Industrial Buildings | Standard | FALSE | [9 empty] | 42674 |  |  | No | Updated on 2/13/2017 | 4.1 | 28451.41 | 125.89 | 226 | 20 | 0.9 | 4000 | 90
P8WZHKZH | GE Lighting Solutions | Albeo | ABV2(5D)3V49DNXXXXXW | Indoor Luminaires | High-Bay | High-Bay Luminaires for Commercial and Industrial Buildings | Standard | FALSE | [9 empty] | 42674 |  |  | No | Updated on 2/13/2017 | 4.1 | 27858.68 | 123.26 | 226 | 20 | 0.9 | 4000 | 90
PY83K54G | GE Lighting Solutions | Albeo | ABV2(5D)3V495NXXXXXW | Indoor Luminaires | High-Bay | High-Bay Luminaires for Commercial and Industrial Buildings | Standard | FALSE | [9 empty] | 42674 |  |  | No | Updated on 2/13/2017 | 4.1 | 27562.31 | 121.95 | 226 | 20 | 0.9 | 4000 | 90
P9DXZVYK | GE Lighting Solutions | Albeo | ABV2(5D)2V491NXXXXXW | Indoor Luminaires | High-Bay | High-Bay Luminaires for Commercial and Industrial Buildings | Premium | FALSE | [9 empty] | 42674 |  |  | No | Updated on 2/13/2017 | 4.1 | 19785.06 | 131.02 | 151 | 20 | 0.9 | 4000 | 90
PRPCZ5ZM | GE Lighting Solutions | Albeo | ABV2(5D)2V499NXXXXXW | Indoor Luminaires | High-Bay | High-Bay Luminaires for Commercial and Industrial Buildings | Standard | FALSE | [9 empty] | 42674 |  |  | No | Updated on 2/13/2017 | 4.1 | 18993.66 | 125.78 | 151 | 20 | 0.9 | 4000 | 90
PZV4AM3Q | GE Lighting Solutions | Albeo | ABV2(5D)2V49DNXXXXXW | Indoor Luminaires | High-Bay | High-Bay Luminaires for Commercial and Industrial Buildings | Standard | FALSE | [9 empty] | 42674 |  |  | No | Updated on 2/13/2017 | 4.1 | 18597.96 | 123.16 | 151 | 20 | 0.9 | 4000 | 90
P4J8ZFAA | GE Lighting Solutions | Albeo | ABV2(5D)2V495NXXXXXW | Indoor Luminaires | High-Bay | High-Bay Luminaires for Commercial and Industrial Buildings | Standard | FALSE | [9 empty] | 42674 |  |  | No | Updated on 2/13/2017 | 4.1 | 18400.11 | 121.85 | 151 | 20 | 0.9 | 4000 | 90
PKKN5FEF | GE Lighting Solutions | Albeo | ABV2(5D)2T491NXXXXXW | Indoor Luminaires | High-Bay | High-Bay Luminaires for Commercial and Industrial Buildings | Premium | FALSE | [9 empty] | 42674 |  |  | No | Updated on 2/13/2017 | 4.1 | 14899.86 | 139.25 | 107 | 20 | 0.9 | 4000 | 90
P6X3D526 | GE Lighting Solutions | Albeo | ABV2(5D)2T499NXXXXXW | Indoor Luminaires | High-Bay | High-Bay Luminaires for Commercial and Industrial Buildings | Premium | FALSE | [9 empty] | 42674 |  |  | No | Updated on 2/13/2017 | 4.1 | 14303.87 | 133.68 | 107 | 20 | 0.9 | 4000 | 90
PPX4DGZC | GE Lighting Solutions | Albeo | ABV2(5D)2T49DNXXXXXW | Indoor Luminaires | High-Bay | High-Bay Luminaires for Commercial and Industrial Buildings | Premium | FALSE | [9 empty] | 42674 |  |  | No | Updated on 2/13/2017 | 4.1 | 14005.87 | 130.89 | 107 | 20 | 0.9 | 4000 | 90
P6RUQ3XM | GE Lighting Solutions | Albeo | ABV2(5D)2T495NXXXXXW | Indoor Luminaires | High-Bay | High-Bay Luminaires for Commercial and Industrial Buildings | Standard | FALSE | [9 empty] | 42674 |  |  | No | Updated on 2/13/2017 | 4.1 | 13856.87 | 129.5 | 107 | 20 | 0.9 | 4000 | 90
P7Q9KR46 | GE Lighting Solutions | Albeo | ABV2(5D)1V491NXXXXXW | Indoor Luminaires | High-Bay | Low-Bay Luminaires for Commercial and Industrial Buildings | Premium | FALSE | [9 empty] | 42674 |  |  | No | Updated on 2/13/2017 | 4.1 | 9851.82 | 131.35 | 75 | 20 | 0.9 | 4000 | 90
PZW9WM89 | GE Lighting Solutions | Albeo | ABV2(5D)1V499NXXXXXW | Indoor Luminaires | High-Bay | Low-Bay Luminaires for Commercial and Industrial Buildings | Standard | FALSE | [9 empty] | 42674 |  |  | No | Updated on 2/13/2017 | 4.1 | 9457.75 | 126.1 | 75 | 20 | 0.9 | 4000 | 90
P6JY6H2U | GE Lighting Solutions | Albeo | ABV2(5D)1V49DNXXXXXW | Indoor Luminaires | High-Bay | Low-Bay Luminaires for Commercial and Industrial Buildings | Standard | FALSE | [9 empty] | 42674 |  |  | No | Updated on 2/13/2017 | 4.1 | 9260.71 | 123.47 | 75 | 20 | 0.9 | 4000 | 90
P2HVNBYA | GE Lighting Solutions | Albeo | ABV2(5D)1V495NXXXXXW | Indoor Luminaires | High-Bay | Low-Bay Luminaires for Commercial and Industrial Buildings | Standard | FALSE | [9 empty] | 42674 |  |  | No | Updated on 2/13/2017 | 4.1 | 9162.19 | 122.16 | 75 | 20 | 0.9 | 4000 | 90
P9Y15XMA | GE Lighting Solutions | Albeo | ABV2(5D)1T491NXXXXXW | Indoor Luminaires | High-Bay | Low-Bay Luminaires for Commercial and Industrial Buildings | Premium | FALSE | [9 empty] | 42674 |  |  | No | Updated on 2/13/2017 | 4.1 | 7409.22 | 134.71 | 55 | 20 | 0.9 | 4000 | 90
P1YX8YE3 | GE Lighting Solutions | Albeo | ABV2(5D)1T499NXXXXXW | Indoor Luminaires | High-Bay | Low-Bay Luminaires for Commercial and Industrial Buildings | Standard | FALSE | [9 empty] | 42674 |  |  | No | Updated on 2/13/2017 | 4.1 | 7112.85 | 129.32 | 55 | 20 | 0.9 | 4000 | 90
PFRXNMMM | GE Lighting Solutions | Albeo | ABV2(5D)1T49DNXXXXXW | Indoor Luminaires | High-Bay | Low-Bay Luminaires for Commercial and Industrial Buildings | Standard | FALSE | [9 empty] | 42674 |  |  | No | Updated on 2/13/2017 | 4.1 | 6964.67 | 126.63 | 55 | 20 | 0.9 | 4000 | 90
PYEC2WT3 | GE Lighting Solutions | Albeo | ABV2(01234)2E481xXXXXXW | Indoor Luminaires | High-Bay | High-Bay Luminaires for Commercial and Industrial Buildings | Premium | FALSE | [9 empty] | 42674 |  |  | Yes | Updated on 2/13/2017 | 4.1 | 34032.91 | 140.05 | 243 | 20 | 0.9 | 4000 | 80
P9YZPTTW | GE Lighting Solutions | Albeo | ABV2(5D)2E481xXXXXXW | Indoor Luminaires | High-Bay | High-Bay Luminaires for Commercial and Industrial Buildings | Premium | FALSE | [9 empty] | 42674 |  |  | Yes | Updated on 2/13/2017 | 4.1 | 34032.91 | 139.47 | 244 | 20 | 0.9 | 4000 | 80
PVWUZ7UZ | GE Lighting Solutions | Albeo | ABV2(5D)3V481(124)XXXXXW | Indoor Luminaires | High-Bay | High-Bay Luminaires for Commercial and Industrial Buildings | Premium | FALSE | [9 empty] | 42674 |  |  | Yes | Updated on 2/13/2017 | 4.1 | 34032.91 | 142.39 | 239 | 20 | 0.9 | 4000 | 80
PDU6AUCB | GE Lighting Solutions | Albeo | ABV2(01234)3V481xXXXXXW | Indoor Luminaires | High-Bay | High-Bay Luminaires for Commercial and Industrial Buildings | Premium | FALSE | [9 empty] | 42674 |  |  | Yes | Updated on 2/13/2017 | 4.1 | 34032.91 | 153.3 | 222 | 20 | 0.9 | 4000 | 80
PDSM4AFM | GE Lighting Solutions | Albeo | ABV2(01234)2E489xXXXXXW | Indoor Luminaires | High-Bay | High-Bay Luminaires for Commercial and Industrial Buildings | Premium | FALSE | [9 empty] | 42674 |  |  | Yes | Updated on 2/13/2017 | 4.1 | 32671.59 | 134.45 | 243 | 20 | 0.9 | 4000 | 80
P2EC3GPC | GE Lighting Solutions | Albeo | ABV2(5D)2E489xXXXXXW | Indoor Luminaires | High-Bay | High-Bay Luminaires for Commercial and Industrial Buildings | Premium | FALSE | [9 empty] | 42674 |  |  | Yes | Updated on 2/13/2017 | 4.1 | 32671.59 | 133.89 | 244 | 20 | 0.9 | 4000 | 80
PWMR2XVC | GE Lighting Solutions | Albeo | ABV2(01234)3V489xXXXXXW | Indoor Luminaires | High-Bay | High-Bay Luminaires for Commercial and Industrial Buildings | Premium | FALSE | [9 empty] | 42674 |  |  | Yes | Updated on 2/13/2017 | 4.1 | 32671.59 | 147.16 | 222 | 20 | 0.9 | 4000 | 80
PH3RYGWJ | GE Lighting Solutions | Albeo | ABV2(5D)3V489(124)XXXXXW | Indoor Luminaires | High-Bay | High-Bay Luminaires for Commercial and Industrial Buildings | Premium | FALSE | [9 empty] | 42674 |  |  | Yes | Updated on 2/13/2017 | 4.1 | 32671.59 | 136.7 | 239 | 20 | 0.9 | 4000 | 80
PMPC42M5 | GE Lighting Solutions | Albeo | ABV2(5D)2E48DxXXXXXW | Indoor Luminaires | High-Bay | High-Bay Luminaires for Commercial and Industrial Buildings | Premium | FALSE | [9 empty] | 42674 |  |  | Yes | Updated on 2/13/2017 | 4.1 | 31990.93 | 131.11 | 244 | 20 | 0.9 | 4000 | 80
PFE1NU5E | GE Lighting Solutions | Albeo | ABV2(01234)2E48DxXXXXXW | Indoor Luminaires | High-Bay | High-Bay Luminaires for Commercial and Industrial Buildings | Premium | FALSE | [9 empty] | 42674 |  |  | Yes | Updated on 2/13/2017 | 4.1 | 31990.93 | 131.64 | 243 | 20 | 0.9 | 4000 | 80
PS3FBQPB | GE Lighting Solutions | Albeo | ABV2(5D)3V48D(124)XXXXXW | Indoor Luminaires | High-Bay | High-Bay Luminaires for Commercial and Industrial Buildings | Premium | FALSE | [9 empty] | 42674 |  |  | Yes | Updated on 2/13/2017 | 4.1 | 31990.93 | 133.85 | 239 | 20 | 0.9 | 4000 | 80
PCWQ93EN | GE Lighting Solutions | Albeo | ABV2(01234)3V48DxXXXXXW | Indoor Luminaires | High-Bay | High-Bay Luminaires for Commercial and Industrial Buildings | Premium | FALSE | [9 empty] | 42674 |  |  | Yes | Updated on 2/13/2017 | 4.1 | 31990.93 | 144.1 | 222 | 20 | 0.9 | 4000 | 80
PHURCTM6 | GE Lighting Solutions | Albeo | ABV2(5D)2E485xXXXXXW | Indoor Luminaires | High-Bay | High-Bay Luminaires for Commercial and Industrial Buildings | Standard | FALSE | [9 empty] | 42674 |  |  | Yes | Updated on 2/13/2017 | 4.1 | 31650.6 | 129.71 | 244 | 20 | 0.9 | 4000 | 80
PG6B2V83 | GE Lighting Solutions | Albeo | ABV2(01234)2E485xXXXXXW | Indoor Luminaires | High-Bay | High-Bay Luminaires for Commercial and Industrial Buildings | Premium | FALSE | [9 empty] | 42674 |  |  | Yes | Updated on 2/13/2017 | 4.1 | 31650.6 | 130.24 | 243 | 20 | 0.9 | 4000 | 80
PRQ1VSBQ | GE Lighting Solutions | Albeo | ABV2(5D)3V485(124)XXXXXW | Indoor Luminaires | High-Bay | High-Bay Luminaires for Commercial and Industrial Buildings | Premium | FALSE | [9 empty] | 42674 |  |  | Yes | Updated on 2/13/2017 | 4.1 | 31650.6 | 132.42 | 239 | 20 | 0.9 | 4000 | 80
PPG2C791 | GE Lighting Solutions | Albeo | ABV2(01234)3V485xXXXXXW | Indoor Luminaires | High-Bay | High-Bay Luminaires for Commercial and Industrial Buildings | Premium | FALSE | [9 empty] | 42674 |  |  | Yes | Updated on 2/13/2017 | 4.1 | 31650.6 | 142.57 | 222 | 20 | 0.9 | 4000 | 80
PKHJP3W5 | GE Lighting Solutions | Albeo | ABV2(01234)2V481xXXXXXW | Indoor Luminaires | High-Bay | High-Bay Luminaires for Commercial and Industrial Buildings | Premium | FALSE | [9 empty] | 42674 |  |  | Yes | Updated on 2/13/2017 | 4.1 | 22719.77 | 153.51 | 148 | 20 | 0.9 | 4000 | 80
P12M1D3T | GE Lighting Solutions | Albeo | ABV2(5D)2V481(124)XXXXXW | Indoor Luminaires | High-Bay | High-Bay Luminaires for Commercial and Industrial Buildings | Premium | FALSE | [9 empty] | 42674 |  |  | Yes | Updated on 2/13/2017 | 4.1 | 22719.77 | 141.99 | 160 | 20 | 0.9 | 4000 | 80
PXZB9B33 | GE Lighting Solutions | Albeo | ABV2(5D)2V489(124)XXXXXW | Indoor Luminaires | High-Bay | High-Bay Luminaires for Commercial and Industrial Buildings | Premium | FALSE | [9 empty] | 42674 |  |  | Yes | Updated on 2/13/2017 | 4.1 | 21810.98 | 136.31 | 160 | 20 | 0.9 | 4000 | 80
PFUCARHY | GE Lighting Solutions | Albeo | ABV2(01234)2V489xXXXXXW | Indoor Luminaires | High-Bay | High-Bay Luminaires for Commercial and Industrial Buildings | Premium | FALSE | [9 empty] | 42674 |  |  | Yes | Updated on 2/13/2017 | 4.1 | 21810.98 | 147.37 | 148 | 20 | 0.9 | 4000 | 80
PR5XXYJC | GE Lighting Solutions | Albeo | ABV2(5D)2V48D(124)XXXXXW | Indoor Luminaires | High-Bay | High-Bay Luminaires for Commercial and Industrial Buildings | Premium | FALSE | [9 empty] | 42674 |  |  | Yes | Updated on 2/13/2017 | 4.1 | 21356.58 | 133.47 | 160 | 20 | 0.9 | 4000 | 80
PK4HPXPW | GE Lighting Solutions | Albeo | ABV2(01234)2V48DxXXXXXW | Indoor Luminaires | High-Bay | High-Bay Luminaires for Commercial and Industrial Buildings | Premium | FALSE | [9 empty] | 42674 |  |  | Yes | Updated on 2/13/2017 | 4.1 | 21356.58 | 144.3 | 148 | 20 | 0.9 | 4000 | 80
PSMEUYAP | GE Lighting Solutions | Albeo | ABV2(01234)2V485xXXXXXW | Indoor Luminaires | High-Bay | High-Bay Luminaires for Commercial and Industrial Buildings | Premium | FALSE | [9 empty] | 42674 |  |  | Yes | Updated on 2/13/2017 | 4.1 | 21129.39 | 142.76 | 148 | 20 | 0.9 | 4000 | 80
P9NTWV5A | GE Lighting Solutions | Albeo | ABV2(5D)2V485(124)XXXXXW | Indoor Luminaires | High-Bay | High-Bay Luminaires for Commercial and Industrial Buildings | Premium | FALSE | [9 empty] | 42674 |  |  | Yes | Updated on 2/13/2017 | 4.1 | 21129.39 | 132.05 | 160 | 20 | 0.9 | 4000 | 80
PR7AFMKS | GE Lighting Solutions | Albeo | ABV2(5D)2T481(124)XXXXXW | Indoor Luminaires | High-Bay | High-Bay Luminaires for Commercial and Industrial Buildings | Premium | FALSE | [9 empty] | 42674 |  |  | Yes | Updated on 2/13/2017 | 4.1 | 17109.95 | 151.41 | 113 | 20 | 0.9 | 4000 | 80
PR5GQ5P2 | GE Lighting Solutions | Albeo | ABV2(01234)1E481xXXXXXW | Indoor Luminaires | High-Bay | High-Bay Luminaires for Commercial and Industrial Buildings | Premium | FALSE | [9 empty] | 42674 |  |  | Yes | Updated on 2/13/2017 | 4.1 | 17016.45 | 140.63 | 121 | 20 | 0.9 | 4000 | 80
PB1ATSW9 | GE Lighting Solutions | Albeo | ABV2(5D)1E481xXXXXXW | Indoor Luminaires | High-Bay | High-Bay Luminaires for Commercial and Industrial Buildings | Premium | FALSE | [9 empty] | 42674 |  |  | Yes | Updated on 2/13/2017 | 4.1 | 17016.45 | 139.47 | 122 | 20 | 0.9 | 4000 | 80
P8EGKM6A | GE Lighting Solutions | Albeo | ABV2(01234)2T481xXXXXXW | Indoor Luminaires | High-Bay | High-Bay Luminaires for Commercial and Industrial Buildings | Premium | FALSE | [9 empty] | 42674 |  |  | Yes | Updated on 2/13/2017 | 4.1 | 17109.95 | 159.9 | 107 | 20 | 0.9 | 4000 | 80
PSY5YK99 | GE Lighting Solutions | Albeo | ABV2(5D)2T489(124)XXXXXW | Indoor Luminaires | High-Bay | High-Bay Luminaires for Commercial and Industrial Buildings | Premium | FALSE | [9 empty] | 42674 |  |  | Yes | Updated on 2/13/2017 | 4.1 | 16425.55 | 145.35 | 113 | 20 | 0.9 | 4000 | 80
PJAKBNGZ | GE Lighting Solutions | Albeo | ABV2(5D)1E489xXXXXXW | Indoor Luminaires | High-Bay | High-Bay Luminaires for Commercial and Industrial Buildings | Premium | FALSE | [9 empty] | 42674 |  |  | Yes | Updated on 2/13/2017 | 4.1 | 16335.79 | 133.89 | 122 | 20 | 0.9 | 4000 | 80
PGCYP66Z | GE Lighting Solutions | Albeo | ABV2(01234)2T489xXXXXXW | Indoor Luminaires | High-Bay | High-Bay Luminaires for Commercial and Industrial Buildings | Premium | FALSE | [9 empty] | 42674 |  |  | Yes | Updated on 2/13/2017 | 4.1 | 16425.55 | 153.5 | 107 | 20 | 0.9 | 4000 | 80
P33Y95M3 | GE Lighting Solutions | Albeo | ABV2(01234)1E489xXXXXXW | Indoor Luminaires | High-Bay | High-Bay Luminaires for Commercial and Industrial Buildings | Premium | FALSE | [9 empty] | 42674 |  |  | Yes | Updated on 2/13/2017 | 4.1 | 16335.79 | 135 | 121 | 20 | 0.9 | 4000 | 80
PYWBZ2Z8 | GE Lighting Solutions | Albeo | ABV2(01234)1E48DxXXXXXW | Indoor Luminaires | High-Bay | High-Bay Luminaires for Commercial and Industrial Buildings | Premium | FALSE | [9 empty] | 42674 |  |  | Yes | Updated on 2/13/2017 | 4.1 | 15995.46 | 132.19 | 121 | 20 | 0.9 | 4000 | 80
PX3FQA2Y | GE Lighting Solutions | Albeo | ABV2(5D)1E48DxXXXXXW | Indoor Luminaires | High-Bay | High-Bay Luminaires for Commercial and Industrial Buildings | Premium | FALSE | [9 empty] | 42674 |  |  | Yes | Updated on 2/13/2017 | 4.1 | 15995.46 | 131.11 | 122 | 20 | 0.9 | 4000 | 80
P73CGJST | GE Lighting Solutions | Albeo | ABV2(01234)2T48DxXXXXXW | Indoor Luminaires | High-Bay | High-Bay Luminaires for Commercial and Industrial Buildings | Premium | FALSE | [9 empty] | 42674 |  |  | Yes | Updated on 2/13/2017 | 4.1 | 16083.35 | 150.31 | 107 | 20 | 0.9 | 4000 | 80
P2PGWWR2 | GE Lighting Solutions | Albeo | ABV2(5D)2T48D(124)XXXXXW | Indoor Luminaires | High-Bay | High-Bay Luminaires for Commercial and Industrial Buildings | Premium | FALSE | [9 empty] | 42674 |  |  | Yes | Updated on 2/13/2017 | 4.1 | 16083.35 | 142.33 | 113 | 20 | 0.9 | 4000 | 80
PX13W9VV | GE Lighting Solutions | Albeo | ABV2(01234)2T485xXXXXXW | Indoor Luminaires | High-Bay | High-Bay Luminaires for Commercial and Industrial Buildings | Premium | FALSE | [9 empty] | 42674 |  |  | Yes | Updated on 2/13/2017 | 4.1 | 15912.25 | 148.71 | 107 | 20 | 0.9 | 4000 | 80
PJS3AS6W | GE Lighting Solutions | Albeo | ABV2(5D)1E485xXXXXXW | Indoor Luminaires | High-Bay | High-Bay Luminaires for Commercial and Industrial Buildings | Standard | FALSE | [9 empty] | 42674 |  |  | Yes | Updated on 2/13/2017 | 4.1 | 15825.3 | 129.71 | 122 | 20 | 0.9 | 4000 | 80
PF1HQR28 | GE Lighting Solutions | Albeo | ABV2(5D)2T485(124)XXXXXW | Indoor Luminaires | High-Bay | High-Bay Luminaires for Commercial and Industrial Buildings | Premium | FALSE | [9 empty] | 42674 |  |  | Yes | Updated on 2/13/2017 | 4.1 | 15912.25 | 140.81 | 113 | 20 | 0.9 | 4000 | 80
P9WP3GFH | GE Lighting Solutions | Albeo | ABV2(01234)1E485xXXXXXW | Indoor Luminaires | High-Bay | High-Bay Luminaires for Commercial and Industrial Buildings | Premium | FALSE | [9 empty] | 42674 |  |  | Yes | Updated on 2/13/2017 | 4.1 | 15825.3 | 130.78 | 121 | 20 | 0.9 | 4000 | 80
PYWWKJ6U | GE Lighting Solutions | Albeo | ABV2(5D)1V481(124)XXXXXW | Indoor Luminaires | High-Bay | High-Bay Luminaires for Commercial and Industrial Buildings | Premium | FALSE | [9 empty] | 42674 |  |  | Yes | Updated on 2/13/2017 | 4.1 | 11313.13 | 141.41 | 80 | 20 | 0.9 | 4000 | 80
PXHE3T7H | GE Lighting Solutions | Albeo | ABV2(01234)1V481xXXXXXW | Indoor Luminaires | High-Bay | High-Bay Luminaires for Commercial and Industrial Buildings | Premium | FALSE | [9 empty] | 42674 |  |  | Yes | Updated on 2/13/2017 | 4.1 | 11313.13 | 152.88 | 74 | 20 | 0.9 | 4000 | 80
PBNN1REC | GE Lighting Solutions | Albeo | ABV2(01234)1V489xXXXXXW | Indoor Luminaires | High-Bay | High-Bay Luminaires for Commercial and Industrial Buildings | Premium | FALSE | [9 empty] | 42674 |  |  | Yes | Updated on 2/13/2017 | 4.1 | 10860.61 | 146.76 | 74 | 20 | 0.9 | 4000 | 80
P6V7Z7BR | GE Lighting Solutions | Albeo | ABV2(5D)1V489(124)XXXXXW | Indoor Luminaires | High-Bay | High-Bay Luminaires for Commercial and Industrial Buildings | Premium | FALSE | [9 empty] | 42674 |  |  | Yes | Updated on 2/13/2017 | 4.1 | 10860.61 | 135.75 | 80 | 20 | 0.9 | 4000 | 80
PZ9W3ZR7 | GE Lighting Solutions | Albeo | ABV2(5D)1V48D(124)XXXXXW | Indoor Luminaires | High-Bay | High-Bay Luminaires for Commercial and Industrial Buildings | Premium | FALSE | [9 empty] | 42674 |  |  | Yes | Updated on 2/13/2017 | 4.1 | 10634.35 | 132.92 | 80 | 20 | 0.9 | 4000 | 80
PKW2FG14 | GE Lighting Solutions | Albeo | ABV2(01234)1V48DxXXXXXW | Indoor Luminaires | High-Bay | High-Bay Luminaires for Commercial and Industrial Buildings | Premium | FALSE | [9 empty] | 42674 |  |  | Yes | Updated on 2/13/2017 | 4.1 | 10634.35 | 143.7 | 74 | 20 | 0.9 | 4000 | 80
PK6QHQ4Q | GE Lighting Solutions | Albeo | ABV2(01234)1V485xXXXXXW | Indoor Luminaires | High-Bay | High-Bay Luminaires for Commercial and Industrial Buildings | Premium | FALSE | [9 empty] | 42674 |  |  | Yes | Updated on 2/13/2017 | 4.1 | 10521.21 | 142.17 | 74 | 20 | 0.9 | 4000 | 80
PC4UT6Q8 | GE Lighting Solutions | Albeo | ABV2(5D)1V485(124)XXXXXW | Indoor Luminaires | High-Bay | High-Bay Luminaires for Commercial and Industrial Buildings | Premium | FALSE | [9 empty] | 42674 |  |  | Yes | Updated on 2/13/2017 | 4.1 | 10521.21 | 131.51 | 80 | 20 | 0.9 | 4000 | 80
PPQ8JCYJ | GE Lighting Solutions | Albeo | ABV2(5D)1T481(124)XXXXXW | Indoor Luminaires | High-Bay | Low-Bay Luminaires for Commercial and Industrial Buildings | Premium | FALSE | [9 empty] | 42674 |  |  | Yes | Updated on 2/13/2017 | 4.1 | 8508.22 | 149.26 | 57 | 20 | 0.9 | 4000 | 80
PGD2NZAK | GE Lighting Solutions | Albeo | ABV2(01234)1T481xXXXXXW | Indoor Luminaires | High-Bay | Low-Bay Luminaires for Commercial and Industrial Buildings | Premium | FALSE | [9 empty] | 42674 |  |  | Yes | Updated on 2/13/2017 | 4.1 | 8508.22 | 160.53 | 53 | 20 | 0.9 | 4000 | 80
PKJG8WY9 | GE Lighting Solutions | Albeo | ABV2(5D)1T489(124)XXXXXW | Indoor Luminaires | High-Bay | Low-Bay Luminaires for Commercial and Industrial Buildings | Premium | FALSE | [9 empty] | 42674 |  |  | Yes | Updated on 2/13/2017 | 4.1 | 8167.89 | 143.29 | 57 | 20 | 0.9 | 4000 | 80
PAB72J9T | GE Lighting Solutions | Albeo | ABV2(01234)1T489xXXXXXW | Indoor Luminaires | High-Bay | Low-Bay Luminaires for Commercial and Industrial Buildings | Premium | FALSE | [9 empty] | 42674 |  |  | Yes | Updated on 2/13/2017 | 4.1 | 8167.89 | 154.11 | 53 | 20 | 0.9 | 4000 | 80
PD1WTKHN | GE Lighting Solutions | Albeo | ABV2(5D)1T48D(124)XXXXXW | Indoor Luminaires | High-Bay | Low-Bay Luminaires for Commercial and Industrial Buildings | Premium | FALSE | [9 empty] | 42674 |  |  | Yes | Updated on 2/13/2017 | 4.1 | 7997.73 | 140.31 | 57 | 20 | 0.9 | 4000 | 80
P5267SGM | GE Lighting Solutions | Albeo | ABV2(01234)1T48DxXXXXXW | Indoor Luminaires | High-Bay | Low-Bay Luminaires for Commercial and Industrial Buildings | Premium | FALSE | [9 empty] | 42674 |  |  | Yes | Updated on 2/13/2017 | 4.1 | 7997.73 | 150.9 | 53 | 20 | 0.9 | 4000 | 80
PSNZ47E6 | GE Lighting Solutions | Albeo | ABV2(5D)1T485(124)XXXXXW | Indoor Luminaires | High-Bay | Low-Bay Luminaires for Commercial and Industrial Buildings | Premium | FALSE | [9 empty] | 42674 |  |  | Yes | Updated on 2/13/2017 | 4.1 | 7912.65 | 138.81 | 57 | 20 | 0.9 | 4000 | 80
P8P2JZPU | GE Lighting Solutions | Albeo | ABV2(01234)1T485xXXXXXW | Indoor Luminaires | High-Bay | Low-Bay Luminaires for Commercial and Industrial Buildings | Premium | FALSE | [9 empty] | 42674 |  |  | Yes | Updated on 2/13/2017 | 4.1 | 7912.65 | 149.29 | 53 | 20 | 0.9 | 4000 | 80
PSTZ4857 | GE Lighting Solutions | Albeo | ABV2(5D)3V481NXXXXXW | Indoor Luminaires | High-Bay | High-Bay Luminaires for Commercial and Industrial Buildings | Premium | FALSE | [9 empty] | 42674 |  |  | No | Updated on 2/13/2017 | 4.1 | 34032.91 | 150.58 | 226 | 20 | 0.9 | 4000 | 80
P8FETFU8 | GE Lighting Solutions | Albeo | ABV2(5D)3V489NXXXXXW | Indoor Luminaires | High-Bay | High-Bay Luminaires for Commercial and Industrial Buildings | Premium | FALSE | [9 empty] | 42674 |  |  | No | Updated on 2/13/2017 | 4.1 | 32671.59 | 144.56 | 226 | 20 | 0.9 | 4000 | 80
PA3KBRWP | GE Lighting Solutions | Albeo | ABV2(5D)3V48DNXXXXXW | Indoor Luminaires | High-Bay | High-Bay Luminaires for Commercial and Industrial Buildings | Premium | FALSE | [9 empty] | 42674 |  |  | No | Updated on 2/13/2017 | 4.1 | 31990.93 | 141.55 | 226 | 20 | 0.9 | 4000 | 80
P1FM4QA1 | GE Lighting Solutions | Albeo | ABV2(5D)3V485NXXXXXW | Indoor Luminaires | High-Bay | High-Bay Luminaires for Commercial and Industrial Buildings | Premium | FALSE | [9 empty] | 42674 |  |  | No | Updated on 2/13/2017 | 4.1 | 31650.6 | 140.04 | 226 | 20 | 0.9 | 4000 | 80
PBG2DQNF | GE Lighting Solutions | Albeo | ABV2(5D)2V481NXXXXXW | Indoor Luminaires | High-Bay | High-Bay Luminaires for Commercial and Industrial Buildings | Premium | FALSE | [9 empty] | 42674 |  |  | No | Updated on 2/13/2017 | 4.1 | 22719.77 | 150.46 | 151 | 20 | 0.9 | 4000 | 80
P2YVN4VV | GE Lighting Solutions | Albeo | ABV2(5D)2V489NXXXXXW | Indoor Luminaires | High-Bay | High-Bay Luminaires for Commercial and Industrial Buildings | Premium | FALSE | [9 empty] | 42674 |  |  | No | Updated on 2/13/2017 | 4.1 | 21810.98 | 144.44 | 151 | 20 | 0.9 | 4000 | 80
PNUQQVD2 | GE Lighting Solutions | Albeo | ABV2(5D)2V485NXXXXXW | Indoor Luminaires | High-Bay | High-Bay Luminaires for Commercial and Industrial Buildings | Premium | FALSE | [9 empty] | 42674 |  |  | No | Updated on 2/13/2017 | 4.1 | 21129.39 | 139.92 | 151 | 20 | 0.9 | 4000 | 80
P2VP6ABA | GE Lighting Solutions | Albeo | ABV2(5D)2T481NXXXXXW | Indoor Luminaires | High-Bay | High-Bay Luminaires for Commercial and Industrial Buildings | Premium | FALSE | [9 empty] | 42674 |  |  | No | Updated on 2/13/2017 | 4.1 | 17109.95 | 159.9 | 107 | 20 | 0.9 | 4000 | 80
PTZ7S5ZC | GE Lighting Solutions | Albeo | ABV2(5D)2T489NXXXXXW | Indoor Luminaires | High-Bay | High-Bay Luminaires for Commercial and Industrial Buildings | Premium | FALSE | [9 empty] | 42674 |  |  | No | Updated on 2/13/2017 | 4.1 | 16425.55 | 153.5 | 107 | 20 | 0.9 | 4000 | 80
PAZB9F7M | GE Lighting Solutions | Albeo | ABV2(5D)2T48DNXXXXXW | Indoor Luminaires | High-Bay | High-Bay Luminaires for Commercial and Industrial Buildings | Premium | FALSE | [9 empty] | 42674 |  |  | No | Updated on 2/13/2017 | 4.1 | 16083.35 | 150.31 | 107 | 20 | 0.9 | 4000 | 80
PWNMGWEQ | GE Lighting Solutions | Albeo | ABV2(5D)2T485NXXXXXW | Indoor Luminaires | High-Bay | High-Bay Luminaires for Commercial and Industrial Buildings | Premium | FALSE | [9 empty] | 42674 |  |  | No | Updated on 2/13/2017 | 4.1 | 15912.25 | 148.71 | 107 | 20 | 0.9 | 4000 | 80
PABYD9S2 | GE Lighting Solutions | Albeo | ABV2(5D)1V481NXXXXXW | Indoor Luminaires | High-Bay | High-Bay Luminaires for Commercial and Industrial Buildings | Premium | FALSE | [9 empty] | 42674 |  |  | No | Updated on 2/13/2017 | 4.1 | 11313.13 | 150.84 | 75 | 20 | 0.9 | 4000 | 80
P25KPTHB | GE Lighting Solutions | Albeo | ABV2(5D)1V489NXXXXXW | Indoor Luminaires | High-Bay | High-Bay Luminaires for Commercial and Industrial Buildings | Premium | FALSE | [9 empty] | 42674 |  |  | No | Updated on 2/13/2017 | 4.1 | 10860.61 | 144.8 | 75 | 20 | 0.9 | 4000 | 80
PCVNM3YV | GE Lighting Solutions | Albeo | ABV2(5D)1V48DNXXXXXW | Indoor Luminaires | High-Bay | High-Bay Luminaires for Commercial and Industrial Buildings | Premium | FALSE | [9 empty] | 42674 |  |  | No | Updated on 2/13/2017 | 4.1 | 10634.35 | 141.79 | 75 | 20 | 0.9 | 4000 | 80
PRFATNWC | GE Lighting Solutions | Albeo | ABV2(5D)1V485NXXXXXW | Indoor Luminaires | High-Bay | High-Bay Luminaires for Commercial and Industrial Buildings | Premium | FALSE | [9 empty] | 42674 |  |  | No | Updated on 2/13/2017 | 4.1 | 10521.21 | 140.28 | 75 | 20 | 0.9 | 4000 | 80
P5ECEZHU | GE Lighting Solutions | Albeo | ABV2(5D)1T481NXXXXXW | Indoor Luminaires | High-Bay | Low-Bay Luminaires for Commercial and Industrial Buildings | Premium | FALSE | [9 empty] | 42674 |  |  | No | Updated on 2/13/2017 | 4.1 | 8508.22 | 154.69 | 55 | 20 | 0.9 | 4000 | 80
PCUMW5FW | GE Lighting Solutions | Albeo | ABV2(5D)1T489NXXXXXW | Indoor Luminaires | High-Bay | Low-Bay Luminaires for Commercial and Industrial Buildings | Premium | FALSE | [9 empty] | 42674 |  |  | No | Updated on 2/13/2017 | 4.1 | 8167.89 | 148.5 | 55 | 20 | 0.9 | 4000 | 80
PG5MF676 | GE Lighting Solutions | Albeo | ABV2(5D)1T48DNXXXXXW | Indoor Luminaires | High-Bay | Low-Bay Luminaires for Commercial and Industrial Buildings | Premium | FALSE | [9 empty] | 42674 |  |  | No | Updated on 2/13/2017 | 4.1 | 7997.73 | 145.41 | 55 | 20 | 0.9 | 4000 | 80
P5T6M73U | GE Lighting Solutions | Albeo | ABV2(5D)1T485NXXXXXW | Indoor Luminaires | High-Bay | Low-Bay Luminaires for Commercial and Industrial Buildings | Premium | FALSE | [9 empty] | 42674 |  |  | No | Updated on 2/13/2017 | 4.1 | 7912.65 | 143.86 | 55 | 20 | 0.9 | 4000 | 80
PQT5CDX9 | GE Lighting Solutions | Albeo | ABV2(5D)2E471xXXXXXW | Indoor Luminaires | High-Bay | High-Bay Luminaires for Commercial and Industrial Buildings | Premium | FALSE | [9 empty] | 42674 |  |  | Yes | Updated on 2/13/2017 | 4.1 | 36400 | 149.18 | 244 | 20 | 0.9 | 4000 | 70
PM6RX2D5 | GE Lighting Solutions | Albeo | ABV2(01234)2E471xXXXXXW | Indoor Luminaires | High-Bay | High-Bay Luminaires for Commercial and Industrial Buildings | Premium | FALSE | [9 empty] | 42674 |  |  | Yes | Updated on 2/13/2017 | 4.1 | 36400 | 149.79 | 243 | 20 | 0.9 | 4000 | 70
PB9UHZZF | GE Lighting Solutions | Albeo | ABV2(5D)3V471(124)XXXXXW | Indoor Luminaires | High-Bay | High-Bay Luminaires for Commercial and Industrial Buildings | Premium | FALSE | [9 empty] | 42674 |  |  | Yes | Updated on 2/13/2017 | 4.1 | 36400 | 152.3 | 239 | 20 | 0.9 | 4000 | 70
PANPCXXT | GE Lighting Solutions | Albeo | ABV2(01234)3V471xXXXXXW | Indoor Luminaires | High-Bay | High-Bay Luminaires for Commercial and Industrial Buildings | Premium | FALSE | [9 empty] | 42674 |  |  | Yes | Updated on 2/13/2017 | 4.1 | 36400 | 163.96 | 222 | 20 | 0.9 | 4000 | 70
P8FXDE9U | GE Lighting Solutions | Albeo | ABV2(5D)2E479xXXXXXW | Indoor Luminaires | High-Bay | High-Bay Luminaires for Commercial and Industrial Buildings | Premium | FALSE | [9 empty] | 42674 |  |  | Yes | Updated on 2/13/2017 | 4.1 | 34944 | 143.21 | 244 | 20 | 0.9 | 4000 | 70
P1P8R3BK | GE Lighting Solutions | Albeo | ABV2(01234)2E479xXXXXXW | Indoor Luminaires | High-Bay | High-Bay Luminaires for Commercial and Industrial Buildings | Premium | FALSE | [9 empty] | 42674 |  |  | Yes | Updated on 2/13/2017 | 4.1 | 34944 | 143.8 | 243 | 20 | 0.9 | 4000 | 70
PUZ7PSM8 | GE Lighting Solutions | Albeo | ABV2(5D)3V479(124)XXXXXW | Indoor Luminaires | High-Bay | High-Bay Luminaires for Commercial and Industrial Buildings | Premium | FALSE | [9 empty] | 42674 |  |  | Yes | Updated on 2/13/2017 | 4.1 | 34944 | 146.2 | 239 | 20 | 0.9 | 4000 | 70
P53J6Z4Y | GE Lighting Solutions | Albeo | ABV2(01234)3V479xXXXXXW | Indoor Luminaires | High-Bay | High-Bay Luminaires for Commercial and Industrial Buildings | Premium | FALSE | [9 empty] | 42674 |  |  | Yes | Updated on 2/13/2017 | 4.1 | 34944 | 157.4 | 222 | 20 | 0.9 | 4000 | 70
PVDJWHG8 | GE Lighting Solutions | Albeo | ABV2(01234)2E47DxXXXXXW | Indoor Luminaires | High-Bay | High-Bay Luminaires for Commercial and Industrial Buildings | Premium | FALSE | [9 empty] | 42674 |  |  | Yes | Updated on 2/13/2017 | 4.1 | 34216 | 140.8 | 243 | 20 | 0.9 | 4000 | 70
P1V9Z98D | GE Lighting Solutions | Albeo | ABV2(5D)2E47DxXXXXXW | Indoor Luminaires | High-Bay | High-Bay Luminaires for Commercial and Industrial Buildings | Premium | FALSE | [9 empty] | 42674 |  |  | Yes | Updated on 2/13/2017 | 4.1 | 34216 | 140.22 | 244 | 20 | 0.9 | 4000 | 70
PV825QPZ | GE Lighting Solutions | Albeo | ABV2(5D)3V47D(124)XXXXXW | Indoor Luminaires | High-Bay | High-Bay Luminaires for Commercial and Industrial Buildings | Premium | FALSE | [9 empty] | 42674 |  |  | Yes | Updated on 2/13/2017 | 4.1 | 34216 | 143.16 | 239 | 20 | 0.9 | 4000 | 70
PS1F3DKW | GE Lighting Solutions | Albeo | ABV2(01234)3V47DxXXXXXW | Indoor Luminaires | High-Bay | High-Bay Luminaires for Commercial and Industrial Buildings | Premium | FALSE | [9 empty] | 42674 |  |  | Yes | Updated on 2/13/2017 | 4.1 | 34216 | 154.12 | 222 | 20 | 0.9 | 4000 | 70
PG6GX4FX | GE Lighting Solutions | Albeo | ABV2(5D)2E475xXXXXXW | Indoor Luminaires | High-Bay | High-Bay Luminaires for Commercial and Industrial Buildings | Premium | FALSE | [9 empty] | 42674 |  |  | Yes | Updated on 2/13/2017 | 4.1 | 33852 | 138.73 | 244 | 20 | 0.9 | 4000 | 70
P8SPJXH1 | GE Lighting Solutions | Albeo | ABV2(01234)2E475xXXXXXW | Indoor Luminaires | High-Bay | High-Bay Luminaires for Commercial and Industrial Buildings | Premium | FALSE | [9 empty] | 42674 |  |  | Yes | Updated on 2/13/2017 | 4.1 | 33852 | 139.3 | 243 | 20 | 0.9 | 4000 | 70
PV36S6QS | GE Lighting Solutions | Albeo | ABV2(5D)3V475(124)XXXXXW | Indoor Luminaires | High-Bay | High-Bay Luminaires for Commercial and Industrial Buildings | Premium | FALSE | [9 empty] | 42674 |  |  | Yes | Updated on 2/13/2017 | 4.1 | 33852 | 141.64 | 239 | 20 | 0.9 | 4000 | 70
PMYZFZJ5 | GE Lighting Solutions | Albeo | ABV2(01234)3V475xXXXXXW | Indoor Luminaires | High-Bay | High-Bay Luminaires for Commercial and Industrial Buildings | Premium | FALSE | [9 empty] | 42674 |  |  | Yes | Updated on 2/13/2017 | 4.1 | 33852 | 152.48 | 222 | 20 | 0.9 | 4000 | 70
PS1Y3BYM | GE Lighting Solutions | Albeo | ABV2(01234)2V471xXXXXXW | Indoor Luminaires | High-Bay | High-Bay Luminaires for Commercial and Industrial Buildings | Premium | FALSE | [9 empty] | 42674 |  |  | Yes | Updated on 2/13/2017 | 4.1 | 24300 | 164.18 | 148 | 20 | 0.9 | 4000 | 70
P25GQPP1 | GE Lighting Solutions | Albeo | ABV2(5D)2V471(124)XXXXXW | Indoor Luminaires | High-Bay | High-Bay Luminaires for Commercial and Industrial Buildings | Premium | FALSE | [9 empty] | 42674 |  |  | Yes | Updated on 2/13/2017 | 4.1 | 24300 | 151.87 | 160 | 20 | 0.9 | 4000 | 70
PUX2JFTD | GE Lighting Solutions | Albeo | ABV2(01234)2V479xXXXXXW | Indoor Luminaires | High-Bay | High-Bay Luminaires for Commercial and Industrial Buildings | Premium | FALSE | [9 empty] | 42674 |  |  | Yes | Updated on 2/13/2017 | 4.1 | 23328 | 157.62 | 148 | 20 | 0.9 | 4000 | 70
PDD7Z5A6 | GE Lighting Solutions | Albeo | ABV2(5D)2V479(124)XXXXXW | Indoor Luminaires | High-Bay | High-Bay Luminaires for Commercial and Industrial Buildings | Premium | FALSE | [9 empty] | 42674 |  |  | Yes | Updated on 2/13/2017 | 4.1 | 23328 | 145.8 | 160 | 20 | 0.9 | 4000 | 70
PJ9GG2HR | GE Lighting Solutions | Albeo | ABV2(01234)2V47DxXXXXXW | Indoor Luminaires | High-Bay | High-Bay Luminaires for Commercial and Industrial Buildings | Premium | FALSE | [9 empty] | 42674 |  |  | Yes | Updated on 2/13/2017 | 4.1 | 22842 | 154.33 | 148 | 20 | 0.9 | 4000 | 70
P77N7G8Y | GE Lighting Solutions | Albeo | ABV2(5D)2V47D(124)XXXXXW | Indoor Luminaires | High-Bay | High-Bay Luminaires for Commercial and Industrial Buildings | Premium | FALSE | [9 empty] | 42674 |  |  | Yes | Updated on 2/13/2017 | 4.1 | 22842 | 142.76 | 160 | 20 | 0.9 | 4000 | 70
PZEWGKTW | GE Lighting Solutions | Albeo | ABV2(01234)2V475xXXXXXW | Indoor Luminaires | High-Bay | High-Bay Luminaires for Commercial and Industrial Buildings | Premium | FALSE | [9 empty] | 42674 |  |  | Yes | Updated on 2/13/2017 | 4.1 | 22599 | 152.69 | 148 | 20 | 0.9 | 4000 | 70
PD9ZVCAD | GE Lighting Solutions | Albeo | ABV2(5D)2V475(124)XXXXXW | Indoor Luminaires | High-Bay | High-Bay Luminaires for Commercial and Industrial Buildings | Premium | FALSE | [9 empty] | 42674 |  |  | Yes | Updated on 2/13/2017 | 4.1 | 22599 | 141.24 | 160 | 20 | 0.9 | 4000 | 70
PM5K8FUC | GE Lighting Solutions | Albeo | ABV2(5D)2T471(124)XXXXXW | Indoor Luminaires | High-Bay | High-Bay Luminaires for Commercial and Industrial Buildings | Premium | FALSE | [9 empty] | 42674 |  |  | Yes | Updated on 2/13/2017 | 4.1 | 18300 | 161.94 | 113 | 20 | 0.9 | 4000 | 70
PHE1DY3Q | GE Lighting Solutions | Albeo | ABV2(01234)2T471xXXXXXW | Indoor Luminaires | High-Bay | High-Bay Luminaires for Commercial and Industrial Buildings | Premium | FALSE | [9 empty] | 42674 |  |  | Yes | Updated on 2/13/2017 | 4.1 | 18300 | 171.02 | 107 | 20 | 0.9 | 4000 | 70
P6WV21QX | GE Lighting Solutions | Albeo | ABV2(5D)1E471xXXXXXW | Indoor Luminaires | High-Bay | High-Bay Luminaires for Commercial and Industrial Buildings | Premium | FALSE | [9 empty] | 42674 |  |  | Yes | Updated on 2/13/2017 | 4.1 | 18200 | 149.18 | 122 | 20 | 0.9 | 4000 | 70
P5785SJR | GE Lighting Solutions | Albeo | ABV2(01234)1E471xXXXXXW | Indoor Luminaires | High-Bay | High-Bay Luminaires for Commercial and Industrial Buildings | Premium | FALSE | [9 empty] | 42674 |  |  | Yes | Updated on 2/13/2017 | 4.1 | 18200 | 150.41 | 121 | 20 | 0.9 | 4000 | 70
PWDU7MPP | GE Lighting Solutions | Albeo | ABV2(5D)2T479(124)XXXXXW | Indoor Luminaires | High-Bay | High-Bay Luminaires for Commercial and Industrial Buildings | Premium | FALSE | [9 empty] | 42674 |  |  | Yes | Updated on 2/13/2017 | 4.1 | 17568 | 155.46 | 113 | 20 | 0.9 | 4000 | 70
PU234H7H | GE Lighting Solutions | Albeo | ABV2(5D)1E479xXXXXXW | Indoor Luminaires | High-Bay | High-Bay Luminaires for Commercial and Industrial Buildings | Premium | FALSE | [9 empty] | 42674 |  |  | Yes | Updated on 2/13/2017 | 4.1 | 17472 | 143.21 | 122 | 20 | 0.9 | 4000 | 70
PRVRE5PA | GE Lighting Solutions | Albeo | ABV2(01234)2T479xXXXXXW | Indoor Luminaires | High-Bay | High-Bay Luminaires for Commercial and Industrial Buildings | Premium | FALSE | [9 empty] | 42674 |  |  | Yes | Updated on 2/13/2017 | 4.1 | 17568 | 164.18 | 107 | 20 | 0.9 | 4000 | 70
PCTQJ26Q | GE Lighting Solutions | Albeo | ABV2(01234)1E479xXXXXXW | Indoor Luminaires | High-Bay | High-Bay Luminaires for Commercial and Industrial Buildings | Premium | FALSE | [9 empty] | 42674 |  |  | Yes | Updated on 2/13/2017 | 4.1 | 17472 | 144.39 | 121 | 20 | 0.9 | 4000 | 70
PXGXSHRQ | GE Lighting Solutions | Albeo | ABV2(5D)2T47D(124)XXXXXW | Indoor Luminaires | High-Bay | High-Bay Luminaires for Commercial and Industrial Buildings | Premium | FALSE | [9 empty] | 42674 |  |  | Yes | Updated on 2/13/2017 | 4.1 | 17202 | 152.23 | 113 | 20 | 0.9 | 4000 | 70
PTBUZBHP | GE Lighting Solutions | Albeo | ABV2(01234)1E47DxXXXXXW | Indoor Luminaires | High-Bay | High-Bay Luminaires for Commercial and Industrial Buildings | Premium | FALSE | [9 empty] | 42674 |  |  | Yes | Updated on 2/13/2017 | 4.1 | 17108 | 141.38 | 121 | 20 | 0.9 | 4000 | 70
PMY9SXZP | GE Lighting Solutions | Albeo | ABV2(01234)2T47DxXXXXXW | Indoor Luminaires | High-Bay | High-Bay Luminaires for Commercial and Industrial Buildings | Premium | FALSE | [9 empty] | 42674 |  |  | Yes | Updated on 2/13/2017 | 4.1 | 17202 | 160.76 | 107 | 20 | 0.9 | 4000 | 70
P4AYD561 | GE Lighting Solutions | Albeo | ABV2(5D)1E47DxXXXXXW | Indoor Luminaires | High-Bay | High-Bay Luminaires for Commercial and Industrial Buildings | Premium | FALSE | [9 empty] | 42674 |  |  | Yes | Updated on 2/13/2017 | 4.1 | 17108 | 140.22 | 122 | 20 | 0.9 | 4000 | 70
PSSMTXJ3 | GE Lighting Solutions | Albeo | ABV2(5D)2T475(124)XXXXXW | Indoor Luminaires | High-Bay | High-Bay Luminaires for Commercial and Industrial Buildings | Premium | FALSE | [9 empty] | 42674 |  |  | Yes | Updated on 2/13/2017 | 4.1 | 17019 | 150.61 | 113 | 20 | 0.9 | 4000 | 70
PJ6JNFAT | GE Lighting Solutions | Albeo | ABV2(01234)1E475xXXXXXW | Indoor Luminaires | High-Bay | High-Bay Luminaires for Commercial and Industrial Buildings | Premium | FALSE | [9 empty] | 42674 |  |  | Yes | Updated on 2/13/2017 | 4.1 | 16926 | 139.88 | 121 | 20 | 0.9 | 4000 | 70
PGWG3F8E | GE Lighting Solutions | Albeo | ABV2(5D)1E475xXXXXXW | Indoor Luminaires | High-Bay | High-Bay Luminaires for Commercial and Industrial Buildings | Premium | FALSE | [9 empty] | 42674 |  |  | Yes | Updated on 2/13/2017 | 4.1 | 16926 | 138.73 | 122 | 20 | 0.9 | 4000 | 70
PC1STKHP | GE Lighting Solutions | Albeo | ABV2(01234)2T475xXXXXXW | Indoor Luminaires | High-Bay | High-Bay Luminaires for Commercial and Industrial Buildings | Premium | FALSE | [9 empty] | 42674 |  |  | Yes | Updated on 2/13/2017 | 4.1 | 17019 | 159.05 | 107 | 20 | 0.9 | 4000 | 70
PBXJJ7QX | GE Lighting Solutions | Albeo | ABV2(01234)1V471xXXXXXW | Indoor Luminaires | High-Bay | High-Bay Luminaires for Commercial and Industrial Buildings | Premium | FALSE | [9 empty] | 42674 |  |  | Yes | Updated on 2/13/2017 | 4.1 | 12100 | 163.51 | 74 | 20 | 0.9 | 4000 | 70
PBNB3E8J | GE Lighting Solutions | Albeo | ABV2(5D)1V471(124)XXXXXW | Indoor Luminaires | High-Bay | High-Bay Luminaires for Commercial and Industrial Buildings | Premium | FALSE | [9 empty] | 42674 |  |  | Yes | Updated on 2/13/2017 | 4.1 | 12100 | 151.25 | 80 | 20 | 0.9 | 4000 | 70
PN3EMWWS | GE Lighting Solutions | Albeo | ABV2(5D)1V479(124)XXXXXW | Indoor Luminaires | High-Bay | High-Bay Luminaires for Commercial and Industrial Buildings | Premium | FALSE | [9 empty] | 42674 |  |  | Yes | Updated on 2/13/2017 | 4.1 | 11616 | 145.2 | 80 | 20 | 0.9 | 4000 | 70
PG5JNAHA | GE Lighting Solutions | Albeo | ABV2(01234)1V479xXXXXXW | Indoor Luminaires | High-Bay | High-Bay Luminaires for Commercial and Industrial Buildings | Premium | FALSE | [9 empty] | 42674 |  |  | Yes | Updated on 2/13/2017 | 4.1 | 11616 | 156.97 | 74 | 20 | 0.9 | 4000 | 70
PZAKXRNQ | GE Lighting Solutions | Albeo | ABV2(01234)1V47DxXXXXXW | Indoor Luminaires | High-Bay | High-Bay Luminaires for Commercial and Industrial Buildings | Premium | FALSE | [9 empty] | 42674 |  |  | Yes | Updated on 2/13/2017 | 4.1 | 11374 | 153.7 | 74 | 20 | 0.9 | 4000 | 70
PN2NED8R | GE Lighting Solutions | Albeo | ABV2(5D)1V47D(124)XXXXXW | Indoor Luminaires | High-Bay | High-Bay Luminaires for Commercial and Industrial Buildings | Premium | FALSE | [9 empty] | 42674 |  |  | Yes | Updated on 2/13/2017 | 4.1 | 11374 | 142.17 | 80 | 20 | 0.9 | 4000 | 70
PXHKJZQX | GE Lighting Solutions | Albeo | ABV2(5D)1V475(124)XXXXXW | Indoor Luminaires | High-Bay | High-Bay Luminaires for Commercial and Industrial Buildings | Premium | FALSE | [9 empty] | 42674 |  |  | Yes | Updated on 2/13/2017 | 4.1 | 11253 | 140.66 | 80 | 20 | 0.9 | 4000 | 70
PA5CJPZ7 | GE Lighting Solutions | Albeo | ABV2(01234)1V475xXXXXXW | Indoor Luminaires | High-Bay | High-Bay Luminaires for Commercial and Industrial Buildings | Premium | FALSE | [9 empty] | 42674 |  |  | Yes | Updated on 2/13/2017 | 4.1 | 11253 | 152.06 | 74 | 20 | 0.9 | 4000 | 70
PXQ35FE5 | GE Lighting Solutions | Albeo | ABV2(5D)1T471(124)XXXXXW | Indoor Luminaires | High-Bay | Low-Bay Luminaires for Commercial and Industrial Buildings | Premium | FALSE | [9 empty] | 42674 |  |  | Yes | Updated on 2/13/2017 | 4.1 | 9100 | 159.64 | 57 | 20 | 0.9 | 4000 | 70
PC931GF2 | GE Lighting Solutions | Albeo | ABV2(01234)1T471xXXXXXW | Indoor Luminaires | High-Bay | Low-Bay Luminaires for Commercial and Industrial Buildings | Premium | FALSE | [9 empty] | 42674 |  |  | Yes | Updated on 2/13/2017 | 4.1 | 9100 | 171.69 | 53 | 20 | 0.9 | 4000 | 70
PS3ZZX29 | GE Lighting Solutions | Albeo | ABV2(01234)1T479xXXXXXW | Indoor Luminaires | High-Bay | Low-Bay Luminaires for Commercial and Industrial Buildings | Premium | FALSE | [9 empty] | 42674 |  |  | Yes | Updated on 2/13/2017 | 4.1 | 8736 | 164.83 | 53 | 20 | 0.9 | 4000 | 70
PBBEEFJV | GE Lighting Solutions | Albeo | ABV2(5D)1T479(124)XXXXXW | Indoor Luminaires | High-Bay | Low-Bay Luminaires for Commercial and Industrial Buildings | Premium | FALSE | [9 empty] | 42674 |  |  | Yes | Updated on 2/13/2017 | 4.1 | 8736 | 153.26 | 57 | 20 | 0.9 | 4000 | 70
PNQDNCQC | GE Lighting Solutions | Albeo | ABV2(5D)1T47D(124)XXXXXW | Indoor Luminaires | High-Bay | Low-Bay Luminaires for Commercial and Industrial Buildings | Premium | FALSE | [9 empty] | 42674 |  |  | Yes | Updated on 2/13/2017 | 4.1 | 8554 | 150.07 | 57 | 20 | 0.9 | 4000 | 70
PF8RG71Z | GE Lighting Solutions | Albeo | ABV2(01234)1T47DxXXXXXW | Indoor Luminaires | High-Bay | Low-Bay Luminaires for Commercial and Industrial Buildings | Premium | FALSE | [9 empty] | 42674 |  |  | Yes | Updated on 2/13/2017 | 4.1 | 8554 | 161.39 | 53 | 20 | 0.9 | 4000 | 70
PB232A41 | GE Lighting Solutions | Albeo | ABV2(5D)1T475(124)XXXXXW | Indoor Luminaires | High-Bay | Low-Bay Luminaires for Commercial and Industrial Buildings | Premium | FALSE | [9 empty] | 42674 |  |  | Yes | Updated on 2/13/2017 | 4.1 | 8463 | 148.47 | 57 | 20 | 0.9 | 4000 | 70
P95FRSTG | GE Lighting Solutions | Albeo | ABV2(01234)1T475xXXXXXW | Indoor Luminaires | High-Bay | Low-Bay Luminaires for Commercial and Industrial Buildings | Premium | FALSE | [9 empty] | 42674 |  |  | Yes | Updated on 2/13/2017 | 4.1 | 8463 | 159.67 | 53 | 20 | 0.9 | 4000 | 70
PKXV1G1B | GE Lighting Solutions | Albeo | ABV2(5D)3V471NXXXXXW | Indoor Luminaires | High-Bay | High-Bay Luminaires for Commercial and Industrial Buildings | Premium | FALSE | [9 empty] | 42674 |  |  | No | Updated on 2/13/2017 | 4.1 | 36400 | 161.06 | 226 | 20 | 0.9 | 4000 | 70
PEPEHRTK | GE Lighting Solutions | Albeo | ABV2(5D)3V479NXXXXXW | Indoor Luminaires | High-Bay | High-Bay Luminaires for Commercial and Industrial Buildings | Premium | FALSE | [9 empty] | 42674 |  |  | No | Updated on 2/13/2017 | 4.1 | 34944 | 154.61 | 226 | 20 | 0.9 | 4000 | 70
P41ZU1H1 | GE Lighting Solutions | Albeo | ABV2(5D)3V47DNXXXXXW | Indoor Luminaires | High-Bay | High-Bay Luminaires for Commercial and Industrial Buildings | Premium | FALSE | [9 empty] | 42674 |  |  | No | Updated on 2/13/2017 | 4.1 | 34216 | 151.39 | 226 | 20 | 0.9 | 4000 | 70
P82DWF1K | GE Lighting Solutions | Albeo | ABV2(5D)3V475NXXXXXW | Indoor Luminaires | High-Bay | High-Bay Luminaires for Commercial and Industrial Buildings | Premium | FALSE | [9 empty] | 42674 |  |  | No | Updated on 2/13/2017 | 4.1 | 33852 | 149.78 | 226 | 20 | 0.9 | 4000 | 70
P34Q5J9P | GE Lighting Solutions | Albeo | ABV2(5D)2V471NXXXXXW | Indoor Luminaires | High-Bay | High-Bay Luminaires for Commercial and Industrial Buildings | Premium | FALSE | [9 empty] | 42674 |  |  | No | Updated on 2/13/2017 | 4.1 | 24300 | 160.92 | 151 | 20 | 0.9 | 4000 | 70
PJE3JYQR | GE Lighting Solutions | Albeo | ABV2(5D)2V479NXXXXXW | Indoor Luminaires | High-Bay | High-Bay Luminaires for Commercial and Industrial Buildings | Premium | FALSE | [9 empty] | 42674 |  |  | No | Updated on 2/13/2017 | 4.1 | 23328 | 154.49 | 151 | 20 | 0.9 | 4000 | 70
PZV696W5 | GE Lighting Solutions | Albeo | ABV2(5D)2V47DNXXXXXW | Indoor Luminaires | High-Bay | High-Bay Luminaires for Commercial and Industrial Buildings | Premium | FALSE | [9 empty] | 42674 |  |  | No | Updated on 2/13/2017 | 4.1 | 22842 | 151.27 | 151 | 20 | 0.9 | 4000 | 70
PT162JSE | GE Lighting Solutions | Albeo | ABV2(5D)2V475NXXXXXW | Indoor Luminaires | High-Bay | High-Bay Luminaires for Commercial and Industrial Buildings | Premium | FALSE | [9 empty] | 42674 |  |  | No | Updated on 2/13/2017 | 4.1 | 22599 | 149.66 | 151 | 20 | 0.9 | 4000 | 70
P74CR4M7 | GE Lighting Solutions | Albeo | ABV2(5D)2T471NXXXXXW | Indoor Luminaires | High-Bay | High-Bay Luminaires for Commercial and Industrial Buildings | Premium | FALSE | [9 empty] | 42674 |  |  | No | Updated on 2/13/2017 | 4.1 | 18300 | 171.02 | 107 | 20 | 0.9 | 4000 | 70
PQZSSCXJ | GE Lighting Solutions | Albeo | ABV2(5D)2T479NXXXXXW | Indoor Luminaires | High-Bay | High-Bay Luminaires for Commercial and Industrial Buildings | Premium | FALSE | [9 empty] | 42674 |  |  | No | Updated on 2/13/2017 | 4.1 | 17568 | 164.18 | 107 | 20 | 0.9 | 4000 | 70
PRNEMVNA | GE Lighting Solutions | Albeo | ABV2(5D)2T47DNXXXXXW | Indoor Luminaires | High-Bay | High-Bay Luminaires for Commercial and Industrial Buildings | Premium | FALSE | [9 empty] | 42674 |  |  | No | Updated on 2/13/2017 | 4.1 | 17202 | 160.76 | 107 | 20 | 0.9 | 4000 | 70
PUCBWVP8 | GE Lighting Solutions | Albeo | ABV2(5D)2T475NXXXXXW | Indoor Luminaires | High-Bay | High-Bay Luminaires for Commercial and Industrial Buildings | Premium | FALSE | [9 empty] | 42674 |  |  | No | Updated on 2/13/2017 | 4.1 | 17019 | 159.05 | 107 | 20 | 0.9 | 4000 | 70
PDM54MTG | GE Lighting Solutions | Albeo | ABV2(5D)1V471NXXXXXW | Indoor Luminaires | High-Bay | High-Bay Luminaires for Commercial and Industrial Buildings | Premium | FALSE | [9 empty] | 42674 |  |  | No | Updated on 2/13/2017 | 4.1 | 12100 | 161.33 | 75 | 20 | 0.9 | 4000 | 70
P1F2UW8W | GE Lighting Solutions | Albeo | ABV2(5D)1V479NXXXXXW | Indoor Luminaires | High-Bay | High-Bay Luminaires for Commercial and Industrial Buildings | Premium | FALSE | [9 empty] | 42674 |  |  | No | Updated on 2/13/2017 | 4.1 | 11616 | 154.88 | 75 | 20 | 0.9 | 4000 | 70
PUMSANXF | GE Lighting Solutions | Albeo | ABV2(5D)1V47DNXXXXXW | Indoor Luminaires | High-Bay | High-Bay Luminaires for Commercial and Industrial Buildings | Premium | FALSE | [9 empty] | 42674 |  |  | No | Updated on 2/13/2017 | 4.1 | 11374 | 151.65 | 75 | 20 | 0.9 | 4000 | 70
PAC69GGP | GE Lighting Solutions | Albeo | ABV2(5D)1V475NXXXXXW | Indoor Luminaires | High-Bay | High-Bay Luminaires for Commercial and Industrial Buildings | Premium | FALSE | [9 empty] | 42674 |  |  | No | Updated on 2/13/2017 | 4.1 | 11253 | 150.04 | 75 | 20 | 0.9 | 4000 | 70
PENFEP2Z | GE Lighting Solutions | Albeo | ABV2(5D)1T471NXXXXXW | Indoor Luminaires | High-Bay | Low-Bay Luminaires for Commercial and Industrial Buildings | Premium | FALSE | [9 empty] | 42674 |  |  | No | Updated on 2/13/2017 | 4.1 | 9100 | 165.45 | 55 | 20 | 0.9 | 4000 | 70
PGSUERA4 | GE Lighting Solutions | Albeo | ABV2(5D)1T479NXXXXXW | Indoor Luminaires | High-Bay | Low-Bay Luminaires for Commercial and Industrial Buildings | Premium | FALSE | [9 empty] | 42674 |  |  | No | Updated on 2/13/2017 | 4.1 | 8736 | 158.83 | 55 | 20 | 0.9 | 4000 | 70
PWRAU7NJ | GE Lighting Solutions | Albeo | ABV2(5D)1T47DNXXXXXW | Indoor Luminaires | High-Bay | Low-Bay Luminaires for Commercial and Industrial Buildings | Premium | FALSE | [9 empty] | 42674 |  |  | No | Updated on 2/13/2017 | 4.1 | 8554 | 155.52 | 55 | 20 | 0.9 | 4000 | 70
P97ECQFQ | GE Lighting Solutions | Albeo | ABV2(5D)1T475NXXXXXW | Indoor Luminaires | High-Bay | Low-Bay Luminaires for Commercial and Industrial Buildings | Premium | FALSE | [9 empty] | 42674 |  |  | No | Updated on 2/13/2017 | 4.1 | 8463 | 153.87 | 55 | 20 | 0.9 | 4000 | 70
PDHR9KZA | GE Lighting Solutions | Albeo | ABV2(01234)2EC81xXXXXXW | Indoor Luminaires | High-Bay | High-Bay Luminaires for Commercial and Industrial Buildings | Premium | FALSE | [9 empty] | 42674 |  |  | Yes | Updated on 2/13/2017 | 4.1 | 32945.98 | 135.58 | 243 | 20 | 0.9 | 3500 | 80
PBB7KD14 | GE Lighting Solutions | Albeo | ABV2(5D)2EC81xXXXXXW | Indoor Luminaires | High-Bay | High-Bay Luminaires for Commercial and Industrial Buildings | Premium | FALSE | [9 empty] | 42674 |  |  | Yes | Updated on 2/13/2017 | 4.1 | 32945.98 | 135.02 | 244 | 20 | 0.9 | 3500 | 80
PSG7ZZTG | GE Lighting Solutions | Albeo | ABV2(5D)3VC81(124)XXXXXW | Indoor Luminaires | High-Bay | High-Bay Luminaires for Commercial and Industrial Buildings | Premium | FALSE | [9 empty] | 42674 |  |  | Yes | Updated on 2/13/2017 | 4.1 | 32945.98 | 137.84 | 239 | 20 | 0.9 | 3500 | 80
PBS2FFZX | GE Lighting Solutions | Albeo | ABV2(01234)3VC81xXXXXXW | Indoor Luminaires | High-Bay | High-Bay Luminaires for Commercial and Industrial Buildings | Premium | FALSE | [9 empty] | 42674 |  |  | Yes | Updated on 2/13/2017 | 4.1 | 32945.98 | 148.4 | 222 | 20 | 0.9 | 3500 | 80
PZPZ121V | GE Lighting Solutions | Albeo | ABV2(01234)2EC89xXXXXXW | Indoor Luminaires | High-Bay | High-Bay Luminaires for Commercial and Industrial Buildings | Premium | FALSE | [9 empty] | 42674 |  |  | Yes | Updated on 2/13/2017 | 4.1 | 31628.14 | 130.15 | 243 | 20 | 0.9 | 3500 | 80
PWVJNRWM | GE Lighting Solutions | Albeo | ABV2(5D)2EC89xXXXXXW | Indoor Luminaires | High-Bay | High-Bay Luminaires for Commercial and Industrial Buildings | Standard | FALSE | [9 empty] | 42674 |  |  | Yes | Updated on 2/13/2017 | 4.1 | 31628.14 | 129.62 | 244 | 20 | 0.9 | 3500 | 80
PQ1TKWCT | GE Lighting Solutions | Albeo | ABV2(5D)3VC89(124)XXXXXW | Indoor Luminaires | High-Bay | High-Bay Luminaires for Commercial and Industrial Buildings | Premium | FALSE | [9 empty] | 42674 |  |  | Yes | Updated on 2/13/2017 | 4.1 | 31628.14 | 132.33 | 239 | 20 | 0.9 | 3500 | 80
PPBEHNVD | GE Lighting Solutions | Albeo | ABV2(01234)3VC89xXXXXXW | Indoor Luminaires | High-Bay | High-Bay Luminaires for Commercial and Industrial Buildings | Premium | FALSE | [9 empty] | 42674 |  |  | Yes | Updated on 2/13/2017 | 4.1 | 31628.14 | 142.46 | 222 | 20 | 0.9 | 3500 | 80
PF4Q4VRH | GE Lighting Solutions | Albeo | ABV2(5D)2EC8DxXXXXXW | Indoor Luminaires | High-Bay | High-Bay Luminaires for Commercial and Industrial Buildings | Standard | FALSE | [9 empty] | 42674 |  |  | Yes | Updated on 2/13/2017 | 4.1 | 30969.22 | 126.92 | 244 | 20 | 0.9 | 3500 | 80
P8U6WHM2 | GE Lighting Solutions | Albeo | ABV2(01234)2EC8DxXXXXXW | Indoor Luminaires | High-Bay | High-Bay Luminaires for Commercial and Industrial Buildings | Standard | FALSE | [9 empty] | 42674 |  |  | Yes | Updated on 2/13/2017 | 4.1 | 30969.22 | 127.44 | 243 | 20 | 0.9 | 3500 | 80
PZ9U3MCE | GE Lighting Solutions | Albeo | ABV2(01234)3VC8DxXXXXXW | Indoor Luminaires | High-Bay | High-Bay Luminaires for Commercial and Industrial Buildings | Premium | FALSE | [9 empty] | 42674 |  |  | Yes | Updated on 2/13/2017 | 4.1 | 30969.22 | 139.5 | 222 | 20 | 0.9 | 3500 | 80
PEYEASQD | GE Lighting Solutions | Albeo | ABV2(5D)3VC8D(124)XXXXXW | Indoor Luminaires | High-Bay | High-Bay Luminaires for Commercial and Industrial Buildings | Standard | FALSE | [9 empty] | 42674 |  |  | Yes | Updated on 2/13/2017 | 4.1 | 30969.22 | 129.57 | 239 | 20 | 0.9 | 3500 | 80
PGPZKFYJ | GE Lighting Solutions | Albeo | ABV2(01234)2EC85xXXXXXW | Indoor Luminaires | High-Bay | High-Bay Luminaires for Commercial and Industrial Buildings | Standard | FALSE | [9 empty] | 42674 |  |  | Yes | Updated on 2/13/2017 | 4.1 | 30639.76 | 126.08 | 243 | 20 | 0.9 | 3500 | 80
PGJ7ZFD4 | GE Lighting Solutions | Albeo | ABV2(5D)2EC85xXXXXXW | Indoor Luminaires | High-Bay | High-Bay Luminaires for Commercial and Industrial Buildings | Standard | FALSE | [9 empty] | 42674 |  |  | Yes | Updated on 2/13/2017 | 4.1 | 30639.76 | 125.57 | 244 | 20 | 0.9 | 3500 | 80
PVB2ZUSN | GE Lighting Solutions | Albeo | ABV2(5D)3VC85(124)XXXXXW | Indoor Luminaires | High-Bay | High-Bay Luminaires for Commercial and Industrial Buildings | Standard | FALSE | [9 empty] | 42674 |  |  | Yes | Updated on 2/13/2017 | 4.1 | 30639.76 | 128.19 | 239 | 20 | 0.9 | 3500 | 80
P7GARB56 | GE Lighting Solutions | Albeo | ABV2(01234)3VC85xXXXXXW | Indoor Luminaires | High-Bay | High-Bay Luminaires for Commercial and Industrial Buildings | Premium | FALSE | [9 empty] | 42674 |  |  | Yes | Updated on 2/13/2017 | 4.1 | 30639.76 | 138.01 | 222 | 20 | 0.9 | 3500 | 80
P9SY8M1P | GE Lighting Solutions | Albeo | ABV2(5D)2VC81(124)XXXXXW | Indoor Luminaires | High-Bay | High-Bay Luminaires for Commercial and Industrial Buildings | Premium | FALSE | [9 empty] | 42674 |  |  | Yes | Updated on 2/13/2017 | 4.1 | 21994.16 | 137.46 | 160 | 20 | 0.9 | 3500 | 80
P1S4DP56 | GE Lighting Solutions | Albeo | ABV2(01234)2VC81xXXXXXW | Indoor Luminaires | High-Bay | High-Bay Luminaires for Commercial and Industrial Buildings | Premium | FALSE | [9 empty] | 42674 |  |  | Yes | Updated on 2/13/2017 | 4.1 | 21994.16 | 148.6 | 148 | 20 | 0.9 | 3500 | 80
PX5SFQQ9 | GE Lighting Solutions | Albeo | ABV2(5D)2VC89(124)XXXXXW | Indoor Luminaires | High-Bay | High-Bay Luminaires for Commercial and Industrial Buildings | Premium | FALSE | [9 empty] | 42674 |  |  | Yes | Updated on 2/13/2017 | 4.1 | 21114.39 | 131.96 | 160 | 20 | 0.9 | 3500 | 80
PF5U3XRT | GE Lighting Solutions | Albeo | ABV2(01234)2VC89xXXXXXW | Indoor Luminaires | High-Bay | High-Bay Luminaires for Commercial and Industrial Buildings | Premium | FALSE | [9 empty] | 42674 |  |  | Yes | Updated on 2/13/2017 | 4.1 | 21114.39 | 142.66 | 148 | 20 | 0.9 | 3500 | 80
PEPKWZH6 | GE Lighting Solutions | Albeo | ABV2(01234)2VC8DxXXXXXW | Indoor Luminaires | High-Bay | High-Bay Luminaires for Commercial and Industrial Buildings | Premium | FALSE | [9 empty] | 42674 |  |  | Yes | Updated on 2/13/2017 | 4.1 | 20674.51 | 139.69 | 148 | 20 | 0.9 | 3500 | 80
P39JBH2B | GE Lighting Solutions | Albeo | ABV2(5D)2VC8D(124)XXXXXW | Indoor Luminaires | High-Bay | High-Bay Luminaires for Commercial and Industrial Buildings | Standard | FALSE | [9 empty] | 42674 |  |  | Yes | Updated on 2/13/2017 | 4.1 | 20674.51 | 129.21 | 160 | 20 | 0.9 | 3500 | 80
PPSH4MCZ | GE Lighting Solutions | Albeo | ABV2(01234)2VC85xXXXXXW | Indoor Luminaires | High-Bay | High-Bay Luminaires for Commercial and Industrial Buildings | Premium | FALSE | [9 empty] | 42674 |  |  | Yes | Updated on 2/13/2017 | 4.1 | 20454.56 | 138.2 | 148 | 20 | 0.9 | 3500 | 80
PK2JS91Q | GE Lighting Solutions | Albeo | ABV2(5D)2VC85(124)XXXXXW | Indoor Luminaires | High-Bay | High-Bay Luminaires for Commercial and Industrial Buildings | Standard | FALSE | [9 empty] | 42674 |  |  | Yes | Updated on 2/13/2017 | 4.1 | 20454.56 | 127.84 | 160 | 20 | 0.9 | 3500 | 80
PN7FJK2B | GE Lighting Solutions | Albeo | ABV2(5D)1EC81xXXXXXW | Indoor Luminaires | High-Bay | High-Bay Luminaires for Commercial and Industrial Buildings | Premium | FALSE | [9 empty] | 42674 |  |  | Yes | Updated on 2/13/2017 | 4.1 | 16472.99 | 135.02 | 122 | 20 | 0.9 | 3500 | 80
PCEGR2E1 | GE Lighting Solutions | Albeo | ABV2(5D)2TC81(124)XXXXXW | Indoor Luminaires | High-Bay | High-Bay Luminaires for Commercial and Industrial Buildings | Premium | FALSE | [9 empty] | 42674 |  |  | Yes | Updated on 2/13/2017 | 4.1 | 16563.5 | 146.57 | 113 | 20 | 0.9 | 3500 | 80
PATYN5ST | GE Lighting Solutions | Albeo | ABV2(01234)1EC81xXXXXXW | Indoor Luminaires | High-Bay | High-Bay Luminaires for Commercial and Industrial Buildings | Premium | FALSE | [9 empty] | 42674 |  |  | Yes | Updated on 2/13/2017 | 4.1 | 16472.99 | 136.14 | 121 | 20 | 0.9 | 3500 | 80
P1EVTRJZ | GE Lighting Solutions | Albeo | ABV2(01234)2TC81xXXXXXW | Indoor Luminaires | High-Bay | High-Bay Luminaires for Commercial and Industrial Buildings | Premium | FALSE | [9 empty] | 42674 |  |  | Yes | Updated on 2/13/2017 | 4.1 | 16563.5 | 154.79 | 107 | 20 | 0.9 | 3500 | 80
PUGDYWP2 | GE Lighting Solutions | Albeo | ABV2(5D)1EC89xXXXXXW | Indoor Luminaires | High-Bay | High-Bay Luminaires for Commercial and Industrial Buildings | Standard | FALSE | [9 empty] | 42674 |  |  | Yes | Updated on 2/13/2017 | 4.1 | 15814.07 | 129.62 | 122 | 20 | 0.9 | 3500 | 80
PPJYF7RJ | GE Lighting Solutions | Albeo | ABV2(01234)1EC89xXXXXXW | Indoor Luminaires | High-Bay | High-Bay Luminaires for Commercial and Industrial Buildings | Premium | FALSE | [9 empty] | 42674 |  |  | Yes | Updated on 2/13/2017 | 4.1 | 15814.07 | 130.69 | 121 | 20 | 0.9 | 3500 | 80
PD5Y2XQY | GE Lighting Solutions | Albeo | ABV2(01234)2TC89xXXXXXW | Indoor Luminaires | High-Bay | High-Bay Luminaires for Commercial and Industrial Buildings | Premium | FALSE | [9 empty] | 42674 |  |  | Yes | Updated on 2/13/2017 | 4.1 | 15900.96 | 148.6 | 107 | 20 | 0.9 | 3500 | 80
PC63KSRC | GE Lighting Solutions | Albeo | ABV2(5D)2TC89(124)XXXXXW | Indoor Luminaires | High-Bay | High-Bay Luminaires for Commercial and Industrial Buildings | Premium | FALSE | [9 empty] | 42674 |  |  | Yes | Updated on 2/13/2017 | 4.1 | 15900.96 | 140.71 | 113 | 20 | 0.9 | 3500 | 80
PZVAKWJM | GE Lighting Solutions | Albeo | ABV2(5D)1EC8DxXXXXXW | Indoor Luminaires | High-Bay | High-Bay Luminaires for Commercial and Industrial Buildings | Standard | FALSE | [9 empty] | 42674 |  |  | Yes | Updated on 2/13/2017 | 4.1 | 15484.61 | 126.92 | 122 | 20 | 0.9 | 3500 | 80
PXP2WY6G | GE Lighting Solutions | Albeo | ABV2(5D)2TC8D(124)XXXXXW | Indoor Luminaires | High-Bay | High-Bay Luminaires for Commercial and Industrial Buildings | Premium | FALSE | [9 empty] | 42674 |  |  | Yes | Updated on 2/13/2017 | 4.1 | 15569.69 | 137.78 | 113 | 20 | 0.9 | 3500 | 80
PHRPDMFY | GE Lighting Solutions | Albeo | ABV2(01234)2TC8DxXXXXXW | Indoor Luminaires | High-Bay | High-Bay Luminaires for Commercial and Industrial Buildings | Premium | FALSE | [9 empty] | 42674 |  |  | Yes | Updated on 2/13/2017 | 4.1 | 15569.69 | 145.51 | 107 | 20 | 0.9 | 3500 | 80
PB8FZT3Y | GE Lighting Solutions | Albeo | ABV2(01234)1EC8DxXXXXXW | Indoor Luminaires | High-Bay | High-Bay Luminaires for Commercial and Industrial Buildings | Standard | FALSE | [9 empty] | 42674 |  |  | Yes | Updated on 2/13/2017 | 4.1 | 15484.61 | 127.97 | 121 | 20 | 0.9 | 3500 | 80
PW4AT9U4 | GE Lighting Solutions | Albeo | ABV2(01234)2TC85xXXXXXW | Indoor Luminaires | High-Bay | High-Bay Luminaires for Commercial and Industrial Buildings | Premium | FALSE | [9 empty] | 42674 |  |  | Yes | Updated on 2/13/2017 | 4.1 | 15404.05 | 143.96 | 107 | 20 | 0.9 | 3500 | 80
PQHTTPDG | GE Lighting Solutions | Albeo | ABV2(01234)1EC85xXXXXXW | Indoor Luminaires | High-Bay | High-Bay Luminaires for Commercial and Industrial Buildings | Standard | FALSE | [9 empty] | 42674 |  |  | Yes | Updated on 2/13/2017 | 4.1 | 15319.88 | 126.61 | 121 | 20 | 0.9 | 3500 | 80
PD7SZSNX | GE Lighting Solutions | Albeo | ABV2(5D)1EC85xXXXXXW | Indoor Luminaires | High-Bay | High-Bay Luminaires for Commercial and Industrial Buildings | Standard | FALSE | [9 empty] | 42674 |  |  | Yes | Updated on 2/13/2017 | 4.1 | 15319.88 | 125.57 | 122 | 20 | 0.9 | 3500 | 80
P3M7K5WV | GE Lighting Solutions | Albeo | ABV2(5D)2TC85(124)XXXXXW | Indoor Luminaires | High-Bay | High-Bay Luminaires for Commercial and Industrial Buildings | Premium | FALSE | [9 empty] | 42674 |  |  | Yes | Updated on 2/13/2017 | 4.1 | 15404.05 | 136.31 | 113 | 20 | 0.9 | 3500 | 80
PZV9CMVP | GE Lighting Solutions | Albeo | ABV2(01234)1VC81xXXXXXW | Indoor Luminaires | High-Bay | High-Bay Luminaires for Commercial and Industrial Buildings | Premium | FALSE | [9 empty] | 42674 |  |  | Yes | Updated on 2/13/2017 | 4.1 | 10951.82 | 147.99 | 74 | 20 | 0.9 | 3500 | 80
P2NRB5DX | GE Lighting Solutions | Albeo | ABV2(5D)1VC81(124)XXXXXW | Indoor Luminaires | High-Bay | High-Bay Luminaires for Commercial and Industrial Buildings | Premium | FALSE | [9 empty] | 42674 |  |  | Yes | Updated on 2/13/2017 | 4.1 | 10951.82 | 136.89 | 80 | 20 | 0.9 | 3500 | 80
PTB2VCSA | GE Lighting Solutions | Albeo | ABV2(01234)1VC89xXXXXXW | Indoor Luminaires | High-Bay | High-Bay Luminaires for Commercial and Industrial Buildings | Premium | FALSE | [9 empty] | 42674 |  |  | Yes | Updated on 2/13/2017 | 4.1 | 10513.75 | 142.07 | 74 | 20 | 0.9 | 3500 | 80
PB8HBYQ3 | GE Lighting Solutions | Albeo | ABV2(5D)1VC89(124)XXXXXW | Indoor Luminaires | High-Bay | High-Bay Luminaires for Commercial and Industrial Buildings | Premium | FALSE | [9 empty] | 42674 |  |  | Yes | Updated on 2/13/2017 | 4.1 | 10513.75 | 131.42 | 80 | 20 | 0.9 | 3500 | 80
PB69EFMT | GE Lighting Solutions | Albeo | ABV2(5D)1VC8D(124)XXXXXW | Indoor Luminaires | High-Bay | High-Bay Luminaires for Commercial and Industrial Buildings | Standard | FALSE | [9 empty] | 42674 |  |  | Yes | Updated on 2/13/2017 | 4.1 | 10294.71 | 128.68 | 80 | 20 | 0.9 | 3500 | 80
P6T187Q9 | GE Lighting Solutions | Albeo | ABV2(01234)1VC8DxXXXXXW | Indoor Luminaires | High-Bay | High-Bay Luminaires for Commercial and Industrial Buildings | Premium | FALSE | [9 empty] | 42674 |  |  | Yes | Updated on 2/13/2017 | 4.1 | 10294.71 | 139.11 | 74 | 20 | 0.9 | 3500 | 80
PHK2KER3 | GE Lighting Solutions | Albeo | ABV2(01234)1VC85xXXXXXW | Indoor Luminaires | High-Bay | High-Bay Luminaires for Commercial and Industrial Buildings | Premium | FALSE | [9 empty] | 42674 |  |  | Yes | Updated on 2/13/2017 | 4.1 | 10185.19 | 137.63 | 74 | 20 | 0.9 | 3500 | 80
PG3AHDUX | GE Lighting Solutions | Albeo | ABV2(5D)1VC85(124)XXXXXW | Indoor Luminaires | High-Bay | High-Bay Luminaires for Commercial and Industrial Buildings | Standard | FALSE | [9 empty] | 42674 |  |  | Yes | Updated on 2/13/2017 | 4.1 | 10185.19 | 127.31 | 80 | 20 | 0.9 | 3500 | 80
PWEXPV3B | GE Lighting Solutions | Albeo | ABV2(01234)1TC81xXXXXXW | Indoor Luminaires | High-Bay | Low-Bay Luminaires for Commercial and Industrial Buildings | Premium | FALSE | [9 empty] | 42674 |  |  | Yes | Updated on 2/13/2017 | 4.1 | 8236.49 | 155.4 | 53 | 20 | 0.9 | 3500 | 80
PGDVGJBW | GE Lighting Solutions | Albeo | ABV2(5D)1TC81(124)XXXXXW | Indoor Luminaires | High-Bay | Low-Bay Luminaires for Commercial and Industrial Buildings | Premium | FALSE | [9 empty] | 42674 |  |  | Yes | Updated on 2/13/2017 | 4.1 | 8236.49 | 144.49 | 57 | 20 | 0.9 | 3500 | 80
PYJXWE6N | GE Lighting Solutions | Albeo | ABV2(01234)1TC89xXXXXXW | Indoor Luminaires | High-Bay | Low-Bay Luminaires for Commercial and Industrial Buildings | Premium | FALSE | [9 empty] | 42674 |  |  | Yes | Updated on 2/13/2017 | 4.1 | 7907.03 | 149.18 | 53 | 20 | 0.9 | 3500 | 80
PSRNMX4H | GE Lighting Solutions | Albeo | ABV2(5D)1TC89(124)XXXXXW | Indoor Luminaires | High-Bay | Low-Bay Luminaires for Commercial and Industrial Buildings | Premium | FALSE | [9 empty] | 42674 |  |  | Yes | Updated on 2/13/2017 | 4.1 | 7907.03 | 138.71 | 57 | 20 | 0.9 | 3500 | 80
PJFHH3J4 | GE Lighting Solutions | Albeo | ABV2(01234)1TC8DxXXXXXW | Indoor Luminaires | High-Bay | Low-Bay Luminaires for Commercial and Industrial Buildings | Premium | FALSE | [9 empty] | 42674 |  |  | Yes | Updated on 2/13/2017 | 4.1 | 7742.3 | 146.08 | 53 | 20 | 0.9 | 3500 | 80
P2WW7QD2 | GE Lighting Solutions | Albeo | ABV2(5D)1TC8D(124)XXXXXW | Indoor Luminaires | High-Bay | Low-Bay Luminaires for Commercial and Industrial Buildings | Premium | FALSE | [9 empty] | 42674 |  |  | Yes | Updated on 2/13/2017 | 4.1 | 7742.3 | 135.82 | 57 | 20 | 0.9 | 3500 | 80
P8CZX8CX | GE Lighting Solutions | Albeo | ABV2(01234)1TC85xXXXXXW | Indoor Luminaires | High-Bay | Low-Bay Luminaires for Commercial and Industrial Buildings | Premium | FALSE | [9 empty] | 42674 |  |  | Yes | Updated on 2/13/2017 | 4.1 | 7659.94 | 144.52 | 53 | 20 | 0.9 | 3500 | 80
P7DFKCSM | GE Lighting Solutions | Albeo | ABV2(5D)1TC85(124)XXXXXW | Indoor Luminaires | High-Bay | Low-Bay Luminaires for Commercial and Industrial Buildings | Premium | FALSE | [9 empty] | 42674 |  |  | Yes | Updated on 2/13/2017 | 4.1 | 7659.94 | 134.38 | 57 | 20 | 0.9 | 3500 | 80
PYUKQNRG | GE Lighting Solutions | Albeo | ABV2(5D)3VC81NXXXXXW | Indoor Luminaires | High-Bay | High-Bay Luminaires for Commercial and Industrial Buildings | Premium | FALSE | [9 empty] | 42674 |  |  | No | Updated on 2/13/2017 | 4.1 | 32945.98 | 145.77 | 226 | 20 | 0.9 | 3500 | 80
PUWME9VX | GE Lighting Solutions | Albeo | ABV2(5D)3VC89NXXXXXW | Indoor Luminaires | High-Bay | High-Bay Luminaires for Commercial and Industrial Buildings | Premium | FALSE | [9 empty] | 42674 |  |  | No | Updated on 2/13/2017 | 4.1 | 31628.14 | 139.94 | 226 | 20 | 0.9 | 3500 | 80
P5WN99AM | GE Lighting Solutions | Albeo | ABV2(5D)3VC8DNXXXXXW | Indoor Luminaires | High-Bay | High-Bay Luminaires for Commercial and Industrial Buildings | Premium | FALSE | [9 empty] | 42674 |  |  | No | Updated on 2/13/2017 | 4.1 | 30969.22 | 137.03 | 226 | 20 | 0.9 | 3500 | 80
PESZXRST | GE Lighting Solutions | Albeo | ABV2(5D)3VC85NXXXXXW | Indoor Luminaires | High-Bay | High-Bay Luminaires for Commercial and Industrial Buildings | Premium | FALSE | [9 empty] | 42674 |  |  | No | Updated on 2/13/2017 | 4.1 | 30639.76 | 135.57 | 226 | 20 | 0.9 | 3500 | 80
PN4RHDE3 | GE Lighting Solutions | Albeo | ABV2(5D)2VC81NXXXXXW | Indoor Luminaires | High-Bay | High-Bay Luminaires for Commercial and Industrial Buildings | Premium | FALSE | [9 empty] | 42674 |  |  | No | Updated on 2/13/2017 | 4.1 | 21994.16 | 145.65 | 151 | 20 | 0.9 | 3500 | 80
P317XWWW | GE Lighting Solutions | Albeo | ABV2(5D)2VC89NXXXXXW | Indoor Luminaires | High-Bay | High-Bay Luminaires for Commercial and Industrial Buildings | Premium | FALSE | [9 empty] | 42674 |  |  | No | Updated on 2/13/2017 | 4.1 | 21114.39 | 139.83 | 151 | 20 | 0.9 | 3500 | 80
PU368NFV | GE Lighting Solutions | Albeo | ABV2(5D)2VC8DNXXXXXW | Indoor Luminaires | High-Bay | High-Bay Luminaires for Commercial and Industrial Buildings | Premium | FALSE | [9 empty] | 42674 |  |  | No | Updated on 2/13/2017 | 4.1 | 20674.51 | 136.91 | 151 | 20 | 0.9 | 3500 | 80
PEGAV49C | GE Lighting Solutions | Albeo | ABV2(5D)2VC85NXXXXXW | Indoor Luminaires | High-Bay | High-Bay Luminaires for Commercial and Industrial Buildings | Premium | FALSE | [9 empty] | 42674 |  |  | No | Updated on 2/13/2017 | 4.1 | 20454.56 | 135.46 | 151 | 20 | 0.9 | 3500 | 80
P223Y85E | GE Lighting Solutions | Albeo | ABV2(5D)2TC81NXXXXXW | Indoor Luminaires | High-Bay | High-Bay Luminaires for Commercial and Industrial Buildings | Premium | FALSE | [9 empty] | 42674 |  |  | No | Updated on 2/13/2017 | 4.1 | 16563.5 | 154.79 | 107 | 20 | 0.9 | 3500 | 80
PBZKQW4R | GE Lighting Solutions | Albeo | ABV2(5D)2TC89NXXXXXW | Indoor Luminaires | High-Bay | High-Bay Luminaires for Commercial and Industrial Buildings | Premium | FALSE | [9 empty] | 42674 |  |  | No | Updated on 2/13/2017 | 4.1 | 15900.96 | 148.6 | 107 | 20 | 0.9 | 3500 | 80
PPH1DW5U | GE Lighting Solutions | Albeo | ABV2(5D)2TC8DNXXXXXW | Indoor Luminaires | High-Bay | High-Bay Luminaires for Commercial and Industrial Buildings | Premium | FALSE | [9 empty] | 42674 |  |  | No | Updated on 2/13/2017 | 4.1 | 15569.69 | 145.51 | 107 | 20 | 0.9 | 3500 | 80
PVTFXZCG | GE Lighting Solutions | Albeo | ABV2(5D)2TC85NXXXXXW | Indoor Luminaires | High-Bay | High-Bay Luminaires for Commercial and Industrial Buildings | Premium | FALSE | [9 empty] | 42674 |  |  | No | Updated on 2/13/2017 | 4.1 | 15404.05 | 143.96 | 107 | 20 | 0.9 | 3500 | 80
P13B6GUE | GE Lighting Solutions | Albeo | ABV2(5D)1VC81NXXXXXW | Indoor Luminaires | High-Bay | High-Bay Luminaires for Commercial and Industrial Buildings | Premium | FALSE | [9 empty] | 42674 |  |  | No | Updated on 2/13/2017 | 4.1 | 10951.82 | 146.02 | 75 | 20 | 0.9 | 3500 | 80
P9Y5RV41 | GE Lighting Solutions | Albeo | ABV2(5D)1VC89NXXXXXW | Indoor Luminaires | High-Bay | High-Bay Luminaires for Commercial and Industrial Buildings | Premium | FALSE | [9 empty] | 42674 |  |  | No | Updated on 2/13/2017 | 4.1 | 10513.75 | 140.18 | 75 | 20 | 0.9 | 3500 | 80
PEZFYWYG | GE Lighting Solutions | Albeo | ABV2(5D)1VC8DNXXXXXW | Indoor Luminaires | High-Bay | High-Bay Luminaires for Commercial and Industrial Buildings | Premium | FALSE | [9 empty] | 42674 |  |  | No | Updated on 2/13/2017 | 4.1 | 10294.71 | 137.26 | 75 | 20 | 0.9 | 3500 | 80
PVPQCG3Q | GE Lighting Solutions | Albeo | ABV2(5D)1VC85NXXXXXW | Indoor Luminaires | High-Bay | High-Bay Luminaires for Commercial and Industrial Buildings | Premium | FALSE | [9 empty] | 42674 |  |  | No | Updated on 2/13/2017 | 4.1 | 10185.19 | 135.8 | 75 | 20 | 0.9 | 3500 | 80
PZ9KPGGU | GE Lighting Solutions | Albeo | ABV2(5D)1TC81NXXXXXW | Indoor Luminaires | High-Bay | Low-Bay Luminaires for Commercial and Industrial Buildings | Premium | FALSE | [9 empty] | 42674 |  |  | No | Updated on 2/13/2017 | 4.1 | 8236.49 | 149.75 | 55 | 20 | 0.9 | 3500 | 80
PXZFHA97 | GE Lighting Solutions | Albeo | ABV2(5D)1TC89NXXXXXW | Indoor Luminaires | High-Bay | Low-Bay Luminaires for Commercial and Industrial Buildings | Premium | FALSE | [9 empty] | 42674 |  |  | No | Updated on 2/13/2017 | 4.1 | 7907.03 | 143.76 | 55 | 20 | 0.9 | 3500 | 80
PPW3VJVG | GE Lighting Solutions | Albeo | ABV2(5D)1TC8DNXXXXXW | Indoor Luminaires | High-Bay | Low-Bay Luminaires for Commercial and Industrial Buildings | Premium | FALSE | [9 empty] | 42674 |  |  | No | Updated on 2/13/2017 | 4.1 | 7742.3 | 140.76 | 55 | 20 | 0.9 | 3500 | 80
P2K6G81A | GE Lighting Solutions | Albeo | ABV2(5D)1TC85NXXXXXW | Indoor Luminaires | High-Bay | Low-Bay Luminaires for Commercial and Industrial Buildings | Premium | FALSE | [9 empty] | 42674 |  |  | No | Updated on 2/13/2017 | 4.1 | 7659.94 | 139.27 | 55 | 20 | 0.9 | 3500 | 80
P76NEY5E | GE Lighting Solutions | Albeo | ABV2(5D)2E381xXXXXXW | Indoor Luminaires | High-Bay | High-Bay Luminaires for Commercial and Industrial Buildings | Premium | FALSE | [9 empty] | 42674 |  |  | Yes | Updated on 2/13/2017 | 4.1 | 32366.29 | 132.64 | 244 | 20 | 0.9 | 3000 | 80
P2GAU768 | GE Lighting Solutions | Albeo | ABV2(01234)2E381xXXXXXW | Indoor Luminaires | High-Bay | High-Bay Luminaires for Commercial and Industrial Buildings | Premium | FALSE | [9 empty] | 42674 |  |  | Yes | Updated on 2/13/2017 | 4.1 | 32366.29 | 133.19 | 243 | 20 | 0.9 | 3000 | 80
PXHJTN7M | GE Lighting Solutions | Albeo | ABV2(01234)3V381xXXXXXW | Indoor Luminaires | High-Bay | High-Bay Luminaires for Commercial and Industrial Buildings | Premium | FALSE | [9 empty] | 42674 |  |  | Yes | Updated on 2/13/2017 | 4.1 | 32366.29 | 145.79 | 222 | 20 | 0.9 | 3000 | 80
PBYHAKYB | GE Lighting Solutions | Albeo | ABV2(5D)3V381(124)XXXXXW | Indoor Luminaires | High-Bay | High-Bay Luminaires for Commercial and Industrial Buildings | Premium | FALSE | [9 empty] | 42674 |  |  | Yes | Updated on 2/13/2017 | 4.1 | 32366.29 | 135.42 | 239 | 20 | 0.9 | 3000 | 80
PCAB28KH | GE Lighting Solutions | Albeo | ABV2(5D)2E389xXXXXXW | Indoor Luminaires | High-Bay | High-Bay Luminaires for Commercial and Industrial Buildings | Standard | FALSE | [9 empty] | 42674 |  |  | Yes | Updated on 2/13/2017 | 4.1 | 31071.63 | 127.34 | 244 | 20 | 0.9 | 3000 | 80
PATGW9ZQ | GE Lighting Solutions | Albeo | ABV2(01234)2E389xXXXXXW | Indoor Luminaires | High-Bay | High-Bay Luminaires for Commercial and Industrial Buildings | Standard | FALSE | [9 empty] | 42674 |  |  | Yes | Updated on 2/13/2017 | 4.1 | 31071.63 | 127.86 | 243 | 20 | 0.9 | 3000 | 80
PX3N74TS | GE Lighting Solutions | Albeo | ABV2(01234)3V389xXXXXXW | Indoor Luminaires | High-Bay | High-Bay Luminaires for Commercial and Industrial Buildings | Premium | FALSE | [9 empty] | 42674 |  |  | Yes | Updated on 2/13/2017 | 4.1 | 31071.63 | 139.96 | 222 | 20 | 0.9 | 3000 | 80
PM8B8XCJ | GE Lighting Solutions | Albeo | ABV2(5D)3V389(124)XXXXXW | Indoor Luminaires | High-Bay | High-Bay Luminaires for Commercial and Industrial Buildings | Premium | TRUE | 30348 | 127.2 | 238.5 | 16.9 | 0.9 | 2966 | 82.5 | 5 | 50000 | 42674 |  |  | Yes | Updated on 2/13/2017 | 4.1 | 31071.63 | 130 | 239 | 20 | 0.9 | 3000 | 80
PZ6YQJNX | GE Lighting Solutions | Albeo | ABV2(5D)2E38DxXXXXXW | Indoor Luminaires | High-Bay | High-Bay Luminaires for Commercial and Industrial Buildings | Standard | FALSE | [9 empty] | 42674 |  |  | Yes | Updated on 2/13/2017 | 4.1 | 30424.31 | 124.68 | 244 | 20 | 0.9 | 3000 | 80
PAU5REJR | GE Lighting Solutions | Albeo | ABV2(01234)2E38DxXXXXXW | Indoor Luminaires | High-Bay | High-Bay Luminaires for Commercial and Industrial Buildings | Standard | FALSE | [9 empty] | 42674 |  |  | Yes | Updated on 2/13/2017 | 4.1 | 30424.31 | 125.2 | 243 | 20 | 0.9 | 3000 | 80
PSE1XMPH | GE Lighting Solutions | Albeo | ABV2(01234)3V38DxXXXXXW | Indoor Luminaires | High-Bay | High-Bay Luminaires for Commercial and Industrial Buildings | Premium | FALSE | [9 empty] | 42674 |  |  | Yes | Updated on 2/13/2017 | 4.1 | 30424.31 | 137.04 | 222 | 20 | 0.9 | 3000 | 80
PRXP2R98 | GE Lighting Solutions | Albeo | ABV2(5D)3V38D(124)XXXXXW | Indoor Luminaires | High-Bay | High-Bay Luminaires for Commercial and Industrial Buildings | Standard | FALSE | [9 empty] | 42674 |  |  | Yes | Updated on 2/13/2017 | 4.1 | 30424.31 | 127.29 | 239 | 20 | 0.9 | 3000 | 80
PXJS1FHF | GE Lighting Solutions | Albeo | ABV2(5D)2E385xXXXXXW | Indoor Luminaires | High-Bay | High-Bay Luminaires for Commercial and Industrial Buildings | Standard | FALSE | [9 empty] | 42674 |  |  | Yes | Updated on 2/13/2017 | 4.1 | 30100.65 | 123.36 | 244 | 20 | 0.9 | 3000 | 80
P6QMBBJ8 | GE Lighting Solutions | Albeo | ABV2(01234)2E385xXXXXXW | Indoor Luminaires | High-Bay | High-Bay Luminaires for Commercial and Industrial Buildings | Standard | FALSE | [9 empty] | 42674 |  |  | Yes | Updated on 2/13/2017 | 4.1 | 30100.65 | 123.87 | 243 | 20 | 0.9 | 3000 | 80
PUXW4PAZ | GE Lighting Solutions | Albeo | ABV2(5D)3V385(124)XXXXXW | Indoor Luminaires | High-Bay | High-Bay Luminaires for Commercial and Industrial Buildings | Standard | FALSE | [9 empty] | 42674 |  |  | Yes | Updated on 2/13/2017 | 4.1 | 30100.65 | 125.94 | 239 | 20 | 0.9 | 3000 | 80
PD697JWW | GE Lighting Solutions | Albeo | ABV2(01234)3V385xXXXXXW | Indoor Luminaires | High-Bay | High-Bay Luminaires for Commercial and Industrial Buildings | Premium | FALSE | [9 empty] | 42674 |  |  | Yes | Updated on 2/13/2017 | 4.1 | 30100.65 | 135.58 | 222 | 20 | 0.9 | 3000 | 80
P83HSSEG | GE Lighting Solutions | Albeo | ABV2(5D)2V381(124)XXXXXW | Indoor Luminaires | High-Bay | High-Bay Luminaires for Commercial and Industrial Buildings | Premium | FALSE | [9 empty] | 42674 |  |  | Yes | Updated on 2/13/2017 | 4.1 | 21607.16 | 135.04 | 160 | 20 | 0.9 | 3000 | 80
P1RWKQ5S | GE Lighting Solutions | Albeo | ABV2(01234)2V381xXXXXXW | Indoor Luminaires | High-Bay | High-Bay Luminaires for Commercial and Industrial Buildings | Premium | FALSE | [9 empty] | 42674 |  |  | Yes | Updated on 2/13/2017 | 4.1 | 21607.16 | 145.99 | 148 | 20 | 0.9 | 3000 | 80
P8RM1JUH | GE Lighting Solutions | Albeo | ABV2(5D)2V389(124)XXXXXW | Indoor Luminaires | High-Bay | High-Bay Luminaires for Commercial and Industrial Buildings | Standard | FALSE | [9 empty] | 42674 |  |  | Yes | Updated on 2/13/2017 | 4.1 | 20742.87 | 129.64 | 160 | 20 | 0.9 | 3000 | 80
P3Y27MU8 | GE Lighting Solutions | Albeo | ABV2(01234)2V389xXXXXXW | Indoor Luminaires | High-Bay | High-Bay Luminaires for Commercial and Industrial Buildings | Premium | FALSE | [9 empty] | 42674 |  |  | Yes | Updated on 2/13/2017 | 4.1 | 20742.87 | 140.15 | 148 | 20 | 0.9 | 3000 | 80
PZ9956H5 | GE Lighting Solutions | Albeo | ABV2(5D)2V38D(124)XXXXXW | Indoor Luminaires | High-Bay | High-Bay Luminaires for Commercial and Industrial Buildings | Standard | FALSE | [9 empty] | 42674 |  |  | Yes | Updated on 2/13/2017 | 4.1 | 20310.73 | 126.94 | 160 | 20 | 0.9 | 3000 | 80
P4FPBBC6 | GE Lighting Solutions | Albeo | ABV2(01234)2V38DxXXXXXW | Indoor Luminaires | High-Bay | High-Bay Luminaires for Commercial and Industrial Buildings | Premium | FALSE | [9 empty] | 42674 |  |  | Yes | Updated on 2/13/2017 | 4.1 | 20310.73 | 137.23 | 148 | 20 | 0.9 | 3000 | 80
PW8FH7U6 | GE Lighting Solutions | Albeo | ABV2(01234)2V385xXXXXXW | Indoor Luminaires | High-Bay | High-Bay Luminaires for Commercial and Industrial Buildings | Premium | FALSE | [9 empty] | 42674 |  |  | Yes | Updated on 2/13/2017 | 4.1 | 20094.66 | 135.77 | 148 | 20 | 0.9 | 3000 | 80
PBMHD2BK | GE Lighting Solutions | Albeo | ABV2(5D)2V385(124)XXXXXW | Indoor Luminaires | High-Bay | High-Bay Luminaires for Commercial and Industrial Buildings | Standard | FALSE | [9 empty] | 42674 |  |  | Yes | Updated on 2/13/2017 | 4.1 | 20094.66 | 125.59 | 160 | 20 | 0.9 | 3000 | 80
PV6X5U6E | GE Lighting Solutions | Albeo | ABV2(5D)1E381xXXXXXW | Indoor Luminaires | High-Bay | High-Bay Luminaires for Commercial and Industrial Buildings | Premium | FALSE | [9 empty] | 42674 |  |  | Yes | Updated on 2/13/2017 | 4.1 | 16183.14 | 132.64 | 122 | 20 | 0.9 | 3000 | 80
PR1XBDAB | GE Lighting Solutions | Albeo | ABV2(01234)2T381xXXXXXW | Indoor Luminaires | High-Bay | High-Bay Luminaires for Commercial and Industrial Buildings | Premium | FALSE | [9 empty] | 42674 |  |  | Yes | Updated on 2/13/2017 | 4.1 | 16272.06 | 152.07 | 107 | 20 | 0.9 | 3000 | 80
P9SJ18YX | GE Lighting Solutions | Albeo | ABV2(5D)2T381(124)XXXXXW | Indoor Luminaires | High-Bay | High-Bay Luminaires for Commercial and Industrial Buildings | Premium | FALSE | [9 empty] | 42674 |  |  | Yes | Updated on 2/13/2017 | 4.1 | 16272.06 | 144 | 113 | 20 | 0.9 | 3000 | 80
P5QEQBCN | GE Lighting Solutions | Albeo | ABV2(01234)1E381xXXXXXW | Indoor Luminaires | High-Bay | High-Bay Luminaires for Commercial and Industrial Buildings | Premium | FALSE | [9 empty] | 42674 |  |  | Yes | Updated on 2/13/2017 | 4.1 | 16183.14 | 133.74 | 121 | 20 | 0.9 | 3000 | 80
PXAMGP8T | GE Lighting Solutions | Albeo | ABV2(01234)1E389xXXXXXW | Indoor Luminaires | High-Bay | High-Bay Luminaires for Commercial and Industrial Buildings | Standard | FALSE | [9 empty] | 42674 |  |  | Yes | Updated on 2/13/2017 | 4.1 | 15535.81 | 128.39 | 121 | 20 | 0.9 | 3000 | 80
PGACGPQ1 | GE Lighting Solutions | Albeo | ABV2(01234)2T389xXXXXXW | Indoor Luminaires | High-Bay | High-Bay Luminaires for Commercial and Industrial Buildings | Premium | FALSE | [9 empty] | 42674 |  |  | Yes | Updated on 2/13/2017 | 4.1 | 15621.18 | 145.99 | 107 | 20 | 0.9 | 3000 | 80
P6VD5PYU | GE Lighting Solutions | Albeo | ABV2(5D)2T389(124)XXXXXW | Indoor Luminaires | High-Bay | High-Bay Luminaires for Commercial and Industrial Buildings | Premium | FALSE | [9 empty] | 42674 |  |  | Yes | Updated on 2/13/2017 | 4.1 | 15621.18 | 138.24 | 113 | 20 | 0.9 | 3000 | 80
P1GS9UZ4 | GE Lighting Solutions | Albeo | ABV2(5D)1E389xXXXXXW | Indoor Luminaires | High-Bay | High-Bay Luminaires for Commercial and Industrial Buildings | Standard | FALSE | [9 empty] | 42674 |  |  | Yes | Updated on 2/13/2017 | 4.1 | 15535.81 | 127.34 | 122 | 20 | 0.9 | 3000 | 80
PJ475AQU | GE Lighting Solutions | Albeo | ABV2(5D)1E38DxXXXXXW | Indoor Luminaires | High-Bay | High-Bay Luminaires for Commercial and Industrial Buildings | Standard | FALSE | [9 empty] | 42674 |  |  | Yes | Updated on 2/13/2017 | 4.1 | 15212.15 | 124.68 | 122 | 20 | 0.9 | 3000 | 80
PF8KHWH9 | GE Lighting Solutions | Albeo | ABV2(01234)1E38DxXXXXXW | Indoor Luminaires | High-Bay | High-Bay Luminaires for Commercial and Industrial Buildings | Standard | FALSE | [9 empty] | 42674 |  |  | Yes | Updated on 2/13/2017 | 4.1 | 15212.15 | 125.72 | 121 | 20 | 0.9 | 3000 | 80
P9HQ41WB | GE Lighting Solutions | Albeo | ABV2(5D)2T38D(124)XXXXXW | Indoor Luminaires | High-Bay | High-Bay Luminaires for Commercial and Industrial Buildings | Premium | FALSE | [9 empty] | 42674 |  |  | Yes | Updated on 2/13/2017 | 4.1 | 15295.73 | 135.36 | 113 | 20 | 0.9 | 3000 | 80
P33S44YE | GE Lighting Solutions | Albeo | ABV2(01234)2T38DxXXXXXW | Indoor Luminaires | High-Bay | High-Bay Luminaires for Commercial and Industrial Buildings | Premium | FALSE | [9 empty] | 42674 |  |  | Yes | Updated on 2/13/2017 | 4.1 | 15295.73 | 142.95 | 107 | 20 | 0.9 | 3000 | 80
PU9PNYE3 | GE Lighting Solutions | Albeo | ABV2(5D)2T385(124)XXXXXW | Indoor Luminaires | High-Bay | High-Bay Luminaires for Commercial and Industrial Buildings | Premium | FALSE | [9 empty] | 42674 |  |  | Yes | Updated on 2/13/2017 | 4.1 | 15133.01 | 133.92 | 113 | 20 | 0.9 | 3000 | 80
PNGXBMJ7 | GE Lighting Solutions | Albeo | ABV2(5D)1E385xXXXXXW | Indoor Luminaires | High-Bay | High-Bay Luminaires for Commercial and Industrial Buildings | Standard | FALSE | [9 empty] | 42674 |  |  | Yes | Updated on 2/13/2017 | 4.1 | 15050.32 | 123.36 | 122 | 20 | 0.9 | 3000 | 80
P2SK1YZZ | GE Lighting Solutions | Albeo | ABV2(01234)1E385xXXXXXW | Indoor Luminaires | High-Bay | High-Bay Luminaires for Commercial and Industrial Buildings | Standard | FALSE | [9 empty] | 42674 |  |  | Yes | Updated on 2/13/2017 | 4.1 | 15050.32 | 124.38 | 121 | 20 | 0.9 | 3000 | 80
P23MKBHK | GE Lighting Solutions | Albeo | ABV2(01234)2T385xXXXXXW | Indoor Luminaires | High-Bay | High-Bay Luminaires for Commercial and Industrial Buildings | Premium | FALSE | [9 empty] | 42674 |  |  | Yes | Updated on 2/13/2017 | 4.1 | 15133.01 | 141.43 | 107 | 20 | 0.9 | 3000 | 80
PW9WRCHX | GE Lighting Solutions | Albeo | ABV2(01234)1V381xXXXXXW | Indoor Luminaires | High-Bay | High-Bay Luminaires for Commercial and Industrial Buildings | Premium | FALSE | [9 empty] | 42674 |  |  | Yes | Updated on 2/13/2017 | 4.1 | 10759.12 | 145.39 | 74 | 20 | 0.9 | 3000 | 80
P65AASPC | GE Lighting Solutions | Albeo | ABV2(5D)1V381(124)XXXXXW | Indoor Luminaires | High-Bay | High-Bay Luminaires for Commercial and Industrial Buildings | Premium | FALSE | [9 empty] | 42674 |  |  | Yes | Updated on 2/13/2017 | 4.1 | 10759.12 | 134.48 | 80 | 20 | 0.9 | 3000 | 80
PXNDX578 | GE Lighting Solutions | Albeo | ABV2(01234)1V389xXXXXXW | Indoor Luminaires | High-Bay | High-Bay Luminaires for Commercial and Industrial Buildings | Premium | FALSE | [9 empty] | 42674 |  |  | Yes | Updated on 2/13/2017 | 4.1 | 10328.75 | 139.57 | 74 | 20 | 0.9 | 3000 | 80
PGQJ9GTF | GE Lighting Solutions | Albeo | ABV2(5D)1V389(124)XXXXXW | Indoor Luminaires | High-Bay | High-Bay Luminaires for Commercial and Industrial Buildings | Standard | FALSE | [9 empty] | 42674 |  |  | Yes | Updated on 2/13/2017 | 4.1 | 10328.75 | 129.1 | 80 | 20 | 0.9 | 3000 | 80
PWNPMJZ1 | GE Lighting Solutions | Albeo | ABV2(01234)1V38DxXXXXXW | Indoor Luminaires | High-Bay | High-Bay Luminaires for Commercial and Industrial Buildings | Premium | FALSE | [9 empty] | 42674 |  |  | Yes | Updated on 2/13/2017 | 4.1 | 10113.57 | 136.66 | 74 | 20 | 0.9 | 3000 | 80
P3RKBN81 | GE Lighting Solutions | Albeo | ABV2(5D)1V38D(124)XXXXXW | Indoor Luminaires | High-Bay | High-Bay Luminaires for Commercial and Industrial Buildings | Standard | FALSE | [9 empty] | 42674 |  |  | Yes | Updated on 2/13/2017 | 4.1 | 10113.57 | 126.41 | 80 | 20 | 0.9 | 3000 | 80
PV1A38KP | GE Lighting Solutions | Albeo | ABV2(5D)1V385(124)XXXXXW | Indoor Luminaires | High-Bay | High-Bay Luminaires for Commercial and Industrial Buildings | Standard | FALSE | [9 empty] | 42674 |  |  | Yes | Updated on 2/13/2017 | 4.1 | 10005.98 | 125.07 | 80 | 20 | 0.9 | 3000 | 80
PANTJQCV | GE Lighting Solutions | Albeo | ABV2(01234)1T381xXXXXXW | Indoor Luminaires | High-Bay | Low-Bay Luminaires for Commercial and Industrial Buildings | Premium | FALSE | [9 empty] | 42674 |  |  | Yes | Updated on 2/13/2017 | 4.1 | 8091.57 | 152.67 | 53 | 20 | 0.9 | 3000 | 80
P46MVKSF | GE Lighting Solutions | Albeo | ABV2(5D)1T381(124)XXXXXW | Indoor Luminaires | High-Bay | Low-Bay Luminaires for Commercial and Industrial Buildings | Premium | FALSE | [9 empty] | 42674 |  |  | Yes | Updated on 2/13/2017 | 4.1 | 8091.57 | 141.95 | 57 | 20 | 0.9 | 3000 | 80
PXR11U4N | GE Lighting Solutions | Albeo | ABV2(5D)1T389(124)XXXXXW | Indoor Luminaires | High-Bay | Low-Bay Luminaires for Commercial and Industrial Buildings | Premium | FALSE | [9 empty] | 42674 |  |  | Yes | Updated on 2/13/2017 | 4.1 | 7767.9 | 136.27 | 57 | 20 | 0.9 | 3000 | 80
PSD1U1NX | GE Lighting Solutions | Albeo | ABV2(01234)1T389xXXXXXW | Indoor Luminaires | High-Bay | Low-Bay Luminaires for Commercial and Industrial Buildings | Premium | FALSE | [9 empty] | 42674 |  |  | Yes | Updated on 2/13/2017 | 4.1 | 7767.9 | 146.56 | 53 | 20 | 0.9 | 3000 | 80
PGEQSCPV | GE Lighting Solutions | Albeo | ABV2(01234)1T38DxXXXXXW | Indoor Luminaires | High-Bay | Low-Bay Luminaires for Commercial and Industrial Buildings | Premium | FALSE | [9 empty] | 42674 |  |  | Yes | Updated on 2/13/2017 | 4.1 | 7606.07 | 143.51 | 53 | 20 | 0.9 | 3000 | 80
P8BT45FE | GE Lighting Solutions | Albeo | ABV2(5D)1T38D(124)XXXXXW | Indoor Luminaires | High-Bay | Low-Bay Luminaires for Commercial and Industrial Buildings | Premium | FALSE | [9 empty] | 42674 |  |  | Yes | Updated on 2/13/2017 | 4.1 | 7606.07 | 133.43 | 57 | 20 | 0.9 | 3000 | 80
PRQKFEPY | GE Lighting Solutions | Albeo | ABV2(5D)1T385(124)XXXXXW | Indoor Luminaires | High-Bay | Low-Bay Luminaires for Commercial and Industrial Buildings | Premium | FALSE | [9 empty] | 42674 |  |  | Yes | Updated on 2/13/2017 | 4.1 | 7525.16 | 132.02 | 57 | 20 | 0.9 | 3000 | 80
P6DAE4TQ | GE Lighting Solutions | Albeo | ABV2(01234)1T385xXXXXXW | Indoor Luminaires | High-Bay | Low-Bay Luminaires for Commercial and Industrial Buildings | Premium | FALSE | [9 empty] | 42674 |  |  | Yes | Updated on 2/13/2017 | 4.1 | 7525.16 | 141.98 | 53 | 20 | 0.9 | 3000 | 80
PSMED4PE | GE Lighting Solutions | Albeo | ABV2(5D)3V381NXXXXXW | Indoor Luminaires | High-Bay | High-Bay Luminaires for Commercial and Industrial Buildings | Premium | FALSE | [9 empty] | 42674 |  |  | No | Updated on 2/13/2017 | 4.1 | 32366.29 | 143.21 | 226 | 20 | 0.9 | 3000 | 80
P4FACW9U | GE Lighting Solutions | Albeo | ABV2(5D)3V389NXXXXXW | Indoor Luminaires | High-Bay | High-Bay Luminaires for Commercial and Industrial Buildings | Premium | FALSE | [9 empty] | 42674 |  |  | No | Updated on 2/13/2017 | 4.1 | 31071.63 | 137.48 | 226 | 20 | 0.9 | 3000 | 80
PACUBYSG | GE Lighting Solutions | Albeo | ABV2(5D)3V38DNXXXXXW | Indoor Luminaires | High-Bay | High-Bay Luminaires for Commercial and Industrial Buildings | Premium | FALSE | [9 empty] | 42674 |  |  | No | Updated on 2/13/2017 | 4.1 | 30424.31 | 134.62 | 226 | 20 | 0.9 | 3000 | 80
PUDUXKT2 | GE Lighting Solutions | Albeo | ABV2(5D)3V385NXXXXXW | Indoor Luminaires | High-Bay | High-Bay Luminaires for Commercial and Industrial Buildings | Premium | FALSE | [9 empty] | 42674 |  |  | No | Updated on 2/13/2017 | 4.1 | 30100.65 | 133.18 | 226 | 20 | 0.9 | 3000 | 80
P7YBUAER | GE Lighting Solutions | Albeo | ABV2(5D)2V381NXXXXXW | Indoor Luminaires | High-Bay | High-Bay Luminaires for Commercial and Industrial Buildings | Premium | FALSE | [9 empty] | 42674 |  |  | No | Updated on 2/13/2017 | 4.1 | 21607.16 | 143.09 | 151 | 20 | 0.9 | 3000 | 80
PE313T4S | GE Lighting Solutions | Albeo | ABV2(5D)2V389NXXXXXW | Indoor Luminaires | High-Bay | High-Bay Luminaires for Commercial and Industrial Buildings | Premium | FALSE | [9 empty] | 42674 |  |  | No | Updated on 2/13/2017 | 4.1 | 20742.87 | 137.37 | 151 | 20 | 0.9 | 3000 | 80
P8AS4KCV | GE Lighting Solutions | Albeo | ABV2(5D)2V38DNXXXXXW | Indoor Luminaires | High-Bay | High-Bay Luminaires for Commercial and Industrial Buildings | Premium | FALSE | [9 empty] | 42674 |  |  | No | Updated on 2/13/2017 | 4.1 | 20310.73 | 134.5 | 151 | 20 | 0.9 | 3000 | 80
PNVT14PH | GE Lighting Solutions | Albeo | ABV2(5D)2V385NXXXXXW | Indoor Luminaires | High-Bay | High-Bay Luminaires for Commercial and Industrial Buildings | Premium | FALSE | [9 empty] | 42674 |  |  | No | Updated on 2/13/2017 | 4.1 | 20094.66 | 133.07 | 151 | 20 | 0.9 | 3000 | 80
PV1EFNCX | GE Lighting Solutions | Albeo | ABV2(5D)2T381NXXXXXW | Indoor Luminaires | High-Bay | High-Bay Luminaires for Commercial and Industrial Buildings | Premium | FALSE | [9 empty] | 42674 |  |  | No | Updated on 2/13/2017 | 4.1 | 16272.06 | 152.07 | 107 | 20 | 0.9 | 3000 | 80
P52XKQB2 | GE Lighting Solutions | Albeo | ABV2(5D)2T389NXXXXXW | Indoor Luminaires | High-Bay | High-Bay Luminaires for Commercial and Industrial Buildings | Premium | FALSE | [9 empty] | 42674 |  |  | No | Updated on 2/13/2017 | 4.1 | 15621.18 | 145.99 | 107 | 20 | 0.9 | 3000 | 80
PE88WQA5 | GE Lighting Solutions | Albeo | ABV2(5D)2T38DNXXXXXW | Indoor Luminaires | High-Bay | High-Bay Luminaires for Commercial and Industrial Buildings | Premium | FALSE | [9 empty] | 42674 |  |  | No | Updated on 2/13/2017 | 4.1 | 15295.73 | 142.95 | 107 | 20 | 0.9 | 3000 | 80
P5893CZW | GE Lighting Solutions | Albeo | ABV2(5D)2T385NXXXXXW | Indoor Luminaires | High-Bay | High-Bay Luminaires for Commercial and Industrial Buildings | Premium | FALSE | [9 empty] | 42674 |  |  | No | Updated on 2/13/2017 | 4.1 | 15133.01 | 141.43 | 107 | 20 | 0.9 | 3000 | 80
P2NKKC84 | GE Lighting Solutions | Albeo | ABV2(5D)1V381NXXXXXW | Indoor Luminaires | High-Bay | High-Bay Luminaires for Commercial and Industrial Buildings | Premium | FALSE | [9 empty] | 42674 |  |  | No | Updated on 2/13/2017 | 4.1 | 10759.12 | 143.45 | 75 | 20 | 0.9 | 3000 | 80
PX4884CS | GE Lighting Solutions | Albeo | ABV2(5D)1V389NXXXXXW | Indoor Luminaires | High-Bay | High-Bay Luminaires for Commercial and Industrial Buildings | Premium | FALSE | [9 empty] | 42674 |  |  | No | Updated on 2/13/2017 | 4.1 | 10328.75 | 137.71 | 75 | 20 | 0.9 | 3000 | 80
PPSMTE93 | GE Lighting Solutions | Albeo | ABV2(5D)1V38DNXXXXXW | Indoor Luminaires | High-Bay | High-Bay Luminaires for Commercial and Industrial Buildings | Premium | FALSE | [9 empty] | 42674 |  |  | No | Updated on 2/13/2017 | 4.1 | 10113.57 | 134.84 | 75 | 20 | 0.9 | 3000 | 80
PG7BT135 | GE Lighting Solutions | Albeo | ABV2(5D)1V385NXXXXXW | Indoor Luminaires | High-Bay | High-Bay Luminaires for Commercial and Industrial Buildings | Premium | FALSE | [9 empty] | 42674 |  |  | No | Updated on 2/13/2017 | 4.1 | 10005.98 | 133.41 | 75 | 20 | 0.9 | 3000 | 80
PVEKSTV5 | GE Lighting Solutions | Albeo | ABV2(5D)1T381NXXXXXW | Indoor Luminaires | High-Bay | Low-Bay Luminaires for Commercial and Industrial Buildings | Premium | FALSE | [9 empty] | 42674 |  |  | No | Updated on 2/13/2017 | 4.1 | 8091.57 | 147.11 | 55 | 20 | 0.9 | 3000 | 80
PJZH9DGD | GE Lighting Solutions | Albeo | ABV2(5D)1T389NXXXXXW | Indoor Luminaires | High-Bay | Low-Bay Luminaires for Commercial and Industrial Buildings | Premium | FALSE | [9 empty] | 42674 |  |  | No | Updated on 2/13/2017 | 4.1 | 7767.9 | 141.23 | 55 | 20 | 0.9 | 3000 | 80
PQSGA5KF | GE Lighting Solutions | Albeo | ABV2(5D)1T38DNXXXXXW | Indoor Luminaires | High-Bay | Low-Bay Luminaires for Commercial and Industrial Buildings | Premium | FALSE | [9 empty] | 42674 |  |  | No | Updated on 2/13/2017 | 4.1 | 7606.07 | 138.29 | 55 | 20 | 0.9 | 3000 | 80
PFB5JJUV | Digital Lumens | ILE | ILE-3-18-A (5000K) | Indoor Luminaires | High-Bay | High-Bay Luminaires for Commercial and Industrial Buildings | Standard | FALSE | [9 empty] | 42674 |  |  | Yes |  | 4 | 18080 | 125 | 144 | 10.24 | 0.93 | 5082 | 70
PNVEDUGJ | Digital Lumens | ILE | ILE-3-13-A (5000K) | Indoor Luminaires | High-Bay | High-Bay Luminaires for Commercial and Industrial Buildings | Standard | FALSE | [9 empty] | 42674 |  |  | Yes |  | 4 | 13480 | 121 | 111 | 15.35 | 0.88 | 5077 | 70
PND5DY7X | Digital Lumens | ILE | ILE-3-26-A (5000K) | Indoor Luminaires | High-Bay | High-Bay Luminaires for Commercial and Industrial Buildings | Standard | FALSE | [9 empty] | 42674 |  |  | Yes |  | 4 | 26440 | 118 | 224 | 10.54 | 0.94 | 5052 | 70
PK574HCE | SHENZHEN FUDAKIN DISPLAY LIGHTING CO. LTD. | FUDAKINLED | FDK-LHB-04-150W-27-35K-D | Indoor Luminaires | High-Bay | High-Bay Luminaires for Commercial and Industrial Buildings | Standard | TRUE | 16287.71 | 115.18 | 141.41 | 8.52 | 0.971 | 3708 | 82.1 | 5 | 50000 | 42671 |  |  | No |  | 4 | 16500 | 110 | 150 | 10 | 0.9 | 3500 | 80
PKGAGHBJ | SHENZHEN FUDAKIN DISPLAY LIGHTING CO. LTD. | FUDAKINLED | FDK-LHB-04-150W-34-35K-D | Indoor Luminaires | High-Bay | High-Bay Luminaires for Commercial and Industrial Buildings | Standard | TRUE | 16349.08 | 116.47 | 140.37 | 12.41 | 0.962 | 3699 | 82.2 | 5 | 50000 | 42671 |  |  | No |  | 4 | 16500 | 110 | 150 | 10 | 0.9 | 3500 | 80
PBNUZBR1 | Nuwave LLC | ALSET | HBU-31L-40K-UL-P | Indoor Luminaires | High-Bay | High-Bay Luminaires for Commercial and Industrial Buildings | Standard | TRUE | 27516 | 117.74 | 233.7 | 11.57 | 0.9361 | 4041 | 84.4 | 5 | 50000 | 42671 |  |  | No |  | 4 | 27516 | 117.74 | 233.7 | 11.57 | 0.94 | 4000 | 84.4
PU1ZT5QW | Nuwave LLC | ALSET | HBU-17L-40K-UL-P | Indoor Luminaires | High-Bay | High-Bay Luminaires for Commercial and Industrial Buildings | Standard | TRUE | 17006 | 119.68 | 142.1 | 15.03 | 0.934 | 4012 | 84.4 | 5 | 50000 | 42671 |  |  | No |  | 4 | 17389 | 121.18 | 143.5 | 15.03 | 0.93 | 4000 | 84.4
PKPWTHR6 | Nuwave LLC | ALSET | HBU-31L-57K-UL-P | Indoor Luminaires | High-Bay | High-Bay Luminaires for Commercial and Industrial Buildings | Standard | FALSE | [9 empty] | 42671 |  |  | No |  | 4 | 28274 | 120.37 | 234.9 | 11.54 | 0.94 | 5700 | 84.3
PYMTG1Y7 | Nuwave LLC | ALSET | HBU-17L-57K-UL-P | Indoor Luminaires | High-Bay | High-Bay Luminaires for Commercial and Industrial Buildings | Standard | FALSE | [9 empty] | 42671 |  |  | No |  | 4 | 18026 | 124.83 | 144.4 | 14.99 | 0.93 | 5700 | 83.5
PRBM7RY5 | Nuwave LLC | ALSET | HBU-17L-50K-UL-P | Indoor Luminaires | High-Bay | High-Bay Luminaires for Commercial and Industrial Buildings | Standard | FALSE | [9 empty] | 42671 |  |  | No |  | 4 | 17389 | 121.18 | 143.5 | 15.03 | 0.93 | 5000 | 84.4
PUKJMYJY | Nuwave LLC | ALSET | HBU-31L-50K-UL-P | Indoor Luminaires | High-Bay | High-Bay Luminaires for Commercial and Industrial Buildings | Standard | FALSE | [9 empty] | 42671 |  |  | No |  | 4 | 27516 | 117.74 | 233.7 | 11.57 | 0.94 | 5000 | 84.4
P2T1DK68 | Nuwave LLC | ALSET | HBU-17L-45K-UL-P | Indoor Luminaires | High-Bay | High-Bay Luminaires for Commercial and Industrial Buildings | Standard | FALSE | [9 empty] | 42671 |  |  | No |  | 4 | 17389 | 121.18 | 143.5 | 15.03 | 0.93 | 4500 | 84.4
PE5Z444M | Nuwave LLC | ALSET | HBU-31L-45K-UL-P | Indoor Luminaires | High-Bay | High-Bay Luminaires for Commercial and Industrial Buildings | Standard | FALSE | [9 empty] | 42671 |  |  | No |  | 4 | 27516 | 117.74 | 233.7 | 11.57 | 0.94 | 4500 | 84.4
PRPXSTC5 | SHENZHEN FUDAKIN DISPLAY LIGHTING CO. LTD. | FUDAKINLED | FDK-LHB-04-150W-27-57K | Indoor Luminaires | High-Bay | High-Bay Luminaires for Commercial and Industrial Buildings | Standard | FALSE | [9 empty] | 42671 | Not Dimmable | Not Dimmable | No |  | 4 | 17400 | 116 | 150 | 10 | 0.9 | 5700 | 80
PCUQFUX7 | SHENZHEN FUDAKIN DISPLAY LIGHTING CO. LTD. | FUDAKINLED | FDK-LHB-04-150W-34-57K | Indoor Luminaires | High-Bay | High-Bay Luminaires for Commercial and Industrial Buildings | Standard | FALSE | [9 empty] | 42671 | Not Dimmable | Not Dimmable | No |  | 4 | 17400 | 116 | 150 | 10 | 0.9 | 5700 | 80
PUR3HDWA | SHENZHEN FUDAKIN DISPLAY LIGHTING CO. LTD. | FUDAKINLED | FDK-LHB-04-150W-34-57K-D | Indoor Luminaires | High-Bay | High-Bay Luminaires for Commercial and Industrial Buildings | Standard | FALSE | [9 empty] | 42671 | Dimmable | Continuous Below 10 | No |  | 4 | 17400 | 116 | 150 | 10 | 0.9 | 5700 | 80
PU26PT7Y | SHENZHEN FUDAKIN DISPLAY LIGHTING CO. LTD. | FUDAKINLED | FDK-LHB-04-150W-27-57K-D | Indoor Luminaires | High-Bay | High-Bay Luminaires for Commercial and Industrial Buildings | Standard | FALSE | [9 empty] | 42671 | Dimmable | Continuous Below 10 | No |  | 4 | 17400 | 116 | 150 | 10 | 0.9 | 5700 | 80
PDEQH9SM | SHENZHEN FUDAKIN DISPLAY LIGHTING CO. LTD. | FUDAKINLED | FDK-LHB-04-150W-27-50K | Indoor Luminaires | High-Bay | High-Bay Luminaires for Commercial and Industrial Buildings | Standard | FALSE | [9 empty] | 42671 | Not Dimmable | Not Dimmable | No |  | 4 | 17200 | 114.7 | 150 | 10 | 0.9 | 5000 | 80
P9V4BSV3 | SHENZHEN FUDAKIN DISPLAY LIGHTING CO. LTD. | FUDAKINLED | FDK-LHB-04-150W-34-50K | Indoor Luminaires | High-Bay | High-Bay Luminaires for Commercial and Industrial Buildings | Standard | FALSE | [9 empty] | 42671 | Not Dimmable | Not Dimmable | No |  | 4 | 17200 | 114.7 | 150 | 10 | 0.9 | 5000 | 80
P522PACY | SHENZHEN FUDAKIN DISPLAY LIGHTING CO. LTD. | FUDAKINLED | FDK-LHB-04-150W-27-50K-D | Indoor Luminaires | High-Bay | High-Bay Luminaires for Commercial and Industrial Buildings | Standard | FALSE | [9 empty] | 42671 | Dimmable | Continuous Below 10 | No |  | 4 | 17200 | 114.7 | 150 | 10 | 0.9 | 5000 | 80
P2HQPFUZ | SHENZHEN FUDAKIN DISPLAY LIGHTING CO. LTD. | FUDAKINLED | FDK-LHB-04-150W-34-50K-D | Indoor Luminaires | High-Bay | High-Bay Luminaires for Commercial and Industrial Buildings | Standard | FALSE | [9 empty] | 42671 | Dimmable | Continuous Below 10 | No |  | 4 | 17200 | 114.7 | 150 | 10 | 0.9 | 5000 | 80
PQF9CWGR | SHENZHEN FUDAKIN DISPLAY LIGHTING CO. LTD. | FUDAKINLED | FDK-LHB-04-150W-27-45K | Indoor Luminaires | High-Bay | High-Bay Luminaires for Commercial and Industrial Buildings | Standard | FALSE | [9 empty] | 42671 | Not Dimmable | Not Dimmable | No |  | 4 | 16900 | 112 | 150 | 10 | 0.9 | 4500 | 80
P1SRKQZT | SHENZHEN FUDAKIN DISPLAY LIGHTING CO. LTD. | FUDAKINLED | FDK-LHB-04-150W-34-45K | Indoor Luminaires | High-Bay | High-Bay Luminaires for Commercial and Industrial Buildings | Standard | FALSE | [9 empty] | 42671 | Not Dimmable | Not Dimmable | No |  | 4 | 16900 | 112 | 150 | 10 | 0.9 | 4500 | 80
PYW5QYBQ | SHENZHEN FUDAKIN DISPLAY LIGHTING CO. LTD. | FUDAKINLED | FDK-LHB-04-150W-34-45K-D | Indoor Luminaires | High-Bay | High-Bay Luminaires for Commercial and Industrial Buildings | Standard | FALSE | [9 empty] | 42671 | Dimmable | Continuous Below 10 | No |  | 4 | 16900 | 112 | 150 | 10 | 0.9 | 4500 | 80
PP2VW8Y5 | SHENZHEN FUDAKIN DISPLAY LIGHTING CO. LTD. | FUDAKINLED | FDK-LHB-04-150W-27-45K-D | Indoor Luminaires | High-Bay | High-Bay Luminaires for Commercial and Industrial Buildings | Standard | FALSE | [9 empty] | 42671 | Dimmable | Continuous Below 10 | No |  | 4 | 16900 | 112 | 150 | 10 | 0.9 | 4500 | 80
PNPTYQHQ | SHENZHEN FUDAKIN DISPLAY LIGHTING CO. LTD. | FUDAKINLED | FDK-LHB-04-150W-27-40K | Indoor Luminaires | High-Bay | High-Bay Luminaires for Commercial and Industrial Buildings | Standard | FALSE | [9 empty] | 42671 | Not Dimmable | Not Dimmable | No |  | 4 | 16700 | 111 | 150 | 10 | 0.9 | 4000 | 80
P5V39Y85 | SHENZHEN FUDAKIN DISPLAY LIGHTING CO. LTD. | FUDAKINLED | FDK-LHB-04-150W-34-40K | Indoor Luminaires | High-Bay | High-Bay Luminaires for Commercial and Industrial Buildings | Standard | FALSE | [9 empty] | 42671 | Not Dimmable | Not Dimmable | No |  | 4 | 16700 | 111 | 150 | 10 | 0.9 | 4000 | 80
PNUNXJEX | SHENZHEN FUDAKIN DISPLAY LIGHTING CO. LTD. | FUDAKINLED | FDK-LHB-04-150W-34-40K-D | Indoor Luminaires | High-Bay | High-Bay Luminaires for Commercial and Industrial Buildings | Standard | FALSE | [9 empty] | 42671 | Dimmable | Continuous Below 10 | No |  | 4 | 16700 | 111 | 150 | 10 | 0.9 | 4000 | 80
P5HKB9R2 | SHENZHEN FUDAKIN DISPLAY LIGHTING CO. LTD. | FUDAKINLED | FDK-LHB-04-150W-27-40K-D | Indoor Luminaires | High-Bay | High-Bay Luminaires for Commercial and Industrial Buildings | Standard | FALSE | [9 empty] | 42671 | Dimmable | Continuous Below 10 | No |  | 4 | 16700 | 111 | 150 | 10 | 0.9 | 4000 | 80
PUYQMXU1 | SHENZHEN FUDAKIN DISPLAY LIGHTING CO. LTD. | FUDAKINLED | FDK-LHB-04-150W-27-35K | Indoor Luminaires | High-Bay | High-Bay Luminaires for Commercial and Industrial Buildings | Standard | FALSE | [9 empty] | 42671 | Not Dimmable | Not Dimmable | No |  | 4 | 16500 | 110 | 150 | 10 | 0.9 | 3500 | 80
P2BRSJ2R | SHENZHEN FUDAKIN DISPLAY LIGHTING CO. LTD. | FUDAKINLED | FDK-LHB-04-150W-34-35K | Indoor Luminaires | High-Bay | High-Bay Luminaires for Commercial and Industrial Buildings | Standard | FALSE | [9 empty] | 42671 | Not Dimmable | Not Dimmable | No |  | 4 | 16500 | 110 | 150 | 10 | 0.9 | 3500 | 80
P9PUTFT8 | CIXI YUANHUI LIGHTING ELECTRIC CO.LTD | YUANHUI | VP5F75V2DD[-S] | Indoor Luminaires | High-Bay | Low-Bay Luminaires for Commercial and Industrial Buildings | Standard | TRUE | 8785.2 | 115.11 | 76.89 | 8.2 | 0.9742 | 2685 | 82.9 | 5 | 50000 | 42670 |  |  | Yes |  | 4 | 8870 | 115.36 | 76.89 | 8.2 | 0.97 | 2700 | 82.9
PHPUA8KC | CIXI YUANHUI LIGHTING ELECTRIC CO.LTD | YUANHUI | VP5C75V2DD[-S] | Indoor Luminaires | High-Bay | High-Bay Luminaires for Commercial and Industrial Buildings | Standard | TRUE | 9685.3 | 126.72 | 76.87 | 12.01 | 0.9741 | 2717 | 82.9 | 5 | 50000 | 42670 |  |  | Yes |  | 4 | 9741.3 | 126.72 | 76.87 | 12.01 | 0.97 | 2700 | 82.9
PJG68BN4 | Shenzhen Hitoplux Optoelectronic Co. Ltd. | Hitoplux LED High Bay | HL-HB100W13110(4000K) | Indoor Luminaires | High-Bay | High-Bay Luminaires for Commercial and Industrial Buildings | Standard | TRUE | 12152 | 122.93 | 98.85 | 14.51 | 0.9698 | 3945 | 83.7 | 5 | 50000 | 42670 |  |  | No |  | 4 | 12152 | 122.9 | 98.85 | 14.51 | 0.95 | 4000 | 80
PS7BNN5Q | CIXI YUANHUI LIGHTING ELECTRIC CO.LTD | YUANHUI | VP5C75DD[-S] | Indoor Luminaires | High-Bay | High-Bay Luminaires for Commercial and Industrial Buildings | Standard | TRUE | 9699.5 | 127.39 | 76.72 | 14.52 | 0.9574 | 2673 | 83 | 5 | 50000 | 42670 |  |  | Yes |  | 4 | 9705.8 | 126.51 | 76.72 | 14.52 | 0.96 | 2700 | 83
PA5SJ6AX | CIXI YUANHUI LIGHTING ELECTRIC CO.LTD | YUANHUI | VP5F75DD[-S] | Indoor Luminaires | High-Bay | Low-Bay Luminaires for Commercial and Industrial Buildings | Standard | TRUE | 8874.6 | 115.69 | 76.71 | 11.95 | 0.9571 | 2800 | 82 | 5 | 50000 | 42670 |  |  | Yes |  | 4 | 8874.6 | 115.69 | 76.71 | 11.95 | 0.96 | 2700 | 82
P35FXDV3 | SHENZHEN YOOHUN OPTOELECTRONICS CO. LTD | YOOHUN | YH-AHB002-70WM(4000K) | Indoor Luminaires | High-Bay | High-Bay Luminaires for Commercial and Industrial Buildings | Standard | TRUE | 9461 | 139.6 | 67.77 | 10.4 | 0.9475 | 4075 | 75 | 5 | 50000 | 42670 |  |  | No |  | 4 | 9581.7 | 139.74 | 68.57 | 10.4 | 0.95 | 4000 | 75
PUN3XQXJ | shenzhen ccclighting limited | ccclighting | FL03-5001 | Indoor Luminaires | High-Bay | High-Bay Luminaires for Commercial and Industrial Buildings | Standard | TRUE | 18688 | 124.75 | 149.8 | 12.69 | 0.9404 | 5152 | 83.7 | 5 | 50000 | 42670 |  |  | No |  | 4 | 18975 | 125 | 151.8 | 8.75 | 1 | 5152 | 83.7
P14T88SB | shenzhen ccclighting limited | ccclighting | FL02-5001 | Indoor Luminaires | High-Bay | High-Bay Luminaires for Commercial and Industrial Buildings | Standard | TRUE | 28671 | 117.55 | 243.9 | 10.29 | 0.928 | 5164 | 83.7 | 5 | 50000 | 42670 |  |  | No |  | 4 | 28671 | 117.55 | 243.9 | 5.74 | 1 | 5164 | 83.7
PFZUK2B7 | KRYPTON LIGHTING. LLC | Krypton Lighting | KL-RA-1-40Ã?130-150B-5K-UNV-ABB-V-1-10V | Indoor Luminaires | High-Bay | High-Bay Luminaires for Commercial and Industrial Buildings | Standard | TRUE | 19797 | 123.73 | 158.7 | 10.85 | 0.9111 | 5184 | 75.6 | 5 | 50000 | 42670 |  |  | No |  | 3.1 | 19797 | 123.73 | 160 | 10.85 | 0.911 | 5000 | 75.6
PRRYPKU9 | LumenOptix | Lumenoptix | STR-2-13-TA7-40K-A2-DUX | Indoor Luminaires | High-Bay | High-Bay Aisle Luminaires | Standard | TRUE | 13570 | 115.3 | 117 | 17.8 | 0.911 | 3935 | 71 | 10 | 54000 | 42670 |  |  | Yes |  | 4 | 13570 | 115.3 | 117.7 | 17.8 | 0.91 | 3935 | 71
PWXCDCFE | SHENZHEN YOOHUN OPTOELECTRONICS CO. LTD | YOOHUN | YH-AHB001[AL PC]-200WM(4000K) | Indoor Luminaires | High-Bay | High-Bay Luminaires for Commercial and Industrial Buildings | Standard | TRUE | 23537 | 118.75 | 198.2 | 16.15 | 0.9001 | 4075 | 75.5 | 5 | 50000 | 42670 |  |  | No |  | 4 | 23537 | 118.75 | 198.2 | 16.15 | 0.9 | 4000 | 75.5
PEN2THZC | SHENZHEN YOOHUN OPTOELECTRONICS CO. LTD | YOOHUN | YH-AHB001[AL PC]-200WM(5700K) | Indoor Luminaires | High-Bay | High-Bay Luminaires for Commercial and Industrial Buildings | Standard | FALSE | [9 empty] | 42670 |  |  | No |  | 4 | 24548 | 123.11 | 199.4 | 16.33 | 0.9 | 5700 | 74.7
PX3ZGVXW | SHENZHEN YOOHUN OPTOELECTRONICS CO. LTD | YOOHUN | YH-AHB002-70WM(5700K) | Indoor Luminaires | High-Bay | High-Bay Luminaires for Commercial and Industrial Buildings | Standard | FALSE | [9 empty] | 42670 |  |  | No |  | 4 | 9930 | 143.7 | 69.1 | 10.65 | 0.95 | 5700 | 74.3
PBX7PUG2 | CIXI YUANHUI LIGHTING ELECTRIC CO.LTD | YUANHUI | VP5F75V2CD[-S] | Indoor Luminaires | High-Bay | Low-Bay Luminaires for Commercial and Industrial Buildings | Standard | FALSE | [9 empty] | 42670 |  |  | Yes |  | 4 | 9338 | 121.19 | 77.05 | 8.7 | 0.97 | 5700 | 84.7
PQWF5X39 | CIXI YUANHUI LIGHTING ELECTRIC CO.LTD | YUANHUI | VP5C75V2CD[-S] | Indoor Luminaires | High-Bay | High-Bay Luminaires for Commercial and Industrial Buildings | Standard | FALSE | [9 empty] | 42670 |  |  | Yes |  | 4 | 10124 | 132.7 | 76.29 | 12.47 | 0.97 | 5700 | 84.6
PYTAS9VW | CIXI YUANHUI LIGHTING ELECTRIC CO.LTD | YUANHUI | VP5F75CD[-S] | Indoor Luminaires | High-Bay | Low-Bay Luminaires for Commercial and Industrial Buildings | Standard | FALSE | [9 empty] | 42670 |  |  | Yes |  | 4 | 9260 | 120.03 | 77.15 | 11.72 | 0.96 | 5700 | 84.5
PZVJVG71 | CIXI YUANHUI LIGHTING ELECTRIC CO.LTD | YUANHUI | VP5C75CD[-S] | Indoor Luminaires | High-Bay | High-Bay Luminaires for Commercial and Industrial Buildings | Standard | FALSE | [9 empty] | 42670 |  |  | Yes |  | 4 | 10119 | 131.76 | 76.8 | 14.16 | 0.95 | 5700 | 84.1
PUG26AWY | CIXI YUANHUI LIGHTING ELECTRIC CO.LTD | YUANHUI | VP5C75PD[-S] | Indoor Luminaires | High-Bay | High-Bay Luminaires for Commercial and Industrial Buildings | Standard | FALSE | [9 empty] | 42670 |  |  | Yes |  | 4 | 9705.8 | 126.51 | 76.72 | 14.52 | 0.96 | 5000 | 83
PC5MHCJR | CIXI YUANHUI LIGHTING ELECTRIC CO.LTD | YUANHUI | VP5C75V2PD[-S] | Indoor Luminaires | High-Bay | High-Bay Luminaires for Commercial and Industrial Buildings | Standard | FALSE | [9 empty] | 42670 |  |  | Yes |  | 4 | 9741.3 | 126.72 | 76.87 | 12.01 | 0.97 | 5000 | 82.9
PVA7XJ57 | CIXI YUANHUI LIGHTING ELECTRIC CO.LTD | YUANHUI | VP5F75V2PD[-S] | Indoor Luminaires | High-Bay | Low-Bay Luminaires for Commercial and Industrial Buildings | Standard | FALSE | [9 empty] | 42670 |  |  | Yes |  | 4 | 8870 | 115.36 | 76.89 | 8.2 | 0.97 | 5000 | 82.9
PZKSNH12 | CIXI YUANHUI LIGHTING ELECTRIC CO.LTD | YUANHUI | VP5F75PD[-S] | Indoor Luminaires | High-Bay | Low-Bay Luminaires for Commercial and Industrial Buildings | Standard | FALSE | [9 empty] | 42670 |  |  | Yes |  | 4 | 8874.6 | 115.69 | 76.71 | 11.95 | 0.96 | 5000 | 82
PW563PGE | CIXI YUANHUI LIGHTING ELECTRIC CO.LTD | YUANHUI | VP5C75ND[-S] | Indoor Luminaires | High-Bay | High-Bay Luminaires for Commercial and Industrial Buildings | Standard | FALSE | [9 empty] | 42670 |  |  | Yes |  | 4 | 9705.8 | 126.51 | 76.72 | 14.52 | 0.96 | 4000 | 83
PG774W1Q | CIXI YUANHUI LIGHTING ELECTRIC CO.LTD | YUANHUI | VP5C75V2ND[-S] | Indoor Luminaires | High-Bay | High-Bay Luminaires for Commercial and Industrial Buildings | Standard | FALSE | [9 empty] | 42670 |  |  | Yes |  | 4 | 9741.3 | 126.72 | 76.87 | 12.01 | 0.97 | 4000 | 82.9
PKGMVC2K | CIXI YUANHUI LIGHTING ELECTRIC CO.LTD | YUANHUI | VP5F75V2ND[-S] | Indoor Luminaires | High-Bay | Low-Bay Luminaires for Commercial and Industrial Buildings | Standard | FALSE | [9 empty] | 42670 |  |  | Yes |  | 4 | 8870 | 115.36 | 76.89 | 8.2 | 0.97 | 4000 | 82.9
P2JCJW48 | CIXI YUANHUI LIGHTING ELECTRIC CO.LTD | YUANHUI | VP5F75ND[-S] | Indoor Luminaires | High-Bay | Low-Bay Luminaires for Commercial and Industrial Buildings | Standard | FALSE | [9 empty] | 42670 |  |  | Yes |  | 4 | 8874.6 | 115.69 | 76.71 | 11.95 | 0.96 | 4000 | 82
PRJ2WY7K | CIXI YUANHUI LIGHTING ELECTRIC CO.LTD | YUANHUI | VP5C75WD[-S] | Indoor Luminaires | High-Bay | High-Bay Luminaires for Commercial and Industrial Buildings | Standard | FALSE | [9 empty] | 42670 |  |  | Yes |  | 4 | 9705.8 | 126.51 | 76.72 | 14.52 | 0.96 | 3000 | 83
PDK2EHA7 | CIXI YUANHUI LIGHTING ELECTRIC CO.LTD | YUANHUI | VP5C75V2WD[-S] | Indoor Luminaires | High-Bay | High-Bay Luminaires for Commercial and Industrial Buildings | Standard | FALSE | [9 empty] | 42670 |  |  | Yes |  | 4 | 9741.3 | 126.72 | 76.87 | 12.01 | 0.97 | 3000 | 82.9
PYDSXS58 | CIXI YUANHUI LIGHTING ELECTRIC CO.LTD | YUANHUI | VP5F75V2WD[-S] | Indoor Luminaires | High-Bay | Low-Bay Luminaires for Commercial and Industrial Buildings | Standard | FALSE | [9 empty] | 42670 |  |  | Yes |  | 4 | 8870 | 115.36 | 76.89 | 8.2 | 0.97 | 3000 | 82.9
PWUXQNE4 | CIXI YUANHUI LIGHTING ELECTRIC CO.LTD | YUANHUI | VP5F75WD[-S] | Indoor Luminaires | High-Bay | Low-Bay Luminaires for Commercial and Industrial Buildings | Standard | FALSE | [9 empty] | 42670 |  |  | Yes |  | 4 | 8874.6 | 115.69 | 76.71 | 11.95 | 0.96 | 3000 | 82
PM5842NB | Shenzhen Hitoplux Optoelectronic Co. Ltd. | Hitoplux LED High Bay | HL-HB100W13110(5700K) | Indoor Luminaires | High-Bay | High-Bay Luminaires for Commercial and Industrial Buildings | Standard | FALSE | [9 empty] | 42670 | Dimmable | Continuous Below 10 | No |  | 4 | 12667 | 124.1 | 102 | 14.51 | 0.95 | 5700 | 80
P9MN7HMV | Shenzhen Hitoplux Optoelectronic Co. Ltd. | Hitoplux LED High Bay | HL-HB100W13110(5000K) | Indoor Luminaires | High-Bay | High-Bay Luminaires for Commercial and Industrial Buildings | Standard | FALSE | [9 empty] | 42670 | Dimmable | Continuous Below 10 | No |  | 4 | 12390 | 123.9 | 100 | 14.51 | 0.95 | 5000 | 80
PF91TH62 | Shenzhen Hitoplux Optoelectronic Co. Ltd. | Hitoplux LED High Bay | HL-HB100W13110(4500K) | Indoor Luminaires | High-Bay | High-Bay Luminaires for Commercial and Industrial Buildings | Standard | FALSE | [9 empty] | 42670 | Dimmable | Continuous Below 10 | No |  | 4 | 12360 | 123.6 | 100 | 14.51 | 0.95 | 4500 | 80
PER6YPH1 | DRK Enterprises | MyLEDLightingGuide | MLLG-LED-LNHB2-110-40 | Indoor Luminaires | High-Bay | High-Bay Luminaires for Commercial and Industrial Buildings | Standard | TRUE | 13274.03 | 124.16 | 105.23 | 7.8 | 0.977 | 4022 | 83.5 | 5 | 90000 | 42669 |  |  | No |  | 3 | 14300 | 130 | 110 | 20 | 0.9 | 4000 | 80
PKM1XKDC | DRK Enterprises | MyLEDLightingGuide | MLLG-LED-LNHB1-110-40 | Indoor Luminaires | High-Bay | High-Bay Luminaires for Commercial and Industrial Buildings | Standard | TRUE | 12990.16 | 124.15 | 105 | 7.6 | 0.977 | 3980 | 83.6 | 5 | 90000 | 42669 |  |  | No |  | 3 | 14300 | 130 | 110 | 20 | 0.9 | 4000 | 80
PKPEXVX4 | DRK Enterprises | MyLEDLightingGuide | MLLG-LED-LNHB1-220-40 | Indoor Luminaires | High-Bay | High-Bay Luminaires for Commercial and Industrial Buildings | Standard | TRUE | 26036.27 | 124.76 | 209.49 | 8 | 0.976 | 4010 | 83.7 | 5 | 90000 | 42669 |  |  | No |  | 3 | 28600 | 130 | 220 | 20 | 0.9 | 4000 | 80
P5E88AGV | DRK Enterprises | MyLEDLightingGuide | MLLG-LED-LNHB2-160-40 | Indoor Luminaires | High-Bay | High-Bay Luminaires for Commercial and Industrial Buildings | Standard | TRUE | 19271.71 | 124.05 | 155.98 | 5 | 0.976 | 4039 | 83.6 | 5 | 90000 | 42669 |  |  | No |  | 3 | 21450 | 130 | 165 | 20 | 0.9 | 4000 | 80
PEGMKNW2 | DRK Enterprises | MyLEDLightingGuide | MLLG-LED-LNHB1-160-40 | Indoor Luminaires | High-Bay | High-Bay Luminaires for Commercial and Industrial Buildings | Standard | TRUE | 19446.51 | 124.87 | 155.74 | 7.69 | 0.975 | 4006 | 83.6 | 5 | 90000 | 42669 |  |  | No |  | 3 | 21450 | 130 | 165 | 20 | 0.9 | 4000 | 80
PQ56WR9X | Shenzhen Kingdom Photoelectric Technology Co.Ltd | Kingdom | KH-U-240W(2700K) | Indoor Luminaires | High-Bay | High-Bay Luminaires for Commercial and Industrial Buildings | Standard | TRUE | 26972.7 | 111.48 | 241.95 | 18.1 | 0.929 | 2698 | 83.1 | 5 | 50000 | 42669 |  |  | No |  | 4 | 27340.8 | 112.8 | 242.3 | 16.9 | 0.93 | 2698 | 83.1
PGVTVD1H | Shenzhen Kingdom Photoelectric Technology Co.Ltd | Kingdom | KH-M-240W(2700K) | Indoor Luminaires | High-Bay | High-Bay Luminaires for Commercial and Industrial Buildings | Standard | TRUE | 28271.717 | 115.066 | 245.7 | 18.8 | 0.922 | 2695 | 82.8 | 5 | 50000 | 42669 |  |  | No |  | 4 | 28271.7 | 115 | 245.7 | 17.2 | 0.92 | 2695 | 82.8
PD12YJ9V | Shenzhen Kingdom Photoelectric Technology Co.Ltd | Kingdom | KH-A-100W(2700K) | Indoor Luminaires | High-Bay | High-Bay Luminaires for Commercial and Industrial Buildings | Standard | TRUE | 11979.566 | 115.299 | 103.9 | 18.4 | 0.919 | 2700 | 83.8 | 5 | 50000 | 42669 |  |  | No |  | 4 | 11979.5 | 115.2 | 103.9 | 17.6 | 0.92 | 2700 | 83.8
PTXG6NNE | Shenzhen Kingdom Photoelectric Technology Co.Ltd | Kingdom | KH-U-185W(2700K) | Indoor Luminaires | High-Bay | High-Bay Luminaires for Commercial and Industrial Buildings | Standard | TRUE | 21104.09 | 112.97 | 186.81 | 17.1 | 0.915 | 2695 | 83 | 5 | 50000 | 42669 |  |  | No |  | 4 | 21229 | 113.4 | 187.2 | 15.8 | 0.92 | 2695 | 83
PX7SMXM2 | Shenzhen Kingdom Photoelectric Technology Co.Ltd | Kingdom | KH-U-240W(5700K) | Indoor Luminaires | High-Bay | High-Bay Luminaires for Commercial and Industrial Buildings | Standard | FALSE | [9 empty] | 42669 |  |  | No |  | 4 | 28697.6 | 116.2 | 246.9 | 18.1 | 0.94 | 5404 | 81.9
P818SMX7 | Shenzhen Kingdom Photoelectric Technology Co.Ltd | Kingdom | KH-U-185W(5700K) | Indoor Luminaires | High-Bay | High-Bay Luminaires for Commercial and Industrial Buildings | Standard | FALSE | [9 empty] | 42669 |  |  | No |  | 4 | 22007.9 | 116.8 | 188.3 | 17.1 | 0.92 | 5392 | 82.2
P455MGZM | Shenzhen Kingdom Photoelectric Technology Co.Ltd | Kingdom | KH-A-100W(5700K) | Indoor Luminaires | High-Bay | High-Bay Luminaires for Commercial and Industrial Buildings | Standard | FALSE | [9 empty] | 42669 |  |  | No |  | 4 | 12499.7 | 119.7 | 104.4 | 18.4 | 0.93 | 5380 | 82.5
P1WDRFU3 | Shenzhen Kingdom Photoelectric Technology Co.Ltd | Kingdom | KH-M-240W(5700K) | Indoor Luminaires | High-Bay | High-Bay Luminaires for Commercial and Industrial Buildings | Standard | FALSE | [9 empty] | 42669 |  |  | No |  | 4 | 29540.9 | 119.9 | 246.3 | 18.8 | 0.93 | 5378 | 82.5
PFJEB14P | Shenzhen Kingdom Photoelectric Technology Co.Ltd | Kingdom | KH-A-100W(5000K) | Indoor Luminaires | High-Bay | High-Bay Luminaires for Commercial and Industrial Buildings | Standard | FALSE | [9 empty] | 42669 |  |  | No |  | 4 | 11979.5 | 115.2 | 103.9 | 17.6 | 0.92 | 5000 | 83.8
PB4HPNCQ | Shenzhen Kingdom Photoelectric Technology Co.Ltd | Kingdom | KH-M-240W(5000K) | Indoor Luminaires | High-Bay | High-Bay Luminaires for Commercial and Industrial Buildings | Standard | FALSE | [9 empty] | 42669 |  |  | No |  | 4 | 28271.7 | 115 | 245.7 | 17.2 | 0.92 | 5000 | 83.8
PY2Y8YDM | Shenzhen Kingdom Photoelectric Technology Co.Ltd | Kingdom | KH-U-240W(5000K) | Indoor Luminaires | High-Bay | High-Bay Luminaires for Commercial and Industrial Buildings | Standard | FALSE | [9 empty] | 42669 |  |  | No |  | 4 | 27340.8 | 112.8 | 242.3 | 16.9 | 0.93 | 5000 | 83.8
P1CAM5YK | Shenzhen Kingdom Photoelectric Technology Co.Ltd | Kingdom | KH-U-185W(5000K) | Indoor Luminaires | High-Bay | High-Bay Luminaires for Commercial and Industrial Buildings | Standard | FALSE | [9 empty] | 42669 |  |  | No |  | 4 | 21229 | 113.4 | 187.2 | 15.8 | 0.92 | 5000 | 83.8
PKP1PFTS | Shenzhen Kingdom Photoelectric Technology Co.Ltd | Kingdom | KH-A-100W(4500K) | Indoor Luminaires | High-Bay | High-Bay Luminaires for Commercial and Industrial Buildings | Standard | FALSE | [9 empty] | 42669 |  |  | No |  | 4 | 11979.5 | 115.2 | 103.9 | 17.6 | 0.92 | 4500 | 83.8
PW7A4M1P | Shenzhen Kingdom Photoelectric Technology Co.Ltd | Kingdom | KH-M-240W(4500K) | Indoor Luminaires | High-Bay | High-Bay Luminaires for Commercial and Industrial Buildings | Standard | FALSE | [9 empty] | 42669 |  |  | No |  | 4 | 28271.7 | 115 | 245.7 | 17.2 | 0.92 | 4500 | 83.8
P4PK6YH3 | Shenzhen Kingdom Photoelectric Technology Co.Ltd | Kingdom | KH-U-240W(4500K) | Indoor Luminaires | High-Bay | High-Bay Luminaires for Commercial and Industrial Buildings | Standard | FALSE | [9 empty] | 42669 |  |  | No |  | 4 | 27340.8 | 112.8 | 242.3 | 16.9 | 0.93 | 4500 | 83.8
PVXM3SDK | Shenzhen Kingdom Photoelectric Technology Co.Ltd | Kingdom | KH-U-185W(4500K) | Indoor Luminaires | High-Bay | High-Bay Luminaires for Commercial and Industrial Buildings | Standard | FALSE | [9 empty] | 42669 |  |  | No |  | 4 | 21229 | 113.4 | 187.2 | 15.8 | 0.92 | 4500 | 83.8
P29NKKU6 | Shenzhen Kingdom Photoelectric Technology Co.Ltd | Kingdom | KH-A-100W(4000K) | Indoor Luminaires | High-Bay | High-Bay Luminaires for Commercial and Industrial Buildings | Standard | FALSE | [9 empty] | 42669 |  |  | No |  | 4 | 11979.5 | 115.2 | 103.9 | 17.6 | 0.92 | 4000 | 83.8
PX6TGV1M | Shenzhen Kingdom Photoelectric Technology Co.Ltd | Kingdom | KH-M-240W(4000K) | Indoor Luminaires | High-Bay | High-Bay Luminaires for Commercial and Industrial Buildings | Standard | FALSE | [9 empty] | 42669 |  |  | No |  | 4 | 28271.7 | 115 | 245.7 | 17.2 | 0.92 | 4000 | 83.8
PJSDYR35 | Shenzhen Kingdom Photoelectric Technology Co.Ltd | Kingdom | KH-U-240W(4000K) | Indoor Luminaires | High-Bay | High-Bay Luminaires for Commercial and Industrial Buildings | Standard | FALSE | [9 empty] | 42669 |  |  | No |  | 4 | 27340.8 | 112.8 | 242.3 | 16.9 | 0.93 | 4000 | 83.8
PKM5SE8X | Shenzhen Kingdom Photoelectric Technology Co.Ltd | Kingdom | KH-U-185W(4000K) | Indoor Luminaires | High-Bay | High-Bay Luminaires for Commercial and Industrial Buildings | Standard | FALSE | [9 empty] | 42669 |  |  | No |  | 4 | 21229 | 113.4 | 187.2 | 15.8 | 0.92 | 4000 | 83.8
PQPPC2PD | Shenzhen Kingdom Photoelectric Technology Co.Ltd | Kingdom | KH-A-100W(3500K) | Indoor Luminaires | High-Bay | High-Bay Luminaires for Commercial and Industrial Buildings | Standard | FALSE | [9 empty] | 42669 |  |  | No |  | 4 | 11979.5 | 115.2 | 103.9 | 17.6 | 0.92 | 3500 | 83.8
PFWG1YP8 | Shenzhen Kingdom Photoelectric Technology Co.Ltd | Kingdom | KH-M-240W(3500K) | Indoor Luminaires | High-Bay | High-Bay Luminaires for Commercial and Industrial Buildings | Standard | FALSE | [9 empty] | 42669 |  |  | No |  | 4 | 28271.7 | 115 | 245.7 | 17.2 | 0.92 | 3500 | 83.8
PZBA4EJK | Shenzhen Kingdom Photoelectric Technology Co.Ltd | Kingdom | KH-U-240W(3500K) | Indoor Luminaires | High-Bay | High-Bay Luminaires for Commercial and Industrial Buildings | Standard | FALSE | [9 empty] | 42669 |  |  | No |  | 4 | 27340.8 | 112.8 | 242.3 | 16.9 | 0.93 | 3500 | 83.8
PZZ74CHA | Shenzhen Kingdom Photoelectric Technology Co.Ltd | Kingdom | KH-U-185W(3500K) | Indoor Luminaires | High-Bay | High-Bay Luminaires for Commercial and Industrial Buildings | Standard | FALSE | [9 empty] | 42669 |  |  | No |  | 4 | 21229 | 113.4 | 187.2 | 15.8 | 0.92 | 3500 | 83.8
PY9NUA6Z | Shenzhen Kingdom Photoelectric Technology Co.Ltd | Kingdom | KH-A-100W(3000K) | Indoor Luminaires | High-Bay | High-Bay Luminaires for Commercial and Industrial Buildings | Standard | FALSE | [9 empty] | 42669 |  |  | No |  | 4 | 11979.5 | 115.2 | 103.9 | 17.6 | 0.92 | 3000 | 83.8
PMNQGQS2 | Shenzhen Kingdom Photoelectric Technology Co.Ltd | Kingdom | KH-M-240W(3000K) | Indoor Luminaires | High-Bay | High-Bay Luminaires for Commercial and Industrial Buildings | Standard | FALSE | [9 empty] | 42669 |  |  | No |  | 4 | 28271.7 | 115 | 245.7 | 17.2 | 0.92 | 3000 | 83.8
PTDA3SMA | Shenzhen Kingdom Photoelectric Technology Co.Ltd | Kingdom | KH-U-240W(3000K) | Indoor Luminaires | High-Bay | High-Bay Luminaires for Commercial and Industrial Buildings | Standard | FALSE | [9 empty] | 42669 |  |  | No |  | 4 | 27340.8 | 112.8 | 242.3 | 16.9 | 0.93 | 3000 | 83.8
PN38AG2Y | Shenzhen Kingdom Photoelectric Technology Co.Ltd | Kingdom | KH-U-185W(3000K) | Indoor Luminaires | High-Bay | High-Bay Luminaires for Commercial and Industrial Buildings | Standard | FALSE | [9 empty] | 42669 |  |  | No |  | 4 | 21229 | 113.4 | 187.2 | 15.8 | 0.92 | 3000 | 83.8
PMHZRPNC | DRK Enterprises | MyLEDLightingGuide | MLLG-LED-LNHB1-220-50 | Indoor Luminaires | High-Bay | High-Bay Luminaires for Commercial and Industrial Buildings | Standard | FALSE | [9 empty] | 42669 |  |  | No |  | 3 | 29370 | 133.5 | 220 | 20 | 0.9 | 5000 | 80
PD2BKVMW | DRK Enterprises | MyLEDLightingGuide | MLLG-LED-LNHB2-160-50 | Indoor Luminaires | High-Bay | High-Bay Luminaires for Commercial and Industrial Buildings | Standard | FALSE | [9 empty] | 42669 |  |  | No |  | 3 | 22020 | 133.5 | 165 | 20 | 0.9 | 5000 | 80
PBSWZMC5 | DRK Enterprises | MyLEDLightingGuide | MLLG-LED-LNHB1-160-50 | Indoor Luminaires | High-Bay | High-Bay Luminaires for Commercial and Industrial Buildings | Standard | FALSE | [9 empty] | 42669 |  |  | No |  | 3 | 22020 | 133.5 | 165 | 20 | 0.9 | 5000 | 80
P6BJ6JVT | DRK Enterprises | MyLEDLightingGuide | MLLG-LED-LNHB1-110-50 | Indoor Luminaires | High-Bay | High-Bay Luminaires for Commercial and Industrial Buildings | Standard | FALSE | [9 empty] | 42669 |  |  | No |  | 3 | 14680 | 133.5 | 110 | 20 | 0.9 | 5000 | 80
P1DWJ2WH | DRK Enterprises | MyLEDLightingGuide | MLLG-LED-LNHB2-110-50 | Indoor Luminaires | High-Bay | High-Bay Luminaires for Commercial and Industrial Buildings | Standard | FALSE | [9 empty] | 42669 |  |  | No |  | 3 | 14680 | 133.5 | 110 | 20 | 0.9 | 5000 | 80
PZ3EUMPG | Z-Moto | Light Emitting Designs | [ ILX45 IL45 ] 075UV-R5L-40 ND | Indoor Luminaires | High-Bay | High-Bay Luminaires for Commercial and Industrial Buildings | Standard | TRUE | 9100 | 120.9 | 75.3 | 9.91 | 0.979 | 3814 | 72.9 | 5 | 50000 | 42668 |  |  | No |  | 4 | 9100 | 120.9 | 75.3 | 9.91 | 0.98 | 3814 | 72.9
PW8K6WZ5 | Z-Moto | Light Emitting Designs | [ ILX45 IL45 ] 185UV-R5L-40 ND | Indoor Luminaires | High-Bay | High-Bay Luminaires for Commercial and Industrial Buildings | Standard | TRUE | 19835 | 107.5 | 184.5 | 12.05 | 0.978 | 3835 | 72.7 | 5 | 50000 | 42668 |  |  | No |  | 4 | 19835 | 107.35 | 184.5 | 12.05 | 0.98 | 3835 | 72.7
PE4BT23D | Voltech International Inc. | Technilight | TLVP4F48V2D[-S] | Indoor Luminaires | High-Bay | Low-Bay Luminaires for Commercial and Industrial Buildings | Standard | TRUE | 5699.6 | 126.32 | 45.12 | 7.45 | 0.9737 | 2701 | 83 | 5 | 50000 | 42668 |  |  | No |  | 4 | 5699.6 | 126.32 | 45.12 | 7.45 | 0.97 | 2700 | 83
P3UTBGY4 | Voltech International Inc. | Technilight | TLVP4C48V2D[-S] | Indoor Luminaires | High-Bay | Low-Bay Luminaires for Commercial and Industrial Buildings | Standard | TRUE | 5890.2 | 130.92 | 44.99 | 7.37 | 0.9735 | 2666 | 83 | 5 | 50000 | 42668 |  |  | No |  | 4 | 5890.2 | 130.92 | 44.99 | 7.37 | 0.97 | 2700 | 83
P51HVKXN | Barron Lighting Group | Tracelite | LHB2-A-VS-4K-[BLANK BB]-[BLANK OSS] | Indoor Luminaires | High-Bay | High-Bay Luminaires for Commercial and Industrial Buildings | Standard | TRUE | 24414 | 120.68 | 202 | 10.4 | 0.9567 | 3884 | 83.8 | 5 | 50000 | 42668 |  |  | Yes | Product updated on 9/30/2016 | 3.1 | 24400 | 122 | 200 | 10 | 0.9 | 4000 | 82
PV9HRMFD | Super Bright LEDs | Super Bright LEDs | HBC-27K200W | Indoor Luminaires | High-Bay | High-Bay Luminaires for Commercial and Industrial Buildings | Standard | TRUE | 22068.24 | 110.03 | 200.57 | 12.62 | 0.9562 | 2781 | 82.5 | 5 | 50000 | 42668 |  |  | No |  | 4 | 22000 | 110 | 200 | 12 | 0.9 | 2700 | 80
PYFNXGSX | Barron Lighting Group | Tracelite | LHB1-A-VS-4K-[BLANK BB]-[BLANK OSS] | Indoor Luminaires | High-Bay | High-Bay Luminaires for Commercial and Industrial Buildings | Standard | TRUE | 13027.97 | 122.93 | 105.98 | 10.57 | 0.955 | 3973 | 83.1 | 5 | 50000 | 42668 |  |  | Yes | Product updated on 9/30/2016 | 3.1 | 13000 | 124 | 105 | 10 | 0.9 | 4000 | 82
PZZ3N7M9 | Z-Moto | Light Emitting Designs | [ ILX45 IL45 ] 185UV-S5S-50 DM | Indoor Luminaires | High-Bay | High-Bay Luminaires for Commercial and Industrial Buildings | Standard | TRUE | 23719.06 | 128.56 | 184.5 | 12.05 | 0.951 | 5682 | 69.5 | 5 | 50000 | 42668 |  |  | No |  | 4 | 23000 | 124 | 185 | 12.05 | 0.98 | 5000 | 72.7
PMWBQ45H | SHENZHEN YOOHUN OPTOELECTRONICS CO. LTD | YOOHUN | YH-AHB001[AL PC]-160WM(4000K) | Indoor Luminaires | High-Bay | High-Bay Luminaires for Commercial and Industrial Buildings | Standard | TRUE | 19453 | 115.52 | 168.4 | 11.31 | 0.9479 | 4053 | 75.6 | 5 | 50000 | 42668 |  |  | No |  | 4 | 19453 | 115.52 | 168.4 | 11.31 | 0.95 | 4000 | 75.6
P9VJJ79F | Super Bright LEDs | Super Bright LEDs | HBC-27K150W | Indoor Luminaires | High-Bay | High-Bay Luminaires for Commercial and Industrial Buildings | Standard | TRUE | 17098.13 | 110.339 | 154.96 | 11.02 | 0.9479 | 2763 | 82.6 | 5 | 50000 | 42668 |  |  | No |  | 4 | 16500 | 110 | 150 | 11 | 0.9 | 2700 | 80
PR6Y1Q9S | SHENZHEN YOOHUN OPTOELECTRONICS CO. LTD | YOOHUN | YH-AHB002-160WM(4000K) | Indoor Luminaires | High-Bay | High-Bay Luminaires for Commercial and Industrial Buildings | Standard | TRUE | 22305 | 136.59 | 163.3 | 11.93 | 0.9436 | 4068 | 75 | 5 | 50000 | 42668 |  |  | No |  | 4 | 22305 | 136.59 | 163.3 | 11.93 | 0.94 | 4000 | 75
PWK3Y9TF | Barron Lighting Group | Tracelite | LHB3-A-VS-4K-[BLANK BB]-[BLANK OSS] | Indoor Luminaires | High-Bay | High-Bay Luminaires for Commercial and Industrial Buildings | Standard | TRUE | 42420.77 | 130.48 | 325.1 | 14.96 | 0.9409 | 3930 | 84 | 5 | 50000 | 42668 |  |  | Yes | Product updated on 9/30/2016 | 3.1 | 42400 | 133 | 320 | 15 | 0.9 | 4000 | 82
PU9HX7F8 | SHENZHEN YOOHUN OPTOELECTRONICS CO. LTD | YOOHUN | YH-AHB001[AL PC]-135WM(4000K) | Indoor Luminaires | High-Bay | High-Bay Luminaires for Commercial and Industrial Buildings | Standard | TRUE | 16907 | 122.69 | 137.8 | 11.18 | 0.9297 | 4051 | 75.5 | 5 | 50000 | 42668 |  |  | No |  | 4 | 16907 | 122.69 | 137.8 | 11.18 | 0.93 | 4000 | 75.5
PBD8573A | SHENZHEN YOOHUN OPTOELECTRONICS CO. LTD | YOOHUN | YH-AHB002-130WM(4000K) | Indoor Luminaires | High-Bay | High-Bay Luminaires for Commercial and Industrial Buildings | Standard | TRUE | 18350 | 138.18 | 132.8 | 14.2 | 0.9262 | 4068 | 75 | 5 | 50000 | 42668 |  |  | No |  | 4 | 18350 | 138.18 | 132.8 | 14.2 | 0.93 | 4000 | 75
PV2MWYCE | Start Lighting | START LIGHTING | YLHB-RDW15D-50AD | Indoor Luminaires | High-Bay | High-Bay Luminaires for Commercial and Industrial Buildings | Premium | TRUE | 20832.52 | 135.452 | 153.8 | 17.6 | 0.915 | 4979 | 84 | 5 | 50000 | 42668 |  |  | No | Product updated on 10/19/2016 | 4 | 20832.5 | 135.4 | 153.8 | 17.6 | 0.92 | 4979 | 84
PTSM58W9 | Voltech International Inc. | Technilight | TLVP4F40DDBR[-S] | Indoor Luminaires | High-Bay | Low-Bay Luminaires for Commercial and Industrial Buildings | Standard | TRUE | 4817.4 | 116.25 | 41.44 | 17.63 | 0.9076 | 2725 | 83.6 | 5 | 50000 | 42668 |  |  | No |  | 4 | 4843.2 | 116.93 | 41.42 | 17.63 | 0.91 | 2700 | 83.6
PZY89ZW6 | SHENZHEN YOOHUN OPTOELECTRONICS CO. LTD | YOOHUN | YH-AHB002-100WM(4000K) | Indoor Luminaires | High-Bay | High-Bay Luminaires for Commercial and Industrial Buildings | Standard | TRUE | 14088 | 136.51 | 103.2 | 13.66 | 0.902 | 4065 | 75 | 5 | 50000 | 42668 |  |  | No |  | 4 | 14088 | 136.51 | 103.2 | 13.66 | 0.9 | 4000 | 75
PCGJMCVY | SHENZHEN YOOHUN OPTOELECTRONICS CO. LTD | YOOHUN | YH-AHB001[AL PC]-95WM(4000K) | Indoor Luminaires | High-Bay | High-Bay Luminaires for Commercial and Industrial Buildings | Standard | TRUE | 11669 | 120 | 97.24 | 11.18 | 0.9014 | 4033 | 75.2 | 5 | 50000 | 42668 |  |  | No |  | 4 | 11669 | 120 | 97.24 | 11.18 | 0.9 | 4000 | 75.2
PZQFW366 | Voltech International Inc. | Technilight | TLVP4C48DD[-S] | Indoor Luminaires | High-Bay | Low-Bay Luminaires for Commercial and Industrial Buildings | Standard | TRUE | 6157.2 | 132.87 | 46.34 | 20.93 | 0.8973 | 2719 | 83 | 5 | 50000 | 42668 |  |  | No |  | 4 | 6157.2 | 132.87 | 46.34 | 20.93 | 0.9 | 2700 | 83
PVA9HY1H | Voltech International Inc. | Technilight | TLVP4F48DD[-S] | Indoor Luminaires | High-Bay | Low-Bay Luminaires for Commercial and Industrial Buildings | Standard | TRUE | 5869.3 | 126.99 | 46.22 | 20.15 | 0.897 | 2670 | 83.1 | 5 | 50000 | 42668 |  |  | No |  | 4 | 5869.3 | 126.99 | 46.22 | 20.15 | 0.9 | 2700 | 83.1
P4G182T9 | SHENZHEN YOOHUN OPTOELECTRONICS CO. LTD | YOOHUN | YH-AHB001[AL PC]-160WM(5700K) | Indoor Luminaires | High-Bay | High-Bay Luminaires for Commercial and Industrial Buildings | Standard | FALSE | [9 empty] | 42668 |  |  | No |  | 4 | 19962 | 118.47 | 168.5 | 11.24 | 0.95 | 5700 | 74.7
P7F92TYC | SHENZHEN YOOHUN OPTOELECTRONICS CO. LTD | YOOHUN | YH-AHB001[AL PC]-135WM(5700K) | Indoor Luminaires | High-Bay | High-Bay Luminaires for Commercial and Industrial Buildings | Standard | FALSE | [9 empty] | 42668 |  |  | No |  | 4 | 17173 | 125.17 | 137.2 | 11.38 | 0.93 | 5700 | 74.6
PSFFV4F9 | SHENZHEN YOOHUN OPTOELECTRONICS CO. LTD | YOOHUN | YH-AHB001[AL PC]-95WM(5700K) | Indoor Luminaires | High-Bay | High-Bay Luminaires for Commercial and Industrial Buildings | Standard | FALSE | [9 empty] | 42668 |  |  | No |  | 4 | 11935 | 122.97 | 97.06 | 11.32 | 0.9 | 5700 | 74.6
PP4SSD67 | SHENZHEN YOOHUN OPTOELECTRONICS CO. LTD | YOOHUN | YH-AHB002-130WM(5700K) | Indoor Luminaires | High-Bay | High-Bay Luminaires for Commercial and Industrial Buildings | Standard | FALSE | [9 empty] | 42668 |  |  | No |  | 4 | 18707 | 140.44 | 133.2 | 14.09 | 0.93 | 5700 | 74.4
PPEDEJRC | SHENZHEN YOOHUN OPTOELECTRONICS CO. LTD | YOOHUN | YH-AHB002-160WM(5700K) | Indoor Luminaires | High-Bay | High-Bay Luminaires for Commercial and Industrial Buildings | Standard | FALSE | [9 empty] | 42668 |  |  | No |  | 4 | 22754 | 139.85 | 162.7 | 11.8 | 0.94 | 5700 | 74.4
PCQSTM2W | SHENZHEN YOOHUN OPTOELECTRONICS CO. LTD | YOOHUN | YH-AHB002-100WM(5700K) | Indoor Luminaires | High-Bay | High-Bay Luminaires for Commercial and Industrial Buildings | Standard | FALSE | [9 empty] | 42668 |  |  | No |  | 4 | 14576 | 140.02 | 104.1 | 13.23 | 0.9 | 5700 | 74.3
PQ1RE447 | Z-Moto | Light Emitting Designs | [ ILX45 IL45 RWLII ] 100UV-02M-50 ND | Indoor Luminaires | High-Bay | High-Bay Luminaires for Commercial and Industrial Buildings | Standard | FALSE | [9 empty] | 42668 |  |  | No |  | 3 | 12350 | 124 | 100 | 9.92 | 0.96 | 5000 | 73.1
P4SERZZH | Z-Moto | Light Emitting Designs | [ ILX45 IL45 RWLII ] 100UV-02M-50 DM | Indoor Luminaires | High-Bay | High-Bay Luminaires for Commercial and Industrial Buildings | Standard | FALSE | [9 empty] | 42668 |  |  | No |  | 3 | 12350 | 124 | 100 | 9.92 | 0.96 | 5000 | 73.1
PXK2CBTZ | Z-Moto | Light Emitting Designs | [ ILX45 IL45 RWLII ] 150UV-02M-50 ND | Indoor Luminaires | High-Bay | High-Bay Luminaires for Commercial and Industrial Buildings | Standard | FALSE | [9 empty] | 42668 |  |  | No |  | 3 | 17500 | 117 | 150 | 12.02 | 0.97 | 5000 | 73
PJHJHFKC | Z-Moto | Light Emitting Designs | [ ILX45 IL45 RWLII ] 150UV-02M-50 DM | Indoor Luminaires | High-Bay | High-Bay Luminaires for Commercial and Industrial Buildings | Standard | FALSE | [9 empty] | 42668 |  |  | No |  | 3 | 17500 | 117 | 150 | 12.02 | 0.97 | 5000 | 73
PZ7W3YEX | Z-Moto | Light Emitting Designs | [ ILX45 IL45 RWLII ] 120UV-02M-50 ND | Indoor Luminaires | High-Bay | High-Bay Luminaires for Commercial and Industrial Buildings | Standard | FALSE | [9 empty] | 42668 |  |  | No |  | 3 | 14500 | 121 | 120 | 9.96 | 0.98 | 5000 | 73
PM5S91NT | Z-Moto | Light Emitting Designs | [ ILX45 IL45 RWLII ] 120UV-02M-50 DM | Indoor Luminaires | High-Bay | High-Bay Luminaires for Commercial and Industrial Buildings | Standard | FALSE | [9 empty] | 42668 |  |  | No |  | 3 | 14500 | 121 | 120 | 9.96 | 0.98 | 5000 | 73
PAFBAYHA | Z-Moto | Light Emitting Designs | [ ILX45 IL45 ] 075UV-R5M-50 DM | Indoor Luminaires | High-Bay | High-Bay Luminaires for Commercial and Industrial Buildings | Standard | FALSE | [9 empty] | 42668 |  |  | No |  | 3 | 10700 | 143 | 75 | 9.91 | 0.98 | 5000 | 72.9
P848X1BS | Z-Moto | Light Emitting Designs | [ ILX45 IL45 ] 075UV-R5M-50 ND | Indoor Luminaires | High-Bay | High-Bay Luminaires for Commercial and Industrial Buildings | Standard | FALSE | [9 empty] | 42668 |  |  | No |  | 3 | 10700 | 143 | 75 | 9.91 | 0.98 | 5000 | 72.9
P525D867 | Z-Moto | Light Emitting Designs | [ ILX45 IL45 ] 075UV-S5S-50 DM | Indoor Luminaires | High-Bay | High-Bay Luminaires for Commercial and Industrial Buildings | Standard | FALSE | [9 empty] | 42668 |  |  | No |  | 3 | 10700 | 143 | 75 | 9.91 | 0.98 | 5000 | 72.9
P3MD225R | Z-Moto | Light Emitting Designs | [ ILX45 IL45 ] 075UV-S5S-50 ND | Indoor Luminaires | High-Bay | High-Bay Luminaires for Commercial and Industrial Buildings | Standard | FALSE | [9 empty] | 42668 |  |  | No |  | 3 | 10700 | 143 | 75 | 9.91 | 0.98 | 5000 | 72.9
PZ3WFGD5 | Z-Moto | Light Emitting Designs | [ ILX45 IL45 ] 075UV-F5L-50 ND | Indoor Luminaires | High-Bay | High-Bay Luminaires for Commercial and Industrial Buildings | Standard | FALSE | [9 empty] | 42668 |  |  | No |  | 3 | 9400 | 125 | 75 | 9.91 | 0.98 | 5000 | 72.9
PBR9QYBA | Z-Moto | Light Emitting Designs | [ ILX45 IL45 ] 075UV-F5L-50 DM | Indoor Luminaires | High-Bay | High-Bay Luminaires for Commercial and Industrial Buildings | Standard | FALSE | [9 empty] | 42668 |  |  | No |  | 3 | 9400 | 125 | 75 | 9.91 | 0.98 | 5000 | 72.9
PZACDM11 | Z-Moto | Light Emitting Designs | [ ILX45 IL45 ] 075UV-R5L-50 ND | Indoor Luminaires | High-Bay | High-Bay Luminaires for Commercial and Industrial Buildings | Standard | FALSE | [9 empty] | 42668 |  |  | No |  | 3 | 9300 | 124 | 75 | 9.91 | 0.98 | 5000 | 72.9
PKZZ49CY | Z-Moto | Light Emitting Designs | [ ILX45 IL45 ] 075UV-R5L-50 DM | Indoor Luminaires | High-Bay | High-Bay Luminaires for Commercial and Industrial Buildings | Standard | FALSE | [9 empty] | 42668 |  |  | No |  | 3 | 9300 | 124 | 75 | 9.91 | 0.98 | 5000 | 72.9
PTRUX3UH | Z-Moto | Light Emitting Designs | [ ILX45 IL45 ] 150UV-S5S-50 DM | Indoor Luminaires | High-Bay | High-Bay Luminaires for Commercial and Industrial Buildings | Standard | FALSE | [9 empty] | 42668 |  |  | No |  | 3 | 20250 | 135 | 150 | 11.81 | 0.98 | 5000 | 72.8
PPS3H1B5 | Z-Moto | Light Emitting Designs | [ ILX45 IL45 ] 150UV-S5S-50 ND | Indoor Luminaires | High-Bay | High-Bay Luminaires for Commercial and Industrial Buildings | Standard | FALSE | [9 empty] | 42668 |  |  | No |  | 3 | 20250 | 135 | 150 | 11.81 | 0.98 | 5000 | 72.8
PPJMBQ8S | Z-Moto | Light Emitting Designs | [ ILX45 IL45 ] 150UV-R5M-50 ND | Indoor Luminaires | High-Bay | High-Bay Luminaires for Commercial and Industrial Buildings | Standard | FALSE | [9 empty] | 42668 |  |  | No |  | 3 | 20250 | 135 | 150 | 11.81 | 0.98 | 5000 | 72.8
PN542N61 | Z-Moto | Light Emitting Designs | [ ILX45 IL45 ] 150UV-R5M-50 DM | Indoor Luminaires | High-Bay | High-Bay Luminaires for Commercial and Industrial Buildings | Standard | FALSE | [9 empty] | 42668 |  |  | No |  | 3 | 20250 | 135 | 150 | 11.81 | 0.98 | 5000 | 72.8
PSDEV6YD | Z-Moto | Light Emitting Designs | [ ILX45 IL45 ] 150UV-F5L-50 DM | Indoor Luminaires | High-Bay | High-Bay Luminaires for Commercial and Industrial Buildings | Standard | FALSE | [9 empty] | 42668 |  |  | No |  | 3 | 18250 | 122 | 150 | 11.81 | 0.98 | 5000 | 72.8
PCQN4FY7 | Z-Moto | Light Emitting Designs | [ ILX45 IL45 ] 150UV-F5L-50 ND | Indoor Luminaires | High-Bay | High-Bay Luminaires for Commercial and Industrial Buildings | Standard | FALSE | [9 empty] | 42668 |  |  | No |  | 3 | 18250 | 122 | 150 | 11.81 | 0.98 | 5000 | 72.8
PVWVKD9Y | Z-Moto | Light Emitting Designs | [ ILX45 IL45 ] 150UV-R5L-50 ND | Indoor Luminaires | High-Bay | High-Bay Luminaires for Commercial and Industrial Buildings | Standard | FALSE | [9 empty] | 42668 |  |  | No |  | 3 | 17800 | 119 | 150 | 11.81 | 0.98 | 5000 | 72.8
PKGHKNJE | Z-Moto | Light Emitting Designs | [ ILX45 IL45 ] 150UV-R5L-50 DM | Indoor Luminaires | High-Bay | High-Bay Luminaires for Commercial and Industrial Buildings | Standard | FALSE | [9 empty] | 42668 |  |  | No |  | 3 | 17800 | 119 | 150 | 11.81 | 0.98 | 5000 | 72.8
PNS7QVEC | Z-Moto | Light Emitting Designs | [ ILX45 IL45 ] 100UV-R5M-50 ND | Indoor Luminaires | High-Bay | High-Bay Luminaires for Commercial and Industrial Buildings | Standard | FALSE | [9 empty] | 42668 |  |  | No |  | 3 | 13850 | 139 | 100 | 9.96 | 0.97 | 5000 | 72.8
PARNBJ84 | Z-Moto | Light Emitting Designs | [ ILX45 IL45 ] 100UV-S5S-50 DM | Indoor Luminaires | High-Bay | High-Bay Luminaires for Commercial and Industrial Buildings | Standard | FALSE | [9 empty] | 42668 |  |  | No |  | 3 | 13850 | 139 | 100 | 9.96 | 0.97 | 5000 | 72.8
P47R6DVV | Z-Moto | Light Emitting Designs | [ ILX45 IL45 ] 100UV-S5S-50 ND | Indoor Luminaires | High-Bay | High-Bay Luminaires for Commercial and Industrial Buildings | Standard | FALSE | [9 empty] | 42668 |  |  | No |  | 3 | 13850 | 139 | 100 | 9.96 | 0.97 | 5000 | 72.8
P3YKFSNS | Z-Moto | Light Emitting Designs | [ ILX45 IL45 ] 100UV-R5M-50 DM | Indoor Luminaires | High-Bay | High-Bay Luminaires for Commercial and Industrial Buildings | Standard | FALSE | [9 empty] | 42668 |  |  | No |  | 3 | 13850 | 139 | 100 | 9.96 | 0.97 | 5000 | 72.8
PMB4ZV5F | Z-Moto | Light Emitting Designs | [ ILX45 IL45 ] 100UV-F5L-50 DM | Indoor Luminaires | High-Bay | High-Bay Luminaires for Commercial and Industrial Buildings | Standard | FALSE | [9 empty] | 42668 |  |  | No |  | 3 | 12450 | 125 | 100 | 9.96 | 0.97 | 5000 | 72.8
PGVD5JVT | Z-Moto | Light Emitting Designs | [ ILX45 IL45 ] 100UV-F5L-50 ND | Indoor Luminaires | High-Bay | High-Bay Luminaires for Commercial and Industrial Buildings | Standard | FALSE | [9 empty] | 42668 |  |  | No |  | 3 | 12450 | 125 | 100 | 9.96 | 0.97 | 5000 | 72.8
PR4PQMX3 | Z-Moto | Light Emitting Designs | [ ILX45 IL45 ] 100UV-R5L-50 DM | Indoor Luminaires | High-Bay | High-Bay Luminaires for Commercial and Industrial Buildings | Standard | FALSE | [9 empty] | 42668 |  |  | No |  | 3 | 12000 | 120 | 100 | 9.96 | 0.97 | 5000 | 72.8
P7QQVU47 | Z-Moto | Light Emitting Designs | [ ILX45 IL45 ] 100UV-R5L-50 ND | Indoor Luminaires | High-Bay | High-Bay Luminaires for Commercial and Industrial Buildings | Standard | FALSE | [9 empty] | 42668 |  |  | No |  | 3 | 12000 | 120 | 100 | 9.96 | 0.97 | 5000 | 72.8
P2USZCAU | Z-Moto | Light Emitting Designs | [ ILX45 IL45 ] 120UV-R5M-50 DM | Indoor Luminaires | High-Bay | High-Bay Luminaires for Commercial and Industrial Buildings | Standard | FALSE | [9 empty] | 42668 |  |  | No |  | 3 | 16500 | 138 | 120 | 9.92 | 0.98 | 5000 | 72.8
P23PGDSW | Z-Moto | Light Emitting Designs | [ ILX45 IL45 ] 120UV-R5M-50 ND | Indoor Luminaires | High-Bay | High-Bay Luminaires for Commercial and Industrial Buildings | Standard | FALSE | [9 empty] | 42668 |  |  | No |  | 3 | 16500 | 138 | 120 | 9.92 | 0.98 | 5000 | 72.8
PVMS7ED9 | Z-Moto | Light Emitting Designs | [ ILX45 IL45 ] 120UV-S5S-50 DM | Indoor Luminaires | High-Bay | High-Bay Luminaires for Commercial and Industrial Buildings | Standard | FALSE | [9 empty] | 42668 |  |  | No |  | 3 | 16200 | 135 | 120 | 9.92 | 0.98 | 5000 | 72.8
PEEWFXBD | Z-Moto | Light Emitting Designs | [ ILX45 IL45 ] 120UV-S5S-50 ND | Indoor Luminaires | High-Bay | High-Bay Luminaires for Commercial and Industrial Buildings | Standard | FALSE | [9 empty] | 42668 |  |  | No |  | 3 | 16200 | 135 | 120 | 9.92 | 0.98 | 5000 | 72.8
PVU9Z4PG | Z-Moto | Light Emitting Designs | [ ILX45 IL45 ] 120UV-F5L-50 ND | Indoor Luminaires | High-Bay | High-Bay Luminaires for Commercial and Industrial Buildings | Standard | FALSE | [9 empty] | 42668 |  |  | No |  | 3 | 14500 | 121 | 120 | 9.92 | 0.98 | 5000 | 72.8
P3R11SGC | Z-Moto | Light Emitting Designs | [ ILX45 IL45 ] 120UV-F5L-50 DM | Indoor Luminaires | High-Bay | High-Bay Luminaires for Commercial and Industrial Buildings | Standard | FALSE | [9 empty] | 42668 |  |  | No |  | 3 | 14500 | 121 | 120 | 9.92 | 0.98 | 5000 | 72.8
PCKJK8EV | Z-Moto | Light Emitting Designs | [ ILX45 IL45 ] 120UV-R5L-50 ND | Indoor Luminaires | High-Bay | High-Bay Luminaires for Commercial and Industrial Buildings | Standard | FALSE | [9 empty] | 42668 |  |  | No |  | 3 | 14250 | 119 | 120 | 9.92 | 0.98 | 5000 | 72.8
P55498HX | Z-Moto | Light Emitting Designs | [ ILX45 IL45 ] 120UV-R5L-50 DM | Indoor Luminaires | High-Bay | High-Bay Luminaires for Commercial and Industrial Buildings | Standard | FALSE | [9 empty] | 42668 |  |  | No |  | 3 | 14250 | 119 | 120 | 9.92 | 0.98 | 5000 | 72.8
PYRP6E3W | Z-Moto | Light Emitting Designs | [ ILX45 IL45 ] 185UV-R5M-50 ND | Indoor Luminaires | High-Bay | High-Bay Luminaires for Commercial and Industrial Buildings | Standard | FALSE | [9 empty] | 42668 |  |  | No |  | 3 | 23000 | 124 | 185 | 12.05 | 0.98 | 5000 | 72.7
PYRFS6P2 | Z-Moto | Light Emitting Designs | [ ILX45 IL45 ] 185UV-R5M-50 DM | Indoor Luminaires | High-Bay | High-Bay Luminaires for Commercial and Industrial Buildings | Standard | FALSE | [9 empty] | 42668 |  |  | No |  | 3 | 23000 | 124 | 185 | 12.05 | 0.98 | 5000 | 72.7
P66EGP4K | Z-Moto | Light Emitting Designs | [ ILX45 IL45 ] 185UV-S5S-50 ND | Indoor Luminaires | High-Bay | High-Bay Luminaires for Commercial and Industrial Buildings | Standard | FALSE | [9 empty] | 42668 |  |  | No |  | 3 | 23000 | 124 | 185 | 12.05 | 0.98 | 5000 | 72.7
PZ6YSPR1 | Z-Moto | Light Emitting Designs | [ ILX45 IL45 ] 185UV-F5L-50 ND | Indoor Luminaires | High-Bay | High-Bay Luminaires for Commercial and Industrial Buildings | Standard | FALSE | [9 empty] | 42668 |  |  | No |  | 3 | 20400 | 110 | 185 | 12.05 | 0.98 | 5000 | 72.7
PVPNUC93 | Z-Moto | Light Emitting Designs | [ ILX45 IL45 ] 185UV-F5L-50 DM | Indoor Luminaires | High-Bay | High-Bay Luminaires for Commercial and Industrial Buildings | Standard | FALSE | [9 empty] | 42668 |  |  | No |  | 3 | 20400 | 110 | 185 | 12.05 | 0.98 | 5000 | 72.7
PGDYW8ZS | Z-Moto | Light Emitting Designs | [ ILX45 IL45 ] 185UV-R5L-50 DM | Indoor Luminaires | High-Bay | High-Bay Luminaires for Commercial and Industrial Buildings | Standard | FALSE | [9 empty] | 42668 |  |  | No |  | 3 | 20000 | 108 | 185 | 12.05 | 0.98 | 5000 | 72.7
PBUTRMRC | Z-Moto | Light Emitting Designs | [ ILX45 IL45 ] 185UV-R5L-50 ND | Indoor Luminaires | High-Bay | High-Bay Luminaires for Commercial and Industrial Buildings | Standard | FALSE | [9 empty] | 42668 |  |  | No |  | 3 | 20000 | 108 | 185 | 12.05 | 0.98 | 5000 | 72.7
PQ7KZQ9P | Z-Moto | Light Emitting Designs | [ ILX45 IL45 RWLII ] 150UV-02M-40 DM | Indoor Luminaires | High-Bay | High-Bay Luminaires for Commercial and Industrial Buildings | Standard | FALSE | [9 empty] | 42668 |  |  | No |  | 3 | 17311 | 116.5 | 148.6 | 12.02 | 0.97 | 4060 | 73
PCWX8ZGK | Z-Moto | Light Emitting Designs | [ ILX45 IL45 RWLII ] 150UV-02M-40 ND | Indoor Luminaires | High-Bay | High-Bay Luminaires for Commercial and Industrial Buildings | Standard | FALSE | [9 empty] | 42668 |  |  | No |  | 3 | 17311 | 116.5 | 148.6 | 12.02 | 0.97 | 4060 | 73
PZDPAQD6 | Z-Moto | Light Emitting Designs | [ ILX45 IL45 RWLII ] 120UV-02M-40 DM | Indoor Luminaires | High-Bay | High-Bay Luminaires for Commercial and Industrial Buildings | Standard | FALSE | [9 empty] | 42668 |  |  | No |  | 3 | 14469 | 119 | 121.6 | 9.96 | 0.98 | 4041 | 73
PCBZZE3S | Z-Moto | Light Emitting Designs | [ ILX45 IL45 RWLII ] 120UV-02M-40 ND | Indoor Luminaires | High-Bay | High-Bay Luminaires for Commercial and Industrial Buildings | Standard | FALSE | [9 empty] | 42668 |  |  | No |  | 3 | 14469 | 119 | 121.6 | 9.96 | 0.98 | 4041 | 73
PNSZ3G8E | Z-Moto | Light Emitting Designs | [ ILX45 IL45 RWLII ] 100UV-02M-40 ND | Indoor Luminaires | High-Bay | High-Bay Luminaires for Commercial and Industrial Buildings | Standard | FALSE | [9 empty] | 42668 |  |  | No |  | 3 | 12249 | 120.07 | 101.5 | 9.92 | 0.96 | 4033 | 73.1
P8FTGJD2 | Z-Moto | Light Emitting Designs | [ ILX45 IL45 RWLII ] 100UV-02M-40 DM | Indoor Luminaires | High-Bay | High-Bay Luminaires for Commercial and Industrial Buildings | Standard | FALSE | [9 empty] | 42668 |  |  | No |  | 3 | 12249 | 120.07 | 101.5 | 9.92 | 0.96 | 4033 | 73.1
PSG25NCD | Z-Moto | Light Emitting Designs | [ ILX45 IL45 ] 185UV-R5M-40 DM | Indoor Luminaires | High-Bay | High-Bay Luminaires for Commercial and Industrial Buildings | Standard | FALSE | [9 empty] | 42668 |  |  | No |  | 3 | 22867 | 123.94 | 184.5 | 12.05 | 0.98 | 3835 | 72.7
PSC6H967 | Z-Moto | Light Emitting Designs | [ ILX45 IL45 ] 185UV-R5M-40 ND | Indoor Luminaires | High-Bay | High-Bay Luminaires for Commercial and Industrial Buildings | Standard | FALSE | [9 empty] | 42668 |  |  | No |  | 3 | 22867 | 123.94 | 184.5 | 12.05 | 0.98 | 3835 | 72.7
PVAY2T7E | Z-Moto | Light Emitting Designs | [ ILX45 IL45 ] 185UV-S5S-40 ND | Indoor Luminaires | High-Bay | High-Bay Luminaires for Commercial and Industrial Buildings | Standard | FALSE | [9 empty] | 42668 |  |  | No |  | 3 | 22787 | 123.51 | 184.5 | 12.05 | 0.98 | 3835 | 72.7
PP3YVZNC | Z-Moto | Light Emitting Designs | [ ILX45 IL45 ] 185UV-S5S-40 DM | Indoor Luminaires | High-Bay | High-Bay Luminaires for Commercial and Industrial Buildings | Standard | FALSE | [9 empty] | 42668 |  |  | No |  | 3 | 22787 | 123.51 | 184.5 | 12.05 | 0.98 | 3835 | 72.7
PMF88N8C | Z-Moto | Light Emitting Designs | [ ILX45 IL45 ] 185UV-F5L-40 ND | Indoor Luminaires | High-Bay | High-Bay Luminaires for Commercial and Industrial Buildings | Standard | FALSE | [9 empty] | 42668 |  |  | No |  | 3 | 20145 | 109.19 | 184.5 | 12.05 | 0.98 | 3835 | 72.7
P85T856D | Z-Moto | Light Emitting Designs | [ ILX45 IL45 ] 185UV-F5L-40 DM | Indoor Luminaires | High-Bay | High-Bay Luminaires for Commercial and Industrial Buildings | Standard | FALSE | [9 empty] | 42668 |  |  | No |  | 3 | 20145 | 109.19 | 184.5 | 12.05 | 0.98 | 3835 | 72.7
PTU4RYM1 | Z-Moto | Light Emitting Designs | [ ILX45 IL45 ] 185UV-R5L-40 DM | Indoor Luminaires | High-Bay | High-Bay Luminaires for Commercial and Industrial Buildings | Standard | FALSE | [9 empty] | 42668 |  |  | No |  | 3 | 19835 | 107.35 | 184.5 | 12.05 | 0.98 | 3835 | 72.7
PM9T3JV8 | Z-Moto | Light Emitting Designs | [ ILX45 IL45 ] 150UV-R5M-40 ND | Indoor Luminaires | High-Bay | High-Bay Luminaires for Commercial and Industrial Buildings | Standard | FALSE | [9 empty] | 42668 |  |  | No |  | 3 | 19742 | 134.02 | 147.3 | 11.81 | 0.98 | 3831 | 72.8
P7M15XRB | Z-Moto | Light Emitting Designs | [ ILX45 IL45 ] 150UV-R5M-40 DM | Indoor Luminaires | High-Bay | High-Bay Luminaires for Commercial and Industrial Buildings | Standard | FALSE | [9 empty] | 42668 |  |  | No |  | 3 | 19742 | 134.02 | 147.3 | 11.81 | 0.98 | 3831 | 72.8
PPMVDMJF | Z-Moto | Light Emitting Designs | [ ILX45 IL45 ] 150UV-S5S-40 DM | Indoor Luminaires | High-Bay | High-Bay Luminaires for Commercial and Industrial Buildings | Standard | FALSE | [9 empty] | 42668 |  |  | No |  | 3 | 19678 | 133.59 | 147.3 | 11.81 | 0.98 | 3831 | 72.8
P7ABFTMM | Z-Moto | Light Emitting Designs | [ ILX45 IL45 ] 150UV-S5S-40 ND | Indoor Luminaires | High-Bay | High-Bay Luminaires for Commercial and Industrial Buildings | Standard | FALSE | [9 empty] | 42668 |  |  | No |  | 3 | 19678 | 133.59 | 147.3 | 11.81 | 0.98 | 3831 | 72.8
PUVP5R63 | Z-Moto | Light Emitting Designs | [ ILX45 IL45 ] 150UV-F5L-40 ND | Indoor Luminaires | High-Bay | High-Bay Luminaires for Commercial and Industrial Buildings | Standard | FALSE | [9 empty] | 42668 |  |  | No |  | 3 | 17658.35 | 119.9 | 147.3 | 11.81 | 0.98 | 3831 | 72.8
PNPGK88S | Z-Moto | Light Emitting Designs | [ ILX45 IL45 ] 150UV-F5L-40 DM | Indoor Luminaires | High-Bay | High-Bay Luminaires for Commercial and Industrial Buildings | Standard | FALSE | [9 empty] | 42668 |  |  | No |  | 3 | 17658.35 | 119.9 | 147.3 | 11.81 | 0.98 | 3831 | 72.8
PXQV5PYK | Z-Moto | Light Emitting Designs | [ ILX45 IL45 ] 150UV-R5L-40 DM | Indoor Luminaires | High-Bay | High-Bay Luminaires for Commercial and Industrial Buildings | Standard | FALSE | [9 empty] | 42668 |  |  | No |  | 3 | 17134 | 116.32 | 147.3 | 11.81 | 0.98 | 3831 | 72.8
PN6ETF56 | Z-Moto | Light Emitting Designs | [ ILX45 IL45 ] 150UV-R5L-40 ND | Indoor Luminaires | High-Bay | High-Bay Luminaires for Commercial and Industrial Buildings | Standard | FALSE | [9 empty] | 42668 |  |  | No |  | 3 | 17134 | 116.32 | 147.3 | 11.81 | 0.98 | 3831 | 72.8
PUQ4NDDZ | Z-Moto | Light Emitting Designs | [ ILX45 IL45 ] 120UV-R5M-40 ND | Indoor Luminaires | High-Bay | High-Bay Luminaires for Commercial and Industrial Buildings | Standard | FALSE | [9 empty] | 42668 |  |  | No |  | 3 | 16449 | 137.65 | 119.5 | 9.92 | 0.98 | 3824 | 72.8
P5KKRWZS | Z-Moto | Light Emitting Designs | [ ILX45 IL45 ] 120UV-R5M-40 DM | Indoor Luminaires | High-Bay | High-Bay Luminaires for Commercial and Industrial Buildings | Standard | FALSE | [9 empty] | 42668 |  |  | No |  | 3 | 16449 | 137.65 | 119.5 | 9.92 | 0.98 | 3824 | 72.8
P9JWFQFR | Z-Moto | Light Emitting Designs | [ ILX45 IL45 ] 120UV-S5S-40 DM | Indoor Luminaires | High-Bay | High-Bay Luminaires for Commercial and Industrial Buildings | Standard | FALSE | [9 empty] | 42668 |  |  | No |  | 3 | 16183 | 135.42 | 119.5 | 9.92 | 0.98 | 3824 | 72.8
P8M9DUYM | Z-Moto | Light Emitting Designs | [ ILX45 IL45 ] 120UV-S5S-40 ND | Indoor Luminaires | High-Bay | High-Bay Luminaires for Commercial and Industrial Buildings | Standard | FALSE | [9 empty] | 42668 |  |  | No |  | 3 | 16183 | 135.42 | 119.5 | 9.92 | 0.98 | 3824 | 72.8
PSBGDMCG | Z-Moto | Light Emitting Designs | [ ILX45 IL45 ] 120UV-F5L-40 ND | Indoor Luminaires | High-Bay | High-Bay Luminaires for Commercial and Industrial Buildings | Standard | FALSE | [9 empty] | 42668 |  |  | No |  | 3 | 14280 | 119.5 | 119.5 | 9.92 | 0.98 | 3824 | 72.8
P8C9P8NY | Z-Moto | Light Emitting Designs | [ ILX45 IL45 ] 120UV-F5L-40 DM | Indoor Luminaires | High-Bay | High-Bay Luminaires for Commercial and Industrial Buildings | Standard | FALSE | [9 empty] | 42668 |  |  | No |  | 3 | 14280 | 119.5 | 119.5 | 9.92 | 0.98 | 3824 | 72.8
PUGSJGX7 | Z-Moto | Light Emitting Designs | [ ILX45 IL45 ] 120UV-R5L-40 DM | Indoor Luminaires | High-Bay | High-Bay Luminaires for Commercial and Industrial Buildings | Standard | FALSE | [9 empty] | 42668 |  |  | No |  | 3 | 14027 | 117.38 | 119.5 | 9.92 | 0.98 | 3824 | 72.8
P2DVH5NH | Z-Moto | Light Emitting Designs | [ ILX45 IL45 ] 120UV-R5L-40 ND | Indoor Luminaires | High-Bay | High-Bay Luminaires for Commercial and Industrial Buildings | Standard | FALSE | [9 empty] | 42668 |  |  | No |  | 3 | 14027 | 117.38 | 119.5 | 9.92 | 0.98 | 3824 | 72.8
PRGH6NF1 | Z-Moto | Light Emitting Designs | [ ILX45 IL45 ] 100UV-S5S-40 ND | Indoor Luminaires | High-Bay | High-Bay Luminaires for Commercial and Industrial Buildings | Standard | FALSE | [9 empty] | 42668 |  |  | No |  | 3 | 13991 | 135.2 | 103.5 | 9.96 | 0.97 | 3820 | 72.8
PPD1PP78 | Z-Moto | Light Emitting Designs | [ ILX45 IL45 ] 100UV-S5S-40 DM | Indoor Luminaires | High-Bay | High-Bay Luminaires for Commercial and Industrial Buildings | Standard | FALSE | [9 empty] | 42668 |  |  | No |  | 3 | 13991 | 135.2 | 103.5 | 9.96 | 0.97 | 3820 | 72.8
PNY5U6TW | Z-Moto | Light Emitting Designs | [ ILX45 IL45 ] 100UV-R5M-40 ND | Indoor Luminaires | High-Bay | High-Bay Luminaires for Commercial and Industrial Buildings | Standard | FALSE | [9 empty] | 42668 |  |  | No |  | 3 | 13991 | 135.2 | 103.5 | 9.96 | 0.97 | 3820 | 72.8
P3ZKZ41R | Z-Moto | Light Emitting Designs | [ ILX45 IL45 ] 100UV-R5M-40 DM | Indoor Luminaires | High-Bay | High-Bay Luminaires for Commercial and Industrial Buildings | Standard | FALSE | [9 empty] | 42668 |  |  | No |  | 3 | 13991 | 135.2 | 103.5 | 9.96 | 0.97 | 3820 | 72.8
PJYA5W79 | Z-Moto | Light Emitting Designs | [ ILX45 IL45 ] 100UV-F5L-40 ND | Indoor Luminaires | High-Bay | High-Bay Luminaires for Commercial and Industrial Buildings | Standard | FALSE | [9 empty] | 42668 |  |  | No |  | 3 | 12318 | 119 | 103.5 | 9.96 | 0.97 | 3820 | 72.8
PAMZ11JF | Z-Moto | Light Emitting Designs | [ ILX45 IL45 ] 100UV-F5L-40 DM | Indoor Luminaires | High-Bay | High-Bay Luminaires for Commercial and Industrial Buildings | Standard | FALSE | [9 empty] | 42668 |  |  | No |  | 3 | 12318 | 119 | 103.5 | 9.96 | 0.97 | 3820 | 72.8
PZ7WEHBD | Z-Moto | Light Emitting Designs | [ ILX45 IL45 ] 100UV-R5L-40 DM | Indoor Luminaires | High-Bay | High-Bay Luminaires for Commercial and Industrial Buildings | Standard | FALSE | [9 empty] | 42668 |  |  | No |  | 3 | 12117 | 117.1 | 103.5 | 9.96 | 0.97 | 3820 | 72.8
P7UMVPG2 | Z-Moto | Light Emitting Designs | [ ILX45 IL45 ] 100UV-R5L-40 ND | Indoor Luminaires | High-Bay | High-Bay Luminaires for Commercial and Industrial Buildings | Standard | FALSE | [9 empty] | 42668 |  |  | No |  | 3 | 12117 | 117.1 | 103.5 | 9.96 | 0.97 | 3820 | 72.8
PVMQ8314 | Z-Moto | Light Emitting Designs | [ ILX45 IL45 ] 075UV-R5M-40 ND | Indoor Luminaires | High-Bay | High-Bay Luminaires for Commercial and Industrial Buildings | Standard | FALSE | [9 empty] | 42668 |  |  | No |  | 3 | 10561 | 140.3 | 75.3 | 9.91 | 0.98 | 3814 | 72.9
P59FRT4Z | Z-Moto | Light Emitting Designs | [ ILX45 IL45 ] 075UV-R5M-40 DM | Indoor Luminaires | High-Bay | High-Bay Luminaires for Commercial and Industrial Buildings | Standard | FALSE | [9 empty] | 42668 |  |  | No |  | 3 | 10561 | 140.3 | 75.3 | 9.91 | 0.98 | 3814 | 72.9
PWZ42ZTQ | Z-Moto | Light Emitting Designs | [ ILX45 IL45 ] 075UV-S5S-40 ND | Indoor Luminaires | High-Bay | High-Bay Luminaires for Commercial and Industrial Buildings | Standard | FALSE | [9 empty] | 42668 |  |  | No |  | 3 | 10558 | 140.2 | 75.3 | 9.91 | 0.98 | 3814 | 72.9
PSPAD17H | Z-Moto | Light Emitting Designs | [ ILX45 IL45 ] 075UV-S5S-40 DM | Indoor Luminaires | High-Bay | High-Bay Luminaires for Commercial and Industrial Buildings | Standard | FALSE | [9 empty] | 42668 |  |  | No |  | 3 | 10558 | 140.2 | 75.3 | 9.91 | 0.98 | 3814 | 72.9
PJ7NPHFP | Z-Moto | Light Emitting Designs | [ ILX45 IL45 ] 075UV-F5L-40 ND | Indoor Luminaires | High-Bay | High-Bay Luminaires for Commercial and Industrial Buildings | Standard | FALSE | [9 empty] | 42668 |  |  | No |  | 3 | 9279 | 123.2 | 75.3 | 9.91 | 0.98 | 3814 | 72.9
P5KUB4W7 | Z-Moto | Light Emitting Designs | [ ILX45 IL45 ] 075UV-F5L-40 DM | Indoor Luminaires | High-Bay | High-Bay Luminaires for Commercial and Industrial Buildings | Standard | FALSE | [9 empty] | 42668 |  |  | No |  | 3 | 9279 | 123.2 | 75.3 | 9.91 | 0.98 | 3814 | 72.9
PD47RT9V | Z-Moto | Light Emitting Designs | [ ILX45 IL45 ] 075UV-R5L-40 DM | Indoor Luminaires | High-Bay | High-Bay Luminaires for Commercial and Industrial Buildings | Standard | FALSE | [9 empty] | 42668 |  |  | No |  | 3 | 9100 | 120.9 | 75.3 | 9.91 | 0.98 | 3814 | 72.9
PF1E834S | Super Bright LEDs | Super Bright LEDs | HBC-50K200W | Indoor Luminaires | High-Bay | High-Bay Luminaires for Commercial and Industrial Buildings | Standard | FALSE | [9 empty] | 42668 |  |  | No |  | 4 | 22000 | 110 | 200 | 12 | 0.9 | 5000 | 80
PA4EXYG1 | Super Bright LEDs | Super Bright LEDs | HBC-50K150W | Indoor Luminaires | High-Bay | High-Bay Luminaires for Commercial and Industrial Buildings | Standard | FALSE | [9 empty] | 42668 |  |  | No |  | 4 | 16500 | 110 | 150 | 11 | 0.9 | 5000 | 80
PEMRATXM | Barron Lighting Group | Tracelite | LHB3-A-VS-5K-[BLANK BB]-[BLANK OSS] | Indoor Luminaires | High-Bay | High-Bay Luminaires for Commercial and Industrial Buildings | Standard | FALSE | [9 empty] | 42668 | Dimmable | Continuous Below 10 | Yes | Product updated on 9/30/2016 | 3.1 | 43800 | 137 | 320 | 15 | 0.9 | 5000 | 82
PXWSVS7G | Barron Lighting Group | Tracelite | LHB2-A-VS-5K-[BLANK BB]-[BLANK OSS] | Indoor Luminaires | High-Bay | High-Bay Luminaires for Commercial and Industrial Buildings | Standard | FALSE | [9 empty] | 42668 | Dimmable | Continuous Below 10 | Yes | Product updated on 9/30/2016 | 3.1 | 24800 | 124 | 200 | 10 | 0.9 | 5000 | 82
P4S9X8V3 | Barron Lighting Group | Tracelite | LHB1-A-VS-5K-[BLANK BB]-[BLANK OSS] | Indoor Luminaires | High-Bay | High-Bay Luminaires for Commercial and Industrial Buildings | Standard | FALSE | [9 empty] | 42668 | Dimmable | Continuous Below 10 | Yes | Product updated on 9/30/2016 | 3.1 | 13200 | 126 | 105 | 10 | 0.9 | 5000 | 82
PJ4M72EP | Voltech International Inc. | Technilight | TLVP4F40CDBR[-S] | Indoor Luminaires | High-Bay | Low-Bay Luminaires for Commercial and Industrial Buildings | Standard | FALSE | [9 empty] | 42668 | Dimmable | Continuous Above 10 | No |  | 4 | 5063 | 121.79 | 41.57 | 17.84 | 0.91 | 5700 | 84.7
PCREHXG3 | Voltech International Inc. | Technilight | TLVP4C48CD[-S] | Indoor Luminaires | High-Bay | Low-Bay Luminaires for Commercial and Industrial Buildings | Standard | FALSE | [9 empty] | 42668 | Dimmable | Continuous Above 10 | No |  | 4 | 6633 | 140.95 | 47.06 | 20.76 | 0.9 | 5700 | 84.6
PD4R6E6U | Voltech International Inc. | Technilight | TLVP4C48V2C[-S] | Indoor Luminaires | High-Bay | Low-Bay Luminaires for Commercial and Industrial Buildings | Standard | FALSE | [9 empty] | 42668 | Dimmable | Continuous Above 10 | No |  | 4 | 6253 | 138.13 | 45.27 | 7.13 | 0.97 | 5700 | 84.6
PEWEMHWC | Voltech International Inc. | Technilight | TLVP4F48V2C[-S] | Indoor Luminaires | High-Bay | Low-Bay Luminaires for Commercial and Industrial Buildings | Standard | FALSE | [9 empty] | 42668 | Dimmable | Continuous Above 10 | No |  | 4 | 5967 | 131.58 | 45.35 | 7.62 | 0.97 | 5700 | 84.5
PC138GX9 | Voltech International Inc. | Technilight | TLVP4F48CD[-S] | Indoor Luminaires | High-Bay | Low-Bay Luminaires for Commercial and Industrial Buildings | Standard | FALSE | [9 empty] | 42668 | Dimmable | Continuous Above 10 | No |  | 4 | 6152 | 132.7 | 46.36 | 20.48 | 0.9 | 5700 | 83.6
PS788BRR | Voltech International Inc. | Technilight | TLVP4F40PDBR[-S] | Indoor Luminaires | High-Bay | Low-Bay Luminaires for Commercial and Industrial Buildings | Standard | FALSE | [9 empty] | 42668 | Dimmable | Continuous Above 10 | No |  | 4 | 4843.2 | 116.93 | 41.42 | 17.63 | 0.91 | 5000 | 83.6
P4TCJZY2 | Voltech International Inc. | Technilight | TLVP4F48PD[-S] | Indoor Luminaires | High-Bay | Low-Bay Luminaires for Commercial and Industrial Buildings | Standard | FALSE | [9 empty] | 42668 | Dimmable | Continuous Above 10 | No |  | 4 | 5869.3 | 126.99 | 46.22 | 20.15 | 0.9 | 5000 | 83.1
PFXEAECT | Voltech International Inc. | Technilight | TLVP4C48PD[-S] | Indoor Luminaires | High-Bay | Low-Bay Luminaires for Commercial and Industrial Buildings | Standard | FALSE | [9 empty] | 42668 | Dimmable | Continuous Above 10 | No |  | 4 | 6157.2 | 132.87 | 46.34 | 20.93 | 0.9 | 5000 | 83
PT9TRSCQ | Voltech International Inc. | Technilight | TLVP4F48V2P[-S] | Indoor Luminaires | High-Bay | Low-Bay Luminaires for Commercial and Industrial Buildings | Standard | FALSE | [9 empty] | 42668 | Dimmable | Continuous Above 10 | No |  | 4 | 5699.6 | 126.32 | 45.12 | 7.45 | 0.97 | 5000 | 83
PUN67FT1 | Voltech International Inc. | Technilight | TLVP4C48V2P[-S] | Indoor Luminaires | High-Bay | Low-Bay Luminaires for Commercial and Industrial Buildings | Standard | FALSE | [9 empty] | 42668 | Dimmable | Continuous Above 10 | No |  | 4 | 5890.2 | 130.92 | 44.99 | 7.37 | 0.97 | 5000 | 83
PNH8H3R1 | Voltech International Inc. | Technilight | TLVP4F40NDBR[-S] | Indoor Luminaires | High-Bay | Low-Bay Luminaires for Commercial and Industrial Buildings | Standard | FALSE | [9 empty] | 42668 | Dimmable | Continuous Above 10 | No |  | 4 | 4843.2 | 116.93 | 41.42 | 17.63 | 0.91 | 4000 | 83.6
P6J6PA3X | Voltech International Inc. | Technilight | TLVP4F48ND[-S] | Indoor Luminaires | High-Bay | Low-Bay Luminaires for Commercial and Industrial Buildings | Standard | FALSE | [9 empty] | 42668 | Dimmable | Continuous Above 10 | No |  | 4 | 5869.3 | 126.99 | 46.22 | 20.15 | 0.9 | 4000 | 83.1
P9VUV6NJ | Voltech International Inc. | Technilight | TLVP4C48ND[-S] | Indoor Luminaires | High-Bay | Low-Bay Luminaires for Commercial and Industrial Buildings | Standard | FALSE | [9 empty] | 42668 | Dimmable | Continuous Above 10 | No |  | 4 | 6157.2 | 132.87 | 46.34 | 20.93 | 0.9 | 4000 | 83
PUTRVTZ4 | Voltech International Inc. | Technilight | TLVP4F48V2N[-S] | Indoor Luminaires | High-Bay | Low-Bay Luminaires for Commercial and Industrial Buildings | Standard | FALSE | [9 empty] | 42668 | Dimmable | Continuous Above 10 | No |  | 4 | 5699.6 | 126.32 | 45.12 | 7.45 | 0.97 | 4000 | 83
PS41PFHA | Voltech International Inc. | Technilight | TLVP4C48V2N[-S] | Indoor Luminaires | High-Bay | Low-Bay Luminaires for Commercial and Industrial Buildings | Standard | FALSE | [9 empty] | 42668 | Dimmable | Continuous Above 10 | No |  | 4 | 5890.2 | 130.92 | 44.99 | 7.37 | 0.97 | 4000 | 83
PA7FNYKJ | Voltech International Inc. | Technilight | TLVP4F40WDBR[-S] | Indoor Luminaires | High-Bay | Low-Bay Luminaires for Commercial and Industrial Buildings | Standard | FALSE | [9 empty] | 42668 | Dimmable | Continuous Above 10 | No |  | 4 | 4843.2 | 116.93 | 41.42 | 17.63 | 0.91 | 3000 | 83.6
PU9WKDQD | Voltech International Inc. | Technilight | TLVP4F48WD[-S] | Indoor Luminaires | High-Bay | Low-Bay Luminaires for Commercial and Industrial Buildings | Standard | FALSE | [9 empty] | 42668 | Dimmable | Continuous Above 10 | No |  | 4 | 5869.3 | 126.99 | 46.22 | 20.15 | 0.9 | 3000 | 83.1
PAC7X712 | Voltech International Inc. | Technilight | TLVP4C48WD[-S] | Indoor Luminaires | High-Bay | Low-Bay Luminaires for Commercial and Industrial Buildings | Standard | FALSE | [9 empty] | 42668 | Dimmable | Continuous Above 10 | No |  | 4 | 6157.2 | 132.87 | 46.34 | 20.93 | 0.9 | 3000 | 83
P7Z5EG31 | Voltech International Inc. | Technilight | TLVP4F48V2W[-S] | Indoor Luminaires | High-Bay | Low-Bay Luminaires for Commercial and Industrial Buildings | Standard | FALSE | [9 empty] | 42668 | Dimmable | Continuous Above 10 | No |  | 4 | 5699.6 | 126.32 | 45.12 | 7.45 | 0.97 | 3000 | 83
PW76BPT1 | Voltech International Inc. | Technilight | TLVP4C48V2W[-S] | Indoor Luminaires | High-Bay | Low-Bay Luminaires for Commercial and Industrial Buildings | Standard | FALSE | [9 empty] | 42668 | Dimmable | Continuous Above 10 | No |  | 4 | 5890.2 | 130.92 | 44.99 | 7.37 | 0.97 | 3000 | 83
PR2K4F7V | Big Ass Light Solutions | Big Ass Lights | BAS-HPF1-24040204CCMMSS | Indoor Luminaires | High-Bay | High-Bay Luminaires for Commercial and Industrial Buildings | Standard | TRUE | 18666 | 90.83 | 205.5 | 12.3 | 0.988 | 3793 | 83.3 | 5 | 50000 | 42667 |  |  | Yes |  | 3.1 | 18666.3 | 90.8 | 205.5 | 14.16 | 0.94 | 3793 | 83.3
PF92H456 | Big Ass Light Solutions | Big Ass Lights | BAS-HBL2-52040204CCMMSS | Indoor Luminaires | High-Bay | High-Bay Luminaires for Commercial and Industrial Buildings | Premium | TRUE | 42957 | 108.4 | 396.4 | 12.3 | 0.984 | 3793 | 83.3 | 5 | 50000 | 42667 |  |  | Yes |  | 3.1 | 42682 | 107.4 | 397.4 | 13.21 | 0.94 | 3793 | 83.3
PVADH8N2 | Big Ass Light Solutions | Big Ass Lights | BAS-HBL2-14040204CCMMSS | Indoor Luminaires | High-Bay | High-Bay Luminaires for Commercial and Industrial Buildings | Premium | TRUE | 11844 | 108.3 | 109.4 | 9.51 | 0.982 | 3764 | 83.4 | 5 | 50000 | 42667 |  |  | Yes |  | 3.1 | 11844 | 108.3 | 109.4 | 9.51 | 0.93 | 3764 | 83.4
PJWS5U88 | Cyber Tech Lighting Inc. | CTL | HL15032/850 | Indoor Luminaires | High-Bay | High-Bay Luminaires for Commercial and Industrial Buildings | Standard | TRUE | 16682 | 113.78 | 146.6 | 8.69 | 0.9707 | 5064 | 85.2 | 5 | 50000 | 42667 |  |  | No |  | 4 | 18000 | 120 | 150 | 10 | 0.9 | 5000 | 80
P75H7BS5 | Alder Optomechanical Corp. | Alder | HBL-500S-T-cSTR-T6WN30C7 | Indoor Luminaires | High-Bay | High-Bay Luminaires for Commercial and Industrial Buildings | Premium | TRUE | 64365 | 138 | 466.53 | 11.218 | 0.9416 | 3832 | 74.7 | 5 | 50000 | 42667 |  |  | No |  | 4 | 64365 | 138 | 466.53 | 11.22 | 0.94 | 3832 | 74.7
PH4MWTCZ | Alder Optomechanical Corp. | Alder | HBL-500S-T-cSTR-T6WD30C7 | Indoor Luminaires | High-Bay | High-Bay Luminaires for Commercial and Industrial Buildings | Premium | TRUE | 63396 | 136.2 | 465.4 | 11.086 | 0.9404 | 4771 | 74.9 | 5 | 50000 | 42667 |  |  | No |  | 4 | 63396 | 136.2 | 465.4 | 11.09 | 0.94 | 4771 | 74.9
PFYV67M9 | Shenzhen GLAMLED Technology CO.LTD | GLAMLED | JBL03-150W | Indoor Luminaires | High-Bay | High-Bay Luminaires for Commercial and Industrial Buildings | Standard | TRUE | 18688 | 124.75 | 149.8 | 12.69 | 0.9404 | 5152 | 83.7 | 5 | 50000 | 42667 |  |  | No |  | 4 | 18975 | 125 | 151.8 | 8.75 | 1 | 5152 | 83.7
PXK54XG7 | LEDRHYTHM Optronic Technology (Suzhou) Co.LTD | LEDRHYTHM | DHB_240 4000K | Indoor Luminaires | High-Bay | High-Bay Luminaires for Commercial and Industrial Buildings | Premium | TRUE | 30453.3 | 128 | 237.75 | 13.1 | 0.936 | 3954 | 72.9 | 5 | 50000 | 42667 |  |  | No |  | 4 | 30500 | 128 | 240 | 13 | 0.93 | 4000 | 73
P7QAH32W | Shenzhen GLAMLED Technology CO.LTD | GLAMLED | JBL03-240W | Indoor Luminaires | High-Bay | High-Bay Luminaires for Commercial and Industrial Buildings | Standard | TRUE | 28671 | 117.55 | 243.9 | 10.29 | 0.928 | 5164 | 83.7 | 5 | 50000 | 42667 |  |  | No |  | 4 | 28671 | 117.55 | 243.9 | 5.74 | 1 | 5164 | 83.7
PPKQUZT4 | IKIO LED LIGHTING | IKIO LED LIGHTING | IK-FLSL-100-0400-3000 | Indoor Luminaires | High-Bay | High-Bay Luminaires for Commercial and Industrial Buildings | Standard | TRUE | 40892.65 | 105.312 | 388.3 | 16.1 | 0.926 | 2978 | 84.1 | 5 | 50000 | 42667 |  |  | No | Updated 10/3/2016 | 4 | 40892.6 | 105.3 | 388.3 | 16.1 | 0.93 | 2978 | 84.1
PRXQ68VJ | LEDRHYTHM Optronic Technology (Suzhou) Co.LTD | LEDRHYTHM | DHB_200 4000K | Indoor Luminaires | High-Bay | High-Bay Luminaires for Commercial and Industrial Buildings | Premium | TRUE | 25959.3 | 130 | 199.74 | 17.21 | 0.918 | 3954 | 72.8 | 5 | 50000 | 42667 |  |  | No |  | 4 | 26000 | 130 | 200 | 17 | 0.92 | 4000 | 73
PRNGK5Y3 | IKIO LED LIGHTING | IKIO LED LIGHTING | IK-FLSL-100-0500-3000 | Indoor Luminaires | High-Bay | High-Bay Luminaires for Commercial and Industrial Buildings | Standard | TRUE | 50406.21 | 105.95 | 475.75 | 17.6 | 0.917 | 2980 | 84.5 | 5 | 50000 | 42667 |  |  | No |  | 4 | 51380.4 | 106.6 | 481.6 | 15.2 | 0.92 | 3000 | 84.5
P3348WR2 | Ledreit Manufacturing Co. Ltd | Ledreit | LEDUFO-150W(2700K) | Indoor Luminaires | High-Bay | High-Bay Luminaires for Commercial and Industrial Buildings | Standard | TRUE | 16013.01 | 104.93 | 152.6 | 13.9 | 0.914 | 2688 | 83.9 | 5 | 50000 | 42667 |  |  | No |  | 4 | 16294.6 | 105.7 | 154.1 | 13.7 | 0.91 | 2688 | 83.9
PFAN993D | Ledreit Manufacturing Co. Ltd | Ledreit | LEDUFO-200W(2700K) | Indoor Luminaires | High-Bay | High-Bay Luminaires for Commercial and Industrial Buildings | Standard | TRUE | 20679.71 | 102.22 | 202.3 | 13.8 | 0.91 | 2686 | 83.7 | 5 | 50000 | 42667 |  |  | No |  | 4 | 20679.7 | 102.2 | 202.3 | 13.5 | 0.91 | 2688 | 83.7
PJS6H16Q | Voltech International Inc. | Technilight | TLVP4C40DDBR[-S] | Indoor Luminaires | High-Bay | Low-Bay Luminaires for Commercial and Industrial Buildings | Standard | TRUE | 5271.5 | 127.02 | 41.45 | 17.55 | 0.9044 | 2791 | 81.9 | 5 | 50000 | 42667 |  |  | No |  | 4 | 5286.1 | 127.53 | 41.45 | 17.55 | 0.9 | 2700 | 81.9
P76GZZNW | IKIO LED LIGHTING | IKIO LED LIGHTING | IK-FLSL-100-0400-5700 | Indoor Luminaires | High-Bay | High-Bay Luminaires for Commercial and Industrial Buildings | Standard | FALSE | [9 empty] | 42667 |  |  | No | Updated 10/3/2016 | 4 | 42777.5 | 110.2 | 388.1 | 18.9 | 0.94 | 5858 | 75
PJYD81U8 | IKIO LED LIGHTING | IKIO LED LIGHTING | IK-FLSL-100-0500-5700 | Indoor Luminaires | High-Bay | High-Bay Luminaires for Commercial and Industrial Buildings | Standard | FALSE | [9 empty] | 42667 |  |  | No |  | 4 | 52252 | 109.6 | 476.6 | 17.6 | 0.92 | 5700 | 76
P7339R11 | IKIO LED LIGHTING | IKIO LED LIGHTING | IK-FLSL-100-0500-5000 | Indoor Luminaires | High-Bay | High-Bay Luminaires for Commercial and Industrial Buildings | Standard | FALSE | [9 empty] | 42667 |  |  | No |  | 4 | 51380.4 | 106.6 | 481.6 | 15.2 | 0.92 | 5000 | 84.5
P28VAP3P | IKIO LED LIGHTING | IKIO LED LIGHTING | IK-FLSL-100-0400-5000 | Indoor Luminaires | High-Bay | High-Bay Luminaires for Commercial and Industrial Buildings | Standard | FALSE | [9 empty] | 42667 |  |  | No | Updated 10/3/2016 | 4 | 40892.6 | 105.3 | 388.3 | 16.1 | 0.93 | 5000 | 84.1
PJZ4RZ2Q | IKIO LED LIGHTING | IKIO LED LIGHTING | IK-FLSL-100-0500-4500 | Indoor Luminaires | High-Bay | High-Bay Luminaires for Commercial and Industrial Buildings | Standard | FALSE | [9 empty] | 42667 |  |  | No |  | 4 | 51380.4 | 106.6 | 481.6 | 15.2 | 0.92 | 4500 | 84.5
PFX5Q4PN | IKIO LED LIGHTING | IKIO LED LIGHTING | IK-FLSL-100-0400-4500 | Indoor Luminaires | High-Bay | High-Bay Luminaires for Commercial and Industrial Buildings | Standard | FALSE | [9 empty] | 42667 |  |  | No | Updated 10/3/2016 | 4 | 40892.6 | 105.3 | 388.3 | 16.1 | 0.93 | 4500 | 84.1
PYUE5ERJ | IKIO LED LIGHTING | IKIO LED LIGHTING | IK-FLSL-100-0500-4000 | Indoor Luminaires | High-Bay | High-Bay Luminaires for Commercial and Industrial Buildings | Standard | FALSE | [9 empty] | 42667 |  |  | No |  | 4 | 51380.4 | 106.6 | 481.6 | 15.2 | 0.92 | 4000 | 84.5
PN39SY4N | IKIO LED LIGHTING | IKIO LED LIGHTING | IK-FLSL-100-0400-4000 | Indoor Luminaires | High-Bay | High-Bay Luminaires for Commercial and Industrial Buildings | Standard | FALSE | [9 empty] | 42667 |  |  | No | Updated 10/3/2016 | 4 | 40892.6 | 105.3 | 388.3 | 16.1 | 0.93 | 4000 | 84.1
P4Y2PGXH | IKIO LED LIGHTING | IKIO LED LIGHTING | IK-FLSL-100-0500-3500 | Indoor Luminaires | High-Bay | High-Bay Luminaires for Commercial and Industrial Buildings | Standard | FALSE | [9 empty] | 42667 |  |  | No |  | 4 | 51380.4 | 106.6 | 481.6 | 15.2 | 0.92 | 3500 | 84.5
PBHJ45SF | IKIO LED LIGHTING | IKIO LED LIGHTING | IK-FLSL-100-0400-3500 | Indoor Luminaires | High-Bay | High-Bay Luminaires for Commercial and Industrial Buildings | Standard | FALSE | [9 empty] | 42667 |  |  | No | Updated 10/3/2016 | 4 | 40892.6 | 105.3 | 388.3 | 16.1 | 0.93 | 3500 | 84.1
PZGQJYXV | Ledreit Manufacturing Co. Ltd | Ledreit | LEDUFO-200W(5700K) | Indoor Luminaires | High-Bay | High-Bay Luminaires for Commercial and Industrial Buildings | Standard | FALSE | [9 empty] | 42667 |  |  | No |  | 4 | 20719.8 | 103.6 | 199.9 | 13.7 | 0.91 | 5736 | 76.2
PNGRT645 | Ledreit Manufacturing Co. Ltd | Ledreit | LEDUFO-150W(5700K) | Indoor Luminaires | High-Bay | High-Bay Luminaires for Commercial and Industrial Buildings | Standard | FALSE | [9 empty] | 42667 |  |  | No |  | 4 | 16735.7 | 108.8 | 153.8 | 13.9 | 0.91 | 5736 | 75.8
PJW1AXZ2 | Ledreit Manufacturing Co. Ltd | Ledreit | LEDUFO-150W(5000K) | Indoor Luminaires | High-Bay | High-Bay Luminaires for Commercial and Industrial Buildings | Standard | FALSE | [9 empty] | 42667 |  |  | No |  | 4 | 16294.6 | 105.7 | 154.1 | 13.7 | 0.91 | 5000 | 83.9
PFD8829M | Ledreit Manufacturing Co. Ltd | Ledreit | LEDUFO-200W(5000K) | Indoor Luminaires | High-Bay | High-Bay Luminaires for Commercial and Industrial Buildings | Standard | FALSE | [9 empty] | 42667 |  |  | No |  | 4 | 20679.7 | 102.2 | 202.3 | 13.5 | 0.91 | 5000 | 83.7
P1KWZHW2 | Ledreit Manufacturing Co. Ltd | Ledreit | LEDUFO-150W(4000K) | Indoor Luminaires | High-Bay | High-Bay Luminaires for Commercial and Industrial Buildings | Standard | FALSE | [9 empty] | 42667 |  |  | No |  | 4 | 16294.6 | 105.7 | 154.1 | 13.7 | 0.91 | 4000 | 83.9
P1B2797T | Ledreit Manufacturing Co. Ltd | Ledreit | LEDUFO-200W(4000K) | Indoor Luminaires | High-Bay | High-Bay Luminaires for Commercial and Industrial Buildings | Standard | FALSE | [9 empty] | 42667 |  |  | No |  | 4 | 20679.7 | 102.2 | 202.3 | 13.5 | 0.91 | 4000 | 83.7
PY7Y7ETT | Ledreit Manufacturing Co. Ltd | Ledreit | LEDUFO-150W(3000K) | Indoor Luminaires | High-Bay | High-Bay Luminaires for Commercial and Industrial Buildings | Standard | FALSE | [9 empty] | 42667 |  |  | No |  | 4 | 16294.6 | 105.7 | 154.1 | 13.7 | 0.91 | 3000 | 83.9
PM47D7BC | Ledreit Manufacturing Co. Ltd | Ledreit | LEDUFO-200W(3000K) | Indoor Luminaires | High-Bay | High-Bay Luminaires for Commercial and Industrial Buildings | Standard | FALSE | [9 empty] | 42667 |  |  | No |  | 4 | 20679.7 | 102.2 | 202.3 | 13.5 | 0.91 | 3000 | 83.7
PT9Y9EYU | Cyber Tech Lighting Inc. | CTL | HL15032-MS/850 | Indoor Luminaires | High-Bay | High-Bay Luminaires for Commercial and Industrial Buildings | Standard | FALSE | [9 empty] | 42667 |  |  | Yes |  | 4 | 18000 | 120 | 150 | 10 | 0.9 | 5000 | 80
PS7A71HD | Big Ass Light Solutions | Big Ass Lights | BAS-HPF1-48050206CCMMSS | Indoor Luminaires | High-Bay | High-Bay Aisle Luminaires | Standard | FALSE | [9 empty] | 42667 | Dimmable | Continuous Below 10 | Yes |  | 3.1 | 44904 | 107.1 | 419.4 | 13.07 | 0.94 | 5120 | 84
PFC8JWQP | Big Ass Light Solutions | Big Ass Lights | BAS-HPF1-48050202CCMMSS | Indoor Luminaires | High-Bay | High-Bay Luminaires for Commercial and Industrial Buildings | Standard | FALSE | [9 empty] | 42667 | Dimmable | Continuous Below 10 | Yes |  | 3.1 | 44571 | 106.3 | 419.4 | 13.07 | 0.94 | 5120 | 84
PCT1X4ZQ | Big Ass Light Solutions | Big Ass Lights | BAS-HPF1-48050201CCMMSS | Indoor Luminaires | High-Bay | High-Bay Luminaires for Commercial and Industrial Buildings | Standard | FALSE | [9 empty] | 42667 | Dimmable | Continuous Below 10 | Yes |  | 3.1 | 44531 | 106.2 | 419.4 | 13.07 | 0.94 | 5120 | 84
P142GZT4 | Big Ass Light Solutions | Big Ass Lights | BAS-HPF1-48050203CCMMSS | Indoor Luminaires | High-Bay | High-Bay Luminaires for Commercial and Industrial Buildings | Standard | FALSE | [9 empty] | 42667 | Dimmable | Continuous Below 10 | Yes |  | 3.1 | 43662 | 104.1 | 419.4 | 13.07 | 0.94 | 5120 | 84
PWQP3CSA | Big Ass Light Solutions | Big Ass Lights | BAS-HPF1-48050204CCMMSS | Indoor Luminaires | High-Bay | High-Bay Luminaires for Commercial and Industrial Buildings | Standard | FALSE | [9 empty] | 42667 | Dimmable | Continuous Below 10 | Yes |  | 3.1 | 40598 | 96.8 | 419.4 | 13.07 | 0.94 | 5120 | 84
PVHEF98J | Big Ass Light Solutions | Big Ass Lights | BAS-HPF1-24050206CCMMSS | Indoor Luminaires | High-Bay | High-Bay Aisle Luminaires | Standard | FALSE | [9 empty] | 42667 | Dimmable | Continuous Below 10 | Yes |  | 3.1 | 22539 | 107.8 | 209 | 13.07 | 0.94 | 5120 | 84
PJ99UCSU | Big Ass Light Solutions | Big Ass Lights | BAS-HPF1-24050202CCMMSS | Indoor Luminaires | High-Bay | High-Bay Luminaires for Commercial and Industrial Buildings | Standard | FALSE | [9 empty] | 42667 | Dimmable | Continuous Below 10 | Yes |  | 3.1 | 22364 | 107.4 | 208.3 | 13.07 | 0.94 | 5120 | 84
P8AP2UZZ | Big Ass Light Solutions | Big Ass Lights | BAS-HPF1-24050201CCMMSS | Indoor Luminaires | High-Bay | High-Bay Luminaires for Commercial and Industrial Buildings | Standard | FALSE | [9 empty] | 42667 | Dimmable | Continuous Below 10 | Yes |  | 3.1 | 22344 | 106.9 | 209 | 13.07 | 0.94 | 5120 | 84
P11Y8SU6 | Big Ass Light Solutions | Big Ass Lights | BAS-HPF1-24050203CCMMSS | Indoor Luminaires | High-Bay | High-Bay Luminaires for Commercial and Industrial Buildings | Standard | FALSE | [9 empty] | 42667 | Dimmable | Continuous Below 10 | Yes |  | 3.1 | 21908 | 104.8 | 209 | 13.07 | 0.94 | 5120 | 84
PGSNBZXC | Big Ass Light Solutions | Big Ass Lights | BAS-HPF1-24050204CCMMSS | Indoor Luminaires | High-Bay | High-Bay Luminaires for Commercial and Industrial Buildings | Standard | FALSE | [9 empty] | 42667 | Dimmable | Continuous Below 10 | Yes |  | 3.1 | 20297 | 97.1 | 209 | 13.07 | 0.94 | 5120 | 84
PXC5WVBQ | Big Ass Light Solutions | Big Ass Lights | BAS-HBL2-52050206CCMMSS | Indoor Luminaires | High-Bay | High-Bay Aisle Luminaires | Premium | FALSE | [9 empty] | 42667 | Dimmable | Continuous Below 10 | Yes |  | 3.1 | 51880 | 129.7 | 400 | 12.04 | 0.95 | 5120 | 84
PNMMVQ88 | Big Ass Light Solutions | Big Ass Lights | BAS-HBL2-52050202CCMMSS | Indoor Luminaires | High-Bay | High-Bay Luminaires for Commercial and Industrial Buildings | Premium | FALSE | [9 empty] | 42667 | Dimmable | Continuous Below 10 | Yes |  | 3.1 | 51112 | 127.8 | 400 | 12.04 | 0.95 | 5120 | 84
PQQMU6SZ | Big Ass Light Solutions | Big Ass Lights | BAS-HBL2-52050201CCMMSS | Indoor Luminaires | High-Bay | High-Bay Luminaires for Commercial and Industrial Buildings | Premium | FALSE | [9 empty] | 42667 | Dimmable | Continuous Below 10 | Yes |  | 3.1 | 50888 | 127.2 | 400 | 12.04 | 0.95 | 5120 | 84
PAVTRQ4N | Big Ass Light Solutions | Big Ass Lights | BAS-HBL2-52050203CCMMSS | Indoor Luminaires | High-Bay | High-Bay Luminaires for Commercial and Industrial Buildings | Premium | FALSE | [9 empty] | 42667 | Dimmable | Continuous Below 10 | Yes |  | 3.1 | 49750 | 124.4 | 400 | 12.04 | 0.95 | 5120 | 84
PZ7PJ7T8 | Big Ass Light Solutions | Big Ass Lights | BAS-HBL2-52050204CCMMSS | Indoor Luminaires | High-Bay | High-Bay Luminaires for Commercial and Industrial Buildings | Premium | FALSE | [9 empty] | 42667 | Dimmable | Continuous Below 10 | Yes |  | 3.1 | 46410 | 116 | 400 | 12.04 | 0.95 | 5120 | 84
P3HTBBJ3 | Big Ass Light Solutions | Big Ass Lights | BAS-HBL2-26050206CCMMSS | Indoor Luminaires | High-Bay | High-Bay Aisle Luminaires | Premium | FALSE | [9 empty] | 42667 | Dimmable | Continuous Below 10 | Yes |  | 3.1 | 25940 | 129.7 | 200 | 12 | 0.96 | 5120 | 84
PZ4N5GAR | Big Ass Light Solutions | Big Ass Lights | BAS-HBL2-26050202CCMMSS | Indoor Luminaires | High-Bay | High-Bay Luminaires for Commercial and Industrial Buildings | Premium | FALSE | [9 empty] | 42667 | Dimmable | Continuous Below 10 | Yes |  | 3.1 | 25556 | 127.8 | 200 | 12 | 0.96 | 5120 | 84
PGBGEFSY | Big Ass Light Solutions | Big Ass Lights | BAS-HBL2-26050201CCMMSS | Indoor Luminaires | High-Bay | High-Bay Luminaires for Commercial and Industrial Buildings | Premium | FALSE | [9 empty] | 42667 | Dimmable | Continuous Below 10 | Yes |  | 3.1 | 25444 | 127.2 | 200 | 12 | 0.96 | 5120 | 84
PMDD8XY6 | Big Ass Light Solutions | Big Ass Lights | BAS-HBL2-26050203CCMMSS | Indoor Luminaires | High-Bay | High-Bay Luminaires for Commercial and Industrial Buildings | Premium | FALSE | [9 empty] | 42667 | Dimmable | Continuous Below 10 | Yes |  | 3.1 | 24875 | 124.4 | 200 | 12 | 0.96 | 5120 | 84
PH5HN8X3 | Big Ass Light Solutions | Big Ass Lights | BAS-HBL2-26050204CCMMSS | Indoor Luminaires | High-Bay | High-Bay Luminaires for Commercial and Industrial Buildings | Premium | FALSE | [9 empty] | 42667 | Dimmable | Continuous Below 10 | Yes |  | 3.1 | 23205 | 116 | 200 | 12 | 0.96 | 5120 | 84
P8XF1V23 | Big Ass Light Solutions | Big Ass Lights | BAS-HPF1-18050206CCMMSS | Indoor Luminaires | High-Bay | High-Bay Aisle Luminaires | Premium | FALSE | [9 empty] | 42667 | Dimmable | Continuous Below 10 | Yes |  | 3.1 | 17744 | 119.3 | 148.7 | 9.66 | 0.96 | 4997 | 84
P399Z9G5 | Big Ass Light Solutions | Big Ass Lights | BAS-HPF1-18050201CCMMSS | Indoor Luminaires | High-Bay | High-Bay Luminaires for Commercial and Industrial Buildings | Premium | FALSE | [9 empty] | 42667 | Dimmable | Continuous Below 10 | Yes |  | 3.1 | 17377 | 116.9 | 148.7 | 9.66 | 0.96 | 4997 | 84
PPG25DKY | Big Ass Light Solutions | Big Ass Lights | BAS-HPF1-18050202CCMMSS | Indoor Luminaires | High-Bay | High-Bay Luminaires for Commercial and Industrial Buildings | Premium | FALSE | [9 empty] | 42667 | Dimmable | Continuous Below 10 | Yes |  | 3.1 | 17303 | 116.4 | 148.7 | 9.66 | 0.96 | 4997 | 84
P83VFMAD | Big Ass Light Solutions | Big Ass Lights | BAS-HPF1-18050203CCMMSS | Indoor Luminaires | High-Bay | High-Bay Luminaires for Commercial and Industrial Buildings | Premium | FALSE | [9 empty] | 42667 | Dimmable | Continuous Below 10 | Yes |  | 3.1 | 16908 | 113.7 | 148.7 | 9.66 | 0.96 | 4997 | 84
PX1ESY2H | Big Ass Light Solutions | Big Ass Lights | BAS-HPF1-18050204CCMMSS | Indoor Luminaires | High-Bay | High-Bay Luminaires for Commercial and Industrial Buildings | Standard | FALSE | [9 empty] | 42667 | Dimmable | Continuous Below 10 | Yes |  | 3.1 | 15769 | 106 | 148.7 | 9.66 | 0.96 | 4997 | 84
PT63U9F7 | Big Ass Light Solutions | Big Ass Lights | BAS-HPF1-36050206CCMMSS | Indoor Luminaires | High-Bay | High-Bay Aisle Luminaires | Premium | FALSE | [9 empty] | 42667 | Dimmable | Continuous Below 10 | Yes |  | 3.1 | 34779 | 117.8 | 295.35 | 8.99 | 0.95 | 4997 | 84
PV6FEQ5Z | Big Ass Light Solutions | Big Ass Lights | BAS-HPF1-36050201CCMMSS | Indoor Luminaires | High-Bay | High-Bay Luminaires for Commercial and Industrial Buildings | Premium | FALSE | [9 empty] | 42667 | Dimmable | Continuous Below 10 | Yes |  | 3.1 | 34060 | 115.3 | 295.35 | 8.99 | 0.95 | 4997 | 84
PXDEV67R | Big Ass Light Solutions | Big Ass Lights | BAS-HPF1-36050202CCMMSS | Indoor Luminaires | High-Bay | High-Bay Luminaires for Commercial and Industrial Buildings | Premium | FALSE | [9 empty] | 42667 | Dimmable | Continuous Below 10 | Yes |  | 3.1 | 33913 | 114.8 | 295.35 | 8.99 | 0.95 | 4997 | 84
PVHF1NXT | Big Ass Light Solutions | Big Ass Lights | BAS-HPF1-36050203CCMMSS | Indoor Luminaires | High-Bay | High-Bay Luminaires for Commercial and Industrial Buildings | Premium | FALSE | [9 empty] | 42667 | Dimmable | Continuous Below 10 | Yes |  | 3.1 | 33140 | 112.2 | 295.35 | 8.99 | 0.95 | 4997 | 84
PNRY194N | Big Ass Light Solutions | Big Ass Lights | BAS-HPF1-36050204CCMMSS | Indoor Luminaires | High-Bay | High-Bay Luminaires for Commercial and Industrial Buildings | Standard | FALSE | [9 empty] | 42667 | Dimmable | Continuous Below 10 | Yes |  | 3.1 | 30909 | 104.7 | 295.35 | 8.99 | 0.95 | 4997 | 84
P2D5C7RK | Big Ass Light Solutions | Big Ass Lights | BAS-HBL2-14050201CCMMSS | Indoor Luminaires | High-Bay | High-Bay Luminaires for Commercial and Industrial Buildings | Premium | FALSE | [9 empty] | 42667 | Dimmable | Continuous Below 10 | Yes |  | 3.1 | 14350 | 131 | 109.55 | 8.71 | 0.93 | 4997 | 84
PNXJ2QKH | Big Ass Light Solutions | Big Ass Lights | BAS-HBL2-14050206CCMMSS | Indoor Luminaires | High-Bay | High-Bay Aisle Luminaires | Premium | FALSE | [9 empty] | 42667 | Dimmable | Continuous Below 10 | Yes |  | 3.1 | 14283 | 130.4 | 109.55 | 8.71 | 0.93 | 4997 | 84
PZ1NMZK3 | Big Ass Light Solutions | Big Ass Lights | BAS-HBL2-14050202CCMMSS | Indoor Luminaires | High-Bay | High-Bay Luminaires for Commercial and Industrial Buildings | Premium | FALSE | [9 empty] | 42667 | Dimmable | Continuous Below 10 | Yes |  | 3.1 | 14045 | 128.2 | 109.55 | 8.71 | 0.93 | 4997 | 84
P1MPDQK8 | Big Ass Light Solutions | Big Ass Lights | BAS-HBL2-14050203CCMMSS | Indoor Luminaires | High-Bay | High-Bay Luminaires for Commercial and Industrial Buildings | Premium | FALSE | [9 empty] | 42667 | Dimmable | Continuous Below 10 | Yes |  | 3.1 | 13981 | 127.6 | 109.55 | 8.71 | 0.93 | 4997 | 84
PXH4QRW1 | Big Ass Light Solutions | Big Ass Lights | BAS-HBL2-14050204CCMMSS | Indoor Luminaires | High-Bay | High-Bay Luminaires for Commercial and Industrial Buildings | Premium | FALSE | [9 empty] | 42667 | Dimmable | Continuous Below 10 | Yes |  | 3.1 | 13347 | 121.8 | 109.55 | 8.71 | 0.93 | 4997 | 84
P5KW6PB9 | Big Ass Light Solutions | Big Ass Lights | BAS-HBL2-40050201CCMMSS | Indoor Luminaires | High-Bay | High-Bay Luminaires for Commercial and Industrial Buildings | Premium | FALSE | [9 empty] | 42667 | Dimmable | Continuous Below 10 | Yes |  | 3.1 | 39166 | 124.4 | 314.8 | 8.23 | 0.96 | 4997 | 84
PKVVAXBT | Big Ass Light Solutions | Big Ass Lights | BAS-HBL2-40050203CCMMSS | Indoor Luminaires | High-Bay | High-Bay Luminaires for Commercial and Industrial Buildings | Premium | FALSE | [9 empty] | 42667 | Dimmable | Continuous Below 10 | Yes |  | 3.1 | 38571 | 122.5 | 314.8 | 8.23 | 0.96 | 4997 | 84
PK197FZS | Big Ass Light Solutions | Big Ass Lights | BAS-HBL2-40050206CCMMSS | Indoor Luminaires | High-Bay | High-Bay Aisle Luminaires | Premium | FALSE | [9 empty] | 42667 | Dimmable | Continuous Below 10 | Yes |  | 3.1 | 38512 | 122.3 | 314.8 | 8.23 | 0.96 | 4997 | 84
P49KUKVN | Big Ass Light Solutions | Big Ass Lights | BAS-HBL2-40050202CCMMSS | Indoor Luminaires | High-Bay | High-Bay Luminaires for Commercial and Industrial Buildings | Premium | FALSE | [9 empty] | 42667 | Dimmable | Continuous Below 10 | Yes |  | 3.1 | 38387 | 121.9 | 314.8 | 8.23 | 0.96 | 4997 | 84
PPXSBTVV | Big Ass Light Solutions | Big Ass Lights | BAS-HBL2-40050204CCMMSS | Indoor Luminaires | High-Bay | High-Bay Luminaires for Commercial and Industrial Buildings | Premium | FALSE | [9 empty] | 42667 | Dimmable | Continuous Below 10 | Yes |  | 3.1 | 35311 | 112.2 | 314.8 | 8.23 | 0.96 | 4997 | 84
PERVCJDP | Big Ass Light Solutions | Big Ass Lights | BAS-HBL2-20050201CCMMSS | Indoor Luminaires | High-Bay | High-Bay Luminaires for Commercial and Industrial Buildings | Premium | FALSE | [9 empty] | 42667 | Dimmable | Continuous Below 10 | Yes |  | 3.1 | 19583 | 124.4 | 157.4 | 8.23 | 0.96 | 4997 | 84
PU2S6UER | Big Ass Light Solutions | Big Ass Lights | BAS-HBL2-20050203CCMMSS | Indoor Luminaires | High-Bay | High-Bay Luminaires for Commercial and Industrial Buildings | Premium | FALSE | [9 empty] | 42667 | Dimmable | Continuous Below 10 | Yes |  | 3.1 | 19285 | 122.5 | 157.4 | 8.23 | 0.96 | 4997 | 84
PYN9BQXC | Big Ass Light Solutions | Big Ass Lights | BAS-HBL2-20050206CCMMSS | Indoor Luminaires | High-Bay | High-Bay Aisle Luminaires | Premium | FALSE | [9 empty] | 42667 | Dimmable | Continuous Below 10 | Yes |  | 3.1 | 19256 | 122.3 | 157.4 | 8.23 | 0.96 | 4997 | 84
PS7FPXXE | Big Ass Light Solutions | Big Ass Lights | BAS-HBL2-20050202CCMMSS | Indoor Luminaires | High-Bay | High-Bay Luminaires for Commercial and Industrial Buildings | Premium | FALSE | [9 empty] | 42667 | Dimmable | Continuous Below 10 | Yes |  | 3.1 | 19193 | 121.9 | 157.4 | 8.23 | 0.96 | 4997 | 84
PDKCTRTF | Big Ass Light Solutions | Big Ass Lights | BAS-HBL2-20050204CCMMSS | Indoor Luminaires | High-Bay | High-Bay Luminaires for Commercial and Industrial Buildings | Premium | FALSE | [9 empty] | 42667 | Dimmable | Continuous Below 10 | Yes |  | 3.1 | 17655 | 112.2 | 157.4 | 8.23 | 0.96 | 4997 | 84
PP7FK5NF | Big Ass Light Solutions | Big Ass Lights | BAS-HPF1-24040206CCMMSS | Indoor Luminaires | High-Bay | High-Bay Aisle Luminaires | Standard | FALSE | [9 empty] | 42667 | Dimmable | Continuous Below 10 | Yes |  | 3.1 | 20728 | 100.8 | 205.6 | 14.16 | 0.94 | 3793 | 83.3
PRTQRANE | Big Ass Light Solutions | Big Ass Lights | BAS-HPF1-24040202CCMMSS | Indoor Luminaires | High-Bay | High-Bay Luminaires for Commercial and Industrial Buildings | Standard | FALSE | [9 empty] | 42667 | Dimmable | Continuous Below 10 | Yes |  | 3.1 | 20567 | 99.9 | 205.8 | 14.16 | 0.94 | 3793 | 83.3
PN83FHXH | Big Ass Light Solutions | Big Ass Lights | BAS-HPF1-24040201CCMMSS | Indoor Luminaires | High-Bay | High-Bay Luminaires for Commercial and Industrial Buildings | Standard | FALSE | [9 empty] | 42667 | Dimmable | Continuous Below 10 | Yes |  | 3.1 | 20549 | 99.9 | 205.7 | 14.16 | 0.94 | 3793 | 83.3
PGMA61TQ | Big Ass Light Solutions | Big Ass Lights | BAS-HPF1-24040203CCMMSS | Indoor Luminaires | High-Bay | High-Bay Luminaires for Commercial and Industrial Buildings | Standard | FALSE | [9 empty] | 42667 | Dimmable | Continuous Below 10 | Yes |  | 3.1 | 20148 | 97.9 | 205.7 | 14.16 | 0.94 | 3793 | 83.3
PV54E1Y2 | Big Ass Light Solutions | Big Ass Lights | BAS-HBL2-52040206CCMMSS | Indoor Luminaires | High-Bay | High-Bay Aisle Luminaires | Premium | FALSE | [9 empty] | 42667 | Dimmable | Continuous Below 10 | Yes |  | 3.1 | 47712 | 120.1 | 397.4 | 13.21 | 0.94 | 3793 | 83.3
PUS6ANH4 | Big Ass Light Solutions | Big Ass Lights | BAS-HBL2-52040202CCMMSS | Indoor Luminaires | High-Bay | High-Bay Luminaires for Commercial and Industrial Buildings | Premium | FALSE | [9 empty] | 42667 | Dimmable | Continuous Below 10 | Yes |  | 3.1 | 47006 | 118.3 | 397.4 | 13.21 | 0.94 | 3793 | 83.3
PUZZWD3P | Big Ass Light Solutions | Big Ass Lights | BAS-HBL2-52040201CCMMSS | Indoor Luminaires | High-Bay | High-Bay Luminaires for Commercial and Industrial Buildings | Premium | FALSE | [9 empty] | 42667 | Dimmable | Continuous Below 10 | Yes |  | 3.1 | 46800 | 117.8 | 397.4 | 13.21 | 0.94 | 3793 | 83.3
P4H8TV59 | Big Ass Light Solutions | Big Ass Lights | BAS-HBL2-52040203CCMMSS | Indoor Luminaires | High-Bay | High-Bay Luminaires for Commercial and Industrial Buildings | Premium | FALSE | [9 empty] | 42667 | Dimmable | Continuous Below 10 | Yes |  | 3.1 | 45754 | 115.1 | 397.4 | 13.21 | 0.94 | 3793 | 83.3
P14NCTKQ | Big Ass Light Solutions | Big Ass Lights | BAS-HPF1-48040206CCMMSS | Indoor Luminaires | High-Bay | High-Bay Aisle Luminaires | Standard | FALSE | [9 empty] | 42667 | Dimmable | Continuous Below 10 | Yes |  | 3.1 | 41145 | 99.5 | 413.7 | 13.15 | 0.95 | 3793 | 83.3
P2MKDRAX | Big Ass Light Solutions | Big Ass Lights | BAS-HPF1-48040202CCMMSS | Indoor Luminaires | High-Bay | High-Bay Luminaires for Commercial and Industrial Buildings | Standard | FALSE | [9 empty] | 42667 | Dimmable | Continuous Below 10 | Yes |  | 3.1 | 40840 | 99.22 | 411.6 | 13.15 | 0.95 | 3793 | 83.3
PMXEG41F | Big Ass Light Solutions | Big Ass Lights | BAS-HPF1-48040201CCMMSS | Indoor Luminaires | High-Bay | High-Bay Luminaires for Commercial and Industrial Buildings | Standard | FALSE | [9 empty] | 42667 | Dimmable | Continuous Below 10 | Yes |  | 3.1 | 40804 | 98.6 | 413.7 | 13.15 | 0.95 | 3793 | 83.3
PGTMP3J2 | Big Ass Light Solutions | Big Ass Lights | BAS-HPF1-48040203CCMMSS | Indoor Luminaires | High-Bay | High-Bay Luminaires for Commercial and Industrial Buildings | Standard | FALSE | [9 empty] | 42667 | Dimmable | Continuous Below 10 | Yes |  | 3.1 | 40007 | 96.7 | 413.7 | 13.15 | 0.95 | 3793 | 83.3
PTAZ4BXY | Big Ass Light Solutions | Big Ass Lights | BAS-HPF1-48040204CCMMSS | Indoor Luminaires | High-Bay | High-Bay Luminaires for Commercial and Industrial Buildings | Standard | FALSE | [9 empty] | 42667 | Dimmable | Continuous Below 10 | Yes |  | 3.1 | 37200 | 90.6 | 410.8 | 13.15 | 0.95 | 3793 | 83.3
PE8M6FJ1 | Big Ass Light Solutions | Big Ass Lights | BAS-HBL2-26040206CCMMSS | Indoor Luminaires | High-Bay | High-Bay Aisle Luminaires | Premium | FALSE | [9 empty] | 42667 | Dimmable | Continuous Below 10 | Yes |  | 3.1 | 23856 | 120.1 | 198.7 | 12.83 | 0.95 | 3793 | 83.3
P81VQHKA | Big Ass Light Solutions | Big Ass Lights | BAS-HBL2-26040202CCMMSS | Indoor Luminaires | High-Bay | High-Bay Luminaires for Commercial and Industrial Buildings | Premium | FALSE | [9 empty] | 42667 | Dimmable | Continuous Below 10 | Yes |  | 3.1 | 23503 | 118.3 | 198.7 | 12.83 | 0.95 | 3793 | 83.3
P9W19UMM | Big Ass Light Solutions | Big Ass Lights | BAS-HBL2-26040201CCMMSS | Indoor Luminaires | High-Bay | High-Bay Luminaires for Commercial and Industrial Buildings | Premium | FALSE | [9 empty] | 42667 | Dimmable | Continuous Below 10 | Yes |  | 3.1 | 23400 | 117.8 | 198.7 | 12.83 | 0.95 | 3793 | 83.3
PAV643VR | Big Ass Light Solutions | Big Ass Lights | BAS-HBL2-26040203CCMMSS | Indoor Luminaires | High-Bay | High-Bay Luminaires for Commercial and Industrial Buildings | Premium | FALSE | [9 empty] | 42667 | Dimmable | Continuous Below 10 | Yes |  | 3.1 | 22877 | 115.1 | 198.7 | 12.83 | 0.95 | 3793 | 83.3
PDN51GPZ | Big Ass Light Solutions | Big Ass Lights | BAS-HBL2-26040204CCMMSS | Indoor Luminaires | High-Bay | High-Bay Luminaires for Commercial and Industrial Buildings | Standard | FALSE | [9 empty] | 42667 | Dimmable | Continuous Below 10 | Yes |  | 3.1 | 21341 | 107.4 | 198.7 | 12.83 | 0.95 | 3793 | 83.3
PJKWE65T | Big Ass Light Solutions | Big Ass Lights | BAS-HPF1-18040206CCMMSS | Indoor Luminaires | High-Bay | High-Bay Aisle Luminaires | Premium | FALSE | [9 empty] | 42667 | Dimmable | Continuous Below 10 | Yes |  | 3.1 | 16517 | 112.7 | 146.5 | 11.06 | 0.95 | 3764 | 83.4
P22VA8BK | Big Ass Light Solutions | Big Ass Lights | BAS-HPF1-180402012CCMMSS | Indoor Luminaires | High-Bay | High-Bay Luminaires for Commercial and Industrial Buildings | Premium | FALSE | [9 empty] | 42667 | Dimmable | Continuous Below 10 | Yes |  | 3.1 | 16172 | 110.4 | 146.5 | 11.06 | 0.95 | 3764 | 83.4
PTJJKXRJ | Big Ass Light Solutions | Big Ass Lights | BAS-HPF1-18040202CCMMSS | Indoor Luminaires | High-Bay | High-Bay Luminaires for Commercial and Industrial Buildings | Premium | FALSE | [9 empty] | 42667 | Dimmable | Continuous Below 10 | Yes |  | 3.1 | 16127 | 110.1 | 146.5 | 11.06 | 0.95 | 3764 | 83.4
PW2GN9NR | Big Ass Light Solutions | Big Ass Lights | BAS-HPF1-18040203CCMMSS | Indoor Luminaires | High-Bay | High-Bay Luminaires for Commercial and Industrial Buildings | Premium | FALSE | [9 empty] | 42667 | Dimmable | Continuous Below 10 | Yes |  | 3.1 | 15738 | 107.4 | 146.5 | 11.06 | 0.95 | 3764 | 83.4
PXE46RPU | Big Ass Light Solutions | Big Ass Lights | BAS-HPF1-18040204CCMMSS | Indoor Luminaires | High-Bay | High-Bay Luminaires for Commercial and Industrial Buildings | Standard | FALSE | [9 empty] | 42667 | Dimmable | Continuous Below 10 | Yes |  | 3.1 | 14680 | 100.2 | 146.5 | 11.06 | 0.95 | 3764 | 83.4
PVVEUU5F | Big Ass Light Solutions | Big Ass Lights | BAS-HPF1-36040206CCMMSS | Indoor Luminaires | High-Bay | High-Bay Aisle Luminaires | Premium | FALSE | [9 empty] | 42667 | Dimmable | Continuous Below 10 | Yes |  | 3.1 | 32372 | 110.5 | 293 | 10.33 | 0.95 | 3764 | 83.4
P3GY9FWJ | Big Ass Light Solutions | Big Ass Lights | BAS-HPF1-36040201CCMMSS | Indoor Luminaires | High-Bay | High-Bay Luminaires for Commercial and Industrial Buildings | Premium | FALSE | [9 empty] | 42667 | Dimmable | Continuous Below 10 | Yes |  | 3.1 | 31703 | 108.2 | 293 | 10.33 | 0.95 | 3764 | 83.4
P7CAMC5M | Big Ass Light Solutions | Big Ass Lights | BAS-HPF1-36040202CCMMSS | Indoor Luminaires | High-Bay | High-Bay Luminaires for Commercial and Industrial Buildings | Premium | FALSE | [9 empty] | 42667 | Dimmable | Continuous Below 10 | Yes |  | 3.1 | 31565 | 108 | 292.2 | 10.33 | 0.95 | 3764 | 83.4
PTB8V5PF | Big Ass Light Solutions | Big Ass Lights | BAS-HPF1-36040203CCMMSS | Indoor Luminaires | High-Bay | High-Bay Luminaires for Commercial and Industrial Buildings | Standard | FALSE | [9 empty] | 42667 | Dimmable | Continuous Below 10 | Yes |  | 3.1 | 30847 | 105.3 | 293 | 10.33 | 0.95 | 3764 | 83.4
PJ5GMRWQ | Big Ass Light Solutions | Big Ass Lights | BAS-HPF1-36040204CCMMSS | Indoor Luminaires | High-Bay | High-Bay Luminaires for Commercial and Industrial Buildings | Standard | FALSE | [9 empty] | 42667 | Dimmable | Continuous Below 10 | Yes |  | 3.1 | 28466 | 97.1 | 293 | 10.33 | 0.95 | 3764 | 83.4
PTYMBP4P | Big Ass Light Solutions | Big Ass Lights | BAS-HBL2-14040201CCMMSS | Indoor Luminaires | High-Bay | High-Bay Luminaires for Commercial and Industrial Buildings | Premium | FALSE | [9 empty] | 42667 | Dimmable | Continuous Below 10 | Yes |  | 3.1 | 12974 | 118.8 | 109.2 | 9.51 | 0.93 | 3764 | 83.4
P4VSWY4Z | Big Ass Light Solutions | Big Ass Lights | BAS-HBL2-14040206CCMMSS | Indoor Luminaires | High-Bay | High-Bay Aisle Luminaires | Premium | FALSE | [9 empty] | 42667 | Dimmable | Continuous Below 10 | Yes |  | 3.1 | 12894 | 118.1 | 109.2 | 9.51 | 0.93 | 3764 | 83.4
PV8D6RJ9 | Big Ass Light Solutions | Big Ass Lights | BAS-HBL2-14040202CCMMSS | Indoor Luminaires | High-Bay | High-Bay Luminaires for Commercial and Industrial Buildings | Premium | FALSE | [9 empty] | 42667 | Dimmable | Continuous Below 10 | Yes |  | 3.1 | 12680 | 116.1 | 109.2 | 9.51 | 0.93 | 3764 | 83.4
PAQBAR3N | Big Ass Light Solutions | Big Ass Lights | BAS-HBL2-14040203CCMMSS | Indoor Luminaires | High-Bay | High-Bay Luminaires for Commercial and Industrial Buildings | Premium | FALSE | [9 empty] | 42667 | Dimmable | Continuous Below 10 | Yes |  | 3.1 | 12622 | 115.6 | 109.2 | 9.51 | 0.93 | 3764 | 83.4
PMCPSQAB | Big Ass Light Solutions | Big Ass Lights | BAS-HBL2-40040203CCMMSS | Indoor Luminaires | High-Bay | High-Bay Luminaires for Commercial and Industrial Buildings | Premium | FALSE | [9 empty] | 42667 | Dimmable | Continuous Below 10 | Yes |  | 3.1 | 35405 | 114.4 | 309.4 | 9.43 | 0.96 | 3764 | 83.4
PVGNGAB6 | Big Ass Light Solutions | Big Ass Lights | BAS-HBL2-40040206CCMMSS | Indoor Luminaires | High-Bay | High-Bay Aisle Luminaires | Premium | FALSE | [9 empty] | 42667 | Dimmable | Continuous Below 10 | Yes |  | 3.1 | 35375 | 114.3 | 309.4 | 9.43 | 0.96 | 3764 | 83.4
PESCG7GV | Big Ass Light Solutions | Big Ass Lights | BAS-HBL2-40040202CCMMSS | Indoor Luminaires | High-Bay | High-Bay Luminaires for Commercial and Industrial Buildings | Premium | FALSE | [9 empty] | 42667 | Dimmable | Continuous Below 10 | Yes |  | 3.1 | 35258 | 114 | 309.4 | 9.43 | 0.96 | 3764 | 83.4
PX7GJX1P | Big Ass Light Solutions | Big Ass Lights | BAS-HBL2-40040201CCMMSS | Indoor Luminaires | High-Bay | High-Bay Luminaires for Commercial and Industrial Buildings | Premium | FALSE | [9 empty] | 42667 | Dimmable | Continuous Below 10 | Yes |  | 3.1 | 34909 | 112.8 | 309.4 | 9.43 | 0.96 | 3764 | 83.4
PETU3WH3 | Big Ass Light Solutions | Big Ass Lights | BAS-HBL2-40040204CCMMSS | Indoor Luminaires | High-Bay | High-Bay Luminaires for Commercial and Industrial Buildings | Standard | FALSE | [9 empty] | 42667 | Dimmable | Continuous Below 10 | Yes |  | 3.1 | 32674 | 105.6 | 309.4 | 9.43 | 0.96 | 3764 | 83.4
PHDTJU1D | Big Ass Light Solutions | Big Ass Lights | BAS-HBL2-20040203CCMMSS | Indoor Luminaires | High-Bay | High-Bay Luminaires for Commercial and Industrial Buildings | Premium | FALSE | [9 empty] | 42667 | Dimmable | Continuous Below 10 | Yes |  | 3.1 | 17702 | 114.6 | 154.4 | 9.42 | 0.96 | 3764 | 83.4
PJ27JC9C | Big Ass Light Solutions | Big Ass Lights | BAS-HBL2-20040202CCMMSS | Indoor Luminaires | High-Bay | High-Bay Luminaires for Commercial and Industrial Buildings | Premium | FALSE | [9 empty] | 42667 | Dimmable | Continuous Below 10 | Yes |  | 3.1 | 17698 | 114.6 | 154.4 | 9.42 | 0.96 | 3764 | 83.4
PDCUJAUR | Big Ass Light Solutions | Big Ass Lights | BAS-HBL2-20040206CCMMSS | Indoor Luminaires | High-Bay | High-Bay Aisle Luminaires | Premium | FALSE | [9 empty] | 42667 | Dimmable | Continuous Below 10 | Yes |  | 3.1 | 17687 | 114.5 | 154.4 | 9.42 | 0.96 | 3764 | 83.4
PKF8TMB5 | Big Ass Light Solutions | Big Ass Lights | BAS-HBL2-20040201CCMMSS | Indoor Luminaires | High-Bay | High-Bay Luminaires for Commercial and Industrial Buildings | Premium | FALSE | [9 empty] | 42667 | Dimmable | Continuous Below 10 | Yes |  | 3.1 | 17454 | 113 | 154.4 | 9.42 | 0.96 | 3764 | 83.4
P5BXR4VM | Big Ass Light Solutions | Big Ass Lights | BAS-HBL2-20040204CCMMSS | Indoor Luminaires | High-Bay | High-Bay Luminaires for Commercial and Industrial Buildings | Standard | FALSE | [9 empty] | 42667 | Dimmable | Continuous Below 10 | Yes |  | 3.1 | 16337 | 105.8 | 154.4 | 9.42 | 0.96 | 3764 | 83.4
P91ADAYJ | Voltech International Inc. | Technilight | TLVP4C40CDBR[-S] | Indoor Luminaires | High-Bay | Low-Bay Luminaires for Commercial and Industrial Buildings | Standard | FALSE | [9 empty] | 42667 | Dimmable | Continuous Above 10 | No |  | 4 | 5458 | 133.48 | 40.89 | 17.18 | 0.91 | 5700 | 84.8
P9W2UZB1 | Voltech International Inc. | Technilight | TLVP4C40PDBR[-S] | Indoor Luminaires | High-Bay | Low-Bay Luminaires for Commercial and Industrial Buildings | Standard | FALSE | [9 empty] | 42667 | Dimmable | Continuous Above 10 | No |  | 4 | 5286.1 | 127.53 | 41.45 | 17.55 | 0.9 | 5000 | 81.9
PS7HKR4Z | Voltech International Inc. | Technilight | TLVP4C40NDBR[-S] | Indoor Luminaires | High-Bay | Low-Bay Luminaires for Commercial and Industrial Buildings | Standard | FALSE | [9 empty] | 42667 | Dimmable | Continuous Above 10 | No |  | 4 | 5286.1 | 127.53 | 41.45 | 17.55 | 0.9 | 4000 | 81.9
PU6RSM2W | Voltech International Inc. | Technilight | TLVP4C40WDBR[-S] | Indoor Luminaires | High-Bay | Low-Bay Luminaires for Commercial and Industrial Buildings | Standard | FALSE | [9 empty] | 42667 | Dimmable | Continuous Above 10 | No |  | 4 | 5286.1 | 127.53 | 41.45 | 17.55 | 0.9 | 3000 | 81.9
PR857UG8 | LEDRHYTHM Optronic Technology (Suzhou) Co.LTD | LEDRHYTHM | DHB_200 5700K | Indoor Luminaires | High-Bay | High-Bay Luminaires for Commercial and Industrial Buildings | Premium | FALSE | [9 empty] | 42667 | Not Dimmable | Not Dimmable | No |  | 4 | 27000 | 135 | 200 | 17 | 0.92 | 5700 | 73
P5ANJU5Z | LEDRHYTHM Optronic Technology (Suzhou) Co.LTD | LEDRHYTHM | DHB_240 5700K | Indoor Luminaires | High-Bay | High-Bay Luminaires for Commercial and Industrial Buildings | Premium | FALSE | [9 empty] | 42667 | Not Dimmable | Not Dimmable | No |  | 4 | 31700 | 133 | 240 | 13 | 0.93 | 5700 | 73
P8J9911J | LEDRHYTHM Optronic Technology (Suzhou) Co.LTD | LEDRHYTHM | DHB_200 5000K | Indoor Luminaires | High-Bay | High-Bay Luminaires for Commercial and Industrial Buildings | Premium | FALSE | [9 empty] | 42667 | Not Dimmable | Not Dimmable | No |  | 4 | 26600 | 133 | 200 | 17 | 0.92 | 5000 | 73
P85AQZT2 | LEDRHYTHM Optronic Technology (Suzhou) Co.LTD | LEDRHYTHM | DHB_240 5000K | Indoor Luminaires | High-Bay | High-Bay Luminaires for Commercial and Industrial Buildings | Premium | FALSE | [9 empty] | 42667 | Not Dimmable | Not Dimmable | No |  | 4 | 31250 | 131 | 240 | 13 | 0.93 | 5000 | 73
PKYM4QZS | LEDRHYTHM Optronic Technology (Suzhou) Co.LTD | LEDRHYTHM | DHB_200 4500K | Indoor Luminaires | High-Bay | High-Bay Luminaires for Commercial and Industrial Buildings | Premium | FALSE | [9 empty] | 42667 | Not Dimmable | Not Dimmable | No |  | 4 | 26400 | 132 | 200 | 17 | 0.92 | 4500 | 73
P6V6UCYX | LEDRHYTHM Optronic Technology (Suzhou) Co.LTD | LEDRHYTHM | DHB_240 4500K | Indoor Luminaires | High-Bay | High-Bay Luminaires for Commercial and Industrial Buildings | Premium | FALSE | [9 empty] | 42667 | Not Dimmable | Not Dimmable | No |  | 4 | 31000 | 130 | 240 | 13 | 0.93 | 4500 | 73
PX1E6EPZ | Lumen Focus LLC | PBL | PBL-2-LW-UV-FR-835-HH-OOO | Indoor Luminaires | High-Bay | Low-Bay Luminaires for Commercial and Industrial Buildings | Standard | TRUE | 7900.5 | 111.6 | 70.8 | 10.8 | 0.98 | 3605 | 85 | 5 | 50000 | 42664 |  |  | Yes |  | 4 | 8408.13 | 116.25 | 72 | 10.8 | 0.98 | 3500 | 82
PXVT725T | ENCORE LED LLC | Encore LED | ENC-HBP-100 4K | Indoor Luminaires | High-Bay | High-Bay Luminaires for Commercial and Industrial Buildings | Premium | TRUE | 13108 | 130 | 101.21 | 11.96 | 0.969 | 3967 | 73 | 5 | 50000 | 42664 |  |  | Yes |  | 4 | 13200 | 132 | 100 | 12 | 0.95 | 4000 | 73
PAE4K29P | ENCORE LED LLC | Encore LED | ENC-HBP-150 4K | Indoor Luminaires | High-Bay | High-Bay Luminaires for Commercial and Industrial Buildings | Premium | TRUE | 19199 | 131 | 147.11 | 14.13 | 0.938 | 3977 | 73 | 5 | 50000 | 42664 |  |  | Yes |  | 4 | 19800 | 132 | 150 | 14 | 0.93 | 4000 | 73
PFBPJJVG | National Energy&Light | NEL | NEL-HB-110-35 | Indoor Luminaires | High-Bay | High-Bay Luminaires for Commercial and Industrial Buildings | Standard | TRUE | 12200 | 110.31 | 110.6 | 13.29 | 0.9312 | 3562 | 92.9 | 5 | 50000 | 42664 |  |  | No |  | 4 | 12200 | 110.31 | 110.6 | 13.29 | 0.93 | 3500 | 92.9
PFPK3NWC | Lumen Focus LLC | PBL | PBL-4W-HI-UV-FR-850-HH-OOO | Indoor Luminaires | High-Bay | High-Bay Luminaires for Commercial and Industrial Buildings | Standard | FALSE | [9 empty] | 42664 | Dimmable | Continuous Below 10 | Yes |  | 3.1 | 38484.33 | 126.29 | 305 | 11.6 | 0.96 | 5000 | 82
PANUPPM3 | Lumen Focus LLC | PBL | PBL-2-MD-UV-850-HH-OOO | Indoor Luminaires | High-Bay | High-Bay Luminaires for Commercial and Industrial Buildings | Standard | FALSE | [9 empty] | 42664 | Dimmable | Continuous Below 10 | Yes |  | 3.1 | 12181 | 140 | 87 | 11.2 | 0.97 | 5000 | 82
PXW7T9S8 | Lumen Focus LLC | PBL | PBL-2-MD-UV-FR-850-HH-OOO | Indoor Luminaires | High-Bay | High-Bay Luminaires for Commercial and Industrial Buildings | Standard | FALSE | [9 empty] | 42664 | Dimmable | Continuous Below 10 | Yes |  | 3.1 | 11328.33 | 130.2 | 87 | 11.2 | 0.97 | 5000 | 82
PM2CU1CD | Lumen Focus LLC | PBL | PBL-2W-HI-UV-FR-850-HH-OOO | Indoor Luminaires | High-Bay | High-Bay Luminaires for Commercial and Industrial Buildings | Standard | FALSE | [9 empty] | 42664 | Dimmable | Continuous Below 10 | Yes |  | 3.1 | 16840.44 | 129.36 | 130 | 11 | 0.98 | 5000 | 82
P7BY98E1 | Lumen Focus LLC | PBL | PBL-4W-LW-HE-UV-FR-850-HH-OOO | Indoor Luminaires | High-Bay | High-Bay Luminaires for Commercial and Industrial Buildings | Standard | FALSE | [9 empty] | 42664 | Dimmable | Continuous Below 10 | Yes |  | 3.1 | 27611.7 | 145.36 | 190 | 10.9 | 0.98 | 5000 | 82
P8HZACMU | Lumen Focus LLC | PBL | PBL-4-MD-HE-UV-FR-850-HH-OOO | Indoor Luminaires | High-Bay | High-Bay Luminaires for Commercial and Industrial Buildings | Standard | FALSE | [9 empty] | 42664 | Dimmable | Continuous Below 10 | Yes |  | 3.1 | 20099.16 | 143.59 | 140 | 10.9 | 0.98 | 5000 | 82
P16B6HJZ | Lumen Focus LLC | PBL | PBL-4-LW-UV-FR-850-HH-OOO | Indoor Luminaires | High-Bay | High-Bay Luminaires for Commercial and Industrial Buildings | Standard | FALSE | [9 empty] | 42664 | Dimmable | Continuous Below 10 | Yes |  | 3.1 | 16957.62 | 124.25 | 137 | 10.9 | 0.98 | 5000 | 82
PPM8DYAC | Lumen Focus LLC | PBL | PBL-4W-HI-HE-UV-FR-850-HH-OOO | Indoor Luminaires | High-Bay | High-Bay Luminaires for Commercial and Industrial Buildings | Standard | FALSE | [9 empty] | 42664 | Dimmable | Continuous Below 10 | Yes |  | 3.1 | 38901.9 | 136.52 | 285 | 10.8 | 0.98 | 5000 | 82
P6QUAGJE | Lumen Focus LLC | PBL | PBL-4W-MD-UV-FR-850-HH-OOO | Indoor Luminaires | High-Bay | High-Bay Luminaires for Commercial and Industrial Buildings | Standard | FALSE | [9 empty] | 42664 | Dimmable | Continuous Below 10 | Yes |  | 3.1 | 34972.65 | 129.55 | 270 | 10.8 | 0.98 | 5000 | 82
PBRD5GEF | Lumen Focus LLC | PBL | PBL-4W-MD-HE-UV-FR-850-HH-OOO | Indoor Luminaires | High-Bay | High-Bay Luminaires for Commercial and Industrial Buildings | Standard | FALSE | [9 empty] | 42664 | Dimmable | Continuous Below 10 | Yes |  | 3.1 | 34937.31 | 139.78 | 250 | 10.8 | 0.98 | 5000 | 82
PWVG16RD | Lumen Focus LLC | PBL | PBL-4W-LW-UV-FR-850-HH-OOO | Indoor Luminaires | High-Bay | High-Bay Luminaires for Commercial and Industrial Buildings | Standard | FALSE | [9 empty] | 42664 | Dimmable | Continuous Below 10 | Yes |  | 3.1 | 28762.11 | 136.99 | 210 | 10.8 | 0.98 | 5000 | 82
PWKCTBWA | Lumen Focus LLC | PBL | PBL-4-HI-UV-850-HH-OOO | Indoor Luminaires | High-Bay | High-Bay Luminaires for Commercial and Industrial Buildings | Standard | FALSE | [9 empty] | 42664 | Dimmable | Continuous Below 10 | Yes |  | 3.1 | 24362 | 140 | 174 | 10.8 | 0.98 | 5000 | 82
PDTDJM1Y | Lumen Focus LLC | PBL | PBL-4-HI-HE-UV-FR-850-HH-OOO | Indoor Luminaires | High-Bay | High-Bay Luminaires for Commercial and Industrial Buildings | Standard | FALSE | [9 empty] | 42664 | Dimmable | Continuous Below 10 | Yes |  | 3.1 | 24089.79 | 138.48 | 174 | 10.8 | 0.98 | 5000 | 82
PSM866ZA | Lumen Focus LLC | PBL | PBL-4-HI-UV-FR-850-HH-OOO | Indoor Luminaires | High-Bay | High-Bay Luminaires for Commercial and Industrial Buildings | Standard | FALSE | [9 empty] | 42664 | Dimmable | Continuous Below 10 | Yes |  | 3.1 | 22656.66 | 130.2 | 174 | 10.8 | 0.98 | 5000 | 82
PFA6JBR4 | Lumen Focus LLC | PBL | PBL-4-MD-UV-FR-850-HH-OOO | Indoor Luminaires | High-Bay | High-Bay Luminaires for Commercial and Industrial Buildings | Standard | FALSE | [9 empty] | 42664 | Dimmable | Continuous Below 10 | Yes |  | 3.1 | 20754.81 | 133.92 | 155 | 10.8 | 0.98 | 5000 | 82
PX37C6BQ | Lumen Focus LLC | PBL | PBL-2W-HI-HE-UV-FR-850-HH-OOO | Indoor Luminaires | High-Bay | High-Bay Luminaires for Commercial and Industrial Buildings | Standard | FALSE | [9 empty] | 42664 | Dimmable | Continuous Below 10 | Yes |  | 3.1 | 16881.36 | 140.71 | 120 | 10.8 | 0.98 | 5000 | 82
PCF5K8U1 | Lumen Focus LLC | PBL | PBL-4-LW-HE-UV-FR-850-HH-OOO | Indoor Luminaires | High-Bay | High-Bay Luminaires for Commercial and Industrial Buildings | Standard | FALSE | [9 empty] | 42664 | Dimmable | Continuous Below 10 | Yes |  | 3.1 | 16505.64 | 137.55 | 120 | 10.8 | 0.98 | 5000 | 82
PFREG3MY | Lumen Focus LLC | PBL | PBL-2-MD-HE-UV-FR-850-HH-OOO | Indoor Luminaires | High-Bay | High-Bay Luminaires for Commercial and Industrial Buildings | Standard | FALSE | [9 empty] | 42664 | Dimmable | Continuous Below 10 | Yes |  | 3.1 | 11819.37 | 139.04 | 85 | 10.8 | 0.98 | 5000 | 82
P3SRHU2K | Lumen Focus LLC | PBL | PBL-2-LW-HE-UV-FR-850-HH-OOO | Indoor Luminaires | High-Bay | Low-Bay Luminaires for Commercial and Industrial Buildings | Standard | FALSE | [9 empty] | 42664 | Dimmable | Continuous Below 10 | Yes |  | 3.1 | 9003.33 | 134.39 | 67 | 10.8 | 0.98 | 5000 | 82
P8TQ4P5Z | Lumen Focus LLC | PBL | PBL-2-LW-UV-FR-850-HH-OOO | Indoor Luminaires | High-Bay | Low-Bay Luminaires for Commercial and Industrial Buildings | Standard | FALSE | [9 empty] | 42664 | Dimmable | Continuous Below 10 | Yes |  | 3.1 | 8928 | 123.5 | 72 | 10.8 | 0.98 | 5000 | 82
PP78KQYZ | Lumen Focus LLC | PBL | PBL-4W-HI-UV-FR-840-HH-OOO | Indoor Luminaires | High-Bay | High-Bay Luminaires for Commercial and Industrial Buildings | Standard | FALSE | [9 empty] | 42664 | Dimmable | Continuous Below 10 | Yes |  | 3.1 | 37362.75 | 122.57 | 305 | 11.6 | 0.96 | 4000 | 82
PDJZABM1 | Lumen Focus LLC | PBL | PBL-2-MD-UV-840-HH-OOO | Indoor Luminaires | High-Bay | High-Bay Luminaires for Commercial and Industrial Buildings | Standard | FALSE | [9 empty] | 42664 | Dimmable | Continuous Below 10 | Yes |  | 3.1 | 11826 | 135.9 | 87 | 11.2 | 0.97 | 4000 | 82
P8HSPRPG | Lumen Focus LLC | PBL | PBL-2-MD-UV-FR-840-HH-OOO | Indoor Luminaires | High-Bay | High-Bay Luminaires for Commercial and Industrial Buildings | Standard | FALSE | [9 empty] | 42664 | Dimmable | Continuous Below 10 | Yes |  | 3.1 | 10998.18 | 126.39 | 87 | 11.2 | 0.97 | 4000 | 82
PWS68JPU | Lumen Focus LLC | PBL | PBL-2W-HI-UV-FR-840-HH-OOO | Indoor Luminaires | High-Bay | High-Bay Luminaires for Commercial and Industrial Buildings | Standard | FALSE | [9 empty] | 42664 | Dimmable | Continuous Below 10 | Yes |  | 3.1 | 16350.33 | 125.55 | 130 | 11 | 0.98 | 4000 | 82
PYWX42YJ | Lumen Focus LLC | PBL | PBL-4W-LW-HE-UV-FR-840-HH-OOO | Indoor Luminaires | High-Bay | High-Bay Luminaires for Commercial and Industrial Buildings | Standard | FALSE | [9 empty] | 42664 | Dimmable | Continuous Below 10 | Yes |  | 3.1 | 26807.25 | 141.08 | 190 | 10.9 | 0.98 | 4000 | 82
P91A98HJ | Lumen Focus LLC | PBL | PBL-4-MD-HE-UV-FR-840-HH-OOO | Indoor Luminaires | High-Bay | High-Bay Luminaires for Commercial and Industrial Buildings | Standard | FALSE | [9 empty] | 42664 | Dimmable | Continuous Below 10 | Yes |  | 3.1 | 19513.26 | 139.41 | 140 | 10.9 | 0.98 | 4000 | 82
P61CDQYU | Lumen Focus LLC | PBL | PBL-4-LW-UV-FR-840-HH-OOO | Indoor Luminaires | High-Bay | High-Bay Luminaires for Commercial and Industrial Buildings | Standard | FALSE | [9 empty] | 42664 | Dimmable | Continuous Below 10 | Yes |  | 3.1 | 16463.79 | 120.62 | 137 | 10.9 | 0.98 | 4000 | 82
P3HJ6RGX | Lumen Focus LLC | PBL | PBL-4W-HI-HE-UV-FR-840-HH-OOO | Indoor Luminaires | High-Bay | High-Bay Luminaires for Commercial and Industrial Buildings | Standard | FALSE | [9 empty] | 42664 | Dimmable | Continuous Below 10 | Yes |  | 3.1 | 37768.23 | 132.53 | 285 | 10.8 | 0.98 | 4000 | 82
P6ZF4YBC | Lumen Focus LLC | PBL | PBL-4W-MD-UV-FR-840-HH-OOO | Indoor Luminaires | High-Bay | High-Bay Luminaires for Commercial and Industrial Buildings | Standard | FALSE | [9 empty] | 42664 | Dimmable | Continuous Below 10 | Yes |  | 3.1 | 33954.3 | 125.74 | 270 | 10.8 | 0.98 | 4000 | 82
PUW7MAX2 | Lumen Focus LLC | PBL | PBL-4W-MD-HE-UV-FR-840-HH-OOO | Indoor Luminaires | High-Bay | High-Bay Luminaires for Commercial and Industrial Buildings | Standard | FALSE | [9 empty] | 42664 | Dimmable | Continuous Below 10 | Yes |  | 3.1 | 33919.89 | 135.69 | 250 | 10.8 | 0.98 | 4000 | 82
PG4UZM31 | Lumen Focus LLC | PBL | PBL-4-HI-UV-840-HH-OOO | Indoor Luminaires | High-Bay | High-Bay Luminaires for Commercial and Industrial Buildings | Standard | FALSE | [9 empty] | 42664 | Dimmable | Continuous Below 10 | Yes |  | 3.1 | 23653 | 135.9 | 174 | 10.8 | 0.98 | 4000 | 82
PRP7G725 | Lumen Focus LLC | PBL | PBL-4-HI-HE-UV-FR-840-HH-OOO | Indoor Luminaires | High-Bay | High-Bay Luminaires for Commercial and Industrial Buildings | Standard | FALSE | [9 empty] | 42664 | Dimmable | Continuous Below 10 | Yes |  | 3.1 | 23388.57 | 134.39 | 174 | 10.8 | 0.98 | 4000 | 82
PCGQ262A | Lumen Focus LLC | PBL | PBL-4-HI-UV-FR-840-HH-OOO | Indoor Luminaires | High-Bay | High-Bay Luminaires for Commercial and Industrial Buildings | Standard | FALSE | [9 empty] | 42664 | Dimmable | Continuous Below 10 | Yes |  | 3.1 | 21997.29 | 126.39 | 174 | 10.8 | 0.98 | 4000 | 82
P7M75EC1 | Lumen Focus LLC | PBL | PBL-4-MD-UV-FR-840-HH-OOO | Indoor Luminaires | High-Bay | High-Bay Luminaires for Commercial and Industrial Buildings | Standard | FALSE | [9 empty] | 42664 | Dimmable | Continuous Below 10 | Yes |  | 3.1 | 20150.31 | 130.01 | 155 | 10.8 | 0.98 | 4000 | 82
P24441A2 | Lumen Focus LLC | PBL | PBL-4W-LW-UV-FR-840-HH-OOO | Indoor Luminaires | High-Bay | High-Bay Luminaires for Commercial and Industrial Buildings | Standard | FALSE | [9 empty] | 42664 | Dimmable | Continuous Below 10 | Yes |  | 3.1 | 18624.18 | 132.99 | 210 | 10.8 | 0.98 | 4000 | 82
PY23V1BM | Lumen Focus LLC | PBL | PBL-2W-HI-HE-UV-FR-840-HH-OOO | Indoor Luminaires | High-Bay | High-Bay Luminaires for Commercial and Industrial Buildings | Standard | FALSE | [9 empty] | 42664 | Dimmable | Continuous Below 10 | Yes |  | 3.1 | 16389.39 | 136.62 | 120 | 10.8 | 0.98 | 4000 | 82
PCSZWWJV | Lumen Focus LLC | PBL | PBL-4-LW-HE-UV-FR-840-HH-OOO | Indoor Luminaires | High-Bay | High-Bay Luminaires for Commercial and Industrial Buildings | Standard | FALSE | [9 empty] | 42664 | Dimmable | Continuous Below 10 | Yes |  | 3.1 | 16024.83 | 133.55 | 120 | 10.8 | 0.98 | 4000 | 82
P5Q33JFZ | Lumen Focus LLC | PBL | PBL-2-MD-HE-UV-FR-840-HH-OOO | Indoor Luminaires | High-Bay | High-Bay Luminaires for Commercial and Industrial Buildings | Standard | FALSE | [9 empty] | 42664 | Dimmable | Continuous Below 10 | Yes |  | 3.1 | 11475.27 | 135.04 | 85 | 10.8 | 0.98 | 4000 | 82
P7FBUWDN | Lumen Focus LLC | PBL | PBL-2-LW-HE-UV-FR-840-HH-OOO | Indoor Luminaires | High-Bay | Low-Bay Luminaires for Commercial and Industrial Buildings | Standard | FALSE | [9 empty] | 42664 | Dimmable | Continuous Below 10 | Yes |  | 3.1 | 8741.07 | 130.48 | 67 | 10.8 | 0.98 | 4000 | 82
P82XRK95 | Lumen Focus LLC | PBL | PBL-2-LW-UV-FR-840-HH-OOO | Indoor Luminaires | High-Bay | Low-Bay Luminaires for Commercial and Industrial Buildings | Standard | FALSE | [9 empty] | 42664 | Dimmable | Continuous Below 10 | Yes |  | 3.1 | 8668.53 | 119.88 | 72 | 10.8 | 0.98 | 4000 | 82
P3M45UNC | Lumen Focus LLC | PBL | PBL-4W-HI-UV-FR-835-HH-OOO | Indoor Luminaires | High-Bay | High-Bay Luminaires for Commercial and Industrial Buildings | Standard | FALSE | [9 empty] | 42664 | Dimmable | Continuous Below 10 | Yes |  | 3.1 | 36242.1 | 118.95 | 305 | 11.6 | 0.96 | 3500 | 82
P3FVMZ79 | Lumen Focus LLC | PBL | PBL-2-MD-UV-835-HH-OOO | Indoor Luminaires | High-Bay | High-Bay Luminaires for Commercial and Industrial Buildings | Standard | FALSE | [9 empty] | 42664 | Dimmable | Continuous Below 10 | Yes |  | 3.1 | 11471 | 131.9 | 87 | 11.2 | 0.97 | 3500 | 82
PSY6CT5A | Lumen Focus LLC | PBL | PBL-2-MD-UV-FR-835-HH-OOO | Indoor Luminaires | High-Bay | High-Bay Luminaires for Commercial and Industrial Buildings | Standard | FALSE | [9 empty] | 42664 | Dimmable | Continuous Below 10 | Yes |  | 3.1 | 10668.03 | 122.67 | 87 | 11.2 | 0.97 | 3500 | 82
PXV6R6HD | Lumen Focus LLC | PBL | PBL-2W-HI-UV-FR-835-HH-OOO | Indoor Luminaires | High-Bay | High-Bay Luminaires for Commercial and Industrial Buildings | Standard | FALSE | [9 empty] | 42664 | Dimmable | Continuous Below 10 | Yes |  | 3.1 | 15859.29 | 121.83 | 130 | 11 | 0.98 | 3500 | 82
PY8PE243 | Lumen Focus LLC | PBL | PBL-4W-LW-HE-UV-FR-835-HH-OOO | Indoor Luminaires | High-Bay | High-Bay Luminaires for Commercial and Industrial Buildings | Standard | FALSE | [9 empty] | 42664 | Dimmable | Continuous Below 10 | Yes |  | 3.1 | 26002.8 | 136.9 | 190 | 10.9 | 0.98 | 3500 | 82
PC6WFB6M | Lumen Focus LLC | PBL | PBL-4-MD-HE-UV-FR-835-HH-OOO | Indoor Luminaires | High-Bay | High-Bay Luminaires for Commercial and Industrial Buildings | Standard | FALSE | [9 empty] | 42664 | Dimmable | Continuous Below 10 | Yes |  | 3.1 | 18928.29 | 135.22 | 140 | 10.9 | 0.98 | 3500 | 82
P87U4GRY | Lumen Focus LLC | PBL | PBL-4-LW-UV-FR-835-HH-OOO | Indoor Luminaires | High-Bay | High-Bay Luminaires for Commercial and Industrial Buildings | Standard | FALSE | [9 empty] | 42664 | Dimmable | Continuous Below 10 | Yes |  | 3.1 | 15969.96 | 116.99 | 137 | 10.9 | 0.98 | 3500 | 82
P9JP64NY | Lumen Focus LLC | PBL | PBL-4W-HI-HE-UV-FR-835-HH-OOO | Indoor Luminaires | High-Bay | High-Bay Luminaires for Commercial and Industrial Buildings | Standard | FALSE | [9 empty] | 42664 | Dimmable | Continuous Below 10 | Yes |  | 3.1 | 36635.49 | 128.53 | 285 | 10.8 | 0.98 | 3500 | 82
P2JNECWN | Lumen Focus LLC | PBL | PBL-4W-MD-UV-FR-835-HH-OOO | Indoor Luminaires | High-Bay | High-Bay Luminaires for Commercial and Industrial Buildings | Standard | FALSE | [9 empty] | 42664 | Dimmable | Continuous Below 10 | Yes |  | 3.1 | 32935.02 | 122.02 | 270 | 10.8 | 0.98 | 3500 | 82
PUCD28S2 | Lumen Focus LLC | PBL | PBL-4W-MD-HE-UV-FR-835-HH-OOO | Indoor Luminaires | High-Bay | High-Bay Luminaires for Commercial and Industrial Buildings | Standard | FALSE | [9 empty] | 42664 | Dimmable | Continuous Below 10 | Yes |  | 3.1 | 32901.54 | 131.6 | 250 | 10.8 | 0.98 | 3500 | 82
P18TM9ZB | Lumen Focus LLC | PBL | PBL-4W-LW-UV-FR-835-HH-OOO | Indoor Luminaires | High-Bay | High-Bay Luminaires for Commercial and Industrial Buildings | Standard | FALSE | [9 empty] | 42664 | Dimmable | Continuous Below 10 | Yes |  | 3.1 | 27086.25 | 128.99 | 210 | 10.8 | 0.98 | 3500 | 82
PJESZ5C5 | Lumen Focus LLC | PBL | PBL-4-HI-UV-835-HH-OOO | Indoor Luminaires | High-Bay | High-Bay Luminaires for Commercial and Industrial Buildings | Standard | FALSE | [9 empty] | 42664 | Dimmable | Continuous Below 10 | Yes |  | 3.1 | 22943 | 131.9 | 174 | 10.8 | 0.98 | 3500 | 82
P5DYRBXE | Lumen Focus LLC | PBL | PBL-4-HI-HE-UV-FR-835-HH-OOO | Indoor Luminaires | High-Bay | High-Bay Luminaires for Commercial and Industrial Buildings | Standard | FALSE | [9 empty] | 42664 | Dimmable | Continuous Below 10 | Yes |  | 3.1 | 22686.42 | 129.55 | 174 | 10.8 | 0.98 | 3500 | 82
PX3KD6P3 | Lumen Focus LLC | PBL | PBL-4-HI-UV-FR-835-HH-OOO | Indoor Luminaires | High-Bay | High-Bay Luminaires for Commercial and Industrial Buildings | Standard | FALSE | [9 empty] | 42664 | Dimmable | Continuous Below 10 | Yes |  | 3.1 | 21336.99 | 122.67 | 174 | 10.8 | 0.98 | 3500 | 82
PK4P1JAV | Lumen Focus LLC | PBL | PBL-4-MD-UV-FR-835-HH-OOO | Indoor Luminaires | High-Bay | High-Bay Luminaires for Commercial and Industrial Buildings | Standard | FALSE | [9 empty] | 42664 | Dimmable | Continuous Below 10 | Yes |  | 3.1 | 19545.81 | 126.11 | 155 | 10.8 | 0.98 | 3500 | 82
PM4YA4EX | Lumen Focus LLC | PBL | PBL-2W-HI-HE-UV-FR-835-HH-OOO | Indoor Luminaires | High-Bay | High-Bay Luminaires for Commercial and Industrial Buildings | Standard | FALSE | [9 empty] | 42664 | Dimmable | Continuous Below 10 | Yes |  | 3.1 | 15898.35 | 132.53 | 120 | 10.8 | 0.98 | 3500 | 82
PJ4K6M6M | Lumen Focus LLC | PBL | PBL-4-LW-HE-UV-FR-835-HH-OOO | Indoor Luminaires | High-Bay | High-Bay Luminaires for Commercial and Industrial Buildings | Standard | FALSE | [9 empty] | 42664 | Dimmable | Continuous Below 10 | Yes |  | 3.1 | 15544.02 | 129.55 | 120 | 10.8 | 0.98 | 3500 | 82
P3PC2WUE | Lumen Focus LLC | PBL | PBL-2-MD-HE-UV-FR-835-HH-OOO | Indoor Luminaires | High-Bay | High-Bay Luminaires for Commercial and Industrial Buildings | Standard | FALSE | [9 empty] | 42664 | Dimmable | Continuous Below 10 | Yes |  | 3.1 | 11130.24 | 130.94 | 85 | 10.8 | 0.98 | 3500 | 82
P5J16DVW | Lumen Focus LLC | PBL | PBL-2-LW-HE-UV-FR-835-HH-OOO | Indoor Luminaires | High-Bay | Low-Bay Luminaires for Commercial and Industrial Buildings | Standard | FALSE | [9 empty] | 42664 | Dimmable | Continuous Below 10 | Yes |  | 3.1 | 8478.81 | 126.57 | 67 | 10.8 | 0.98 | 3500 | 82
PWXJ4DYC | ENCORE LED LLC | Encore LED | ENC-HBP 150 5K | Indoor Luminaires | High-Bay | High-Bay Luminaires for Commercial and Industrial Buildings | Premium | FALSE | [9 empty] | 42664 | Not Dimmable | Not Dimmable | Yes |  | 4 | 20700 | 138 | 150 | 14 | 0.93 | 5000 | 73
PUXRM5PK | ENCORE LED LLC | Encore LED | ENC-HBP-100 5K | Indoor Luminaires | High-Bay | High-Bay Luminaires for Commercial and Industrial Buildings | Premium | FALSE | [9 empty] | 42664 | Not Dimmable | Not Dimmable | Yes |  | 4 | 13800 | 138 | 100 | 12 | 0.95 | 5000 | 73
PM9U2ZPN | Eaton (formerly Cooper Lighting) | Corelite | DRI-WS-4L40-UNV-14-[All Ceiling Types]-[Driver Includes STD & HCD]-[Blank or SV]-[All Emergency]-[All Options] | Indoor Luminaires | High-Bay | Low-Bay Luminaires for Commercial and Industrial Buildings | Standard | TRUE | 5426.4 | 125.3 | 43.3 | 7.06 | 0.9956 | 3891 | 83.8 | 5 | 50000 | 42663 |  |  | Yes |  | 3.1 | 5164 | 120.34 | 42.91 | 7.99 | 0.99 | 4000 | 82.2
PTUK74NB | FUZHOU ACE LED LIGHT CO.LTD | ACE | ALHB2FT160W-4000K | Indoor Luminaires | High-Bay | High-Bay Luminaires for Commercial and Industrial Buildings | Premium | TRUE | 18520 | 116.7 | 158.7 | 8.8 | 0.972 | 4121 | 84 | 5 | 50000 | 42663 |  |  | No |  | 3.1 | 19246.2 | 120.3 | 160 | 8.8 | 0.972 | 4000 | 80
PQ62US5W | FUZHOU ACE LED LIGHT CO.LTD | ACE | ALHB4FT320W-4000K | Indoor Luminaires | High-Bay | High-Bay Luminaires for Commercial and Industrial Buildings | Premium | TRUE | 37301 | 116.8 | 319.2 | 8.6 | 0.971 | 4189 | 84 | 5 | 50000 | 42663 |  |  | No |  | 3.1 | 38558.4 | 120.5 | 320 | 8.6 | 0.971 | 4000 | 80
P1Y35PEQ | FUZHOU ACE LED LIGHT CO.LTD | ACE | ALHB4FT220W-4000K | Indoor Luminaires | High-Bay | High-Bay Luminaires for Commercial and Industrial Buildings | Premium | TRUE | 25161 | 117.1 | 214.9 | 9.2 | 0.969 | 4197 | 84 | 5 | 50000 | 42663 |  |  | No |  | 3.1 | 26665.4 | 121.2 | 220 | 9.2 | 0.969 | 4000 | 80
PHZXBDV9 | FUZHOU ACE LED LIGHT CO.LTD | ACE | ALHB2FT110W-4000K | Indoor Luminaires | High-Bay | High-Bay Luminaires for Commercial and Industrial Buildings | Premium | TRUE | 12282 | 115.2 | 106.6 | 15.2 | 0.963 | 4092 | 84 | 5 | 50000 | 42663 |  |  | No |  | 3.1 | 13061.6 | 118.7 | 110 | 15.2 | 0.963 | 4000 | 80
PGWZF8C8 | Shenzhen Hitoplux Optoelectronic Co. Ltd. | Hitoplux LED High Bay | HL-HB200W12110(4000K) | Indoor Luminaires | High-Bay | High-Bay Luminaires for Commercial and Industrial Buildings | Standard | TRUE | 24530 | 127.26 | 192.7 | 7.47 | 0.9522 | 3987 | 83.3 | 5 | 50000 | 42663 |  |  | No |  | 4 | 24530 | 127.26 | 192.7 | 7.47 | 0.95 | 4000 | 80
PV697KUN | Eaton (formerly Cooper Lighting) | Corelite | DRI-WD-5L30-UNV-14-[All Ceiling Types]-[Driver Includes STD HCD & 5LT]-[Blank or SV]-[All Emergency]-[All Options] | Indoor Luminaires | High-Bay | Low-Bay Luminaires for Commercial and Industrial Buildings | Standard | TRUE | 6453.1 | 119.9 | 53.8 | 19.06 | 0.9058 | 2991 | 82.2 | 5 | 50000 | 42663 |  |  | Yes |  | 3.1 | 6453.1 | 119.95 | 53.8 | 9.29 | 1 | 3000 | 82.2
PQBHG8H9 | Eaton (formerly Cooper Lighting) | Corelite | DRI-WD-5L40-UNV-14-[All Ceiling Types]-[Driver Includes STD HCD & 5LT]-[Blank or SV]-[All Emergency]-[All Options] | Indoor Luminaires | High-Bay | Low-Bay Luminaires for Commercial and Industrial Buildings | Premium | FALSE | [9 empty] | 42663 |  |  | Yes |  | 3.1 | 6551 | 123.81 | 52.91 | 9.29 | 1 | 4000 | 82.2
PXAN74EK | Eaton (formerly Cooper Lighting) | Corelite | DRI-WD-4L40-UNV-14-[All Ceiling Types]-[Driver Includes STD HCD & 5LT]-[Blank or SV]-[All Emergency]-[All Options] | Indoor Luminaires | High-Bay | Low-Bay Luminaires for Commercial and Industrial Buildings | Premium | FALSE | [9 empty] | 42663 |  |  | Yes |  | 3.1 | 5448 | 126.23 | 43.16 | 7.06 | 1 | 4000 | 82.2
PH54XAD1 | Eaton (formerly Cooper Lighting) | Ametrix | ASYX-DP-L5-[All Environments]-D-W-L40-1-UNV-[All Finish]-[All Mounting Surfaces]-[All Pendant Lengths]-[Driver Includes STD & 5LT]-SV-[All Optical Orientations]-RM | Indoor Luminaires | High-Bay | Specialty: Indirect High-Bay | Standard | FALSE | [9 empty] | 42663 |  |  | Yes |  | 3 | 51130.79 | 95.32 | 536.4 | 4.28 | 0.97 | 4000 | 74
PFWGAJUK | Eaton (formerly Cooper Lighting) | Ametrix | ASYX-DP-L5-[All Environments]-U-W-L40-1-UNV-[All Finish]-[All Mounting Surfaces]-[All Pendant Lengths]-[Driver Includes STD & 5LT]-SV-[All Optical Orientations]-RM | Indoor Luminaires | High-Bay | Specialty: Indirect High-Bay | Standard | FALSE | [9 empty] | 42663 |  |  | Yes |  | 3 | 51130.79 | 95.32 | 536.4 | 4.28 | 0.97 | 4000 | 74
PR2M8BJ5 | Eaton (formerly Cooper Lighting) | Ametrix | ASYX-DP-L5-[All Environments]-U-F-L40-1-UNV-[All Finish]-[All Mounting Surfaces]-[All Pendant Lengths]-[Driver Includes STD & 5LT]-SV-[All Optical Orientations]-RM | Indoor Luminaires | High-Bay | Specialty: Indirect High-Bay | Standard | FALSE | [9 empty] | 42663 |  |  | Yes |  | 3 | 50516.9 | 94.18 | 536.4 | 4.28 | 0.97 | 4000 | 74
PGRT2U24 | Eaton (formerly Cooper Lighting) | Ametrix | ASYX-DP-L5-[All Environments]-D-F-L40-1-UNV-[All Finish]-[All Mounting Surfaces]-[All Pendant Lengths]-[Driver Includes STD & 5LT]-SV-[All Optical Orientations]-RM | Indoor Luminaires | High-Bay | Specialty: Indirect High-Bay | Standard | FALSE | [9 empty] | 42663 |  |  | Yes |  | 3 | 50516.9 | 94.18 | 536.4 | 4.28 | 0.97 | 4000 | 74
PRB2DAUN | Eaton (formerly Cooper Lighting) | Ametrix | ASYX-DP-L4-[All Environments]-U-W-L40-1-UNV-[All Finish]-[All Mounting Surfaces]-[All Pendant Lengths]-[Driver Includes STD & 5LT]-SV-[All Optical Orientations]-RM | Indoor Luminaires | High-Bay | Specialty: Indirect High-Bay | Standard | FALSE | [9 empty] | 42663 |  |  | Yes |  | 3 | 39857.42 | 92.69 | 430 | 4.28 | 0.97 | 4000 | 74
P8NF52V5 | Eaton (formerly Cooper Lighting) | Ametrix | ASYX-DP-L4-[All Environments]-D-W-L40-1-UNV-[All Finish]-[All Mounting Surfaces]-[All Pendant Lengths]-[Driver Includes STD & 5LT]-SV-[All Optical Orientations]-RM | Indoor Luminaires | High-Bay | Specialty: Indirect High-Bay | Standard | FALSE | [9 empty] | 42663 |  |  | Yes |  | 3 | 39857.42 | 92.69 | 430 | 4.28 | 0.97 | 4000 | 74
PNMHN3GQ | Eaton (formerly Cooper Lighting) | Ametrix | ASYX-DP-S4-[All Environments]-D-W-L40-1-UNV-[All Finish]-[All Mounting Surfaces]-[All Pendant Lengths]-[Driver Includes STD & 5LT]-SV-[All Optical Orientations]-RM | Indoor Luminaires | High-Bay | Specialty: Indirect High-Bay | Standard | FALSE | [9 empty] | 42663 |  |  | Yes |  | 3 | 39521.93 | 92.25 | 428.4 | 4.28 | 0.97 | 4000 | 74
P8Y8269P | Eaton (formerly Cooper Lighting) | Ametrix | ASYX-DP-S4-[All Environments]-U-W-L40-1-UNV-[All Finish]-[All Mounting Surfaces]-[All Pendant Lengths]-[Driver Includes STD & 5LT]-SV-[All Optical Orientations]-RM | Indoor Luminaires | High-Bay | Specialty: Indirect High-Bay | Standard | FALSE | [9 empty] | 42663 |  |  | Yes |  | 3 | 39521.93 | 92.25 | 428.4 | 4.28 | 0.97 | 4000 | 74
PNCC57Q1 | Eaton (formerly Cooper Lighting) | Ametrix | ASYX-DP-L4-[All Environments]-U-F-L40-1-UNV-[All Finish]-[All Mounting Surfaces]-[All Pendant Lengths]-[Driver Includes STD & 5LT]-SV-[All Optical Orientations]-RM | Indoor Luminaires | High-Bay | Specialty: Indirect High-Bay | Standard | FALSE | [9 empty] | 42663 |  |  | Yes |  | 3 | 39378.88 | 91.58 | 430 | 4.28 | 0.97 | 4000 | 74
P3M3YTGV | Eaton (formerly Cooper Lighting) | Ametrix | ASYX-DP-L4-[All Environments]-D-F-L40-1-UNV-[All Finish]-[All Mounting Surfaces]-[All Pendant Lengths]-[Driver Includes STD & 5LT]-SV-[All Optical Orientations]-RM | Indoor Luminaires | High-Bay | Specialty: Indirect High-Bay | Standard | FALSE | [9 empty] | 42663 |  |  | Yes |  | 3 | 39378.88 | 91.58 | 430 | 4.28 | 0.97 | 4000 | 74
PCUGCKHX | Eaton (formerly Cooper Lighting) | Ametrix | ASYX-DP-S4-[All Environments]-U-F-L40-1-UNV-[All Finish]-[All Mounting Surfaces]-[All Pendant Lengths]-[Driver Includes STD & 5LT]-SV-[All Optical Orientations]-RM | Indoor Luminaires | High-Bay | Specialty: Indirect High-Bay | Standard | FALSE | [9 empty] | 42663 |  |  | Yes |  | 3 | 39047.41 | 91.15 | 428.4 | 4.28 | 0.97 | 4000 | 74
P6N4MTKR | Eaton (formerly Cooper Lighting) | Ametrix | ASYX-DP-S4-[All Environments]-D-F-L40-1-UNV-[All Finish]-[All Mounting Surfaces]-[All Pendant Lengths]-[Driver Includes STD & 5LT]-SV-[All Optical Orientations]-RM | Indoor Luminaires | High-Bay | Specialty: Indirect High-Bay | Standard | FALSE | [9 empty] | 42663 |  |  | Yes |  | 3 | 39047.41 | 91.15 | 428.4 | 4.28 | 0.97 | 4000 | 74
PV2CJMTT | Eaton (formerly Cooper Lighting) | Ametrix | ASYX-SP-L5-[All Environments]-U-W-L40-1-UNV-[All Finish]-[All Mounting Surfaces]-[All Pendant Lengths]-[Driver Includes STD & 5LT]-SV-[All Optical Orientations]-RM | Indoor Luminaires | High-Bay | Specialty: Indirect High-Bay | Standard | FALSE | [9 empty] | 42663 |  |  | Yes |  | 3 | 25565.4 | 95.32 | 268.2 | 4.28 | 0.97 | 4000 | 74
PC1PHUHW | Eaton (formerly Cooper Lighting) | Ametrix | ASYX-SP-L5-[All Environments]-D-W-L40-1-UNV-[All Finish]-[All Mounting Surfaces]-[All Pendant Lengths]-[Driver Includes STD & 5LT]-SV-[All Optical Orientations]-RM | Indoor Luminaires | High-Bay | Specialty: Indirect High-Bay | Standard | FALSE | [9 empty] | 42663 |  |  | Yes |  | 3 | 25565.4 | 95.32 | 268.2 | 4.28 | 0.97 | 4000 | 74
P9KAU9UV | Eaton (formerly Cooper Lighting) | Ametrix | ASYX-SP-L5-[All Environments]-D-F-L40-1-UNV-[All Finish]-[All Mounting Surfaces]-[All Pendant Lengths]-[Driver Includes STD & 5LT]-SV-[All Optical Orientations]-RM | Indoor Luminaires | High-Bay | Specialty: Indirect High-Bay | Standard | FALSE | [9 empty] | 42663 |  |  | Yes |  | 3 | 25258.45 | 94.18 | 268.2 | 4.28 | 0.97 | 4000 | 74
P19SHEB3 | Eaton (formerly Cooper Lighting) | Ametrix | ASYX-SP-L5-[All Environments]-U-F-L40-1-UNV-[All Finish]-[All Mounting Surfaces]-[All Pendant Lengths]-[Driver Includes STD & 5LT]-SV-[All Optical Orientations]-RM | Indoor Luminaires | High-Bay | Specialty: Indirect High-Bay | Standard | FALSE | [9 empty] | 42663 |  |  | Yes |  | 3 | 25258.45 | 94.18 | 268.2 | 4.28 | 0.97 | 4000 | 74
PX942H7S | Eaton (formerly Cooper Lighting) | Ametrix | ASYX-SP-L4-[All Environments]-D-W-L40-1-UNV-[All Finish]-[All Mounting Surfaces]-[All Pendant Lengths]-[Driver Includes STD & 5LT]-SV-[All Optical Orientations]-RM | Indoor Luminaires | High-Bay | Specialty: Indirect High-Bay | Standard | FALSE | [9 empty] | 42663 |  |  | Yes |  | 3 | 19928.71 | 92.69 | 215 | 4.28 | 0.97 | 4000 | 74
PTHFD53R | Eaton (formerly Cooper Lighting) | Ametrix | ASYX-SP-L4-[All Environments]-U-W-L40-1-UNV-[All Finish]-[All Mounting Surfaces]-[All Pendant Lengths]-[Driver Includes STD & 5LT]-SV-[All Optical Orientations]-RM | Indoor Luminaires | High-Bay | Specialty: Indirect High-Bay | Standard | FALSE | [9 empty] | 42663 |  |  | Yes |  | 3 | 19928.71 | 92.69 | 215 | 4.28 | 0.97 | 4000 | 74
PN849GA5 | Eaton (formerly Cooper Lighting) | Ametrix | ASYX-SP-S4-[All Environments]-U-W-L40-1-UNV-[All Finish]-[All Mounting Surfaces]-[All Pendant Lengths]-[Driver Includes STD & 5LT]-SV-[All Optical Orientations]-RM | Indoor Luminaires | High-Bay | Specialty: Indirect High-Bay | Standard | FALSE | [9 empty] | 42663 |  |  | Yes |  | 3 | 19760.96 | 92.25 | 214.2 | 4.28 | 0.97 | 4000 | 74
PHYU2ERZ | Eaton (formerly Cooper Lighting) | Ametrix | ASYX-SP-S4-[All Environments]-D-W-L40-1-UNV-[All Finish]-[All Mounting Surfaces]-[All Pendant Lengths]-[Driver Includes STD & 5LT]-SV-[All Optical Orientations]-RM | Indoor Luminaires | High-Bay | Specialty: Indirect High-Bay | Standard | FALSE | [9 empty] | 42663 |  |  | Yes |  | 3 | 19760.96 | 92.25 | 214.2 | 4.28 | 0.97 | 4000 | 74
PVGUDWN3 | Eaton (formerly Cooper Lighting) | Ametrix | ASYX-SP-L4-[All Environments]-D-F-L40-1-UNV-[All Finish]-[All Mounting Surfaces]-[All Pendant Lengths]-[Driver Includes STD & 5LT]-SV-[All Optical Orientations]-RM | Indoor Luminaires | High-Bay | Specialty: Indirect High-Bay | Standard | FALSE | [9 empty] | 42663 |  |  | Yes |  | 3 | 19689.44 | 91.58 | 215 | 4.28 | 0.97 | 4000 | 74
P3VJY1TY | Eaton (formerly Cooper Lighting) | Ametrix | ASYX-SP-L4-[All Environments]-U-F-L40-1-UNV-[All Finish]-[All Mounting Surfaces]-[All Pendant Lengths]-[Driver Includes STD & 5LT]-SV-[All Optical Orientations]-RM | Indoor Luminaires | High-Bay | Specialty: Indirect High-Bay | Standard | FALSE | [9 empty] | 42663 |  |  | Yes |  | 3 | 19689.44 | 91.58 | 215 | 4.28 | 0.97 | 4000 | 74
PZUYS8FE | Eaton (formerly Cooper Lighting) | Ametrix | ASYX-DP-S2-[All Environments]-D-W-L40-1-UNV-[All Finish]-[All Mounting Surfaces]-[All Pendant Lengths]-[Driver Includes STD & 5LT]-SV-[All Optical Orientations]-RM | Indoor Luminaires | High-Bay | Specialty: Indirect High-Bay | Standard | FALSE | [9 empty] | 42663 |  |  | Yes |  | 3 | 19623.3 | 91.96 | 213.4 | 4.28 | 0.97 | 4000 | 74
PG62SG5U | Eaton (formerly Cooper Lighting) | Ametrix | ASYX-DP-S2-[All Environments]-U-W-L40-1-UNV-[All Finish]-[All Mounting Surfaces]-[All Pendant Lengths]-[Driver Includes STD & 5LT]-SV-[All Optical Orientations]-RM | Indoor Luminaires | High-Bay | Specialty: Indirect High-Bay | Standard | FALSE | [9 empty] | 42663 |  |  | Yes |  | 3 | 19623.3 | 91.96 | 213.4 | 4.28 | 0.97 | 4000 | 74
PAPWYKVD | Eaton (formerly Cooper Lighting) | Ametrix | ASYX-SP-S4-[All Environments]-D-F-L40-1-UNV-[All Finish]-[All Mounting Surfaces]-[All Pendant Lengths]-[Driver Includes STD & 5LT]-SV-[All Optical Orientations]-RM | Indoor Luminaires | High-Bay | Specialty: Indirect High-Bay | Standard | FALSE | [9 empty] | 42663 |  |  | Yes |  | 3 | 19523.71 | 91.15 | 214.2 | 4.28 | 0.97 | 4000 | 74
P3NQUSEE | Eaton (formerly Cooper Lighting) | Ametrix | ASYX-SP-S4-[All Environments]-U-F-L40-1-UNV-[All Finish]-[All Mounting Surfaces]-[All Pendant Lengths]-[Driver Includes STD & 5LT]-SV-[All Optical Orientations]-RM | Indoor Luminaires | High-Bay | Specialty: Indirect High-Bay | Standard | FALSE | [9 empty] | 42663 |  |  | Yes |  | 3 | 19523.71 | 91.15 | 214.2 | 4.28 | 0.97 | 4000 | 74
PQNZ34A5 | Eaton (formerly Cooper Lighting) | Ametrix | ASYX-DP-S2-[All Environments]-D-F-L40-1-UNV-[All Finish]-[All Mounting Surfaces]-[All Pendant Lengths]-[Driver Includes STD & 5LT]-SV-[All Optical Orientations]-RM | Indoor Luminaires | High-Bay | Specialty: Indirect High-Bay | Standard | FALSE | [9 empty] | 42663 |  |  | Yes |  | 3 | 19387.7 | 90.85 | 213.4 | 4.28 | 0.97 | 4000 | 74
PC3TAH3V | Eaton (formerly Cooper Lighting) | Ametrix | ASYX-DP-S2-[All Environments]-U-F-L40-1-UNV-[All Finish]-[All Mounting Surfaces]-[All Pendant Lengths]-[Driver Includes STD & 5LT]-SV-[All Optical Orientations]-RM | Indoor Luminaires | High-Bay | Specialty: Indirect High-Bay | Standard | FALSE | [9 empty] | 42663 |  |  | Yes |  | 3 | 19387.7 | 90.85 | 213.4 | 4.28 | 0.97 | 4000 | 74
PKJ174SP | Eaton (formerly Cooper Lighting) | Ametrix | ASYX-SP-S2-[All Environments]-D-W-L40-1-UNV-[All Finish]-[All Mounting Surfaces]-[All Pendant Lengths]-[Driver Includes STD & 5LT]-SV-[All Optical Orientations]-RM | Indoor Luminaires | High-Bay | Specialty: Indirect High-Bay | Standard | FALSE | [9 empty] | 42663 |  |  | Yes |  | 3 | 9811.65 | 91.96 | 106.7 | 4.28 | 0.97 | 4000 | 74
P9527GST | Eaton (formerly Cooper Lighting) | Ametrix | ASYX-SP-S2-[All Environments]-U-W-L40-1-UNV-[All Finish]-[All Mounting Surfaces]-[All Pendant Lengths]-[Driver Includes STD & 5LT]-SV-[All Optical Orientations]-RM | Indoor Luminaires | High-Bay | Specialty: Indirect High-Bay | Standard | FALSE | [9 empty] | 42663 |  |  | Yes |  | 3 | 9811.65 | 91.96 | 106.7 | 4.28 | 0.97 | 4000 | 74
PPBACKKR | Eaton (formerly Cooper Lighting) | Ametrix | ASYX-SP-S2-[All Environments]-U-F-L40-1-UNV-[All Finish]-[All Mounting Surfaces]-[All Pendant Lengths]-[Driver Includes STD & 5LT]-SV-[All Optical Orientations]-RM | Indoor Luminaires | High-Bay | Specialty: Indirect High-Bay | Standard | FALSE | [9 empty] | 42663 |  |  | Yes |  | 3 | 9693.85 | 90.85 | 106.7 | 4.28 | 0.97 | 4000 | 74
PEYYPPZ6 | Eaton (formerly Cooper Lighting) | Ametrix | ASYX-SP-S2-[All Environments]-D-F-L40-1-UNV-[All Finish]-[All Mounting Surfaces]-[All Pendant Lengths]-[Driver Includes STD & 5LT]-SV-[All Optical Orientations]-RM | Indoor Luminaires | High-Bay | Specialty: Indirect High-Bay | Standard | FALSE | [9 empty] | 42663 |  |  | Yes |  | 3 | 9693.85 | 90.85 | 106.7 | 4.28 | 0.97 | 4000 | 74
P7NJ4GD8 | Eaton (formerly Cooper Lighting) | Ametrix | ASYX-DP-L6-[All Environments]-D-W-L40-1-UNV-[All Finish]-[All Mounting Surfaces]-[All Pendant Lengths]-[Driver Includes STD & 5LT]-SV-[All Optical Orientations]-RM | Indoor Luminaires | High-Bay | Specialty: Indirect High-Bay | Standard | FALSE | [9 empty] | 42663 |  |  | Yes |  | 3 | 60324.35 | 94.49 | 638.4 | 3.21 | 1 | 4000 | 74
P2UE4CCR | Eaton (formerly Cooper Lighting) | Ametrix | ASYX-DP-L6-[All Environments]-U-W-L40-1-UNV-[All Finish]-[All Mounting Surfaces]-[All Pendant Lengths]-[Driver Includes STD & 5LT]-SV-[All Optical Orientations]-RM | Indoor Luminaires | High-Bay | Specialty: Indirect High-Bay | Standard | FALSE | [9 empty] | 42663 |  |  | Yes |  | 3 | 60324.35 | 94.49 | 638.4 | 3.21 | 1 | 4000 | 74
PQYGM818 | Eaton (formerly Cooper Lighting) | Ametrix | ASYX-DP-L6-[All Environments]-D-F-L40-1-UNV-[All Finish]-[All Mounting Surfaces]-[All Pendant Lengths]-[Driver Includes STD & 5LT]-SV-[All Optical Orientations]-RM | Indoor Luminaires | High-Bay | Specialty: Indirect High-Bay | Standard | FALSE | [9 empty] | 42663 |  |  | Yes |  | 3 | 59600.07 | 93.36 | 638.4 | 3.21 | 1 | 4000 | 74
PFHN263U | Eaton (formerly Cooper Lighting) | Ametrix | ASYX-DP-L6-[All Environments]-U-F-L40-1-UNV-[All Finish]-[All Mounting Surfaces]-[All Pendant Lengths]-[Driver Includes STD & 5LT]-SV-[All Optical Orientations]-RM | Indoor Luminaires | High-Bay | Specialty: Indirect High-Bay | Standard | FALSE | [9 empty] | 42663 |  |  | Yes |  | 3 | 59600.07 | 93.36 | 638.4 | 3.21 | 1 | 4000 | 74
P95B7H9G | Eaton (formerly Cooper Lighting) | Ametrix | ASYX-DP-L3-[All Environments]-U-W-L40-1-UNV-[All Finish]-[All Mounting Surfaces]-[All Pendant Lengths]-[Driver Includes STD & 5LT]-SV-[All Optical Orientations]-RM | Indoor Luminaires | High-Bay | Specialty: Indirect High-Bay | Standard | FALSE | [9 empty] | 42663 |  |  | Yes |  | 3 | 30607.02 | 95.59 | 320.2 | 3.21 | 1 | 4000 | 74
P1AQB3FM | Eaton (formerly Cooper Lighting) | Ametrix | ASYX-DP-L3-[All Environments]-D-W-L40-1-UNV-[All Finish]-[All Mounting Surfaces]-[All Pendant Lengths]-[Driver Includes STD & 5LT]-SV-[All Optical Orientations]-RM | Indoor Luminaires | High-Bay | Specialty: Indirect High-Bay | Standard | FALSE | [9 empty] | 42663 |  |  | Yes |  | 3 | 30607.02 | 95.59 | 320.2 | 3.21 | 1 | 4000 | 74
PJXY8EA8 | Eaton (formerly Cooper Lighting) | Ametrix | ASYX-DP-L3-[All Environments]-D-F-L40-1-UNV-[All Finish]-[All Mounting Surfaces]-[All Pendant Lengths]-[Driver Includes STD & 5LT]-SV-[All Optical Orientations]-RM | Indoor Luminaires | High-Bay | Specialty: Indirect High-Bay | Standard | FALSE | [9 empty] | 42663 |  |  | Yes |  | 3 | 30239.54 | 94.44 | 320.2 | 3.21 | 1 | 4000 | 74
PBN92VH3 | Eaton (formerly Cooper Lighting) | Ametrix | ASYX-DP-L3-[All Environments]-U-F-L40-1-UNV-[All Finish]-[All Mounting Surfaces]-[All Pendant Lengths]-[Driver Includes STD & 5LT]-SV-[All Optical Orientations]-RM | Indoor Luminaires | High-Bay | Specialty: Indirect High-Bay | Standard | FALSE | [9 empty] | 42663 |  |  | Yes |  | 3 | 30239.54 | 94.44 | 320.2 | 3.21 | 1 | 4000 | 74
PHVN1SR1 | Eaton (formerly Cooper Lighting) | Ametrix | ASYX-SP-L6-[All Environments]-U-W-L40-1-UNV-[All Finish]-[All Mounting Surfaces]-[All Pendant Lengths]-[Driver Includes STD & 5LT]-SV-[All Optical Orientations]-RM | Indoor Luminaires | High-Bay | Specialty: Indirect High-Bay | Standard | FALSE | [9 empty] | 42663 |  |  | Yes |  | 3 | 30162.17 | 94.49 | 319.2 | 3.21 | 1 | 4000 | 74
PD11D2Z1 | Eaton (formerly Cooper Lighting) | Ametrix | ASYX-SP-L6-[All Environments]-D-W-L40-1-UNV-[All Finish]-[All Mounting Surfaces]-[All Pendant Lengths]-[Driver Includes STD & 5LT]-SV-[All Optical Orientations]-RM | Indoor Luminaires | High-Bay | Specialty: Indirect High-Bay | Standard | FALSE | [9 empty] | 42663 |  |  | Yes |  | 3 | 30162.17 | 94.49 | 319.2 | 3.21 | 1 | 4000 | 74
PJCY1661 | Eaton (formerly Cooper Lighting) | Ametrix | ASYX-SP-L6-[All Environments]-D-F-L40-1-UNV-[All Finish]-[All Mounting Surfaces]-[All Pendant Lengths]-[Driver Includes STD & 5LT]-SV-[All Optical Orientations]-RM | Indoor Luminaires | High-Bay | Specialty: Indirect High-Bay | Standard | FALSE | [9 empty] | 42663 |  |  | Yes |  | 3 | 29800.04 | 93.36 | 319.2 | 3.21 | 1 | 4000 | 74
P5WA562U | Eaton (formerly Cooper Lighting) | Ametrix | ASYX-SP-L6-[All Environments]-U-F-L40-1-UNV-[All Finish]-[All Mounting Surfaces]-[All Pendant Lengths]-[Driver Includes STD & 5LT]-SV-[All Optical Orientations]-RM | Indoor Luminaires | High-Bay | Specialty: Indirect High-Bay | Standard | FALSE | [9 empty] | 42663 |  |  | Yes |  | 3 | 29800.04 | 93.36 | 319.2 | 3.21 | 1 | 4000 | 74
PVNPDTNK | Eaton (formerly Cooper Lighting) | Ametrix | ASYX-DP-S3-[All Environments]-U-W-L40-1-UNV-[All Finish]-[All Mounting Surfaces]-[All Pendant Lengths]-[Driver Includes STD & 5LT]-SV-[All Optical Orientations]-RM | Indoor Luminaires | High-Bay | Specialty: Indirect High-Bay | Standard | FALSE | [9 empty] | 42663 |  |  | Yes |  | 3 | 29490.07 | 93.56 | 315.2 | 3.21 | 1 | 4000 | 74
PS7TKXA5 | Eaton (formerly Cooper Lighting) | Ametrix | ASYX-DP-S3-[All Environments]-D-W-L40-1-UNV-[All Finish]-[All Mounting Surfaces]-[All Pendant Lengths]-[Driver Includes STD & 5LT]-SV-[All Optical Orientations]-RM | Indoor Luminaires | High-Bay | Specialty: Indirect High-Bay | Standard | FALSE | [9 empty] | 42663 |  |  | Yes |  | 3 | 29490.07 | 93.56 | 315.2 | 3.21 | 1 | 4000 | 74
PR8MWFMD | Eaton (formerly Cooper Lighting) | Ametrix | ASYX-DP-S3-[All Environments]-D-F-L40-1-UNV-[All Finish]-[All Mounting Surfaces]-[All Pendant Lengths]-[Driver Includes STD & 5LT]-SV-[All Optical Orientations]-RM | Indoor Luminaires | High-Bay | Specialty: Indirect High-Bay | Standard | FALSE | [9 empty] | 42663 |  |  | Yes |  | 3 | 29136 | 92.44 | 315.2 | 3.21 | 1 | 4000 | 74
PCVH9DHH | Eaton (formerly Cooper Lighting) | Ametrix | ASYX-DP-S3-[All Environments]-U-F-L40-1-UNV-[All Finish]-[All Mounting Surfaces]-[All Pendant Lengths]-[Driver Includes STD & 5LT]-SV-[All Optical Orientations]-RM | Indoor Luminaires | High-Bay | Specialty: Indirect High-Bay | Standard | FALSE | [9 empty] | 42663 |  |  | Yes |  | 3 | 29136 | 92.44 | 315.2 | 3.21 | 1 | 4000 | 74
PJGJTT1W | Eaton (formerly Cooper Lighting) | Ametrix | ASYX-SP-L3-[All Environments]-D-W-L40-1-UNV-[All Finish]-[All Mounting Surfaces]-[All Pendant Lengths]-[Driver Includes STD & 5LT]-SV-[All Optical Orientations]-RM | Indoor Luminaires | High-Bay | Specialty: Indirect High-Bay | Standard | FALSE | [9 empty] | 42663 |  |  | Yes |  | 3 | 15303.51 | 95.59 | 160.1 | 3.21 | 1 | 4000 | 74
PFF4MQQ4 | Eaton (formerly Cooper Lighting) | Ametrix | ASYX-SP-L3-[All Environments]-U-W-L40-1-UNV-[All Finish]-[All Mounting Surfaces]-[All Pendant Lengths]-[Driver Includes STD & 5LT]-SV-[All Optical Orientations]-RM | Indoor Luminaires | High-Bay | Specialty: Indirect High-Bay | Standard | FALSE | [9 empty] | 42663 |  |  | Yes |  | 3 | 15303.51 | 95.59 | 160.1 | 3.21 | 1 | 4000 | 74
PR3WX1TC | Eaton (formerly Cooper Lighting) | Ametrix | ASYX-SP-L3-[All Environments]-U-F-L40-1-UNV-[All Finish]-[All Mounting Surfaces]-[All Pendant Lengths]-[Driver Includes STD & 5LT]-SV-[All Optical Orientations]-RM | Indoor Luminaires | High-Bay | Specialty: Indirect High-Bay | Standard | FALSE | [9 empty] | 42663 |  |  | Yes |  | 3 | 15119.77 | 94.44 | 160.1 | 3.21 | 1 | 4000 | 74
PDXX66SH | Eaton (formerly Cooper Lighting) | Ametrix | ASYX-SP-L3-[All Environments]-D-F-L40-1-UNV-[All Finish]-[All Mounting Surfaces]-[All Pendant Lengths]-[Driver Includes STD & 5LT]-SV-[All Optical Orientations]-RM | Indoor Luminaires | High-Bay | Specialty: Indirect High-Bay | Standard | FALSE | [9 empty] | 42663 |  |  | Yes |  | 3 | 15119.77 | 94.44 | 160.1 | 3.21 | 1 | 4000 | 74
PXWCDHKW | Eaton (formerly Cooper Lighting) | Ametrix | ASYX-SP-S3-[All Environments]-D-W-L40-1-UNV-[All Finish]-[All Mounting Surfaces]-[All Pendant Lengths]-[Driver Includes STD & 5LT]-SV-[All Optical Orientations]-RM | Indoor Luminaires | High-Bay | Specialty: Indirect High-Bay | Standard | FALSE | [9 empty] | 42663 |  |  | Yes |  | 3 | 14745.03 | 93.56 | 157.6 | 3.21 | 1 | 4000 | 74
P1WZSK1E | Eaton (formerly Cooper Lighting) | Ametrix | ASYX-SP-S3-[All Environments]-U-W-L40-1-UNV-[All Finish]-[All Mounting Surfaces]-[All Pendant Lengths]-[Driver Includes STD & 5LT]-SV-[All Optical Orientations]-RM | Indoor Luminaires | High-Bay | Specialty: Indirect High-Bay | Standard | FALSE | [9 empty] | 42663 |  |  | Yes |  | 3 | 14745.03 | 93.56 | 157.6 | 3.21 | 1 | 4000 | 74
PSMCTWPF | Eaton (formerly Cooper Lighting) | Ametrix | ASYX-SP-S3-[All Environments]-U-F-L40-1-UNV-[All Finish]-[All Mounting Surfaces]-[All Pendant Lengths]-[Driver Includes STD & 5LT]-SV-[All Optical Orientations]-RM | Indoor Luminaires | High-Bay | Specialty: Indirect High-Bay | Standard | FALSE | [9 empty] | 42663 |  |  | Yes |  | 3 | 14568 | 92.44 | 157.6 | 3.21 | 1 | 4000 | 74
P46RGHPM | Eaton (formerly Cooper Lighting) | Ametrix | ASYX-SP-S3-[All Environments]-D-F-L40-1-UNV-[All Finish]-[All Mounting Surfaces]-[All Pendant Lengths]-[Driver Includes STD & 5LT]-SV-[All Optical Orientations]-RM | Indoor Luminaires | High-Bay | Specialty: Indirect High-Bay | Standard | FALSE | [9 empty] | 42663 |  |  | Yes |  | 3 | 14568 | 92.44 | 157.6 | 3.21 | 1 | 4000 | 74
P47P9GAH | Eaton (formerly Cooper Lighting) | Corelite | DRI-WD-5L35-UNV-14-[All Ceiling Types]-[Driver Includes STD HCD & 5LT]-[Blank or SV]-[All Emergency]-[All Options] | Indoor Luminaires | High-Bay | Low-Bay Luminaires for Commercial and Industrial Buildings | Premium | FALSE | [9 empty] | 42663 |  |  | Yes |  | 3.1 | 6825 | 128.99 | 52.91 | 9.29 | 1 | 3500 | 82.2
PNYSQC5U | Eaton (formerly Cooper Lighting) | Corelite | DRI-WS-5L35-UNV-14-[All Ceiling Types]-[Driver Includes STD HCD & 5LT]-[Blank or SV]-[All Emergency]-[All Options] | Indoor Luminaires | High-Bay | Low-Bay Luminaires for Commercial and Industrial Buildings | Standard | FALSE | [9 empty] | 42663 |  |  | Yes |  | 3.1 | 6470 | 122.28 | 52.91 | 9.29 | 1 | 3500 | 82.2
P2DQMG85 | Eaton (formerly Cooper Lighting) | Corelite | DRI-WD-4L35-UNV-14-[All Ceiling Types]-[Driver Includes STD & HCD]-[Blank or SV]-[All Emergency]-[All Options] | Indoor Luminaires | High-Bay | Low-Bay Luminaires for Commercial and Industrial Buildings | Premium | FALSE | [9 empty] | 42663 |  |  | Yes |  | 3.1 | 5676 | 132.28 | 42.91 | 7.99 | 0.99 | 3500 | 82.2
PZ8P1M4Z | Eaton (formerly Cooper Lighting) | Corelite | DRI-WD-3L35-UNV-14-[All Ceiling Types]-[Driver Includes STD HCD & 5LT]-[Blank or SV]-[All Emergency]-[All Options] | Indoor Luminaires | High-Bay | Low-Bay Luminaires for Commercial and Industrial Buildings | Premium | FALSE | [9 empty] | 42663 |  |  | Yes |  | 3.1 | 4526 | 133.87 | 33.81 | 7.39 | 0.99 | 3500 | 82.2
PZ4NWKR7 | Eaton (formerly Cooper Lighting) | Corelite | DRI-WS-4L35-UNV-14-[All Ceiling Types]-[Driver Includes STD HCD & 5LT]-[Blank or SV]-[All Emergency]-[All Options] | Indoor Luminaires | High-Bay | Low-Bay Luminaires for Commercial and Industrial Buildings | Premium | FALSE | [9 empty] | 42663 |  |  | Yes |  | 3.1 | 5380 | 124.65 | 43.16 | 7.06 | 1 | 3500 | 82.2
PHSTGZ4K | Eaton (formerly Cooper Lighting) | Corelite | DRI-WD-4L35-UNV-14-[All Ceiling Types]-5LT-[Blank or SV]-[All Emergency]-[All Options] | Indoor Luminaires | High-Bay | Low-Bay Luminaires for Commercial and Industrial Buildings | Premium | FALSE | [9 empty] | 42663 |  |  | Yes |  | 3.1 | 5676 | 129.97 | 43.67 | 5.2 | 1 | 3500 | 82.2
PKXRKHKS | Eaton (formerly Cooper Lighting) | Ametrix | ASYX-DP-L5-[All Environments]-D-W-L35-1-UNV-[All Finish]-[All Mounting Surfaces]-[All Pendant Lengths]-[Driver Includes STD & 5LT]-SV-[All Optical Orientations]-RM | Indoor Luminaires | High-Bay | Specialty: Indirect High-Bay | Standard | FALSE | [9 empty] | 42663 |  |  | Yes |  | 3 | 45307.56 | 84.47 | 536.4 | 4.28 | 0.97 | 3500 | 74
PFQZTEUF | Eaton (formerly Cooper Lighting) | Ametrix | ASYX-DP-L5-[All Environments]-U-W-L35-1-UNV-[All Finish]-[All Mounting Surfaces]-[All Pendant Lengths]-[Driver Includes STD & 5LT]-SV-[All Optical Orientations]-RM | Indoor Luminaires | High-Bay | Specialty: Indirect High-Bay | Standard | FALSE | [9 empty] | 42663 |  |  | Yes |  | 3 | 45307.56 | 84.47 | 536.4 | 4.28 | 0.97 | 3500 | 74
PYXE9UAN | Eaton (formerly Cooper Lighting) | Ametrix | ASYX-DP-L5-[All Environments]-U-F-L35-1-UNV-[All Finish]-[All Mounting Surfaces]-[All Pendant Lengths]-[Driver Includes STD & 5LT]-SV-[All Optical Orientations]-RM | Indoor Luminaires | High-Bay | Specialty: Indirect High-Bay | Standard | FALSE | [9 empty] | 42663 |  |  | Yes |  | 3 | 44763.58 | 83.45 | 536.4 | 4.28 | 0.97 | 3500 | 74
PJBUSYGP | Eaton (formerly Cooper Lighting) | Ametrix | ASYX-DP-L5-[All Environments]-D-F-L35-1-UNV-[All Finish]-[All Mounting Surfaces]-[All Pendant Lengths]-[Driver Includes STD & 5LT]-SV-[All Optical Orientations]-RM | Indoor Luminaires | High-Bay | Specialty: Indirect High-Bay | Standard | FALSE | [9 empty] | 42663 |  |  | Yes |  | 3 | 44763.58 | 83.45 | 536.4 | 4.28 | 0.97 | 3500 | 74
PM38GZXE | Eaton (formerly Cooper Lighting) | Ametrix | ASYX-DP-L4-[All Environments]-U-W-L35-1-UNV-[All Finish]-[All Mounting Surfaces]-[All Pendant Lengths]-[Driver Includes STD & 5LT]-SV-[All Optical Orientations]-RM | Indoor Luminaires | High-Bay | Specialty: Indirect High-Bay | Standard | FALSE | [9 empty] | 42663 |  |  | Yes |  | 3 | 35318.1 | 82.14 | 430 | 4.28 | 0.97 | 3500 | 74
PFQR186Z | Eaton (formerly Cooper Lighting) | Ametrix | ASYX-DP-L4-[All Environments]-D-W-L35-1-UNV-[All Finish]-[All Mounting Surfaces]-[All Pendant Lengths]-[Driver Includes STD & 5LT]-SV-[All Optical Orientations]-RM | Indoor Luminaires | High-Bay | Specialty: Indirect High-Bay | Standard | FALSE | [9 empty] | 42663 |  |  | Yes |  | 3 | 35318.1 | 82.14 | 430 | 4.28 | 0.97 | 3500 | 74
P7RVUJGP | Eaton (formerly Cooper Lighting) | Ametrix | ASYX-DP-S4-[All Environments]-D-W-L35-1-UNV-[All Finish]-[All Mounting Surfaces]-[All Pendant Lengths]-[Driver Includes STD & 5LT]-SV-[All Optical Orientations]-RM | Indoor Luminaires | High-Bay | Specialty: Indirect High-Bay | Standard | FALSE | [9 empty] | 42663 |  |  | Yes |  | 3 | 35020.82 | 81.75 | 428.4 | 4.28 | 0.97 | 3500 | 74
P4PVNU3Y | Eaton (formerly Cooper Lighting) | Ametrix | ASYX-DP-S4-[All Environments]-U-W-L35-1-UNV-[All Finish]-[All Mounting Surfaces]-[All Pendant Lengths]-[Driver Includes STD & 5LT]-SV-[All Optical Orientations]-RM | Indoor Luminaires | High-Bay | Specialty: Indirect High-Bay | Standard | FALSE | [9 empty] | 42663 |  |  | Yes |  | 3 | 35020.82 | 81.75 | 428.4 | 4.28 | 0.97 | 3500 | 74
PYXBY1P8 | Eaton (formerly Cooper Lighting) | Ametrix | ASYX-DP-L4-[All Environments]-U-F-L35-1-UNV-[All Finish]-[All Mounting Surfaces]-[All Pendant Lengths]-[Driver Includes STD & 5LT]-SV-[All Optical Orientations]-RM | Indoor Luminaires | High-Bay | Specialty: Indirect High-Bay | Standard | FALSE | [9 empty] | 42663 |  |  | Yes |  | 3 | 34894.06 | 81.15 | 430 | 4.28 | 0.97 | 3500 | 74
PJQ9EE9Y | Eaton (formerly Cooper Lighting) | Ametrix | ASYX-DP-L4-[All Environments]-D-F-L35-1-UNV-[All Finish]-[All Mounting Surfaces]-[All Pendant Lengths]-[Driver Includes STD & 5LT]-SV-[All Optical Orientations]-RM | Indoor Luminaires | High-Bay | Specialty: Indirect High-Bay | Standard | FALSE | [9 empty] | 42663 |  |  | Yes |  | 3 | 34894.06 | 81.15 | 430 | 4.28 | 0.97 | 3500 | 74
PMSBJNWT | Eaton (formerly Cooper Lighting) | Ametrix | ASYX-DP-S4-[All Environments]-U-F-L35-1-UNV-[All Finish]-[All Mounting Surfaces]-[All Pendant Lengths]-[Driver Includes STD & 5LT]-SV-[All Optical Orientations]-RM | Indoor Luminaires | High-Bay | Specialty: Indirect High-Bay | Standard | FALSE | [9 empty] | 42663 |  |  | Yes |  | 3 | 34600.35 | 80.77 | 428.4 | 4.28 | 0.97 | 3500 | 74
PFQ1F2SM | Eaton (formerly Cooper Lighting) | Ametrix | ASYX-DP-S4-[All Environments]-D-F-L35-1-UNV-[All Finish]-[All Mounting Surfaces]-[All Pendant Lengths]-[Driver Includes STD & 5LT]-SV-[All Optical Orientations]-RM | Indoor Luminaires | High-Bay | Specialty: Indirect High-Bay | Standard | FALSE | [9 empty] | 42663 |  |  | Yes |  | 3 | 34600.35 | 80.77 | 428.4 | 4.28 | 0.97 | 3500 | 74
P4QXMR6R | Eaton (formerly Cooper Lighting) | Ametrix | ASYX-SP-L5-[All Environments]-D-W-L35-1-UNV-[All Finish]-[All Mounting Surfaces]-[All Pendant Lengths]-[Driver Includes STD & 5LT]-SV-[All Optical Orientations]-RM | Indoor Luminaires | High-Bay | Specialty: Indirect High-Bay | Standard | FALSE | [9 empty] | 42663 |  |  | Yes |  | 3 | 22653.78 | 84.47 | 268.2 | 4.28 | 0.97 | 3500 | 74
P3EEA64G | Eaton (formerly Cooper Lighting) | Ametrix | ASYX-SP-L5-[All Environments]-U-W-L35-1-UNV-[All Finish]-[All Mounting Surfaces]-[All Pendant Lengths]-[Driver Includes STD & 5LT]-SV-[All Optical Orientations]-RM | Indoor Luminaires | High-Bay | Specialty: Indirect High-Bay | Standard | FALSE | [9 empty] | 42663 |  |  | Yes |  | 3 | 22653.78 | 84.47 | 268.2 | 4.28 | 0.97 | 3500 | 74
PQ52WJ5C | Eaton (formerly Cooper Lighting) | Ametrix | ASYX-SP-L5-[All Environments]-U-F-L35-1-UNV-[All Finish]-[All Mounting Surfaces]-[All Pendant Lengths]-[Driver Includes STD & 5LT]-SV-[All Optical Orientations]-RM | Indoor Luminaires | High-Bay | Specialty: Indirect High-Bay | Standard | FALSE | [9 empty] | 42663 |  |  | Yes |  | 3 | 22381.79 | 83.45 | 268.2 | 4.28 | 0.97 | 3500 | 74
P8N91UNR | Eaton (formerly Cooper Lighting) | Ametrix | ASYX-SP-L5-[All Environments]-D-F-L35-1-UNV-[All Finish]-[All Mounting Surfaces]-[All Pendant Lengths]-[Driver Includes STD & 5LT]-SV-[All Optical Orientations]-RM | Indoor Luminaires | High-Bay | Specialty: Indirect High-Bay | Standard | FALSE | [9 empty] | 42663 |  |  | Yes |  | 3 | 22381.79 | 83.45 | 268.2 | 4.28 | 0.97 | 3500 | 74
PEEP6DH4 | Eaton (formerly Cooper Lighting) | Ametrix | ASYX-SP-L4-[All Environments]-D-W-L35-1-UNV-[All Finish]-[All Mounting Surfaces]-[All Pendant Lengths]-[Driver Includes STD & 5LT]-SV-[All Optical Orientations]-RM | Indoor Luminaires | High-Bay | Specialty: Indirect High-Bay | Standard | FALSE | [9 empty] | 42663 |  |  | Yes |  | 3 | 17659.05 | 82.14 | 215 | 4.28 | 0.97 | 3500 | 74
PC13HRCT | Eaton (formerly Cooper Lighting) | Ametrix | ASYX-SP-L4-[All Environments]-U-W-L35-1-UNV-[All Finish]-[All Mounting Surfaces]-[All Pendant Lengths]-[Driver Includes STD & 5LT]-SV-[All Optical Orientations]-RM | Indoor Luminaires | High-Bay | Specialty: Indirect High-Bay | Standard | FALSE | [9 empty] | 42663 |  |  | Yes |  | 3 | 17659.05 | 82.14 | 215 | 4.28 | 0.97 | 3500 | 74
PY8V126H | Eaton (formerly Cooper Lighting) | Ametrix | ASYX-SP-S4-[All Environments]-D-W-L35-1-UNV-[All Finish]-[All Mounting Surfaces]-[All Pendant Lengths]-[Driver Includes STD & 5LT]-SV-[All Optical Orientations]-RM | Indoor Luminaires | High-Bay | Specialty: Indirect High-Bay | Standard | FALSE | [9 empty] | 42663 |  |  | Yes |  | 3 | 17510.41 | 81.75 | 214.2 | 4.28 | 0.97 | 3500 | 74
P3ENN3GH | Eaton (formerly Cooper Lighting) | Ametrix | ASYX-SP-S4-[All Environments]-U-W-L35-1-UNV-[All Finish]-[All Mounting Surfaces]-[All Pendant Lengths]-[Driver Includes STD & 5LT]-SV-[All Optical Orientations]-RM | Indoor Luminaires | High-Bay | Specialty: Indirect High-Bay | Standard | FALSE | [9 empty] | 42663 |  |  | Yes |  | 3 | 17510.41 | 81.75 | 214.2 | 4.28 | 0.97 | 3500 | 74
PNYVEKVA | Eaton (formerly Cooper Lighting) | Ametrix | ASYX-SP-L4-[All Environments]-D-F-L35-1-UNV-[All Finish]-[All Mounting Surfaces]-[All Pendant Lengths]-[Driver Includes STD & 5LT]-SV-[All Optical Orientations]-RM | Indoor Luminaires | High-Bay | Specialty: Indirect High-Bay | Standard | FALSE | [9 empty] | 42663 |  |  | Yes |  | 3 | 17447.03 | 81.15 | 215 | 4.28 | 0.97 | 3500 | 74
PBU1GS7B | Eaton (formerly Cooper Lighting) | Ametrix | ASYX-SP-L4-[All Environments]-U-F-L35-1-UNV-[All Finish]-[All Mounting Surfaces]-[All Pendant Lengths]-[Driver Includes STD & 5LT]-SV-[All Optical Orientations]-RM | Indoor Luminaires | High-Bay | Specialty: Indirect High-Bay | Standard | FALSE | [9 empty] | 42663 |  |  | Yes |  | 3 | 17447.03 | 81.15 | 215 | 4.28 | 0.97 | 3500 | 74
PD183HZN | Eaton (formerly Cooper Lighting) | Ametrix | ASYX-DP-S2-[All Environments]-D-W-L35-1-UNV-[All Finish]-[All Mounting Surfaces]-[All Pendant Lengths]-[Driver Includes STD & 5LT]-SV-[All Optical Orientations]-RM | Indoor Luminaires | High-Bay | Specialty: Indirect High-Bay | Standard | FALSE | [9 empty] | 42663 |  |  | Yes |  | 3 | 17388.43 | 81.48 | 213.4 | 4.28 | 0.97 | 3500 | 74
P45EU9FM | Eaton (formerly Cooper Lighting) | Ametrix | ASYX-DP-S2-[All Environments]-U-W-L35-1-UNV-[All Finish]-[All Mounting Surfaces]-[All Pendant Lengths]-[Driver Includes STD & 5LT]-SV-[All Optical Orientations]-RM | Indoor Luminaires | High-Bay | Specialty: Indirect High-Bay | Standard | FALSE | [9 empty] | 42663 |  |  | Yes |  | 3 | 17388.43 | 81.48 | 213.4 | 4.28 | 0.97 | 3500 | 74
PZ9RXPRC | Eaton (formerly Cooper Lighting) | Ametrix | ASYX-SP-S4-[All Environments]-U-F-L35-1-UNV-[All Finish]-[All Mounting Surfaces]-[All Pendant Lengths]-[Driver Includes STD & 5LT]-SV-[All Optical Orientations]-RM | Indoor Luminaires | High-Bay | Specialty: Indirect High-Bay | Standard | FALSE | [9 empty] | 42663 |  |  | Yes |  | 3 | 17300.17 | 80.77 | 214.2 | 4.28 | 0.97 | 3500 | 74
PTH1XKUE | Eaton (formerly Cooper Lighting) | Ametrix | ASYX-SP-S4-[All Environments]-D-F-L35-1-UNV-[All Finish]-[All Mounting Surfaces]-[All Pendant Lengths]-[Driver Includes STD & 5LT]-SV-[All Optical Orientations]-RM | Indoor Luminaires | High-Bay | Specialty: Indirect High-Bay | Standard | FALSE | [9 empty] | 42663 |  |  | Yes |  | 3 | 17300.17 | 80.77 | 214.2 | 4.28 | 0.97 | 3500 | 74
PVTHS5K1 | Eaton (formerly Cooper Lighting) | Ametrix | ASYX-DP-S2-[All Environments]-U-F-L35-1-UNV-[All Finish]-[All Mounting Surfaces]-[All Pendant Lengths]-[Driver Includes STD & 5LT]-SV-[All Optical Orientations]-RM | Indoor Luminaires | High-Bay | Specialty: Indirect High-Bay | Standard | FALSE | [9 empty] | 42663 |  |  | Yes |  | 3 | 17179.65 | 80.5 | 213.4 | 4.28 | 0.97 | 3500 | 74
PKSDUUSF | Eaton (formerly Cooper Lighting) | Ametrix | ASYX-DP-S2-[All Environments]-D-F-L35-1-UNV-[All Finish]-[All Mounting Surfaces]-[All Pendant Lengths]-[Driver Includes STD & 5LT]-SV-[All Optical Orientations]-RM | Indoor Luminaires | High-Bay | Specialty: Indirect High-Bay | Standard | FALSE | [9 empty] | 42663 |  |  | Yes |  | 3 | 17179.65 | 80.5 | 213.4 | 4.28 | 0.97 | 3500 | 74
PXNGZREC | Eaton (formerly Cooper Lighting) | Ametrix | ASYX-SP-S2-[All Environments]-U-W-L35-1-UNV-[All Finish]-[All Mounting Surfaces]-[All Pendant Lengths]-[Driver Includes STD & 5LT]-SV-[All Optical Orientations]-RM | Indoor Luminaires | High-Bay | Specialty: Indirect High-Bay | Standard | FALSE | [9 empty] | 42663 |  |  | Yes |  | 3 | 8694.21 | 81.48 | 106.7 | 4.28 | 0.97 | 3500 | 74
P8UYA2YC | Eaton (formerly Cooper Lighting) | Ametrix | ASYX-SP-S2-[All Environments]-D-W-L35-1-UNV-[All Finish]-[All Mounting Surfaces]-[All Pendant Lengths]-[Driver Includes STD & 5LT]-SV-[All Optical Orientations]-RM | Indoor Luminaires | High-Bay | Specialty: Indirect High-Bay | Standard | FALSE | [9 empty] | 42663 |  |  | Yes |  | 3 | 8694.21 | 81.48 | 106.7 | 4.28 | 0.97 | 3500 | 74
PZVKCF59 | Eaton (formerly Cooper Lighting) | Ametrix | ASYX-SP-S2-[All Environments]-D-F-L35-1-UNV-[All Finish]-[All Mounting Surfaces]-[All Pendant Lengths]-[Driver Includes STD & 5LT]-SV-[All Optical Orientations]-RM | Indoor Luminaires | High-Bay | Specialty: Indirect High-Bay | Standard | FALSE | [9 empty] | 42663 |  |  | Yes |  | 3 | 8589.83 | 80.5 | 106.7 | 4.28 | 0.97 | 3500 | 74
PUTKQMPW | Eaton (formerly Cooper Lighting) | Ametrix | ASYX-SP-S2-[All Environments]-U-F-L35-1-UNV-[All Finish]-[All Mounting Surfaces]-[All Pendant Lengths]-[Driver Includes STD & 5LT]-SV-[All Optical Orientations]-RM | Indoor Luminaires | High-Bay | Specialty: Indirect High-Bay | Standard | FALSE | [9 empty] | 42663 |  |  | Yes |  | 3 | 8589.83 | 80.5 | 106.7 | 4.28 | 0.97 | 3500 | 74
PWS5DMFK | Eaton (formerly Cooper Lighting) | Ametrix | ASYX-DP-L6-[All Environments]-D-W-L35-1-UNV-[All Finish]-[All Mounting Surfaces]-[All Pendant Lengths]-[Driver Includes STD & 5LT]-SV-[All Optical Orientations]-RM | Indoor Luminaires | High-Bay | Specialty: Indirect High-Bay | Standard | FALSE | [9 empty] | 42663 |  |  | Yes |  | 3 | 53454.07 | 83.73 | 638.4 | 3.21 | 1 | 3500 | 74
P49WA6VC | Eaton (formerly Cooper Lighting) | Ametrix | ASYX-DP-L6-[All Environments]-U-W-L35-1-UNV-[All Finish]-[All Mounting Surfaces]-[All Pendant Lengths]-[Driver Includes STD & 5LT]-SV-[All Optical Orientations]-RM | Indoor Luminaires | High-Bay | Specialty: Indirect High-Bay | Standard | FALSE | [9 empty] | 42663 |  |  | Yes |  | 3 | 53454.07 | 83.73 | 638.4 | 3.21 | 1 | 3500 | 74
PZQ2S24A | Eaton (formerly Cooper Lighting) | Ametrix | ASYX-DP-L6-[All Environments]-U-F-L35-1-UNV-[All Finish]-[All Mounting Surfaces]-[All Pendant Lengths]-[Driver Includes STD & 5LT]-SV-[All Optical Orientations]-RM | Indoor Luminaires | High-Bay | Specialty: Indirect High-Bay | Standard | FALSE | [9 empty] | 42663 |  |  | Yes |  | 3 | 52812.29 | 82.73 | 638.4 | 3.21 | 1 | 3500 | 74
PA3HPHXZ | Eaton (formerly Cooper Lighting) | Ametrix | ASYX-DP-L6-[All Environments]-D-F-L35-1-UNV-[All Finish]-[All Mounting Surfaces]-[All Pendant Lengths]-[Driver Includes STD & 5LT]-SV-[All Optical Orientations]-RM | Indoor Luminaires | High-Bay | Specialty: Indirect High-Bay | Standard | FALSE | [9 empty] | 42663 |  |  | Yes |  | 3 | 52812.29 | 82.73 | 638.4 | 3.21 | 1 | 3500 | 74
PMNH9968 | Eaton (formerly Cooper Lighting) | Ametrix | ASYX-DP-L3-[All Environments]-U-W-L35-1-UNV-[All Finish]-[All Mounting Surfaces]-[All Pendant Lengths]-[Driver Includes STD & 5LT]-SV-[All Optical Orientations]-RM | Indoor Luminaires | High-Bay | Specialty: Indirect High-Bay | Standard | FALSE | [9 empty] | 42663 |  |  | Yes |  | 3 | 27121.22 | 84.7 | 320.2 | 3.21 | 1 | 3500 | 74
P43RDRM4 | Eaton (formerly Cooper Lighting) | Ametrix | ASYX-DP-L3-[All Environments]-D-W-L35-1-UNV-[All Finish]-[All Mounting Surfaces]-[All Pendant Lengths]-[Driver Includes STD & 5LT]-SV-[All Optical Orientations]-RM | Indoor Luminaires | High-Bay | Specialty: Indirect High-Bay | Standard | FALSE | [9 empty] | 42663 |  |  | Yes |  | 3 | 27121.22 | 84.7 | 320.2 | 3.21 | 1 | 3500 | 74
PZ6VWMBR | Eaton (formerly Cooper Lighting) | Ametrix | ASYX-DP-L3-[All Environments]-D-F-L35-1-UNV-[All Finish]-[All Mounting Surfaces]-[All Pendant Lengths]-[Driver Includes STD & 5LT]-SV-[All Optical Orientations]-RM | Indoor Luminaires | High-Bay | Specialty: Indirect High-Bay | Standard | FALSE | [9 empty] | 42663 |  |  | Yes |  | 3 | 26795.59 | 83.68 | 320.2 | 3.21 | 1 | 3500 | 74
PDWUABJ7 | Eaton (formerly Cooper Lighting) | Ametrix | ASYX-DP-L3-[All Environments]-U-F-L35-1-UNV-[All Finish]-[All Mounting Surfaces]-[All Pendant Lengths]-[Driver Includes STD & 5LT]-SV-[All Optical Orientations]-RM | Indoor Luminaires | High-Bay | Specialty: Indirect High-Bay | Standard | FALSE | [9 empty] | 42663 |  |  | Yes |  | 3 | 26795.59 | 83.68 | 320.2 | 3.21 | 1 | 3500 | 74
PDNNXSCY | Eaton (formerly Cooper Lighting) | Ametrix | ASYX-SP-L6-[All Environments]-D-W-L35-1-UNV-[All Finish]-[All Mounting Surfaces]-[All Pendant Lengths]-[Driver Includes STD & 5LT]-SV-[All Optical Orientations]-RM | Indoor Luminaires | High-Bay | Specialty: Indirect High-Bay | Standard | FALSE | [9 empty] | 42663 |  |  | Yes |  | 3 | 26727.04 | 83.73 | 319.2 | 3.21 | 1 | 3500 | 74
P7VFWE7H | Eaton (formerly Cooper Lighting) | Ametrix | ASYX-SP-L6-[All Environments]-U-W-L35-1-UNV-[All Finish]-[All Mounting Surfaces]-[All Pendant Lengths]-[Driver Includes STD & 5LT]-SV-[All Optical Orientations]-RM | Indoor Luminaires | High-Bay | Specialty: Indirect High-Bay | Standard | FALSE | [9 empty] | 42663 |  |  | Yes |  | 3 | 26727.04 | 83.73 | 319.2 | 3.21 | 1 | 3500 | 74
PE5TCZNW | Eaton (formerly Cooper Lighting) | Ametrix | ASYX-SP-L6-[All Environments]-D-F-L35-1-UNV-[All Finish]-[All Mounting Surfaces]-[All Pendant Lengths]-[Driver Includes STD & 5LT]-SV-[All Optical Orientations]-RM | Indoor Luminaires | High-Bay | Specialty: Indirect High-Bay | Standard | FALSE | [9 empty] | 42663 |  |  | Yes |  | 3 | 26406.14 | 82.73 | 319.2 | 3.21 | 1 | 3500 | 74
P7KJCXPF | Eaton (formerly Cooper Lighting) | Ametrix | ASYX-SP-L6-[All Environments]-U-F-L35-1-UNV-[All Finish]-[All Mounting Surfaces]-[All Pendant Lengths]-[Driver Includes STD & 5LT]-SV-[All Optical Orientations]-RM | Indoor Luminaires | High-Bay | Specialty: Indirect High-Bay | Standard | FALSE | [9 empty] | 42663 |  |  | Yes |  | 3 | 26406.14 | 82.73 | 319.2 | 3.21 | 1 | 3500 | 74
P9QS476Z | Eaton (formerly Cooper Lighting) | Ametrix | ASYX-DP-S3-[All Environments]-D-W-L35-1-UNV-[All Finish]-[All Mounting Surfaces]-[All Pendant Lengths]-[Driver Includes STD & 5LT]-SV-[All Optical Orientations]-RM | Indoor Luminaires | High-Bay | Specialty: Indirect High-Bay | Standard | FALSE | [9 empty] | 42663 |  |  | Yes |  | 3 | 26131.48 | 82.9 | 315.2 | 3.21 | 1 | 3500 | 74
P8276AVX | Eaton (formerly Cooper Lighting) | Ametrix | ASYX-DP-S3-[All Environments]-U-W-L35-1-UNV-[All Finish]-[All Mounting Surfaces]-[All Pendant Lengths]-[Driver Includes STD & 5LT]-SV-[All Optical Orientations]-RM | Indoor Luminaires | High-Bay | Specialty: Indirect High-Bay | Standard | FALSE | [9 empty] | 42663 |  |  | Yes |  | 3 | 26131.48 | 82.9 | 315.2 | 3.21 | 1 | 3500 | 74
PW89UM49 | Eaton (formerly Cooper Lighting) | Ametrix | ASYX-DP-S3-[All Environments]-D-F-L35-1-UNV-[All Finish]-[All Mounting Surfaces]-[All Pendant Lengths]-[Driver Includes STD & 5LT]-SV-[All Optical Orientations]-RM | Indoor Luminaires | High-Bay | Specialty: Indirect High-Bay | Standard | FALSE | [9 empty] | 42663 |  |  | Yes |  | 3 | 25817.73 | 81.91 | 315.2 | 3.21 | 1 | 3500 | 74
PETZAK5S | Eaton (formerly Cooper Lighting) | Ametrix | ASYX-DP-S3-[All Environments]-U-F-L35-1-UNV-[All Finish]-[All Mounting Surfaces]-[All Pendant Lengths]-[Driver Includes STD & 5LT]-SV-[All Optical Orientations]-RM | Indoor Luminaires | High-Bay | Specialty: Indirect High-Bay | Standard | FALSE | [9 empty] | 42663 |  |  | Yes |  | 3 | 25817.73 | 81.91 | 315.2 | 3.21 | 1 | 3500 | 74
PVZ6WPAK | Eaton (formerly Cooper Lighting) | Ametrix | ASYX-SP-L3-[All Environments]-D-W-L35-1-UNV-[All Finish]-[All Mounting Surfaces]-[All Pendant Lengths]-[Driver Includes STD & 5LT]-SV-[All Optical Orientations]-RM | Indoor Luminaires | High-Bay | Specialty: Indirect High-Bay | Standard | FALSE | [9 empty] | 42663 |  |  | Yes |  | 3 | 13560.61 | 84.7 | 160.1 | 3.21 | 1 | 3500 | 74
PCJ9K2FY | Eaton (formerly Cooper Lighting) | Ametrix | ASYX-SP-L3-[All Environments]-U-W-L35-1-UNV-[All Finish]-[All Mounting Surfaces]-[All Pendant Lengths]-[Driver Includes STD & 5LT]-SV-[All Optical Orientations]-RM | Indoor Luminaires | High-Bay | Specialty: Indirect High-Bay | Standard | FALSE | [9 empty] | 42663 |  |  | Yes |  | 3 | 13560.61 | 84.7 | 160.1 | 3.21 | 1 | 3500 | 74
PQ431H7Y | Eaton (formerly Cooper Lighting) | Ametrix | ASYX-SP-L3-[All Environments]-U-F-L35-1-UNV-[All Finish]-[All Mounting Surfaces]-[All Pendant Lengths]-[Driver Includes STD & 5LT]-SV-[All Optical Orientations]-RM | Indoor Luminaires | High-Bay | Specialty: Indirect High-Bay | Standard | FALSE | [9 empty] | 42663 |  |  | Yes |  | 3 | 13397.8 | 83.68 | 160.1 | 3.21 | 1 | 3500 | 74
PQ3YDVHU | Eaton (formerly Cooper Lighting) | Ametrix | ASYX-SP-L3-[All Environments]-D-F-L35-1-UNV-[All Finish]-[All Mounting Surfaces]-[All Pendant Lengths]-[Driver Includes STD & 5LT]-SV-[All Optical Orientations]-RM | Indoor Luminaires | High-Bay | Specialty: Indirect High-Bay | Standard | FALSE | [9 empty] | 42663 |  |  | Yes |  | 3 | 13397.8 | 83.68 | 160.1 | 3.21 | 1 | 3500 | 74
P7YPHDG9 | Eaton (formerly Cooper Lighting) | Ametrix | ASYX-SP-S3-[All Environments]-D-W-L35-1-UNV-[All Finish]-[All Mounting Surfaces]-[All Pendant Lengths]-[Driver Includes STD & 5LT]-SV-[All Optical Orientations]-RM | Indoor Luminaires | High-Bay | Specialty: Indirect High-Bay | Standard | FALSE | [9 empty] | 42663 |  |  | Yes |  | 3 | 13065.74 | 82.9 | 157.6 | 3.21 | 1 | 3500 | 74
P1PGRVC3 | Eaton (formerly Cooper Lighting) | Ametrix | ASYX-SP-S3-[All Environments]-U-W-L35-1-UNV-[All Finish]-[All Mounting Surfaces]-[All Pendant Lengths]-[Driver Includes STD & 5LT]-SV-[All Optical Orientations]-RM | Indoor Luminaires | High-Bay | Specialty: Indirect High-Bay | Standard | FALSE | [9 empty] | 42663 |  |  | Yes |  | 3 | 13065.74 | 82.9 | 157.6 | 3.21 | 1 | 3500 | 74
PHDNZ16Q | Eaton (formerly Cooper Lighting) | Ametrix | ASYX-SP-S3-[All Environments]-D-F-L35-1-UNV-[All Finish]-[All Mounting Surfaces]-[All Pendant Lengths]-[Driver Includes STD & 5LT]-SV-[All Optical Orientations]-RM | Indoor Luminaires | High-Bay | Specialty: Indirect High-Bay | Standard | FALSE | [9 empty] | 42663 |  |  | Yes |  | 3 | 12908.87 | 81.91 | 157.6 | 3.21 | 1 | 3500 | 74
P4XB7ZZB | Eaton (formerly Cooper Lighting) | Ametrix | ASYX-SP-S3-[All Environments]-U-F-L35-1-UNV-[All Finish]-[All Mounting Surfaces]-[All Pendant Lengths]-[Driver Includes STD & 5LT]-SV-[All Optical Orientations]-RM | Indoor Luminaires | High-Bay | Specialty: Indirect High-Bay | Standard | FALSE | [9 empty] | 42663 |  |  | Yes |  | 3 | 12908.87 | 81.91 | 157.6 | 3.21 | 1 | 3500 | 74
PRKWN9CU | Eaton (formerly Cooper Lighting) | Corelite | DRI-WD-4L30-UNV-14-[All Ceiling Types]-[Driver Includes STD HCD & 5LT]-[Blank or SV]-[All Emergency]-[All Options] | Indoor Luminaires | High-Bay | Low-Bay Luminaires for Commercial and Industrial Buildings | Premium | FALSE | [9 empty] | 42663 |  |  | Yes |  | 3.1 | 5367 | 124.35 | 43.16 | 7.06 | 1 | 3000 | 82.2
P93ZYAGJ | Eaton (formerly Cooper Lighting) | Ametrix | ASYX-DP-L5-[All Environments]-U-W-L30-1-UNV-[All Finish]-[All Mounting Surfaces]-[All Pendant Lengths]-[Driver Includes STD & 5LT]-SV-[All Optical Orientations]-RM | Indoor Luminaires | High-Bay | Specialty: Indirect High-Bay | Standard | FALSE | [9 empty] | 42663 |  |  | Yes |  | 3 | 43177.11 | 80.49 | 536.4 | 4.28 | 0.97 | 3000 | 74
P1B6GVTB | Eaton (formerly Cooper Lighting) | Ametrix | ASYX-DP-L5-[All Environments]-D-W-L30-1-UNV-[All Finish]-[All Mounting Surfaces]-[All Pendant Lengths]-[Driver Includes STD & 5LT]-SV-[All Optical Orientations]-RM | Indoor Luminaires | High-Bay | Specialty: Indirect High-Bay | Standard | FALSE | [9 empty] | 42663 |  |  | Yes |  | 3 | 43177.11 | 80.49 | 536.4 | 4.28 | 0.97 | 3000 | 74
PWB8QNTF | Eaton (formerly Cooper Lighting) | Ametrix | ASYX-DP-L5-[All Environments]-D-F-L30-1-UNV-[All Finish]-[All Mounting Surfaces]-[All Pendant Lengths]-[Driver Includes STD & 5LT]-SV-[All Optical Orientations]-RM | Indoor Luminaires | High-Bay | Specialty: Indirect High-Bay | Standard | FALSE | [9 empty] | 42663 |  |  | Yes |  | 3 | 42658.71 | 79.53 | 536.4 | 4.28 | 0.97 | 3000 | 74
PKH9GFN7 | Eaton (formerly Cooper Lighting) | Ametrix | ASYX-DP-L5-[All Environments]-U-F-L30-1-UNV-[All Finish]-[All Mounting Surfaces]-[All Pendant Lengths]-[Driver Includes STD & 5LT]-SV-[All Optical Orientations]-RM | Indoor Luminaires | High-Bay | Specialty: Indirect High-Bay | Standard | FALSE | [9 empty] | 42663 |  |  | Yes |  | 3 | 42658.71 | 79.53 | 536.4 | 4.28 | 0.97 | 3000 | 74
PRKJNM3G | Eaton (formerly Cooper Lighting) | Ametrix | ASYX-SP-L5-[All Environments]-U-W-L30-1-UNV-[All Finish]-[All Mounting Surfaces]-[All Pendant Lengths]-[Driver Includes STD & 5LT]-SV-[All Optical Orientations]-RM | Indoor Luminaires | High-Bay | Specialty: Indirect High-Bay | Standard | FALSE | [9 empty] | 42663 |  |  | Yes |  | 3 | 21588.56 | 80.49 | 268.2 | 4.28 | 0.97 | 3000 | 74
PDBF8BQP | Eaton (formerly Cooper Lighting) | Ametrix | ASYX-SP-L5-[All Environments]-D-W-L30-1-UNV-[All Finish]-[All Mounting Surfaces]-[All Pendant Lengths]-[Driver Includes STD & 5LT]-SV-[All Optical Orientations]-RM | Indoor Luminaires | High-Bay | Specialty: Indirect High-Bay | Standard | FALSE | [9 empty] | 42663 |  |  | Yes |  | 3 | 21588.56 | 80.49 | 268.2 | 4.28 | 0.97 | 3000 | 74
PNFD6VJJ | Eaton (formerly Cooper Lighting) | Ametrix | ASYX-SP-L5-[All Environments]-U-F-L30-1-UNV-[All Finish]-[All Mounting Surfaces]-[All Pendant Lengths]-[Driver Includes STD & 5LT]-SV-[All Optical Orientations]-RM | Indoor Luminaires | High-Bay | Specialty: Indirect High-Bay | Standard | FALSE | [9 empty] | 42663 |  |  | Yes |  | 3 | 21329.36 | 79.53 | 268.2 | 4.28 | 0.97 | 3000 | 74
P8365SSY | Eaton (formerly Cooper Lighting) | Ametrix | ASYX-SP-L5-[All Environments]-D-F-L30-1-UNV-[All Finish]-[All Mounting Surfaces]-[All Pendant Lengths]-[Driver Includes STD & 5LT]-SV-[All Optical Orientations]-RM | Indoor Luminaires | High-Bay | Specialty: Indirect High-Bay | Standard | FALSE | [9 empty] | 42663 |  |  | Yes |  | 3 | 21329.36 | 79.53 | 268.2 | 4.28 | 0.97 | 3000 | 74
PV66DQRV | Eaton (formerly Cooper Lighting) | Ametrix | ASYX-DP-L6-[All Environments]-U-W-L30-1-UNV-[All Finish]-[All Mounting Surfaces]-[All Pendant Lengths]-[Driver Includes STD & 5LT]-SV-[All Optical Orientations]-RM | Indoor Luminaires | High-Bay | Specialty: Indirect High-Bay | Standard | FALSE | [9 empty] | 42663 |  |  | Yes |  | 3 | 50940.56 | 79.79 | 638.4 | 3.21 | 1 | 3000 | 74
PGZ4SRSE | Eaton (formerly Cooper Lighting) | Ametrix | ASYX-DP-L6-[All Environments]-D-W-L30-1-UNV-[All Finish]-[All Mounting Surfaces]-[All Pendant Lengths]-[Driver Includes STD & 5LT]-SV-[All Optical Orientations]-RM | Indoor Luminaires | High-Bay | Specialty: Indirect High-Bay | Standard | FALSE | [9 empty] | 42663 |  |  | Yes |  | 3 | 50940.56 | 79.79 | 638.4 | 3.21 | 1 | 3000 | 74
PSFUFKJJ | Eaton (formerly Cooper Lighting) | Ametrix | ASYX-DP-L3-[All Environments]-U-W-L30-1-UNV-[All Finish]-[All Mounting Surfaces]-[All Pendant Lengths]-[Driver Includes STD & 5LT]-SV-[All Optical Orientations]-RM | Indoor Luminaires | High-Bay | Specialty: Indirect High-Bay | Standard | FALSE | [9 empty] | 42663 |  |  | Yes |  | 3 | 25845.93 | 80.72 | 320.2 | 3.21 | 1 | 3000 | 74
P1YN17TQ | Eaton (formerly Cooper Lighting) | Ametrix | ASYX-DP-L3-[All Environments]-D-W-L30-1-UNV-[All Finish]-[All Mounting Surfaces]-[All Pendant Lengths]-[Driver Includes STD & 5LT]-SV-[All Optical Orientations]-RM | Indoor Luminaires | High-Bay | Specialty: Indirect High-Bay | Standard | FALSE | [9 empty] | 42663 |  |  | Yes |  | 3 | 25845.93 | 80.72 | 320.2 | 3.21 | 1 | 3000 | 74
PDG85MBN | Eaton (formerly Cooper Lighting) | Ametrix | ASYX-DP-L3-[All Environments]-U-F-L30-1-UNV-[All Finish]-[All Mounting Surfaces]-[All Pendant Lengths]-[Driver Includes STD & 5LT]-SV-[All Optical Orientations]-RM | Indoor Luminaires | High-Bay | Specialty: Indirect High-Bay | Standard | FALSE | [9 empty] | 42663 |  |  | Yes |  | 3 | 25535.61 | 79.75 | 320.2 | 3.21 | 1 | 3000 | 74
PAF3GZYE | Eaton (formerly Cooper Lighting) | Ametrix | ASYX-DP-L3-[All Environments]-D-F-L30-1-UNV-[All Finish]-[All Mounting Surfaces]-[All Pendant Lengths]-[Driver Includes STD & 5LT]-SV-[All Optical Orientations]-RM | Indoor Luminaires | High-Bay | Specialty: Indirect High-Bay | Standard | FALSE | [9 empty] | 42663 |  |  | Yes |  | 3 | 25535.61 | 79.75 | 320.2 | 3.21 | 1 | 3000 | 74
PQ23NVW6 | Eaton (formerly Cooper Lighting) | Ametrix | ASYX-SP-L6-[All Environments]-U-W-L30-1-UNV-[All Finish]-[All Mounting Surfaces]-[All Pendant Lengths]-[Driver Includes STD & 5LT]-SV-[All Optical Orientations]-RM | Indoor Luminaires | High-Bay | Specialty: Indirect High-Bay | Standard | FALSE | [9 empty] | 42663 |  |  | Yes |  | 3 | 25470.28 | 79.79 | 319.2 | 3.21 | 1 | 3000 | 74
PDPJ4TKQ | Eaton (formerly Cooper Lighting) | Ametrix | ASYX-SP-L6-[All Environments]-D-W-L30-1-UNV-[All Finish]-[All Mounting Surfaces]-[All Pendant Lengths]-[Driver Includes STD & 5LT]-SV-[All Optical Orientations]-RM | Indoor Luminaires | High-Bay | Specialty: Indirect High-Bay | Standard | FALSE | [9 empty] | 42663 |  |  | Yes |  | 3 | 25470.28 | 79.79 | 319.2 | 3.21 | 1 | 3000 | 74
PKSBBAG8 | Eaton (formerly Cooper Lighting) | Ametrix | ASYX-DP-S3-[All Environments]-U-W-L30-1-UNV-[All Finish]-[All Mounting Surfaces]-[All Pendant Lengths]-[Driver Includes STD & 5LT]-SV-[All Optical Orientations]-RM | Indoor Luminaires | High-Bay | Specialty: Indirect High-Bay | Standard | FALSE | [9 empty] | 42663 |  |  | Yes |  | 3 | 24902.72 | 79.01 | 315.2 | 3.21 | 1 | 3000 | 74
PHJ2845W | Eaton (formerly Cooper Lighting) | Ametrix | ASYX-DP-S3-[All Environments]-D-W-L30-1-UNV-[All Finish]-[All Mounting Surfaces]-[All Pendant Lengths]-[Driver Includes STD & 5LT]-SV-[All Optical Orientations]-RM | Indoor Luminaires | High-Bay | Specialty: Indirect High-Bay | Standard | FALSE | [9 empty] | 42663 |  |  | Yes |  | 3 | 24902.72 | 79.01 | 315.2 | 3.21 | 1 | 3000 | 74
PVTS5C14 | Eaton (formerly Cooper Lighting) | Ametrix | ASYX-SP-L3-[All Environments]-U-W-L30-1-UNV-[All Finish]-[All Mounting Surfaces]-[All Pendant Lengths]-[Driver Includes STD & 5LT]-SV-[All Optical Orientations]-RM | Indoor Luminaires | High-Bay | Specialty: Indirect High-Bay | Standard | FALSE | [9 empty] | 42663 |  |  | Yes |  | 3 | 12922.96 | 80.72 | 160.1 | 3.21 | 1 | 3000 | 74
P51B6UBF | Eaton (formerly Cooper Lighting) | Ametrix | ASYX-SP-L3-[All Environments]-D-W-L30-1-UNV-[All Finish]-[All Mounting Surfaces]-[All Pendant Lengths]-[Driver Includes STD & 5LT]-SV-[All Optical Orientations]-RM | Indoor Luminaires | High-Bay | Specialty: Indirect High-Bay | Standard | FALSE | [9 empty] | 42663 |  |  | Yes |  | 3 | 12922.96 | 80.72 | 160.1 | 3.21 | 1 | 3000 | 74
PV58C591 | Eaton (formerly Cooper Lighting) | Ametrix | ASYX-SP-L3-[All Environments]-U-F-L30-1-UNV-[All Finish]-[All Mounting Surfaces]-[All Pendant Lengths]-[Driver Includes STD & 5LT]-SV-[All Optical Orientations]-RM | Indoor Luminaires | High-Bay | Specialty: Indirect High-Bay | Standard | FALSE | [9 empty] | 42663 |  |  | Yes |  | 3 | 12767.81 | 79.75 | 160.1 | 3.21 | 1 | 3000 | 74
PDPKTM7D | Eaton (formerly Cooper Lighting) | Ametrix | ASYX-SP-L3-[All Environments]-D-F-L30-1-UNV-[All Finish]-[All Mounting Surfaces]-[All Pendant Lengths]-[Driver Includes STD & 5LT]-SV-[All Optical Orientations]-RM | Indoor Luminaires | High-Bay | Specialty: Indirect High-Bay | Standard | FALSE | [9 empty] | 42663 |  |  | Yes |  | 3 | 12767.81 | 79.75 | 160.1 | 3.21 | 1 | 3000 | 74
PCR2XXYE | Eaton (formerly Cooper Lighting) | Ametrix | ASYX-SP-S3-[All Environments]-U-W-L30-1-UNV-[All Finish]-[All Mounting Surfaces]-[All Pendant Lengths]-[Driver Includes STD & 5LT]-SV-[All Optical Orientations]-RM | Indoor Luminaires | High-Bay | Specialty: Indirect High-Bay | Standard | FALSE | [9 empty] | 42663 |  |  | Yes |  | 3 | 12451.36 | 79.01 | 157.6 | 3.21 | 1 | 3000 | 74
P6WDC9A1 | Eaton (formerly Cooper Lighting) | Ametrix | ASYX-SP-S3-[All Environments]-D-W-L30-1-UNV-[All Finish]-[All Mounting Surfaces]-[All Pendant Lengths]-[Driver Includes STD & 5LT]-SV-[All Optical Orientations]-RM | Indoor Luminaires | High-Bay | Specialty: Indirect High-Bay | Standard | FALSE | [9 empty] | 42663 |  |  | Yes |  | 3 | 12451.36 | 79.01 | 157.6 | 3.21 | 1 | 3000 | 74
PYFHBB6N | FUZHOU ACE LED LIGHT CO.LTD | ACE | ALHB2FT110W-5000K | Indoor Luminaires | High-Bay | High-Bay Luminaires for Commercial and Industrial Buildings | Premium | FALSE | [9 empty] | 42663 | Dimmable | Continuous Below 10 | No |  | 3.1 | 13750 | 125 | 110 | 15.2 | 0.963 | 5000 | 80
PA8XVKRP | FUZHOU ACE LED LIGHT CO.LTD | ACE | ALHB4FT220W-5000K | Indoor Luminaires | High-Bay | High-Bay Luminaires for Commercial and Industrial Buildings | Premium | FALSE | [9 empty] | 42663 | Dimmable | Continuous Below 10 | No |  | 3.1 | 26730 | 121.5 | 220 | 9.2 | 0.969 | 5000 | 80
PPSBM8W6 | FUZHOU ACE LED LIGHT CO.LTD | ACE | ALHB2FT160W-5000K | Indoor Luminaires | High-Bay | High-Bay Luminaires for Commercial and Industrial Buildings | Premium | FALSE | [9 empty] | 42663 | Dimmable | Continuous Below 10 | No |  | 3.1 | 19280 | 120.5 | 160 | 8.8 | 0.972 | 5000 | 80
PFNAZXX4 | FUZHOU ACE LED LIGHT CO.LTD | ACE | ALHB4FT320W-5000K | Indoor Luminaires | High-Bay | High-Bay Luminaires for Commercial and Industrial Buildings | Premium | FALSE | [9 empty] | 42663 | Dimmable | Continuous Below 10 | No |  | 3.1 | 39360 | 123 | 320 | 8.6 | 0.971 | 5000 | 80
PWJ3S1JV | Shenzhen Hitoplux Optoelectronic Co. Ltd. | Hitoplux LED High Bay | HL-HB200W12110(5700K) | Indoor Luminaires | High-Bay | High-Bay Luminaires for Commercial and Industrial Buildings | Standard | FALSE | [9 empty] | 42663 | Dimmable | Continuous Below 10 | No |  | 4 | 24990 | 129.99 | 192.3 | 7.47 | 0.95 | 5700 | 80
PVYNU6X9 | Shenzhen Hitoplux Optoelectronic Co. Ltd. | Hitoplux LED High Bay | HL-HB200W12110(5000K) | Indoor Luminaires | High-Bay | High-Bay Luminaires for Commercial and Industrial Buildings | Standard | FALSE | [9 empty] | 42663 | Dimmable | Continuous Below 10 | No |  | 4 | 24830 | 129.5 | 191.7 | 7.47 | 0.95 | 5000 | 80
PTQFX17S | Shenzhen Hitoplux Optoelectronic Co. Ltd. | Hitoplux LED High Bay | HL-HB200W12110(4500K) | Indoor Luminaires | High-Bay | High-Bay Luminaires for Commercial and Industrial Buildings | Standard | FALSE | [9 empty] | 42663 | Dimmable | Continuous Below 10 | No |  | 4 | 24680 | 129 | 191.3 | 7.47 | 0.95 | 4500 | 80
PP5F28UK | Los Angeles Lighting Mfg. Co. | Los Angeles Lighting Mfg. Co. | 3-HBN100-24K-4L-PA-xxxxx-1DRDMxx(XXX)-UNV-2/840HT | Indoor Luminaires | High-Bay | High-Bay Luminaires for Commercial and Industrial Buildings | Premium | TRUE | 23130.7 | 134.8 | 171.64 | 9.928 | 0.974 | 4003 | 84 | 5 | 50000 | 42662 |  |  | Yes |  | 4 | 23130.7 | 134.8 | 171.64 | 9.93 | 0.97 | 4003 | 84
PR2PJTQC | Los Angeles Lighting Mfg. Co. | Los Angeles Lighting Mfg. Co. | 3-HBN100-16K-4L-PA-xxxxx-2DRDMxx(XXX)-UNV-2/840HT | Indoor Luminaires | High-Bay | High-Bay Luminaires for Commercial and Industrial Buildings | Premium | TRUE | 15384.7 | 141.1 | 109.07 | 11.256 | 0.944 | 3969 | 84.2 | 5 | 50000 | 42662 |  |  | Yes |  | 4 | 15381.5 | 142.2 | 108.17 | 11.26 | 0.94 | 3969 | 84.2
PHSTN1QW | Los Angeles Lighting Mfg. Co. | Los Angeles Lighting Mfg. Co. | 3-HBN100-16K-4L-PA-xxxxx-2DRDMxx(XXX)-UNV-2/850HT | Indoor Luminaires | High-Bay | High-Bay Luminaires for Commercial and Industrial Buildings | Premium | TRUE | 15761.6 | 144 | 109.47 | 11.14 | 0.944 | 5115 | 83.7 | 5 | 50000 | 42662 |  |  | Yes |  | 4 | 15762.1 | 145.1 | 108.62 | 11.14 | 0.94 | 5115 | 83.7
P4SGG5Q6 | Carolina Product Solutions LLC. | CPS LED Lighting | CPS LS HB 100W UL 40 | Indoor Luminaires | High-Bay | High-Bay Luminaires for Commercial and Industrial Buildings | Premium | TRUE | 13469.387 | 130.139 | 103.5 | 10.5 | 0.943 | 3972 | 84.3 | 5 | 50000 | 42662 |  |  | No |  | 4 | 13469.3 | 130.1 | 103.5 | 10.3 | 0.95 | 3972 | 84.3
P67F8DTC | Maxgreen LED Ltd. | Maxgreen LED | MG-XDL-3-600-18L | Indoor Luminaires | High-Bay | High-Bay Luminaires for Commercial and Industrial Buildings | Premium | TRUE | 17824.61 | 127.1 | 140.24 | 12.6 | 0.934 | 4935 | 74 | 5 | 452000 | 42662 |  |  | No |  | 4 | 17825 | 127 | 140 | 12.6 | 0.93 | 4935 | 74
P3V3MGZ8 | Green Ignite | GREEN IGNITE | GI-RKD-D400-480 | Indoor Retrofit Kit | High-Bay | Retrofit Kits for High-Bay Luminaires for Commercial and Industrial Buildings | Premium | TRUE | 10967 | 109.26 | 100.4 | 10.82 | 0.9251 | 4183 | 75.7 | 5 | 50000 | 42662 | Dimmable | Continuous Below 10 | NotYetVerified |  | 3 | 109767 | 109.26 | 100.4 | 10.82 | 0.9251 | 4100 | 75.7
PBP8UK5D | Green Ignite | GREEN IGNITE | GI-RKD-D500-480 | Indoor Retrofit Kit | High-Bay | Retrofit Kits for High-Bay Luminaires for Commercial and Industrial Buildings | Standard | TRUE | 16899 | 108.75 | 155.4 | 11.07 | 0.9128 | 4161 | 74.7 | 5 | 50000 | 42662 |  |  | No |  | 3.1 | 16899 | 108.75 | 155.4 | 11.07 | 0.9128 | 4100 | 74.7
PHTJPU98 | Green Ignite | GREEN IGNITE | GI-RKD-C400-480 | Indoor Retrofit Kit | High-Bay | Retrofit Kits for High-Bay Luminaires for Commercial and Industrial Buildings | Premium | FALSE | [9 empty] | 42662 |  |  | NotYetVerified |  | 3 | 11430 | 115.22 | 99.2 | 10.69 | 0.9098 | 5700 | 71.5
PRSPKHQZ | Los Angeles Lighting Mfg. Co. | Los Angeles Lighting Mfg. Co. | 3-HBN100-24K-4L-PA-xxxxx-1DRSDMxx(XXX)-UNV-2/850HT | Indoor Luminaires | High-Bay | High-Bay Luminaires for Commercial and Industrial Buildings | Premium | FALSE | [9 empty] | 42662 |  |  | Yes |  | 4 | 23516.6 | 136.9 | 171.84 | 9.83 | 0.98 | 5175 | 83.8
P4HSTVA8 | Los Angeles Lighting Mfg. Co. | Los Angeles Lighting Mfg. Co. | 3-HBN100-24K-4L-PA-xxxxx-1DRDMxx(XXX)-UNV-2/850HT | Indoor Luminaires | High-Bay | High-Bay Luminaires for Commercial and Industrial Buildings | Premium | FALSE | [9 empty] | 42662 |  |  | Yes |  | 4 | 23516.6 | 136.9 | 171.84 | 9.83 | 0.98 | 5175 | 83.8
PYUG6HE7 | Los Angeles Lighting Mfg. Co. | Los Angeles Lighting Mfg. Co. | 3-HBN100-24K-4L-xxxxx-1DRSDMxx(XXX)-UNV-2/850HT | Indoor Luminaires | High-Bay | High-Bay Luminaires for Commercial and Industrial Buildings | Premium | FALSE | [9 empty] | 42662 |  |  | Yes |  | 4 | 25276.8 | 146.5 | 172.54 | 9.58 | 0.98 | 5139 | 83.6
PTTKYPEY | Los Angeles Lighting Mfg. Co. | Los Angeles Lighting Mfg. Co. | 3-HBN100-24K-4L-xxxxx-1DRDMxx(XXX)-UNV-2/850HT | Indoor Luminaires | High-Bay | High-Bay Luminaires for Commercial and Industrial Buildings | Premium | FALSE | [9 empty] | 42662 |  |  | Yes |  | 4 | 25276.8 | 146.5 | 172.54 | 9.58 | 0.98 | 5139 | 83.6
PSNTD1SU | Los Angeles Lighting Mfg. Co. | Los Angeles Lighting Mfg. Co. | 3-HBN100-16K-4L-PA-xxxxx-2DRSDMxx(XXX)-UNV-2/850HT | Indoor Luminaires | High-Bay | High-Bay Luminaires for Commercial and Industrial Buildings | Premium | FALSE | [9 empty] | 42662 |  |  | Yes |  | 4 | 15762.1 | 145.1 | 108.62 | 11.14 | 0.94 | 5115 | 83.7
PH1SMAQ8 | Los Angeles Lighting Mfg. Co. | Los Angeles Lighting Mfg. Co. | 3-HBN100-16K-4L-xxxxx-2DRSDMxx(XXX)-UNV-2/850HT | Indoor Luminaires | High-Bay | High-Bay Luminaires for Commercial and Industrial Buildings | Premium | FALSE | [9 empty] | 42662 |  |  | Yes |  | 4 | 16889.9 | 154.7 | 109.19 | 11.08 | 0.94 | 5082 | 83.6
P4PYCW8Q | Los Angeles Lighting Mfg. Co. | Los Angeles Lighting Mfg. Co. | 3-HBN100-16K-4L-xxxxx-2DRDMxx(XXX)-UNV-2/850HT | Indoor Luminaires | High-Bay | High-Bay Luminaires for Commercial and Industrial Buildings | Premium | FALSE | [9 empty] | 42662 |  |  | Yes |  | 4 | 16889.9 | 154.7 | 109.19 | 11.08 | 0.94 | 5082 | 83.6
PK2PFUGA | Los Angeles Lighting Mfg. Co. | Los Angeles Lighting Mfg. Co. | 3-HBN100-24K-4L-PA-xxxxx-1DRSDMxx(XXX)-UNV-2/840HT | Indoor Luminaires | High-Bay | High-Bay Luminaires for Commercial and Industrial Buildings | Premium | FALSE | [9 empty] | 42662 |  |  | Yes |  | 4 | 23130.7 | 134.8 | 171.64 | 9.93 | 0.97 | 4003 | 84
P9CERG88 | Los Angeles Lighting Mfg. Co. | Los Angeles Lighting Mfg. Co. | 3-HBN100-24K-4L-xxxxx-1DSRDMxx(XXX)-UNV-2/840HT | Indoor Luminaires | High-Bay | High-Bay Luminaires for Commercial and Industrial Buildings | Premium | FALSE | [9 empty] | 42662 |  |  | Yes |  | 4 | 25075 | 145.2 | 172.43 | 9.55 | 0.98 | 3979 | 84
P74TGRXQ | Los Angeles Lighting Mfg. Co. | Los Angeles Lighting Mfg. Co. | 3-HBN100-24K-4L-xxxxx-1DRDMxx(XXX)-UNV-2/840HT | Indoor Luminaires | High-Bay | High-Bay Luminaires for Commercial and Industrial Buildings | Premium | FALSE | [9 empty] | 42662 |  |  | Yes |  | 4 | 25075 | 145.2 | 172.43 | 9.55 | 0.98 | 3979 | 84
P3YQR3TX | Los Angeles Lighting Mfg. Co. | Los Angeles Lighting Mfg. Co. | 3-HBN100-16K-4L-PA-xxxxx-2DRSDMxx(XXX)-UNV-2/840HT | Indoor Luminaires | High-Bay | High-Bay Luminaires for Commercial and Industrial Buildings | Premium | FALSE | [9 empty] | 42662 |  |  | Yes |  | 4 | 15381.5 | 142.2 | 108.17 | 11.26 | 0.94 | 3969 | 84.2
PS6B1RHD | Los Angeles Lighting Mfg. Co. | Los Angeles Lighting Mfg. Co. | 3-HBN100-16K-4L-xxxxx-2DRSDMxx(XXX)-UNV-2/840HT | Indoor Luminaires | High-Bay | High-Bay Luminaires for Commercial and Industrial Buildings | Premium | FALSE | [9 empty] | 42662 |  |  | Yes |  | 4 | 16538.3 | 152.2 | 108.64 | 11.21 | 0.94 | 3952 | 84.2
P8YK5G5W | Los Angeles Lighting Mfg. Co. | Los Angeles Lighting Mfg. Co. | 3-HBN100-16K-4L-xxxxx-2DRDMxx(XXX)-UNV-2/840HT | Indoor Luminaires | High-Bay | High-Bay Luminaires for Commercial and Industrial Buildings | Premium | FALSE | [9 empty] | 42662 |  |  | Yes |  | 4 | 16538.3 | 152.2 | 108.64 | 11.21 | 0.94 | 3952 | 84.2
PNANWGYD | Carolina Product Solutions LLC. | CPS LED Lighting | CPS LS HB 100W UL 57 | Indoor Luminaires | High-Bay | High-Bay Luminaires for Commercial and Industrial Buildings | Premium | FALSE | [9 empty] | 42662 | Dimmable | Continuous Below 10 | No |  | 4 | 13987.2 | 134.3 | 104.1 | 10.5 | 0.94 | 5748 | 86.6
P4FYTTPB | Carolina Product Solutions LLC. | CPS LED Lighting | CPS LS HB 200W UL 57 | Indoor Luminaires | High-Bay | High-Bay Luminaires for Commercial and Industrial Buildings | Premium | FALSE | [9 empty] | 42662 | Dimmable | Continuous Below 10 | No |  | 3 | 27192.7 | 132.5 | 205.1 | 7.9 | 0.94 | 5638 | 87.3
PUHBA7FD | Carolina Product Solutions LLC. | CPS LED Lighting | CPS LS HB 100W UL 50 | Indoor Luminaires | High-Bay | High-Bay Luminaires for Commercial and Industrial Buildings | Premium | FALSE | [9 empty] | 42662 | Dimmable | Continuous Below 10 | No |  | 4 | 13469.3 | 130.1 | 103.5 | 10.3 | 0.95 | 5000 | 84.3
P1UDM2MS | Green Ignite | GREEN IGNITE | GI-RKD-C500-480 | Indoor Retrofit Kit | High-Bay | Retrofit Kits for High-Bay Luminaires for Commercial and Industrial Buildings | Standard | FALSE | [9 empty] | 42662 | Dimmable | Continuous Below 10 | No |  | 3.1 | 17598 | 114.42 | 153.8 | 11.18 | 0.9154 | 5700 | 72.6
PKEQ9VUA | LUMA America Corp. | Resilient | GC201-100W-P540-D1-PCD-HK-[blank480V] | Indoor Luminaires | High-Bay | High-Bay Luminaires for Commercial and Industrial Buildings | Standard | TRUE | 12781 | 124.21 | 102.9 | 9.64 | 0.9791 | 3888 | 75.6 | 5 | 50000 | 42661 |  |  | Yes |  | 4 | 12871 | 124.72 | 103.2 | 9.64 | 0.98 | 4000 | 75.6
P9GDJH7U | LUMA America Corp. | Resilient | GC201-200W-P540-D1-PCD-HK-[blank480V] | Indoor Luminaires | High-Bay | High-Bay Luminaires for Commercial and Industrial Buildings | Standard | TRUE | 25793 | 116.5 | 221.4 | 11.19 | 0.9512 | 3910 | 76.4 | 5 | 50000 | 42661 |  |  | Yes |  | 4 | 25793 | 116.5 | 221.4 | 11.19 | 0.95 | 4000 | 76.4
P8PVD61X | LUMA America Corp. | Resilient | GC201-60W-P540-D1-PCD-HK-[blank480V] | Indoor Luminaires | High-Bay | Low-Bay Luminaires for Commercial and Industrial Buildings | Standard | TRUE | 7794.7 | 124.06 | 62.83 | 19.84 | 0.9461 | 3889 | 76.1 | 5 | 50000 | 42661 |  |  | Yes |  | 4 | 7822.6 | 125.44 | 62.36 | 19.84 | 0.95 | 4000 | 76.1
P9ANFZ3Y | LUMA America Corp. | Resilient | GC201-150W-P540-D1-PCD-HK-[blank480V] | Indoor Luminaires | High-Bay | High-Bay Luminaires for Commercial and Industrial Buildings | Standard | TRUE | 20071 | 121.35 | 165.4 | 12.47 | 0.9454 | 3898 | 76.3 | 5 | 50000 | 42661 |  |  | Yes |  | 4 | 20071 | 121.35 | 165.4 | 12.47 | 0.95 | 4000 | 76.3
PC94Z9DE | LUMA America Corp. | Resilient | GC201-180W-P540-D1-PCD-HK-[blank480V] | Indoor Luminaires | High-Bay | High-Bay Luminaires for Commercial and Industrial Buildings | Standard | TRUE | 24026 | 119.71 | 200.7 | 12.21 | 0.9451 | 3907 | 76.3 | 5 | 50000 | 42661 |  |  | Yes |  | 4 | 24026 | 119.71 | 200.7 | 12.21 | 0.95 | 4000 | 76.3
PY6PA95K | LUMA America Corp. | Resilient | GC201-80W-P540-D1-PCD-HK-[blank480V] | Indoor Luminaires | High-Bay | High-Bay Luminaires for Commercial and Industrial Buildings | Standard | TRUE | 10876 | 123.24 | 88.25 | 12.47 | 0.9429 | 3914 | 76 | 5 | 50000 | 42661 |  |  | Yes |  | 4 | 10876 | 123.24 | 88.25 | 12.47 | 0.94 | 4000 | 76
PWHQS4BD | LUMA America Corp. | Resilient | GC201-120W-P540-D1-PCD-HK-[blank480V] | Indoor Luminaires | High-Bay | High-Bay Luminaires for Commercial and Industrial Buildings | Standard | TRUE | 15559 | 120.43 | 129.2 | 9.83 | 0.9298 | 3906 | 75.4 | 5 | 50000 | 42661 |  |  | Yes |  | 4 | 15559 | 120.43 | 129.2 | 9.83 | 0.93 | 4000 | 75.4
P9DA9WKE | CIXI YUANHUI LIGHTING ELECTRIC CO.LTD | YUANHUI | VP4C40DDBR[-S] | Indoor Luminaires | High-Bay | Low-Bay Luminaires for Commercial and Industrial Buildings | Standard | TRUE | 5271.5 | 127.02 | 41.45 | 17.55 | 0.9044 | 2791 | 81.9 | 5 | 50000 | 42661 |  |  | No |  | 4 | 5286.1 | 127.53 | 41.45 | 17.55 | 0.9 | 2700 | 81.9
PJ1417WV | CIXI YUANHUI LIGHTING ELECTRIC CO.LTD | YUANHUI | VP4C40CDBR[-S] | Indoor Luminaires | High-Bay | Low-Bay Luminaires for Commercial and Industrial Buildings | Standard | FALSE | [9 empty] | 42661 |  |  | No |  | 4 | 5458 | 133.48 | 40.89 | 17.18 | 0.91 | 5700 | 84.8
PN25Z23S | CIXI YUANHUI LIGHTING ELECTRIC CO.LTD | YUANHUI | VP4C40PDBR[-S] | Indoor Luminaires | High-Bay | Low-Bay Luminaires for Commercial and Industrial Buildings | Standard | FALSE | [9 empty] | 42661 |  |  | No |  | 4 | 5286.1 | 127.53 | 41.45 | 17.55 | 0.9 | 5000 | 81.9
PNEY6Z5P | CIXI YUANHUI LIGHTING ELECTRIC CO.LTD | YUANHUI | VP4C40NDBR[-S] | Indoor Luminaires | High-Bay | Low-Bay Luminaires for Commercial and Industrial Buildings | Standard | FALSE | [9 empty] | 42661 |  |  | No |  | 4 | 5286.1 | 127.53 | 41.45 | 17.55 | 0.9 | 4000 | 81.9
P9ZEXWHW | CIXI YUANHUI LIGHTING ELECTRIC CO.LTD | YUANHUI | VP4C40WDBR[-S] | Indoor Luminaires | High-Bay | Low-Bay Luminaires for Commercial and Industrial Buildings | Standard | FALSE | [9 empty] | 42661 |  |  | No |  | 4 | 5286.1 | 127.53 | 41.45 | 17.55 | 0.9 | 3000 | 81.9
PVAF1GCR | LUMA America Corp. | Resilient | GC201-80W-P550-D0-PCD-HK-[blank480V] | Indoor Luminaires | High-Bay | High-Bay Luminaires for Commercial and Industrial Buildings | Standard | FALSE | [9 empty] | 42661 | Not Dimmable | Not Dimmable | Yes |  | 4 | 11013 | 125.09 | 88.04 | 12.42 | 0.94 | 5000 | 82.1
P45YMJKS | LUMA America Corp. | Resilient | GC201-200W-P550-D0-PCD-HK-[blank480V] | Indoor Luminaires | High-Bay | High-Bay Luminaires for Commercial and Industrial Buildings | Standard | FALSE | [9 empty] | 42661 | Not Dimmable | Not Dimmable | Yes |  | 4 | 26019 | 117.68 | 221.1 | 11.24 | 0.95 | 5000 | 82.1
PHFCF9D4 | LUMA America Corp. | Resilient | GC201-100W-P550-D0-PCD-HK-[blank480V] | Indoor Luminaires | High-Bay | High-Bay Luminaires for Commercial and Industrial Buildings | Standard | FALSE | [9 empty] | 42661 | Not Dimmable | Not Dimmable | Yes |  | 4 | 13024 | 126.57 | 102.9 | 9.69 | 0.98 | 5000 | 82
PBYWBTCK | LUMA America Corp. | Resilient | GC201-60W-P550-D0-PCD-HK-[blank480V] | Indoor Luminaires | High-Bay | Low-Bay Luminaires for Commercial and Industrial Buildings | Standard | FALSE | [9 empty] | 42661 | Not Dimmable | Not Dimmable | Yes |  | 4 | 7951 | 126.75 | 62.73 | 19.79 | 0.95 | 5000 | 81.9
PMRQ1U2D | LUMA America Corp. | Resilient | GC201-180W-P550-D0-PCD-HK-[blank480V] | Indoor Luminaires | High-Bay | High-Bay Luminaires for Commercial and Industrial Buildings | Standard | FALSE | [9 empty] | 42661 | Not Dimmable | Not Dimmable | Yes |  | 4 | 24206 | 120.91 | 200.2 | 12.25 | 0.94 | 5000 | 81.9
PN61CHFX | LUMA America Corp. | Resilient | GC201-120W-P550-D0-PCD-HK-[blank480V] | Indoor Luminaires | High-Bay | High-Bay Luminaires for Commercial and Industrial Buildings | Standard | FALSE | [9 empty] | 42661 | Not Dimmable | Not Dimmable | Yes |  | 4 | 15679 | 121.92 | 128.6 | 9.88 | 0.93 | 5000 | 81.9
PSPXN8VD | LUMA America Corp. | Resilient | GC201-150W-P550-D0-PCD-HK-[blank480V] | Indoor Luminaires | High-Bay | High-Bay Luminaires for Commercial and Industrial Buildings | Standard | FALSE | [9 empty] | 42661 | Not Dimmable | Not Dimmable | Yes |  | 4 | 20186 | 122.49 | 164.8 | 12.54 | 0.95 | 5000 | 81.8
PBUMW5WG | LUMA America Corp. | Resilient | GC201-80W-P550-D1-PCD-HK-[blank480V] | Indoor Luminaires | High-Bay | High-Bay Luminaires for Commercial and Industrial Buildings | Standard | FALSE | [9 empty] | 42661 | Dimmable | Continuous Above 10 | Yes |  | 4 | 11013 | 125.09 | 88.04 | 12.42 | 0.94 | 5000 | 82.1
P67DWW3A | LUMA America Corp. | Resilient | GC201-200W-P550-D1-PCD-HK-[blank480V] | Indoor Luminaires | High-Bay | High-Bay Luminaires for Commercial and Industrial Buildings | Standard | FALSE | [9 empty] | 42661 | Dimmable | Continuous Above 10 | Yes |  | 4 | 26019 | 117.68 | 221.1 | 11.24 | 0.95 | 5000 | 82.1
PPD12CPU | LUMA America Corp. | Resilient | GC201-100W-P550-D1-PCD-HK-[blank480V] | Indoor Luminaires | High-Bay | High-Bay Luminaires for Commercial and Industrial Buildings | Standard | FALSE | [9 empty] | 42661 | Dimmable | Continuous Above 10 | Yes |  | 4 | 13024 | 126.57 | 102.9 | 9.69 | 0.98 | 5000 | 82
PRYAGFVW | LUMA America Corp. | Resilient | GC201-60W-P550-D1-PCD-HK-[blank480V] | Indoor Luminaires | High-Bay | Low-Bay Luminaires for Commercial and Industrial Buildings | Standard | FALSE | [9 empty] | 42661 | Dimmable | Continuous Above 10 | Yes |  | 4 | 7951 | 126.75 | 62.73 | 19.79 | 0.95 | 5000 | 81.9
PKMYRJTP | LUMA America Corp. | Resilient | GC201-180W-P550-D1-PCD-HK-[blank480V] | Indoor Luminaires | High-Bay | High-Bay Luminaires for Commercial and Industrial Buildings | Standard | FALSE | [9 empty] | 42661 | Dimmable | Continuous Above 10 | Yes |  | 4 | 24206 | 120.91 | 200.2 | 12.25 | 0.94 | 5000 | 81.9
PD9TRAJZ | LUMA America Corp. | Resilient | GC201-120W-P550-D1-PCD-HK-[blank480V] | Indoor Luminaires | High-Bay | High-Bay Luminaires for Commercial and Industrial Buildings | Standard | FALSE | [9 empty] | 42661 | Dimmable | Continuous Above 10 | Yes |  | 4 | 15679 | 121.92 | 128.6 | 9.88 | 0.93 | 5000 | 81.9
P4KPMMHK | LUMA America Corp. | Resilient | GC201-150W-P550-D1-PCD-HK-[blank480V] | Indoor Luminaires | High-Bay | High-Bay Luminaires for Commercial and Industrial Buildings | Standard | FALSE | [9 empty] | 42661 | Dimmable | Continuous Above 10 | Yes |  | 4 | 20186 | 122.49 | 164.8 | 12.54 | 0.95 | 5000 | 81.8
P7SYE1FE | LUMA America Corp. | Resilient | GC201-200W-P545-D0-PCD-HK-[blank480V] | Indoor Luminaires | High-Bay | High-Bay Luminaires for Commercial and Industrial Buildings | Standard | FALSE | [9 empty] | 42661 | Not Dimmable | Not Dimmable | Yes |  | 4 | 25793 | 116.5 | 221.4 | 11.19 | 0.95 | 4500 | 76.4
PN3XYXMV | LUMA America Corp. | Resilient | GC201-150W-P545-D0-PCD-HK-[blank480V] | Indoor Luminaires | High-Bay | High-Bay Luminaires for Commercial and Industrial Buildings | Standard | FALSE | [9 empty] | 42661 | Not Dimmable | Not Dimmable | Yes |  | 4 | 20071 | 121.35 | 165.4 | 12.47 | 0.95 | 4500 | 76.3
PVTZP6HU | LUMA America Corp. | Resilient | GC201-180W-P545-D0-PCD-HK-[blank480V] | Indoor Luminaires | High-Bay | High-Bay Luminaires for Commercial and Industrial Buildings | Standard | FALSE | [9 empty] | 42661 | Not Dimmable | Not Dimmable | Yes |  | 4 | 24026 | 119.71 | 200.7 | 12.21 | 0.95 | 4500 | 76.3
PA3WJPMR | LUMA America Corp. | Resilient | GC201-60W-P545-D0-PCD-HK-[blank480V] | Indoor Luminaires | High-Bay | Low-Bay Luminaires for Commercial and Industrial Buildings | Standard | FALSE | [9 empty] | 42661 | Not Dimmable | Not Dimmable | Yes |  | 4 | 7822.6 | 125.44 | 62.36 | 19.84 | 0.95 | 4500 | 76.1
PH8JZZWT | LUMA America Corp. | Resilient | GC201-80W-P545-D0-PCD-HK-[blank480V] | Indoor Luminaires | High-Bay | High-Bay Luminaires for Commercial and Industrial Buildings | Standard | FALSE | [9 empty] | 42661 | Not Dimmable | Not Dimmable | Yes |  | 4 | 10876 | 123.24 | 88.25 | 12.47 | 0.94 | 4500 | 76
P9NBH9B4 | LUMA America Corp. | Resilient | GC201-100W-P545-D0-PCD-HK-[blank480V] | Indoor Luminaires | High-Bay | High-Bay Luminaires for Commercial and Industrial Buildings | Standard | FALSE | [9 empty] | 42661 | Not Dimmable | Not Dimmable | Yes |  | 4 | 12871 | 124.72 | 103.2 | 9.64 | 0.98 | 4500 | 75.6
PEKPN93N | LUMA America Corp. | Resilient | GC201-120W-P545-D0-PCD-HK-[blank480V] | Indoor Luminaires | High-Bay | High-Bay Luminaires for Commercial and Industrial Buildings | Standard | FALSE | [9 empty] | 42661 | Not Dimmable | Not Dimmable | Yes |  | 4 | 15559 | 120.43 | 129.2 | 9.83 | 0.93 | 4500 | 75.4
PB4SDMT7 | LUMA America Corp. | Resilient | GC201-200W-P545-D1-PCD-HK-[blank480V] | Indoor Luminaires | High-Bay | High-Bay Luminaires for Commercial and Industrial Buildings | Standard | FALSE | [9 empty] | 42661 | Dimmable | Continuous Above 10 | Yes |  | 4 | 25793 | 116.5 | 221.4 | 11.19 | 0.95 | 4500 | 76.4
PP93Q55T | LUMA America Corp. | Resilient | GC201-150W-P545-D1-PCD-HK-[blank480V] | Indoor Luminaires | High-Bay | High-Bay Luminaires for Commercial and Industrial Buildings | Standard | FALSE | [9 empty] | 42661 | Dimmable | Continuous Above 10 | Yes |  | 4 | 20071 | 121.35 | 165.4 | 12.47 | 0.95 | 4500 | 76.3
PKNYD22X | LUMA America Corp. | Resilient | GC201-180W-P545-D1-PCD-HK-[blank480V] | Indoor Luminaires | High-Bay | High-Bay Luminaires for Commercial and Industrial Buildings | Standard | FALSE | [9 empty] | 42661 | Dimmable | Continuous Above 10 | Yes |  | 4 | 24026 | 119.71 | 200.7 | 12.21 | 0.95 | 4500 | 76.3
PC3YKMWZ | LUMA America Corp. | Resilient | GC201-60W-P545-D1-PCD-HK-[blank480V] | Indoor Luminaires | High-Bay | Low-Bay Luminaires for Commercial and Industrial Buildings | Standard | FALSE | [9 empty] | 42661 | Dimmable | Continuous Above 10 | Yes |  | 4 | 7822.6 | 125.44 | 62.36 | 19.84 | 0.95 | 4500 | 76.1
PF6B5R93 | LUMA America Corp. | Resilient | GC201-80W-P545-D1-PCD-HK-[blank480V] | Indoor Luminaires | High-Bay | High-Bay Luminaires for Commercial and Industrial Buildings | Standard | FALSE | [9 empty] | 42661 | Dimmable | Continuous Above 10 | Yes |  | 4 | 10876 | 123.24 | 88.25 | 12.47 | 0.94 | 4500 | 76
P59FR911 | LUMA America Corp. | Resilient | GC201-100W-P545-D1-PCD-HK-[blank480V] | Indoor Luminaires | High-Bay | High-Bay Luminaires for Commercial and Industrial Buildings | Standard | FALSE | [9 empty] | 42661 | Dimmable | Continuous Above 10 | Yes |  | 4 | 12871 | 124.72 | 103.2 | 9.64 | 0.98 | 4500 | 75.6
PNCBJTMN | LUMA America Corp. | Resilient | GC201-120W-P545-D1-PCD-HK-[blank480V] | Indoor Luminaires | High-Bay | High-Bay Luminaires for Commercial and Industrial Buildings | Standard | FALSE | [9 empty] | 42661 | Dimmable | Continuous Above 10 | Yes |  | 4 | 15559 | 120.43 | 129.2 | 9.83 | 0.93 | 4500 | 75.4
PGBG5SRY | LUMA America Corp. | Resilient | GC201-200W-P540-D0-PCD-HK-[blank480V] | Indoor Luminaires | High-Bay | High-Bay Luminaires for Commercial and Industrial Buildings | Standard | FALSE | [9 empty] | 42661 | Not Dimmable | Not Dimmable | Yes |  | 4 | 25793 | 116.5 | 221.4 | 11.19 | 0.95 | 4000 | 76.4
P7E34TFR | LUMA America Corp. | Resilient | GC201-150W-P540-D0-PCD-HK-[blank480V] | Indoor Luminaires | High-Bay | High-Bay Luminaires for Commercial and Industrial Buildings | Standard | FALSE | [9 empty] | 42661 | Not Dimmable | Not Dimmable | Yes |  | 4 | 20071 | 121.35 | 165.4 | 12.47 | 0.95 | 4000 | 76.3
PGXYDBWX | LUMA America Corp. | Resilient | GC201-180W-P540-D0-PCD-HK-[blank480V] | Indoor Luminaires | High-Bay | High-Bay Luminaires for Commercial and Industrial Buildings | Standard | FALSE | [9 empty] | 42661 | Not Dimmable | Not Dimmable | Yes |  | 4 | 24026 | 119.71 | 200.7 | 12.21 | 0.95 | 4000 | 76.3
PDFS5EFQ | LUMA America Corp. | Resilient | GC201-60W-P540-D0-PCD-HK-[blank480V] | Indoor Luminaires | High-Bay | Low-Bay Luminaires for Commercial and Industrial Buildings | Standard | FALSE | [9 empty] | 42661 | Not Dimmable | Not Dimmable | Yes |  | 4 | 7822.6 | 125.44 | 62.36 | 19.84 | 0.95 | 4000 | 76.1
PBCGVAFU | LUMA America Corp. | Resilient | GC201-80W-P540-D0-PCD-HK-[blank480V] | Indoor Luminaires | High-Bay | High-Bay Luminaires for Commercial and Industrial Buildings | Standard | FALSE | [9 empty] | 42661 | Not Dimmable | Not Dimmable | Yes |  | 4 | 10876 | 123.24 | 88.25 | 12.47 | 0.94 | 4000 | 76
PN174Y7Y | LUMA America Corp. | Resilient | GC201-100W-P540-D0-PCD-HK-[blank480V] | Indoor Luminaires | High-Bay | High-Bay Luminaires for Commercial and Industrial Buildings | Standard | FALSE | [9 empty] | 42661 | Not Dimmable | Not Dimmable | Yes |  | 4 | 12871 | 124.72 | 103.2 | 9.64 | 0.98 | 4000 | 75.6
P19FHNVV | LUMA America Corp. | Resilient | GC201-120W-P540-D0-PCD-HK-[blank480V] | Indoor Luminaires | High-Bay | High-Bay Luminaires for Commercial and Industrial Buildings | Standard | FALSE | [9 empty] | 42661 | Not Dimmable | Not Dimmable | Yes |  | 4 | 15559 | 120.43 | 129.2 | 9.83 | 0.93 | 4000 | 75.4
P9M685U3 | Flex Lighting Solutions | Flex Lighting Solutions | LR1S-AFCC-ABB-A | Indoor Luminaires | High-Bay | Low-Bay Luminaires for Commercial and Industrial Buildings | Premium | TRUE | 5645.2 | 138.4 | 40.8 | 5.41 | 0.998 | 4048 | 81.8 | 5 | 50000 | 42660 |  |  | Yes | LR1S-A-6K8-40-WIDE-FR-LV-CRM | 4 | 5445.2 | 133.46 | 40.8 | 5.41 | 0.98 | 4048 | 81.8
PTHE8YYF | Cree Inc. | Cree CXB Series | CXB-A-xx-H-30K-8-Ux-xxxx w/CXBW16+CL16 | Indoor Luminaires | High-Bay | High-Bay Luminaires for Commercial and Industrial Buildings | Standard | TRUE | 24765 | 108.22 | 229.8 | 9.87 | 0.974 | 3053 | 84 | 5 | 50000 | 42660 |  |  | Yes |  | 3.1 | 24608 | 107 | 230 | 20 | 0.9 | 3000 | 80
PB5QF81M | Flex Lighting Solutions | Flex Lighting Solutions | LR1P-ABCC-ACB-A | Indoor Luminaires | High-Bay | Low-Bay Luminaires for Commercial and Industrial Buildings | Premium | TRUE | 4577.7 | 148.8 | 30.77 | 13.06 | 0.968 | 4073 | 82.9 | 5 | 50000 | 42660 |  |  | Yes | LR1P-A-4K4-40-WIDE-NL-LV-CRM | 4 | 4577.7 | 148.8 | 30.77 | 6.38 | 1 | 4073 | 82.9
PB963ZY7 | Venture Lighting International | Venture Lighting International | HW-090N8-AB | Indoor Luminaires | High-Bay | High-Bay Luminaires for Commercial and Industrial Buildings | Standard | TRUE | 9917.29 | 105.38 | 94.11 | 11.09 | 0.966 | 3881 | 83.3 | 5 | 50000 | 42660 |  |  | No |  | 4 | 9500 | 105 | 90 | 15 | 0.95 | 4000 | 80
PYDQRCYF | Cree Inc. | Cree CXB Series | CXB-A-xx-M-30K-8-Ux-xxxx w/CXBW16+CL16 | Indoor Luminaires | High-Bay | High-Bay Luminaires for Commercial and Industrial Buildings | Premium | TRUE | 17979.4 | 117.9 | 152.5 | 7.07 | 0.961 | 3018 | 84 | 5 | 50000 | 42660 |  |  | Yes |  | 3.1 | 17370 | 114.3 | 152 | 20 | 0.9 | 3000 | 80
PX7T5SJF | SmartRay Inc. | SmartRay | SR4HB100W(4000K) | Indoor Luminaires | High-Bay | High-Bay Luminaires for Commercial and Industrial Buildings | Premium | TRUE | 12469 | 128.56 | 96.99 | 13.24 | 0.9211 | 3928 | 70.7 | 5 | 50000 | 42660 |  |  | No |  | 3.1 | 12469 | 128.56 | 96.99 | 13.24 | 0.9211 | 4000 | 70.7
PA1NFAT2 | Voltech International Inc. | Technilight | TLHPA4C100V1D-[Sblank] | Indoor Luminaires | High-Bay | High-Bay Luminaires for Commercial and Industrial Buildings | Standard | TRUE | 13414 | 134.01 | 100.1 | 12.2 | 0.9195 | 2686 | 82.9 | 5 | 50000 | 42660 |  |  | Yes |  | 4 | 13414 | 134.01 | 100.1 | 12.2 | 0.92 | 2700 | 82.9
P2468HFQ | Voltech International Inc. | Technilight | TLHPA4C150V1D-[Sblank] | Indoor Luminaires | High-Bay | High-Bay Luminaires for Commercial and Industrial Buildings | Standard | TRUE | 20250 | 132.87 | 152.4 | 15.25 | 0.9189 | 2679 | 82 | 5 | 50000 | 42660 |  |  | Yes |  | 4 | 20250 | 132.87 | 152.4 | 15.25 | 0.92 | 2700 | 82
PS1672SB | Voltech International Inc. | Technilight | TLHPA4F100V1D-[Sblank] | Indoor Luminaires | High-Bay | High-Bay Luminaires for Commercial and Industrial Buildings | Standard | TRUE | 12669 | 126.99 | 99.76 | 12.57 | 0.9166 | 2728 | 81.8 | 5 | 50000 | 42660 |  |  | Yes |  | 4 | 12669 | 126.99 | 99.76 | 12.57 | 0.92 | 2700 | 81.8
PFG9AH26 | Voltech International Inc. | Technilight | TLHPA4C120V1D-[Sblank] | Indoor Luminaires | High-Bay | High-Bay Luminaires for Commercial and Industrial Buildings | Standard | TRUE | 16679 | 133.33 | 125.1 | 13.78 | 0.9105 | 2681 | 82.9 | 5 | 50000 | 42660 |  |  | Yes |  | 4 | 16679 | 133.33 | 125.1 | 13.78 | 0.91 | 2700 | 82.9
PBPSJ6BH | Voltech International Inc. | Technilight | TLHPA4F120V1D-[Sblank] | Indoor Luminaires | High-Bay | High-Bay Luminaires for Commercial and Industrial Buildings | Standard | TRUE | 15768 | 126.35 | 124.8 | 13.24 | 0.91 | 2754 | 82 | 5 | 50000 | 42660 |  |  | Yes |  | 4 | 15768 | 126.35 | 124.8 | 13.24 | 0.91 | 2700 | 82
PF7ENCCK | Shenzhen Wisdom Light Co. Ltd | Wisdom Light | WL-VL4136UV40K-FR | Indoor Luminaires | High-Bay | Low-Bay Luminaires for Commercial and Industrial Buildings | Premium | TRUE | 4563.94 | 127.39 | 35.826 | 13.5 | 0.907 | 3886 | 84 | 5 | 50000 | 42660 |  |  | Yes |  | 4 | 4650 | 128 | 36.3 | 13 | 0.9 | 4000 | 84
PK3BN12Q | Shenzhen Wisdom Light Co. Ltd | Wisdom Light | WL-VL4136UV57K-FR | Indoor Luminaires | High-Bay | Low-Bay Luminaires for Commercial and Industrial Buildings | Premium | TRUE | 4987.677 | 135.904 | 36.7 | 13.9 | 0.906 | 5416 | 83.2 | 5 | 50000 | 42660 |  |  | Yes |  | 4 | 4980 | 135 | 36.7 | 13 | 0.9 | 5700 | 83
P3JDSTRW | Voltech International Inc. | Technilight | TLHPA4F120V2D-[Sblank] | Indoor Luminaires | High-Bay | High-Bay Luminaires for Commercial and Industrial Buildings | Standard | TRUE | 15743 | 126.45 | 124.5 | 13.86 | 0.9032 | 2679 | 82.7 | 5 | 50000 | 42660 |  |  | Yes |  | 4 | 15801 | 127.43 | 124 | 13.86 | 0.9 | 2700 | 82.7
PW7C5A1N | Shenzhen Wisdom Light Co. Ltd | Wisdom Light | WL-VL4254UV40K-CL | Indoor Luminaires | High-Bay | Low-Bay Luminaires for Commercial and Industrial Buildings | Premium | TRUE | 7246.02 | 147.39 | 49.162 | 14.4 | 0.901 | 3950 | 84.2 | 5 | 109000 | 42660 |  |  | Yes |  | 4 | 7355 | 149 | 49.1 | 14 | 0.9 | 4000 | 84
PKNQMZMS | Voltech International Inc. | Technilight | TLHPA4F100V2D-[Sblank] | Indoor Luminaires | High-Bay | High-Bay Luminaires for Commercial and Industrial Buildings | Standard | TRUE | 14072 | 126.21 | 111.5 | 12.07 | 0.9005 | 2794 | 83.6 | 5 | 50000 | 42660 |  |  | Yes |  | 4 | 13998 | 127.25 | 110 | 12.07 | 0.9 | 2700 | 83.6
PWSMVJ42 | Venture Lighting International | Venture Lighting International | HW-200C8-AB | Indoor Luminaires | High-Bay | High-Bay Luminaires for Commercial and Industrial Buildings | Standard | FALSE | [9 empty] | 42660 |  |  | No |  | 4 | 26000 | 130 | 200 | 15 | 0.95 | 5000 | 80
PQRNNEDM | Venture Lighting International | Venture Lighting International | HW-200C8-AC | Indoor Luminaires | High-Bay | High-Bay Luminaires for Commercial and Industrial Buildings | Standard | FALSE | [9 empty] | 42660 |  |  | No |  | 4 | 26000 | 130 | 200 | 15 | 0.95 | 5000 | 80
P8CUAPVX | Venture Lighting International | Venture Lighting International | HW-200C8-AA | Indoor Luminaires | High-Bay | High-Bay Luminaires for Commercial and Industrial Buildings | Standard | FALSE | [9 empty] | 42660 |  |  | No |  | 4 | 26000 | 130 | 200 | 15 | 0.95 | 5000 | 80
PUG2SPV7 | Venture Lighting International | Venture Lighting International | HW-150C8-AC | Indoor Luminaires | High-Bay | High-Bay Luminaires for Commercial and Industrial Buildings | Standard | FALSE | [9 empty] | 42660 |  |  | No |  | 4 | 19500 | 130 | 150 | 15 | 0.95 | 5000 | 80
PGWETPS1 | Venture Lighting International | Venture Lighting International | HW-150C8-AA | Indoor Luminaires | High-Bay | High-Bay Luminaires for Commercial and Industrial Buildings | Standard | FALSE | [9 empty] | 42660 |  |  | No |  | 4 | 19500 | 130 | 150 | 15 | 0.95 | 5000 | 80
P25UCA7S | Venture Lighting International | Venture Lighting International | HW-150C8-AB | Indoor Luminaires | High-Bay | High-Bay Luminaires for Commercial and Industrial Buildings | Standard | FALSE | [9 empty] | 42660 |  |  | No |  | 4 | 19500 | 130 | 150 | 15 | 0.95 | 5000 | 80
PDGDYVMR | Venture Lighting International | Venture Lighting International | HW-090C8-AB | Indoor Luminaires | High-Bay | High-Bay Luminaires for Commercial and Industrial Buildings | Standard | FALSE | [9 empty] | 42660 |  |  | No |  | 4 | 11700 | 130 | 90 | 15 | 0.95 | 5000 | 80
P7DFQXJP | Venture Lighting International | Venture Lighting International | HW-090C8-AA | Indoor Luminaires | High-Bay | High-Bay Luminaires for Commercial and Industrial Buildings | Standard | FALSE | [9 empty] | 42660 |  |  | No |  | 4 | 11700 | 130 | 90 | 15 | 0.95 | 5000 | 80
PC4VFGG3 | Venture Lighting International | Venture Lighting International | HW-200N8-AB | Indoor Luminaires | High-Bay | High-Bay Luminaires for Commercial and Industrial Buildings | Standard | FALSE | [9 empty] | 42660 |  |  | No |  | 4 | 21000 | 105 | 200 | 15 | 0.95 | 4000 | 80
P69YF3G6 | Venture Lighting International | Venture Lighting International | HW-200N8-AA | Indoor Luminaires | High-Bay | High-Bay Luminaires for Commercial and Industrial Buildings | Standard | FALSE | [9 empty] | 42660 |  |  | No |  | 4 | 21000 | 105 | 200 | 15 | 0.95 | 4000 | 80
P3VVR3YX | Venture Lighting International | Venture Lighting International | HW-200N8-AC | Indoor Luminaires | High-Bay | High-Bay Luminaires for Commercial and Industrial Buildings | Standard | FALSE | [9 empty] | 42660 |  |  | No |  | 4 | 21000 | 105 | 200 | 15 | 0.95 | 4000 | 80
PPJARNBW | Venture Lighting International | Venture Lighting International | HW-150N8-AB | Indoor Luminaires | High-Bay | High-Bay Luminaires for Commercial and Industrial Buildings | Standard | FALSE | [9 empty] | 42660 |  |  | No |  | 4 | 15750 | 105 | 150 | 15 | 0.95 | 4000 | 80
PNF4AP8S | Venture Lighting International | Venture Lighting International | HW-150N8-AC | Indoor Luminaires | High-Bay | High-Bay Luminaires for Commercial and Industrial Buildings | Standard | FALSE | [9 empty] | 42660 |  |  | No |  | 4 | 15750 | 105 | 150 | 15 | 0.95 | 4000 | 80
P4Y9CUY7 | Venture Lighting International | Venture Lighting International | HW-150N8-AA | Indoor Luminaires | High-Bay | High-Bay Luminaires for Commercial and Industrial Buildings | Standard | FALSE | [9 empty] | 42660 |  |  | No |  | 4 | 15750 | 105 | 150 | 15 | 0.95 | 4000 | 80
PXFAW6JZ | Venture Lighting International | Venture Lighting International | HW-090N8-AA | Indoor Luminaires | High-Bay | High-Bay Luminaires for Commercial and Industrial Buildings | Standard | FALSE | [9 empty] | 42660 |  |  | No |  | 4 | 9500 | 105 | 90 | 15 | 0.95 | 4000 | 80
PY5HT7M7 | SmartRay Inc. | SmartRay | SR4HB100W(5700K) | Indoor Luminaires | High-Bay | High-Bay Luminaires for Commercial and Industrial Buildings | Premium | FALSE | [9 empty] | 42660 |  |  | No |  | 3.1 | 12782 | 131.25 | 97.39 | 13.38 | 0.9223 | 5700 | 74.1
PR96WPEQ | SmartRay Inc. | SmartRay | SR4HB100W(5000K) | Indoor Luminaires | High-Bay | High-Bay Luminaires for Commercial and Industrial Buildings | Premium | FALSE | [9 empty] | 42660 |  |  | No |  | 3.1 | 12469 | 128.56 | 96.99 | 13.24 | 0.9211 | 5000 | 70.7
PGA7PAQS | SmartRay Inc. | SmartRay | SR4HB100W(4500K) | Indoor Luminaires | High-Bay | High-Bay Luminaires for Commercial and Industrial Buildings | Premium | FALSE | [9 empty] | 42660 |  |  | No |  | 3.1 | 12469 | 128.56 | 96.99 | 13.24 | 0.9211 | 4500 | 70.7
PGD2GKU5 | Shenzhen Wisdom Light Co. Ltd | Wisdom Light | WL-VL4254UV57K-CL | Indoor Luminaires | High-Bay | Low-Bay Luminaires for Commercial and Industrial Buildings | Premium | FALSE | [9 empty] | 42660 |  |  | Yes |  | 4 | 7570 | 154 | 48.9 | 14 | 0.9 | 5700 | 83
PUWA82XJ | Shenzhen Wisdom Light Co. Ltd | Wisdom Light | WL-VL4136UV57K-CL | Indoor Luminaires | High-Bay | Low-Bay Luminaires for Commercial and Industrial Buildings | Premium | FALSE | [9 empty] | 42660 |  |  | Yes |  | 4 | 4980 | 135 | 36.7 | 13 | 0.9 | 5700 | 83
PPCC9RRM | Shenzhen Wisdom Light Co. Ltd | Wisdom Light | WL-VL4254UV50K-CL | Indoor Luminaires | High-Bay | Low-Bay Luminaires for Commercial and Industrial Buildings | Premium | FALSE | [9 empty] | 42660 |  |  | Yes |  | 4 | 7570 | 154 | 48.9 | 14 | 0.9 | 5000 | 83
PNHZWUEF | Shenzhen Wisdom Light Co. Ltd | Wisdom Light | WL-VL4136UV50K-FR | Indoor Luminaires | High-Bay | Low-Bay Luminaires for Commercial and Industrial Buildings | Premium | FALSE | [9 empty] | 42660 |  |  | Yes |  | 4 | 4980 | 135 | 36.7 | 13 | 0.9 | 5000 | 83
PB49F84D | Shenzhen Wisdom Light Co. Ltd | Wisdom Light | WL-VL4136UV50K-CL | Indoor Luminaires | High-Bay | Low-Bay Luminaires for Commercial and Industrial Buildings | Premium | FALSE | [9 empty] | 42660 |  |  | Yes |  | 4 | 4980 | 135 | 36.7 | 13 | 0.9 | 5000 | 83
PKT6S487 | Shenzhen Wisdom Light Co. Ltd | Wisdom Light | WL-VL4254UV45K-CL | Indoor Luminaires | High-Bay | Low-Bay Luminaires for Commercial and Industrial Buildings | Premium | FALSE | [9 empty] | 42660 |  |  | Yes |  | 4 | 7570 | 154 | 48.9 | 14 | 0.9 | 4500 | 83
PRZ4J46F | Shenzhen Wisdom Light Co. Ltd | Wisdom Light | WL-VL4136UV45K-CL | Indoor Luminaires | High-Bay | Low-Bay Luminaires for Commercial and Industrial Buildings | Premium | FALSE | [9 empty] | 42660 |  |  | Yes |  | 4 | 4980 | 135 | 36.7 | 13 | 0.9 | 4500 | 83
P28AX8B7 | Shenzhen Wisdom Light Co. Ltd | Wisdom Light | WL-VL4136UV45K-FR | Indoor Luminaires | High-Bay | Low-Bay Luminaires for Commercial and Industrial Buildings | Premium | FALSE | [9 empty] | 42660 |  |  | Yes |  | 4 | 4980 | 135 | 36.7 | 13 | 0.9 | 4500 | 83
P928SG96 | Shenzhen Wisdom Light Co. Ltd | Wisdom Light | WL-VL4136UV40K-CL | Indoor Luminaires | High-Bay | Low-Bay Luminaires for Commercial and Industrial Buildings | Premium | FALSE | [9 empty] | 42660 |  |  | Yes |  | 4 | 4650 | 128 | 36.3 | 13 | 0.9 | 4000 | 84
PE71T4AW | Flex Lighting Solutions | Flex Lighting Solutions | LR1P-AFDC-ABB-A | Indoor Luminaires | High-Bay | Low-Bay Luminaires for Commercial and Industrial Buildings | Premium | FALSE | [9 empty] | 42660 |  |  | Yes | LR1P-A-6K8-50-WIDE-FR-LV-CRM | 3.1 | 6115.33 | 149.45 | 40.92 | 8 | 0.96 | 5095 | 83.2
PB4PQK2Z | Flex Lighting Solutions | Flex Lighting Solutions | LR1P-ADDC-ACB-A | Indoor Luminaires | High-Bay | Low-Bay Luminaires for Commercial and Industrial Buildings | Premium | FALSE | [9 empty] | 42660 |  |  | Yes | LR1P-A-8K8-50-WIDE-NL-LV-CRM | 3.1 | 9829.43 | 162.34 | 60.55 | 6.07 | 0.96 | 5095 | 83.2
PAFKA9GC | Flex Lighting Solutions | Flex Lighting Solutions | LR1S-ADDC-ACB-A | Indoor Luminaires | High-Bay | Low-Bay Luminaires for Commercial and Industrial Buildings | Premium | FALSE | [9 empty] | 42660 |  |  | Yes | LR1S-A-8K8-50-WIDE-NL-LV-CRM | 3.1 | 9632.1 | 150.66 | 63.93 | 6.07 | 0.96 | 5095 | 83.2
PCRNFRY7 | Flex Lighting Solutions | Flex Lighting Solutions | LR1P-ADDC-ABB-A | Indoor Luminaires | High-Bay | Low-Bay Luminaires for Commercial and Industrial Buildings | Premium | FALSE | [9 empty] | 42660 |  |  | Yes | LR1P-A-8K8-50-WIDE-FR-LV-CRM | 3.1 | 9048.48 | 149.45 | 60.55 | 6.07 | 0.96 | 5095 | 83.2
P1HFQFF4 | Flex Lighting Solutions | Flex Lighting Solutions | LR1S-ADDC-ABB-A | Indoor Luminaires | High-Bay | Low-Bay Luminaires for Commercial and Industrial Buildings | Premium | FALSE | [9 empty] | 42660 |  |  | Yes | LR1S-A-8K8-50-WIDE-FR-LV-CRM | 3.1 | 8866.82 | 138.69 | 63.93 | 6.07 | 0.96 | 5095 | 83.2
PC5KEXU7 | Flex Lighting Solutions | Flex Lighting Solutions | LR1P-AFDC-ACB-A | Indoor Luminaires | High-Bay | Low-Bay Luminaires for Commercial and Industrial Buildings | Premium | FALSE | [9 empty] | 42660 |  |  | Yes | LR1P-A-6K8-50-WIDE-NL-LV-CRM | 3.1 | 6643.12 | 162.34 | 40.92 | 6.01 | 0.96 | 5095 | 83.2
P12JWKBR | Flex Lighting Solutions | Flex Lighting Solutions | LR1S-AFDC-ACB-A | Indoor Luminaires | High-Bay | Low-Bay Luminaires for Commercial and Industrial Buildings | Premium | FALSE | [9 empty] | 42660 |  |  | Yes | LR1S-A-6K8-50-WIDE-NL-LV-CRM | 3.1 | 6509.76 | 150.66 | 43.21 | 6.89 | 0.96 | 5046 | 81.3
PYSS21HX | Flex Lighting Solutions | Flex Lighting Solutions | LR1S-AFDC-ABB-A | Indoor Luminaires | High-Bay | Low-Bay Luminaires for Commercial and Industrial Buildings | Premium | FALSE | [9 empty] | 42660 |  |  | Yes | LR1S-A-6K8-50-WIDE-FR-LV-CRM | 3.1 | 5992.55 | 138.69 | 43.21 | 6.89 | 0.96 | 5046 | 81.3
PVXK15J8 | Flex Lighting Solutions | Flex Lighting Solutions | LR1P-ADCC-ACB-A | Indoor Luminaires | High-Bay | Low-Bay Luminaires for Commercial and Industrial Buildings | Premium | FALSE | [9 empty] | 42660 |  |  | Yes | LR1P-A-8K8-40-WIDE-NL-LV-CRM | 3.1 | 9484.86 | 156.81 | 60.49 | 6.07 | 0.96 | 4063 | 81.7
PE4S2HJF | Flex Lighting Solutions | Flex Lighting Solutions | LR1S-ADCC-ACB-A | Indoor Luminaires | High-Bay | Low-Bay Luminaires for Commercial and Industrial Buildings | Premium | FALSE | [9 empty] | 42660 |  |  | Yes | LR1S-A-8K8-40-WIDE-NL-LV-CRM | 3.1 | 9294.45 | 145.52 | 63.87 | 6.07 | 0.96 | 4063 | 81.7
P4X444QF | Flex Lighting Solutions | Flex Lighting Solutions | LR1P-ADCC-ABB-A | Indoor Luminaires | High-Bay | Low-Bay Luminaires for Commercial and Industrial Buildings | Premium | FALSE | [9 empty] | 42660 |  |  | Yes | LR1P-A-8K8-40-WIDE-FR-LV-CRM | 3.1 | 8731.29 | 144.35 | 60.49 | 6.07 | 0.96 | 4063 | 81.7
PPFRBUG8 | Flex Lighting Solutions | Flex Lighting Solutions | LR1S-ADCC-ABB-A | Indoor Luminaires | High-Bay | Low-Bay Luminaires for Commercial and Industrial Buildings | Premium | FALSE | [9 empty] | 42660 |  |  | Yes | LR1S-A-8K8-40-WIDE-FR-LV-CRM | 3.1 | 8556 | 133.96 | 63.87 | 6.07 | 0.96 | 4063 | 81.7
PYC3J99H | Flex Lighting Solutions | Flex Lighting Solutions | LR1P-AFCC-ABB-A | Indoor Luminaires | High-Bay | Low-Bay Luminaires for Commercial and Industrial Buildings | Premium | FALSE | [9 empty] | 42660 |  |  | Yes | LR1P-A-6K8-40-WIDE-FR-LV-CRM | 3.1 | 5556.76 | 143.81 | 38.64 | 8 | 0.96 | 4053 | 82.6
PWHW22HT | Flex Lighting Solutions | Flex Lighting Solutions | LR1S-AFCC-ACB-A | Indoor Luminaires | High-Bay | Low-Bay Luminaires for Commercial and Industrial Buildings | Premium | FALSE | [9 empty] | 42660 |  |  | Yes | LR1S-A-6K8-40-WIDE-NL-LV-CRM | 3.1 | 6281.56 | 145.52 | 43.17 | 5.88 | 0.96 | 4040 | 81.7
PV1CMJBH | Flex Lighting Solutions | Flex Lighting Solutions | LR1P-AFCC-ACB-A | Indoor Luminaires | High-Bay | Low-Bay Luminaires for Commercial and Industrial Buildings | Premium | FALSE | [9 empty] | 42660 |  |  | Yes | LR1P-A-6K8-40-WIDE-NL-LV-CRM | 3.1 | 6410.25 | 156.81 | 40.88 | 8 | 0.96 | 4000 | 82.6
PDJ8WCN9 | Cree Inc. | Cree CXB Series | CXB-A-xx-H-35K-8-Ux-xxxx | Indoor Luminaires | High-Bay | High-Bay Luminaires for Commercial and Industrial Buildings | Standard | FALSE | [9 empty] | 42660 |  |  | Yes |  | 3.1 | 28875 | 125.5 | 230 | 20 | 0.9 | 3500 | 80
P9KZHF1S | Cree Inc. | Cree CXB Series | CXB-A-xx-H-35K-8-Ux-xxxx w/CXBP16 | Indoor Luminaires | High-Bay | High-Bay Luminaires for Commercial and Industrial Buildings | Standard | FALSE | [9 empty] | 42660 |  |  | Yes |  | 3.1 | 28350 | 123.3 | 230 | 20 | 0.9 | 3500 | 80
PNB7YBSH | Cree Inc. | Cree CXB Series | CXB-A-xx-H-35K-8-Ux-xxxx w/CXBP16+DL16 | Indoor Luminaires | High-Bay | High-Bay Luminaires for Commercial and Industrial Buildings | Standard | FALSE | [9 empty] | 42660 |  |  | Yes |  | 3.1 | 27221 | 118.4 | 230 | 20 | 0.9 | 3500 | 80
PKQHM7F6 | Cree Inc. | Cree CXB Series | CXB-A-xx-H-35K-8-Ux-xxxx w/CXBP16+CL16 | Indoor Luminaires | High-Bay | High-Bay Luminaires for Commercial and Industrial Buildings | Standard | FALSE | [9 empty] | 42660 |  |  | Yes |  | 3.1 | 27038 | 117.6 | 230 | 20 | 0.9 | 3500 | 80
PG69BRMX | Cree Inc. | Cree CXB Series | CXB-A-xx-H-35K-8-Ux-xxxx w/CXBW16 | Indoor Luminaires | High-Bay | High-Bay Luminaires for Commercial and Industrial Buildings | Standard | FALSE | [9 empty] | 42660 |  |  | Yes |  | 3.1 | 26906 | 117 | 230 | 20 | 0.9 | 3500 | 80
P66H914F | Cree Inc. | Cree CXB Series | CXB-A-xx-H-35K-8-Ux-xxxx w/CXBA16N | Indoor Luminaires | High-Bay | High-Bay Luminaires for Commercial and Industrial Buildings | Standard | FALSE | [9 empty] | 42660 |  |  | Yes |  | 3.1 | 26250 | 114.1 | 230 | 20 | 0.9 | 3500 | 80
P6CA3CK3 | Cree Inc. | Cree CXB Series | CXB-A-xx-H-35K-8-Ux-xxxx w/CXBW16+DL16 | Indoor Luminaires | High-Bay | High-Bay Luminaires for Commercial and Industrial Buildings | Standard | FALSE | [9 empty] | 42660 |  |  | Yes |  | 3.1 | 25856 | 112.4 | 230 | 20 | 0.9 | 3500 | 80
PN6974AQ | Cree Inc. | Cree CXB Series | CXB-A-xx-H-35K-8-Ux-xxxx w/CXBW16+CL16 | Indoor Luminaires | High-Bay | High-Bay Luminaires for Commercial and Industrial Buildings | Standard | FALSE | [9 empty] | 42660 |  |  | Yes |  | 3.1 | 25331 | 110.1 | 230 | 20 | 0.9 | 3500 | 80
PVFV8H9T | Cree Inc. | Cree CXB Series | CXB-A-xx-M-35K-8-Ux-xxxx | Indoor Luminaires | High-Bay | High-Bay Luminaires for Commercial and Industrial Buildings | Premium | FALSE | [9 empty] | 42660 |  |  | Yes |  | 3.1 | 20625 | 135.7 | 152 | 20 | 0.9 | 3500 | 80
PDJ6XHDK | Cree Inc. | Cree CXB Series | CXB-A-xx-M-35K-8-Ux-xxxx w/CXBP16 | Indoor Luminaires | High-Bay | High-Bay Luminaires for Commercial and Industrial Buildings | Premium | FALSE | [9 empty] | 42660 |  |  | Yes |  | 3.1 | 20250 | 133.2 | 152 | 20 | 0.9 | 3500 | 80
PE8BX7PF | Cree Inc. | Cree CXB Series | CXB-A-xx-M-35K-8-Ux-xxxx w/CXBP16+DL16 | Indoor Luminaires | High-Bay | High-Bay Luminaires for Commercial and Industrial Buildings | Premium | FALSE | [9 empty] | 42660 |  |  | Yes |  | 3.1 | 19444 | 127.9 | 152 | 20 | 0.9 | 3500 | 80
P7CJ1JFG | Cree Inc. | Cree CXB Series | CXB-A-xx-M-35K-8-Ux-xxxx w/CXBP16+CL16 | Indoor Luminaires | High-Bay | High-Bay Luminaires for Commercial and Industrial Buildings | Premium | FALSE | [9 empty] | 42660 |  |  | Yes |  | 3.1 | 19313 | 127.1 | 152 | 20 | 0.9 | 3500 | 80
PBW9BDE3 | Cree Inc. | Cree CXB Series | CXB-A-xx-M-35K-8-Ux-xxxx w/CXBW16 | Indoor Luminaires | High-Bay | High-Bay Luminaires for Commercial and Industrial Buildings | Premium | FALSE | [9 empty] | 42660 |  |  | Yes |  | 3.1 | 19219 | 126.4 | 152 | 20 | 0.9 | 3500 | 80
P6ED93K3 | Cree Inc. | Cree CXB Series | CXB-A-xx-M-35K-8-Ux-xxxx w/CXBA16N | Indoor Luminaires | High-Bay | High-Bay Luminaires for Commercial and Industrial Buildings | Premium | FALSE | [9 empty] | 42660 |  |  | Yes |  | 3.1 | 18750 | 123.4 | 152 | 20 | 0.9 | 3500 | 80
PJ233RAY | Cree Inc. | Cree CXB Series | CXB-A-xx-M-35K-8-Ux-xxxx w/CXBW16+DL16 | Indoor Luminaires | High-Bay | High-Bay Luminaires for Commercial and Industrial Buildings | Premium | FALSE | [9 empty] | 42660 |  |  | Yes |  | 3.1 | 18469 | 121.5 | 152 | 20 | 0.9 | 3500 | 80
P9MRKNN2 | Cree Inc. | Cree CXB Series | CXB-A-xx-M-35K-8-Ux-xxxx w/CXBW16+CL16 | Indoor Luminaires | High-Bay | High-Bay Luminaires for Commercial and Industrial Buildings | Premium | FALSE | [9 empty] | 42660 |  |  | Yes |  | 3.1 | 18094 | 119 | 152 | 20 | 0.9 | 3500 | 80
P2X5EWYZ | Cree Inc. | Cree CXB Series | CXB-A-xx-H-30K-8-Ux-xxxx | Indoor Luminaires | High-Bay | High-Bay Luminaires for Commercial and Industrial Buildings | Standard | FALSE | [9 empty] | 42660 |  |  | Yes |  | 3.1 | 28050 | 122 | 230 | 20 | 0.9 | 3000 | 80
PTREKN8B | Cree Inc. | Cree CXB Series | CXB-A-xx-H-30K-8-Ux-xxxx w/CXBP16 | Indoor Luminaires | High-Bay | High-Bay Luminaires for Commercial and Industrial Buildings | Standard | FALSE | [9 empty] | 42660 |  |  | Yes |  | 3.1 | 27540 | 119.7 | 230 | 20 | 0.9 | 3000 | 80
PKV3FX5J | Cree Inc. | Cree CXB Series | CXB-A-xx-H-30K-8-Ux-xxxx w/CXBP16+DL16 | Indoor Luminaires | High-Bay | High-Bay Luminaires for Commercial and Industrial Buildings | Standard | FALSE | [9 empty] | 42660 |  |  | Yes |  | 3.1 | 26444 | 115 | 230 | 20 | 0.9 | 3000 | 80
P9TVF9VN | Cree Inc. | Cree CXB Series | CXB-A-xx-H-30K-8-Ux-xxxx w/CXBP16+CL16 | Indoor Luminaires | High-Bay | High-Bay Luminaires for Commercial and Industrial Buildings | Standard | FALSE | [9 empty] | 42660 |  |  | Yes |  | 3.1 | 26265 | 114.2 | 230 | 20 | 0.9 | 3000 | 80
PNS4VE3M | Cree Inc. | Cree CXB Series | CXB-A-xx-H-30K-8-Ux-xxxx w/CXBW16 | Indoor Luminaires | High-Bay | High-Bay Luminaires for Commercial and Industrial Buildings | Standard | FALSE | [9 empty] | 42660 |  |  | Yes |  | 3.1 | 26138 | 113.6 | 230 | 20 | 0.9 | 3000 | 80
PKSYPWWC | Cree Inc. | Cree CXB Series | CXB-A-xx-H-30K-8-Ux-xxxx w/CXBA16N | Indoor Luminaires | High-Bay | High-Bay Luminaires for Commercial and Industrial Buildings | Standard | FALSE | [9 empty] | 42660 |  |  | Yes |  | 3.1 | 25500 | 110.9 | 230 | 20 | 0.9 | 3000 | 80
PQG2H842 | Cree Inc. | Cree CXB Series | CXB-A-xx-H-30K-8-Ux-xxxx w/CXBW16+DL16 | Indoor Luminaires | High-Bay | High-Bay Luminaires for Commercial and Industrial Buildings | Standard | FALSE | [9 empty] | 42660 |  |  | Yes |  | 3.1 | 25118 | 109.2 | 230 | 20 | 0.9 | 3000 | 80
PKWYK2EK | Cree Inc. | Cree CXB Series | CXB-A-xx-M-30K-8-Ux-xxxx | Indoor Luminaires | High-Bay | High-Bay Luminaires for Commercial and Industrial Buildings | Premium | FALSE | [9 empty] | 42660 |  |  | Yes |  | 3.1 | 19800 | 130.3 | 152 | 20 | 0.9 | 3000 | 80
PVKR46M2 | Cree Inc. | Cree CXB Series | CXB-A-xx-M-30K-8-Ux-xxxx w/CXBP16 | Indoor Luminaires | High-Bay | High-Bay Luminaires for Commercial and Industrial Buildings | Premium | FALSE | [9 empty] | 42660 |  |  | Yes |  | 3.1 | 19440 | 127.9 | 152 | 20 | 0.9 | 3000 | 80
PBXVSXSZ | Cree Inc. | Cree CXB Series | CXB-A-xx-M-30K-8-Ux-xxxx w/CXBP16+DL16 | Indoor Luminaires | High-Bay | High-Bay Luminaires for Commercial and Industrial Buildings | Premium | FALSE | [9 empty] | 42660 |  |  | Yes |  | 3.1 | 18666 | 122.8 | 152 | 20 | 0.9 | 3000 | 80
P8ASZ47M | Cree Inc. | Cree CXB Series | CXB-A-xx-M-30K-8-Ux-xxxx w/CXBP16+CL16 | Indoor Luminaires | High-Bay | High-Bay Luminaires for Commercial and Industrial Buildings | Premium | FALSE | [9 empty] | 42660 |  |  | Yes |  | 3.1 | 18540 | 122 | 152 | 20 | 0.9 | 3000 | 80
P2GG8JDX | Cree Inc. | Cree CXB Series | CXB-A-xx-M-30K-8-Ux-xxxx w/CXBW16 | Indoor Luminaires | High-Bay | High-Bay Luminaires for Commercial and Industrial Buildings | Premium | FALSE | [9 empty] | 42660 |  |  | Yes |  | 3.1 | 18450 | 121.4 | 152 | 20 | 0.9 | 3000 | 80
PUUZVXJA | Cree Inc. | Cree CXB Series | CXB-A-xx-M-30K-8-Ux-xxxx w/CXBA16N | Indoor Luminaires | High-Bay | High-Bay Luminaires for Commercial and Industrial Buildings | Premium | FALSE | [9 empty] | 42660 |  |  | Yes |  | 3.1 | 18000 | 118.4 | 152 | 20 | 0.9 | 3000 | 80
P5TXQAVM | Cree Inc. | Cree CXB Series | CXB-A-xx-M-30K-8-Ux-xxxx w/CXBW16+DL16 | Indoor Luminaires | High-Bay | High-Bay Luminaires for Commercial and Industrial Buildings | Premium | FALSE | [9 empty] | 42660 |  |  | Yes |  | 3.1 | 17730 | 116.6 | 152 | 20 | 0.9 | 3000 | 80
P3HPDPEQ | Voltech International Inc. | Technilight | TLHPA4C120V1C-[Sblank] | Indoor Luminaires | High-Bay | High-Bay Luminaires for Commercial and Industrial Buildings | Standard | FALSE | [9 empty] | 42660 | Dimmable | Continuous Above 10 | Yes |  | 4 | 17575 | 141.85 | 123.9 | 13.53 | 0.91 | 5700 | 83.3
PGZYDSCD | Voltech International Inc. | Technilight | TLHPA4C100V1C-[Sblank] | Indoor Luminaires | High-Bay | High-Bay Luminaires for Commercial and Industrial Buildings | Standard | FALSE | [9 empty] | 42660 | Dimmable | Continuous Above 10 | Yes |  | 4 | 14302 | 142.59 | 100.3 | 12.05 | 0.92 | 5700 | 83.3
PPUU877S | Voltech International Inc. | Technilight | TLHPA4F120V1C-[Sblank] | Indoor Luminaires | High-Bay | High-Bay Luminaires for Commercial and Industrial Buildings | Standard | FALSE | [9 empty] | 42660 | Dimmable | Continuous Above 10 | Yes |  | 4 | 16806 | 134.13 | 125.3 | 13.17 | 0.91 | 5700 | 83.2
P4VEUADA | Voltech International Inc. | Technilight | TLHPA4F120V2C-[Sblank] | Indoor Luminaires | High-Bay | High-Bay Luminaires for Commercial and Industrial Buildings | Standard | FALSE | [9 empty] | 42660 | Dimmable | Continuous Above 10 | Yes |  | 4 | 16812 | 134.82 | 124.7 | 13.58 | 0.9 | 5700 | 82.9
P57GDKS6 | Voltech International Inc. | Technilight | TLHPA4F100V2C-[Sblank] | Indoor Luminaires | High-Bay | High-Bay Luminaires for Commercial and Industrial Buildings | Standard | FALSE | [9 empty] | 42660 | Dimmable | Continuous Above 10 | Yes |  | 4 | 14742 | 134.75 | 109.4 | 12.43 | 0.9 | 5700 | 82.7
PFJ2U827 | Voltech International Inc. | Technilight | TLHPA4F100V1C-[Sblank] | Indoor Luminaires | High-Bay | High-Bay Luminaires for Commercial and Industrial Buildings | Standard | FALSE | [9 empty] | 42660 | Dimmable | Continuous Above 10 | Yes |  | 4 | 13882 | 138.68 | 100.1 | 12.09 | 0.91 | 5700 | 81.8
P9NE3T34 | Voltech International Inc. | Technilight | TLHPA4C150V1C-[Sblank] | Indoor Luminaires | High-Bay | High-Bay Luminaires for Commercial and Industrial Buildings | Standard | FALSE | [9 empty] | 42660 | Dimmable | Continuous Above 10 | Yes |  | 4 | 21655 | 141.35 | 153.2 | 15.04 | 0.92 | 5700 | 81.5
PWPX39MR | Voltech International Inc. | Technilight | TLHPA4F100V2P-[Sblank] | Indoor Luminaires | High-Bay | High-Bay Luminaires for Commercial and Industrial Buildings | Standard | FALSE | [9 empty] | 42660 | Dimmable | Continuous Above 10 | Yes |  | 4 | 13998 | 127.25 | 110 | 12.07 | 0.9 | 5000 | 83.6
P3DTH33Y | Voltech International Inc. | Technilight | TLHPA4C120V1P-[Sblank] | Indoor Luminaires | High-Bay | High-Bay Luminaires for Commercial and Industrial Buildings | Standard | FALSE | [9 empty] | 42660 | Dimmable | Continuous Above 10 | Yes |  | 4 | 16679 | 133.33 | 125.1 | 13.78 | 0.91 | 5000 | 82.9
PC8HX2Z8 | Voltech International Inc. | Technilight | TLHPA4C100V1P-[Sblank] | Indoor Luminaires | High-Bay | High-Bay Luminaires for Commercial and Industrial Buildings | Standard | FALSE | [9 empty] | 42660 | Dimmable | Continuous Above 10 | Yes |  | 4 | 13414 | 134.01 | 100.1 | 12.2 | 0.92 | 5000 | 82.9
P1FEH5Y7 | Voltech International Inc. | Technilight | TLHPA4F120V2P-[Sblank] | Indoor Luminaires | High-Bay | High-Bay Luminaires for Commercial and Industrial Buildings | Standard | FALSE | [9 empty] | 42660 | Dimmable | Continuous Above 10 | Yes |  | 4 | 15801 | 127.43 | 124 | 13.86 | 0.9 | 5000 | 82.7
PCR2Q8G6 | Voltech International Inc. | Technilight | TLHPA4C150V1P-[Sblank] | Indoor Luminaires | High-Bay | High-Bay Luminaires for Commercial and Industrial Buildings | Standard | FALSE | [9 empty] | 42660 | Dimmable | Continuous Above 10 | Yes |  | 4 | 20250 | 132.87 | 152.4 | 15.25 | 0.92 | 5000 | 82
PUYMEXGU | Voltech International Inc. | Technilight | TLHPA4F120V1P-[Sblank] | Indoor Luminaires | High-Bay | High-Bay Luminaires for Commercial and Industrial Buildings | Standard | FALSE | [9 empty] | 42660 | Dimmable | Continuous Above 10 | Yes |  | 4 | 15768 | 126.35 | 124.8 | 13.24 | 0.91 | 5000 | 82
PPDTJ8T1 | Voltech International Inc. | Technilight | TLHPA4F100V1P-[Sblank] | Indoor Luminaires | High-Bay | High-Bay Luminaires for Commercial and Industrial Buildings | Standard | FALSE | [9 empty] | 42660 | Dimmable | Continuous Above 10 | Yes |  | 4 | 12669 | 126.99 | 99.76 | 12.57 | 0.92 | 5000 | 81.8
PHNTU1EC | Voltech International Inc. | Technilight | TLHPA4F100V2N-[Sblank] | Indoor Luminaires | High-Bay | High-Bay Luminaires for Commercial and Industrial Buildings | Standard | FALSE | [9 empty] | 42660 | Dimmable | Continuous Above 10 | Yes |  | 4 | 13998 | 127.25 | 110 | 12.07 | 0.9 | 4000 | 83.6
PWMX5E87 | Voltech International Inc. | Technilight | TLHPA4C120V1N-[Sblank] | Indoor Luminaires | High-Bay | High-Bay Luminaires for Commercial and Industrial Buildings | Standard | FALSE | [9 empty] | 42660 | Dimmable | Continuous Above 10 | Yes |  | 4 | 16679 | 133.33 | 125.1 | 13.78 | 0.91 | 4000 | 82.9
PW947F9C | Voltech International Inc. | Technilight | TLHPA4C100V1N-[Sblank] | Indoor Luminaires | High-Bay | High-Bay Luminaires for Commercial and Industrial Buildings | Standard | FALSE | [9 empty] | 42660 | Dimmable | Continuous Above 10 | Yes |  | 4 | 13414 | 134.01 | 100.1 | 12.2 | 0.92 | 4000 | 82.9
PD7VEA1T | Voltech International Inc. | Technilight | TLHPA4F120V2N-[Sblank] | Indoor Luminaires | High-Bay | High-Bay Luminaires for Commercial and Industrial Buildings | Standard | FALSE | [9 empty] | 42660 | Dimmable | Continuous Above 10 | Yes |  | 4 | 15801 | 127.43 | 124 | 13.86 | 0.9 | 4000 | 82.7
PPBJNDGP | Voltech International Inc. | Technilight | TLHPA4C150V1N-[Sblank] | Indoor Luminaires | High-Bay | High-Bay Luminaires for Commercial and Industrial Buildings | Standard | FALSE | [9 empty] | 42660 | Dimmable | Continuous Above 10 | Yes |  | 4 | 20250 | 132.87 | 152.4 | 15.25 | 0.92 | 4000 | 82
P4J45YRD | Voltech International Inc. | Technilight | TLHPA4F120V1N-[Sblank] | Indoor Luminaires | High-Bay | High-Bay Luminaires for Commercial and Industrial Buildings | Standard | FALSE | [9 empty] | 42660 | Dimmable | Continuous Above 10 | Yes |  | 4 | 15768 | 126.35 | 124.8 | 13.24 | 0.91 | 4000 | 82
PGD2K8BY | Voltech International Inc. | Technilight | TLHPA4F100V1N-[Sblank] | Indoor Luminaires | High-Bay | High-Bay Luminaires for Commercial and Industrial Buildings | Standard | FALSE | [9 empty] | 42660 | Dimmable | Continuous Above 10 | Yes |  | 4 | 12669 | 126.99 | 99.76 | 12.57 | 0.92 | 4000 | 81.8
PMDZ6ES3 | Voltech International Inc. | Technilight | TLHPA4F100V2W-[Sblank] | Indoor Luminaires | High-Bay | High-Bay Luminaires for Commercial and Industrial Buildings | Standard | FALSE | [9 empty] | 42660 | Dimmable | Continuous Above 10 | Yes |  | 4 | 13998 | 127.25 | 110 | 12.07 | 0.9 | 3000 | 83.6
PYH1HGXG | Voltech International Inc. | Technilight | TLHPA4C120V1W-[Sblank] | Indoor Luminaires | High-Bay | High-Bay Luminaires for Commercial and Industrial Buildings | Standard | FALSE | [9 empty] | 42660 | Dimmable | Continuous Above 10 | Yes |  | 4 | 16679 | 133.33 | 125.1 | 13.78 | 0.91 | 3000 | 82.9
P5S7TWRJ | Voltech International Inc. | Technilight | TLHPA4C100V1W-[Sblank] | Indoor Luminaires | High-Bay | High-Bay Luminaires for Commercial and Industrial Buildings | Standard | FALSE | [9 empty] | 42660 | Dimmable | Continuous Above 10 | Yes |  | 4 | 13414 | 134.01 | 100.1 | 12.2 | 0.92 | 3000 | 82.9
P334HEWC | Voltech International Inc. | Technilight | TLHPA4F120V2W-[Sblank] | Indoor Luminaires | High-Bay | High-Bay Luminaires for Commercial and Industrial Buildings | Standard | FALSE | [9 empty] | 42660 | Dimmable | Continuous Above 10 | Yes |  | 4 | 15801 | 127.43 | 124 | 13.86 | 0.9 | 3000 | 82.7
P1TPUB1W | Voltech International Inc. | Technilight | TLHPA4C150V1W-[Sblank] | Indoor Luminaires | High-Bay | High-Bay Luminaires for Commercial and Industrial Buildings | Standard | FALSE | [9 empty] | 42660 | Dimmable | Continuous Above 10 | Yes |  | 4 | 20250 | 132.87 | 152.4 | 15.25 | 0.92 | 3000 | 82
PKPEDS8W | Voltech International Inc. | Technilight | TLHPA4F120V1W-[Sblank] | Indoor Luminaires | High-Bay | High-Bay Luminaires for Commercial and Industrial Buildings | Standard | FALSE | [9 empty] | 42660 | Dimmable | Continuous Above 10 | Yes |  | 4 | 15768 | 126.35 | 124.8 | 13.24 | 0.91 | 3000 | 82
PWEY1BCP | Voltech International Inc. | Technilight | TLHPA4F100V1W-[Sblank] | Indoor Luminaires | High-Bay | High-Bay Luminaires for Commercial and Industrial Buildings | Standard | FALSE | [9 empty] | 42660 | Dimmable | Continuous Above 10 | Yes |  | 4 | 12669 | 126.99 | 99.76 | 12.57 | 0.92 | 3000 | 81.8
PUKKS2ZN | Mercury Lighting Products Co. Inc. | MERCURY LIGHTING | LHBT-4-12000HL-50K-R-A541-2D-UNI-XXXX | Indoor Luminaires | High-Bay | High-Bay Luminaires for Commercial and Industrial Buildings | Standard | TRUE | 12930 | 122.9 | 105.2 | 8.6 | 0.979 | 5167 | 84.3 | 5 | 50000 | 42657 |  |  | Yes |  | 4 | 12345.68 | 113.11 | 109.15 | 8.58 | 0.98 | 5000 | 80
PM5XNRV2 | Mercury Lighting Products Co. Inc. | MERCURY LIGHTING | LHBT-4-12000HL-35K-R-A541-2D-UNI-XXXX | Indoor Luminaires | High-Bay | High-Bay Luminaires for Commercial and Industrial Buildings | Standard | TRUE | 12650 | 115.5 | 109.5 | 8.6 | 0.979 | 3542 | 83 | 5 | 50000 | 42657 |  |  | Yes |  | 4 | 11869.46 | 108.74 | 109.15 | 8.58 | 0.98 | 3500 | 80
PVKNAPVB | Flex Lighting Solutions | Flex Lighting Solutions | CL1P-ABDC-AAH [No Reflector] | Indoor Luminaires | High-Bay | High-Bay Luminaires for Commercial and Industrial Buildings | Premium | TRUE | 21219.5 | 152.1 | 139.5 | 9.47 | 0.977 | 5004 | 81.8 | 5 | 50000 | 42657 |  |  | Yes | CL1P-A-20K-50-CL-HV [No Reflector] | 4 | 21219.5 | 152.11 | 139.5 | 9.47 | 1 | 5004 | 81.8
PH1G24C1 | Los Angeles Lighting Mfg. Co. | Los Angeles Lighting Mfg. Co. | 4-CIT40[01]-24K-4L-DRFA-xx-xxxxx-1DRDMxx(XXX)-UNV-2/840HT | Indoor Luminaires | High-Bay | High-Bay Luminaires for Commercial and Industrial Buildings | Premium | TRUE | 24112.6 | 139.1 | 173.49 | 9.318 | 0.976 | 4099 | 85.1 | 5 | 50000 | 42657 |  |  | Yes |  | 4 | 24112.6 | 139.1 | 173.5 | 9.3 | 0.98 | 4099 | 85.1
PA6Y6JB4 | Atlas Lighting Products | Atlas Lighting Products Inc. | ILH310LED4L | Indoor Luminaires | High-Bay | High-Bay Luminaires for Commercial and Industrial Buildings | Standard | TRUE | 37140 | 121.21 | 306.41 | 8.45 | 0.976 | 4594 | 84.9 | 5 | 200000 | 42657 |  |  | Yes |  | 4 | 37140 | 121.2 | 306.4 | 8.45 | 0.98 | 4594 | 84.9
PJ52191T | Atlas Lighting Products | Atlas Lighting Products Inc. | ILH310LED4 | Indoor Luminaires | High-Bay | High-Bay Luminaires for Commercial and Industrial Buildings | Premium | TRUE | 40180 | 130.93 | 306.89 | 8.41 | 0.976 | 4569 | 84.3 | 5 | 200000 | 42657 |  |  | Yes |  | 4 | 40180 | 130.9 | 306.8 | 8.41 | 0.98 | 4569 | 84.3
PGJKESQX | Los Angeles Lighting Mfg. Co. | Los Angeles Lighting Mfg. Co. | 4-CIT400-12K-2L-DRFA-xx-xxxxx-1DRDMxx(XXX)-UNV-2/840HT | Indoor Luminaires | High-Bay | High-Bay Luminaires for Commercial and Industrial Buildings | Premium | TRUE | 11980.8 | 141.9 | 84.46 | 8.403 | 0.972 | 4107 | 84.9 | 5 | 50000 | 42657 |  |  | Yes |  | 4 | 11989 | 140.4 | 85.37 | 8.4 | 0.97 | 4107 | 84.9
P7JHKG75 | Flex Lighting Solutions | Flex Lighting Solutions | CL1P-ABCC-AAB [No Reflector] | Indoor Luminaires | High-Bay | High-Bay Luminaires for Commercial and Industrial Buildings | Premium | TRUE | 20262.2 | 146 | 138.74 | 10.1 | 0.968 | 4060 | 82.3 | 5 | 50000 | 42657 |  |  | Yes | CL1P-A-20K-40-CL-LV [No Reflector] | 4 | 20262 | 146.04 | 138.74 | 10.1 | 0.97 | 4060 | 82.3
PSC8SR8R | Atlas Lighting Products | Atlas Lighting Products Inc. | ILW98LED8D | Indoor Luminaires | High-Bay | High-Bay Luminaires for Commercial and Industrial Buildings | Premium | TRUE | 13320 | 136.5 | 97.58 | 13.21 | 0.958 | 4670 | 85.6 | 5 | 200000 | 42657 |  |  | Yes |  | 4 | 13320 | 136.5 | 97.58 | 13.21 | 0.96 | 4670 | 85.6
PF228M48 | Los Angeles Lighting Mfg. Co. | Los Angeles Lighting Mfg. Co. | 4-CIT400-8K-2L-DRFA-xx-xxxxx-1DRDMxx(XXX)-UNV-2/840HT | Indoor Luminaires | High-Bay | Low-Bay Luminaires for Commercial and Industrial Buildings | Premium | TRUE | 7907.8 | 145.2 | 54.47 | 11.066 | 0.948 | 4061 | 85 | 5 | 50000 | 42657 |  |  | Yes |  | 4 | 7913 | 146.3 | 54.1 | 11.07 | 0.95 | 4061 | 85
P7KKJN5V | Los Angeles Lighting Mfg. Co. | Los Angeles Lighting Mfg. Co. | 4-CIT400-8K-2L-DRFA-xx-xxxxx-1DRDMxx(XXX)-UNV-2/850HT | Indoor Luminaires | High-Bay | Low-Bay Luminaires for Commercial and Industrial Buildings | Premium | TRUE | 8020.2 | 147.1 | 54.51 | 10.998 | 0.948 | 5127 | 84 | 5 | 50000 | 42657 |  |  | Yes |  | 4 | 8024.6 | 148.2 | 54.15 | 11 | 0.95 | 5127 | 84
PAH7AFSV | Alder Optomechanical Corp. | Alder | HBL-500S-T-cSTR-T6WN60C7 | Indoor Luminaires | High-Bay | High-Bay Luminaires for Commercial and Industrial Buildings | Premium | TRUE | 66062 | 140.7 | 469.43 | 11.566 | 0.9421 | 3840 | 74.4 | 5 | 50000 | 42657 |  |  | No |  | 4 | 66062 | 140.7 | 469.43 | 11.57 | 0.94 | 3840 | 74.4
PZJ2N2EW | Voltech International Inc. | Technilight | TLHPA4F150V2D[-S] | Indoor Luminaires | High-Bay | High-Bay Luminaires for Commercial and Industrial Buildings | Standard | TRUE | 18639 | 127.23 | 146.5 | 13.91 | 0.9285 | 2710 | 82 | 5 | 50000 | 42657 |  |  | No |  | 4 | 18639 | 127.23 | 146.5 | 13.91 | 0.93 | 2700 | 82
P31FQ2ZV | Voltech International Inc. | Technilight | TLHPA4C150V2D[-S] | Indoor Luminaires | High-Bay | High-Bay Luminaires for Commercial and Industrial Buildings | Standard | TRUE | 19500 | 133.2 | 146.4 | 12.95 | 0.926 | 2656 | 84 | 5 | 50000 | 42657 |  |  | No |  | 4 | 19500 | 133.2 | 146.4 | 12.95 | 0.93 | 2700 | 84
P2GYYS31 | Voltech International Inc. | Technilight | TLHPA4F150V1D[-S] | Indoor Luminaires | High-Bay | High-Bay Luminaires for Commercial and Industrial Buildings | Standard | TRUE | 19464 | 126.8 | 153.5 | 15.72 | 0.9133 | 2729 | 82.2 | 5 | 50000 | 42657 |  |  | No |  | 4 | 19464 | 126.8 | 153.5 | 15.72 | 0.91 | 2700 | 82.2
PH94W7RN | GLOBAL TECH LED | Global Tech LED | GTR-HB-5498MP-HO-SV-BR-NL-[PLAT UVHB] | Indoor Retrofit Kit | High-Bay | Retrofit Kits for High-Bay Luminaires for Commercial and Industrial Buildings | Standard | TRUE | 12253.2 | 108.3 | 113.1 | 13.5 | 0.913 | 5380 | 85 | 5 | 50000 | 42657 |  |  | No |  | 4 | 12129 | 107.2 | 113.1 | 13.5 | 0.9 | 5224 | 85
PFA4DHW8 | Voltech International Inc. | Technilight | TLHPA4C120V2D[-S] | Indoor Luminaires | High-Bay | High-Bay Luminaires for Commercial and Industrial Buildings | Standard | TRUE | 16722 | 134.75 | 124.1 | 13.42 | 0.9024 | 2788 | 83.5 | 5 | 50000 | 42657 |  |  | No |  | 4 | 16722 | 134.75 | 124.1 | 13.42 | 0.9 | 2700 | 83.5
P4GTB6JB | Voltech International Inc. | Technilight | TLHPA4C100V2D[-S] | Indoor Luminaires | High-Bay | High-Bay Luminaires for Commercial and Industrial Buildings | Standard | TRUE | 14396 | 130.75 | 111.1 | 15.31 | 0.9021 | 2787 | 83.1 | 5 | 50000 | 42657 |  |  | No |  | 4 | 14396 | 130.75 | 110.1 | 15.31 | 0.9 | 2700 | 83.1
PK5QNWVQ | Alder Optomechanical Corp. | Alder | HBL-500S-T-cSTR-T6WD60C7 | Indoor Luminaires | High-Bay | High-Bay Luminaires for Commercial and Industrial Buildings | Premium | FALSE | [9 empty] | 42657 |  |  | No |  | 4 | 65487 | 139.4 | 469.75 | 10.47 | 0.94 | 4763 | 74.5
PQB3Z9CQ | Mercury Lighting Products Co. Inc. | MERCURY LIGHTING | LHBT-4-12000HL-50K-A541-2D-UNI-XXXX | Indoor Luminaires | High-Bay | High-Bay Luminaires for Commercial and Industrial Buildings | Standard | FALSE | [9 empty] | 42657 |  |  | Yes |  | 4 | 13492.55 | 123.61 | 109.15 | 8.58 | 0.98 | 5000 | 80
PDNV6ABR | Mercury Lighting Products Co. Inc. | MERCURY LIGHTING | LHBT-4-12000HL-40K-A541-2D-UNI-XXXX | Indoor Luminaires | High-Bay | High-Bay Luminaires for Commercial and Industrial Buildings | Standard | FALSE | [9 empty] | 42657 |  |  | Yes |  | 4 | 13248.09 | 121.37 | 109.15 | 8.58 | 0.98 | 4000 | 80
PGTTFSA6 | Mercury Lighting Products Co. Inc. | MERCURY LIGHTING | LHBT-4-12000HL-40K-R-A541-2D-UNI-XXXX | Indoor Luminaires | High-Bay | High-Bay Luminaires for Commercial and Industrial Buildings | Standard | FALSE | [9 empty] | 42657 |  |  | Yes |  | 4 | 12122 | 111.06 | 109.15 | 8.58 | 0.98 | 4000 | 80
P7V83XMY | Mercury Lighting Products Co. Inc. | MERCURY LIGHTING | LHBT-4-12000HL-35K-A541-2D-UNI-XXXX | Indoor Luminaires | High-Bay | High-Bay Luminaires for Commercial and Industrial Buildings | Standard | FALSE | [9 empty] | 42657 |  |  | Yes |  | 4 | 12972.09 | 118.84 | 109.15 | 8.58 | 0.98 | 3500 | 80
P77R9Z7J | Mercury Lighting Products Co. Inc. | MERCURY LIGHTING | LHBT-4-12000HL-30K-A541-2D-UNI-XXXX | Indoor Luminaires | High-Bay | High-Bay Luminaires for Commercial and Industrial Buildings | Standard | FALSE | [9 empty] | 42657 |  |  | Yes |  | 4 | 12569.91 | 115.16 | 109.15 | 8.58 | 0.98 | 3000 | 80
PUPBP4XX | Los Angeles Lighting Mfg. Co. | Los Angeles Lighting Mfg. Co. | 4-CIT40[01]-24K-4L-DRFA-xx-xxxxx-1DRSDMxx(XXX)-UNV-2/850HT | Indoor Luminaires | High-Bay | High-Bay Luminaires for Commercial and Industrial Buildings | Premium | FALSE | [9 empty] | 42657 |  |  | Yes |  | 4 | 24123.6 | 139.1 | 173.5 | 9.3 | 0.98 | 5215 | 84.4
PBAD5R8Q | Los Angeles Lighting Mfg. Co. | Los Angeles Lighting Mfg. Co. | 4-CIT40[01]-24K-4L-DRFA-xx-xxxxx-1DRDMxx(XXX)-UNV-2/850HT | Indoor Luminaires | High-Bay | High-Bay Luminaires for Commercial and Industrial Buildings | Premium | FALSE | [9 empty] | 42657 |  |  | Yes |  | 4 | 24123.6 | 139.1 | 173.5 | 9.3 | 0.98 | 5215 | 84.4
PUEXVYF7 | Los Angeles Lighting Mfg. Co. | Los Angeles Lighting Mfg. Co. | 4-CIT400-12K-2L-DRFA-xx-xxxxx-1DRSDMxx(XXX)-UNV-2/850HT | Indoor Luminaires | High-Bay | High-Bay Luminaires for Commercial and Industrial Buildings | Premium | FALSE | [9 empty] | 42657 |  |  | Yes |  | 4 | 12120.3 | 142 | 85.37 | 8.36 | 0.97 | 5212 | 84.2
P1B7UG9D | Los Angeles Lighting Mfg. Co. | Los Angeles Lighting Mfg. Co. | 4-CIT400-12K-2L-DRFA-xx-xxxxx-1DRDMxx(XXX)-UNV-2/850HT | Indoor Luminaires | High-Bay | High-Bay Luminaires for Commercial and Industrial Buildings | Premium | FALSE | [9 empty] | 42657 |  |  | Yes |  | 4 | 12120.3 | 142 | 85.37 | 8.36 | 0.97 | 5212 | 84.2
PHTA2UA5 | Los Angeles Lighting Mfg. Co. | Los Angeles Lighting Mfg. Co. | 4-CIT400-8K-2L-DRFA-xx-xxxxx-1DRSDMxx(XXX)-UNV-2/850HT | Indoor Luminaires | High-Bay | Low-Bay Luminaires for Commercial and Industrial Buildings | Premium | FALSE | [9 empty] | 42657 |  |  | Yes |  | 4 | 8024.6 | 148.2 | 54.15 | 11 | 0.95 | 5127 | 84
PU9XZFGG | Los Angeles Lighting Mfg. Co. | Los Angeles Lighting Mfg. Co. | 4-CIT400-12K-2L-DRFA-xx-xxxxx-1DRSDMxx(XXX)-UNV-2/840HT | Indoor Luminaires | High-Bay | High-Bay Luminaires for Commercial and Industrial Buildings | Premium | FALSE | [9 empty] | 42657 |  |  | Yes |  | 4 | 11989 | 140.4 | 85.37 | 8.4 | 0.97 | 4107 | 84.9
PC4Z13JZ | Los Angeles Lighting Mfg. Co. | Los Angeles Lighting Mfg. Co. | 4-CIT40[01]-24K-4L-DRFA-xx-xxxxx-1DRSDMxx(XXX)-UNV-2/840HT | Indoor Luminaires | High-Bay | High-Bay Luminaires for Commercial and Industrial Buildings | Premium | FALSE | [9 empty] | 42657 |  |  | Yes |  | 4 | 24112.6 | 139.1 | 173.5 | 9.3 | 0.98 | 4099 | 85.1
PFD1J73P | Los Angeles Lighting Mfg. Co. | Los Angeles Lighting Mfg. Co. | 4-CIT400-8K-2L-DRFA-xx-xxxxx-1DRSDMxx(XXX)-UNV-2/840HT | Indoor Luminaires | High-Bay | Low-Bay Luminaires for Commercial and Industrial Buildings | Premium | FALSE | [9 empty] | 42657 |  |  | Yes |  | 4 | 7913 | 146.3 | 54.1 | 11.07 | 0.95 | 4061 | 85
P8P6E88T | Flex Lighting Solutions | Flex Lighting Solutions | CL1P-ABDC-AAB [No Reflector] | Indoor Luminaires | High-Bay | High-Bay Luminaires for Commercial and Industrial Buildings | Premium | FALSE | [9 empty] | 42657 |  |  | Yes | CL1P-A-20K-50-CL-LV [No Reflector] | 4 | 20549 | 150.43 | 136.6 | 9.29 | 0.96 | 5041 | 82
P28JV5BC | Flex Lighting Solutions | Flex Lighting Solutions | CL1P-ABCC-AAH [No Reflector] | Indoor Luminaires | High-Bay | High-Bay Luminaires for Commercial and Industrial Buildings | Premium | FALSE | [9 empty] | 42657 |  |  | Yes | CL1P-A-20K-40-CL-HV [No Reflector] | 4 | 20923.14 | 147.67 | 141.69 | 9.47 | 1 | 4060 | 82.3
PRB3D21W | Voltech International Inc. | Technilight | TLHPA4F150V2C[-S] | Indoor Luminaires | High-Bay | High-Bay Luminaires for Commercial and Industrial Buildings | Standard | FALSE | [9 empty] | 42657 | Dimmable | Continuous Below 10 | No |  | 4 | 19439 | 132.06 | 147.2 | 13.22 | 0.93 | 5700 | 85.7
PWZK96A7 | Voltech International Inc. | Technilight | TLHPA4C100V2C[-S] | Indoor Luminaires | High-Bay | High-Bay Luminaires for Commercial and Industrial Buildings | Standard | FALSE | [9 empty] | 42657 | Dimmable | Continuous Below 10 | No |  | 3.1 | 15089 | 136.18 | 110.8 | 15.3 | 0.9 | 5700 | 85.6
PYNMFYKR | Voltech International Inc. | Technilight | TLHPA4F150V1C[-S] | Indoor Luminaires | High-Bay | High-Bay Luminaires for Commercial and Industrial Buildings | Standard | FALSE | [9 empty] | 42657 | Dimmable | Continuous Below 10 | No |  | 4 | 19967 | 130.16 | 153.4 | 15.07 | 0.91 | 5700 | 85.6
PPG9RZP6 | Voltech International Inc. | Technilight | TLHPA4C120V2C[-S] | Indoor Luminaires | High-Bay | High-Bay Luminaires for Commercial and Industrial Buildings | Standard | FALSE | [9 empty] | 42657 | Dimmable | Continuous Below 10 | No |  | 4 | 17152 | 138.66 | 123.7 | 13.59 | 0.9 | 5700 | 84.1
PQFPZW22 | Voltech International Inc. | Technilight | TLHPA4C150V2C[-S] | Indoor Luminaires | High-Bay | High-Bay Luminaires for Commercial and Industrial Buildings | Standard | FALSE | [9 empty] | 42657 | Dimmable | Continuous Below 10 | No |  | 4 | 20064 | 138.37 | 145 | 12.88 | 0.93 | 5700 | 84
P6JZRQ3G | Voltech International Inc. | Technilight | TLHPA4C150V2P[-S] | Indoor Luminaires | High-Bay | High-Bay Luminaires for Commercial and Industrial Buildings | Standard | FALSE | [9 empty] | 42657 | Dimmable | Continuous Below 10 | No |  | 4 | 19500 | 133.2 | 146.4 | 12.95 | 0.93 | 5000 | 84
PMDVQ2GE | Voltech International Inc. | Technilight | TLHPA4C120V2P[-S] | Indoor Luminaires | High-Bay | High-Bay Luminaires for Commercial and Industrial Buildings | Standard | FALSE | [9 empty] | 42657 | Dimmable | Continuous Below 10 | No |  | 4 | 16722 | 134.75 | 124.1 | 13.42 | 0.9 | 5000 | 83.5
PEGBWR3B | Voltech International Inc. | Technilight | TLHPA4C100V2P[-S] | Indoor Luminaires | High-Bay | High-Bay Luminaires for Commercial and Industrial Buildings | Standard | FALSE | [9 empty] | 42657 | Dimmable | Continuous Below 10 | No |  | 3.1 | 14396 | 130.75 | 110.1 | 15.31 | 0.9 | 5000 | 83.1
PSS8N6PF | Voltech International Inc. | Technilight | TLHPA4F150V1P[-S] | Indoor Luminaires | High-Bay | High-Bay Luminaires for Commercial and Industrial Buildings | Standard | FALSE | [9 empty] | 42657 | Dimmable | Continuous Below 10 | No |  | 4 | 19464 | 126.8 | 153.5 | 15.72 | 0.91 | 5000 | 82.2
P1ZKVQVV | Voltech International Inc. | Technilight | TLHPA4F150V2P[-S] | Indoor Luminaires | High-Bay | High-Bay Luminaires for Commercial and Industrial Buildings | Standard | FALSE | [9 empty] | 42657 | Dimmable | Continuous Below 10 | No |  | 4 | 18639 | 127.23 | 146.5 | 13.91 | 0.93 | 5000 | 82
PG67R4U5 | Voltech International Inc. | Technilight | TLHPA4C150V2N[-S] | Indoor Luminaires | High-Bay | High-Bay Luminaires for Commercial and Industrial Buildings | Standard | FALSE | [9 empty] | 42657 | Dimmable | Continuous Below 10 | No |  | 4 | 19500 | 133.2 | 146.4 | 12.95 | 0.93 | 4000 | 84
PUSPCRFN | Voltech International Inc. | Technilight | TLHPA4C120V2N[-S] | Indoor Luminaires | High-Bay | High-Bay Luminaires for Commercial and Industrial Buildings | Standard | FALSE | [9 empty] | 42657 | Dimmable | Continuous Below 10 | No |  | 4 | 16722 | 134.75 | 124.1 | 13.42 | 0.9 | 4000 | 83.5
PB3VKXPX | Voltech International Inc. | Technilight | TLHPA4C100V2N[-S] | Indoor Luminaires | High-Bay | High-Bay Luminaires for Commercial and Industrial Buildings | Standard | FALSE | [9 empty] | 42657 | Dimmable | Continuous Below 10 | No |  | 3.1 | 14396 | 130.75 | 110.1 | 15.31 | 0.9 | 4000 | 83.1
PKC964A6 | Voltech International Inc. | Technilight | TLHPA4F150V1N[-S] | Indoor Luminaires | High-Bay | High-Bay Luminaires for Commercial and Industrial Buildings | Standard | FALSE | [9 empty] | 42657 | Dimmable | Continuous Below 10 | No |  | 4 | 19464 | 126.8 | 153.5 | 15.72 | 0.91 | 4000 | 82.2
PDP4315K | Voltech International Inc. | Technilight | TLHPA4F150V2N[-S] | Indoor Luminaires | High-Bay | High-Bay Luminaires for Commercial and Industrial Buildings | Standard | FALSE | [9 empty] | 42657 | Dimmable | Continuous Below 10 | No |  | 4 | 18639 | 127.23 | 146.5 | 13.91 | 0.93 | 4000 | 82
PV52B3QC | Voltech International Inc. | Technilight | TLHPA4C150V2W[-S] | Indoor Luminaires | High-Bay | High-Bay Luminaires for Commercial and Industrial Buildings | Standard | FALSE | [9 empty] | 42657 | Dimmable | Continuous Below 10 | No |  | 4 | 19500 | 133.2 | 146.4 | 12.95 | 0.93 | 3000 | 84
PVXF4Q9X | Voltech International Inc. | Technilight | TLHPA4C120V2W[-S] | Indoor Luminaires | High-Bay | High-Bay Luminaires for Commercial and Industrial Buildings | Standard | FALSE | [9 empty] | 42657 | Dimmable | Continuous Below 10 | No |  | 4 | 16722 | 134.75 | 124.1 | 13.42 | 0.9 | 3000 | 83.5
PESZENBV | Voltech International Inc. | Technilight | TLHPA4C100V2W[-S] | Indoor Luminaires | High-Bay | High-Bay Luminaires for Commercial and Industrial Buildings | Standard | FALSE | [9 empty] | 42657 | Dimmable | Continuous Below 10 | No |  | 3.1 | 14396 | 130.75 | 110.1 | 15.31 | 0.9 | 3000 | 83.1
PJ4N92CF | Voltech International Inc. | Technilight | TLHPA4F150V1W[-S] | Indoor Luminaires | High-Bay | High-Bay Luminaires for Commercial and Industrial Buildings | Standard | FALSE | [9 empty] | 42657 | Dimmable | Continuous Below 10 | No |  | 4 | 19464 | 126.8 | 153.5 | 15.72 | 0.91 | 3000 | 82.2
PQMSX1AD | Voltech International Inc. | Technilight | TLHPA4F150V2W[-S] | Indoor Luminaires | High-Bay | High-Bay Luminaires for Commercial and Industrial Buildings | Standard | FALSE | [9 empty] | 42657 | Dimmable | Continuous Below 10 | No |  | 4 | 18639 | 127.23 | 146.5 | 13.91 | 0.93 | 3000 | 82
PPM2CTE8 | Shenzhen Huadian Lighting Co.LTD. | Huadian | HD-HB04-200W-S-5700K [Qualified Pointing Straight Down] | Indoor Luminaires | High-Bay | High-Bay Luminaires for Commercial and Industrial Buildings | Standard | FALSE | [9 empty] | 42657 | Not Dimmable | Not Dimmable | No |  | 4 | 26000 | 130 | 200 | 12.16 | 0.9 | 5700 | 82
PR5DKXTF | Shenzhen Huadian Lighting Co.LTD. | Huadian | HD-HB04-150W-5700K [Qualified Pointing Straight Down] | Indoor Luminaires | High-Bay | High-Bay Luminaires for Commercial and Industrial Buildings | Standard | FALSE | [9 empty] | 42657 | Not Dimmable | Not Dimmable | No |  | 4 | 19500 | 130 | 150 | 11.98 | 0.9 | 5700 | 82
P956GEZQ | Shenzhen Huadian Lighting Co.LTD. | Huadian | HD-HB04-200W-5700K [Qualified Pointing Straight Down] | Indoor Luminaires | High-Bay | High-Bay Luminaires for Commercial and Industrial Buildings | Standard | FALSE | [9 empty] | 42657 | Not Dimmable | Not Dimmable | No |  | 4 | 26000 | 130 | 200 | 11.04 | 0.9 | 5700 | 82
PQ3BGBM4 | Shenzhen Huadian Lighting Co.LTD. | Huadian | HD-HB04-150W-S-5700K [Qualified Pointing Straight Down] | Indoor Luminaires | High-Bay | High-Bay Luminaires for Commercial and Industrial Buildings | Standard | FALSE | [9 empty] | 42657 | Not Dimmable | Not Dimmable | No |  | 4 | 19500 | 130 | 150 | 9.12 | 0.9 | 5700 | 82
P4BZTZH6 | Shenzhen Huadian Lighting Co.LTD. | Huadian | HD-HB04-100W-5700K [Qualified Pointing Straight Down] | Indoor Luminaires | High-Bay | High-Bay Luminaires for Commercial and Industrial Buildings | Standard | FALSE | [9 empty] | 42657 | Not Dimmable | Not Dimmable | No |  | 4 | 13000 | 130 | 100 | 10.72 | 0.9 | 5700 | 81
P4M43BE8 | Shenzhen Huadian Lighting Co.LTD. | Huadian | HD-HB04-200W-S-5000K [Qualified Pointing Straight Down] | Indoor Luminaires | High-Bay | High-Bay Luminaires for Commercial and Industrial Buildings | Standard | FALSE | [9 empty] | 42657 | Not Dimmable | Not Dimmable | No |  | 4 | 26000 | 130 | 200 | 12.16 | 0.9 | 5000 | 82
PR3N5V2J | Shenzhen Huadian Lighting Co.LTD. | Huadian | HD-HB04-150W-5000K [Qualified Pointing Straight Down] | Indoor Luminaires | High-Bay | High-Bay Luminaires for Commercial and Industrial Buildings | Standard | FALSE | [9 empty] | 42657 | Not Dimmable | Not Dimmable | No |  | 4 | 19500 | 130 | 150 | 11.98 | 0.9 | 5000 | 82
P1JQFTTV | Shenzhen Huadian Lighting Co.LTD. | Huadian | HD-HB04-200W-5000K [Qualified Pointing Straight Down] | Indoor Luminaires | High-Bay | High-Bay Luminaires for Commercial and Industrial Buildings | Standard | FALSE | [9 empty] | 42657 | Not Dimmable | Not Dimmable | No |  | 4 | 26000 | 130 | 200 | 11.04 | 0.9 | 5000 | 82
PHE64NYU | Shenzhen Huadian Lighting Co.LTD. | Huadian | HD-HB04-150W-S-5000K [Qualified Pointing Straight Down] | Indoor Luminaires | High-Bay | High-Bay Luminaires for Commercial and Industrial Buildings | Standard | FALSE | [9 empty] | 42657 | Not Dimmable | Not Dimmable | No |  | 4 | 19500 | 130 | 150 | 9.12 | 0.9 | 5000 | 82
P8UPW6QV | Shenzhen Huadian Lighting Co.LTD. | Huadian | HD-HB04-100W-5000K [Qualified Pointing Straight Down] | Indoor Luminaires | High-Bay | High-Bay Luminaires for Commercial and Industrial Buildings | Standard | FALSE | [9 empty] | 42657 | Not Dimmable | Not Dimmable | No |  | 4 | 13000 | 130 | 100 | 10.72 | 0.9 | 5000 | 81
PXVM42YF | Shenzhen Huadian Lighting Co.LTD. | Huadian | HD-HB04-200W-S-4500K [Qualified Pointing Straight Down] | Indoor Luminaires | High-Bay | High-Bay Luminaires for Commercial and Industrial Buildings | Standard | FALSE | [9 empty] | 42657 | Not Dimmable | Not Dimmable | No |  | 4 | 26000 | 130 | 200 | 12.16 | 0.9 | 4500 | 82
PWCJAMHP | Shenzhen Huadian Lighting Co.LTD. | Huadian | HD-HB04-150W-4500K [Qualified Pointing Straight Down] | Indoor Luminaires | High-Bay | High-Bay Luminaires for Commercial and Industrial Buildings | Standard | FALSE | [9 empty] | 42657 | Not Dimmable | Not Dimmable | No |  | 4 | 19500 | 130 | 150 | 11.98 | 0.9 | 4500 | 82
PT696S82 | Shenzhen Huadian Lighting Co.LTD. | Huadian | HD-HB04-200W-4500K [Qualified Pointing Straight Down] | Indoor Luminaires | High-Bay | High-Bay Luminaires for Commercial and Industrial Buildings | Standard | FALSE | [9 empty] | 42657 | Not Dimmable | Not Dimmable | No |  | 4 | 26000 | 130 | 200 | 11.04 | 0.9 | 4500 | 82
PSKJ8QBY | Shenzhen Huadian Lighting Co.LTD. | Huadian | HD-HB04-150W-S-4500K [Qualified Pointing Straight Down] | Indoor Luminaires | High-Bay | High-Bay Luminaires for Commercial and Industrial Buildings | Standard | FALSE | [9 empty] | 42657 | Not Dimmable | Not Dimmable | No |  | 4 | 19500 | 130 | 150 | 9.12 | 0.9 | 4500 | 82
PXECZXEP | Shenzhen Huadian Lighting Co.LTD. | Huadian | HD-HB04-100W-4500K [Qualified Pointing Straight Down] | Indoor Luminaires | High-Bay | High-Bay Luminaires for Commercial and Industrial Buildings | Standard | FALSE | [9 empty] | 42657 | Not Dimmable | Not Dimmable | No |  | 4 | 13000 | 130 | 100 | 10.72 | 0.9 | 4500 | 81
P23884MP | Shenzhen Huadian Lighting Co.LTD. | Huadian | HD-HB04-200W-S-4000K [Qualified Pointing Straight Down] | Indoor Luminaires | High-Bay | High-Bay Luminaires for Commercial and Industrial Buildings | Standard | FALSE | [9 empty] | 42657 | Not Dimmable | Not Dimmable | No |  | 4 | 26000 | 130 | 200 | 12.16 | 0.9 | 4000 | 82
P4P9JU9E | Shenzhen Huadian Lighting Co.LTD. | Huadian | HD-HB04-150W-4000K [Qualified Pointing Straight Down] | Indoor Luminaires | High-Bay | High-Bay Luminaires for Commercial and Industrial Buildings | Standard | FALSE | [9 empty] | 42657 | Not Dimmable | Not Dimmable | No |  | 4 | 19500 | 130 | 150 | 11.98 | 0.9 | 4000 | 82
P69NZQ8N | Shenzhen Huadian Lighting Co.LTD. | Huadian | HD-HB04-200W-4000K [Qualified Pointing Straight Down] | Indoor Luminaires | High-Bay | High-Bay Luminaires for Commercial and Industrial Buildings | Standard | FALSE | [9 empty] | 42657 | Not Dimmable | Not Dimmable | No |  | 4 | 26000 | 130 | 200 | 11.04 | 0.9 | 4000 | 82
P3QXT6DS | Shenzhen Huadian Lighting Co.LTD. | Huadian | HD-HB04-150W-S-4000K [Qualified Pointing Straight Down] | Indoor Luminaires | High-Bay | High-Bay Luminaires for Commercial and Industrial Buildings | Standard | FALSE | [9 empty] | 42657 | Not Dimmable | Not Dimmable | No |  | 4 | 19500 | 130 | 150 | 9.12 | 0.9 | 4000 | 82
PNB4E3S6 | Shenzhen Huadian Lighting Co.LTD. | Huadian | HD-HB04-100W-4000K [Qualified Pointing Straight Down] | Indoor Luminaires | High-Bay | High-Bay Luminaires for Commercial and Industrial Buildings | Standard | FALSE | [9 empty] | 42657 | Not Dimmable | Not Dimmable | No |  | 4 | 13000 | 130 | 100 | 10.72 | 0.9 | 4000 | 81
PRSU8655 | Shenzhen Huadian Lighting Co.LTD. | Huadian | HD-HB04-200W-S-3500K [Qualified Pointing Straight Down] | Indoor Luminaires | High-Bay | High-Bay Luminaires for Commercial and Industrial Buildings | Standard | FALSE | [9 empty] | 42657 | Not Dimmable | Not Dimmable | No |  | 4 | 26000 | 130 | 200 | 12.16 | 0.9 | 3500 | 82
PUZMHJFG | Shenzhen Huadian Lighting Co.LTD. | Huadian | HD-HB04-150W-3500K [Qualified Pointing Straight Down] | Indoor Luminaires | High-Bay | High-Bay Luminaires for Commercial and Industrial Buildings | Standard | FALSE | [9 empty] | 42657 | Not Dimmable | Not Dimmable | No |  | 4 | 19500 | 130 | 150 | 11.98 | 0.9 | 3500 | 82
PB2K88FC | Shenzhen Huadian Lighting Co.LTD. | Huadian | HD-HB04-200W-3500K [Qualified Pointing Straight Down] | Indoor Luminaires | High-Bay | High-Bay Luminaires for Commercial and Industrial Buildings | Standard | FALSE | [9 empty] | 42657 | Not Dimmable | Not Dimmable | No |  | 4 | 26000 | 130 | 200 | 11.04 | 0.9 | 3500 | 82
PC6Y2KS5 | Shenzhen Huadian Lighting Co.LTD. | Huadian | HD-HB04-150W-S-3500K [Qualified Pointing Straight Down] | Indoor Luminaires | High-Bay | High-Bay Luminaires for Commercial and Industrial Buildings | Standard | FALSE | [9 empty] | 42657 | Not Dimmable | Not Dimmable | No |  | 4 | 19500 | 130 | 150 | 9.12 | 0.9 | 3500 | 82
PHZWQJQ4 | Shenzhen Huadian Lighting Co.LTD. | Huadian | HD-HB04-100W-3500K [Qualified Pointing Straight Down] | Indoor Luminaires | High-Bay | High-Bay Luminaires for Commercial and Industrial Buildings | Standard | FALSE | [9 empty] | 42657 | Not Dimmable | Not Dimmable | No |  | 4 | 13000 | 130 | 100 | 10.72 | 0.9 | 3500 | 81
PJ1UBJEP | Shenzhen Huadian Lighting Co.LTD. | Huadian | HD-HB04-200W-S-3000K [Qualified Pointing Straight Down] | Indoor Luminaires | High-Bay | High-Bay Luminaires for Commercial and Industrial Buildings | Standard | FALSE | [9 empty] | 42657 | Not Dimmable | Not Dimmable | No |  | 4 | 26000 | 130 | 200 | 12.16 | 0.9 | 3000 | 82
PEEBKKFU | Shenzhen Huadian Lighting Co.LTD. | Huadian | HD-HB04-150W-3000K [Qualified Pointing Straight Down] | Indoor Luminaires | High-Bay | High-Bay Luminaires for Commercial and Industrial Buildings | Standard | FALSE | [9 empty] | 42657 | Not Dimmable | Not Dimmable | No |  | 4 | 19500 | 130 | 150 | 11.98 | 0.9 | 3000 | 82
P64T9PXU | Shenzhen Huadian Lighting Co.LTD. | Huadian | HD-HB04-200W-3000K [Qualified Pointing Straight Down] | Indoor Luminaires | High-Bay | High-Bay Luminaires for Commercial and Industrial Buildings | Standard | FALSE | [9 empty] | 42657 | Not Dimmable | Not Dimmable | No |  | 4 | 26000 | 130 | 200 | 11.04 | 0.9 | 3000 | 82
P611SP8T | Shenzhen Huadian Lighting Co.LTD. | Huadian | HD-HB04-150W-S-3000K [Qualified Pointing Straight Down] | Indoor Luminaires | High-Bay | High-Bay Luminaires for Commercial and Industrial Buildings | Standard | FALSE | [9 empty] | 42657 | Not Dimmable | Not Dimmable | No |  | 4 | 19500 | 130 | 150 | 9.12 | 0.9 | 3000 | 82
P7MXJMRW | Shenzhen Huadian Lighting Co.LTD. | Huadian | HD-HB04-100W-3000K [Qualified Pointing Straight Down] | Indoor Luminaires | High-Bay | High-Bay Luminaires for Commercial and Industrial Buildings | Standard | FALSE | [9 empty] | 42657 | Not Dimmable | Not Dimmable | No |  | 4 | 13000 | 130 | 100 | 10.72 | 0.9 | 3000 | 81
PKR7DW9T | Shenzhen Huadian Lighting Co.LTD. | Huadian | HD-HB04-200W-S-2700K [Qualified Pointing Straight Down] | Indoor Luminaires | High-Bay | High-Bay Luminaires for Commercial and Industrial Buildings | Standard | FALSE | [9 empty] | 42657 | Not Dimmable | Not Dimmable | No |  | 4 | 26000 | 130 | 200 | 12.16 | 0.9 | 2700 | 82
PZJ42TP2 | Shenzhen Huadian Lighting Co.LTD. | Huadian | HD-HB04-150W-2700K [Qualified Pointing Straight Down] | Indoor Luminaires | High-Bay | High-Bay Luminaires for Commercial and Industrial Buildings | Standard | FALSE | [9 empty] | 42657 | Not Dimmable | Not Dimmable | No |  | 4 | 19500 | 130 | 150 | 11.98 | 0.9 | 2700 | 82
P4N9WEZ5 | Shenzhen Huadian Lighting Co.LTD. | Huadian | HD-HB04-200W-2700K [Qualified Pointing Straight Down] | Indoor Luminaires | High-Bay | High-Bay Luminaires for Commercial and Industrial Buildings | Standard | FALSE | [9 empty] | 42657 | Not Dimmable | Not Dimmable | No |  | 4 | 26000 | 130 | 200 | 11.04 | 0.9 | 2700 | 82
PMYNC8PW | Shenzhen Huadian Lighting Co.LTD. | Huadian | HD-HB04-150W-S-2700K [Qualified Pointing Straight Down] | Indoor Luminaires | High-Bay | High-Bay Luminaires for Commercial and Industrial Buildings | Standard | FALSE | [9 empty] | 42657 | Not Dimmable | Not Dimmable | No |  | 4 | 19500 | 130 | 150 | 9.12 | 0.9 | 2700 | 82
P6QWJ7TG | Shenzhen Huadian Lighting Co.LTD. | Huadian | HD-HB04-100W-2700K [Qualified Pointing Straight Down] | Indoor Luminaires | High-Bay | High-Bay Luminaires for Commercial and Industrial Buildings | Standard | FALSE | [9 empty] | 42657 | Not Dimmable | Not Dimmable | No |  | 4 | 13000 | 130 | 100 | 10.72 | 0.9 | 2700 | 81
P3M8YGXE | EverLast Lighting Inc. | Everlast | EL-LED-LHB-100-UH-40-X-D | Indoor Luminaires | High-Bay | High-Bay Luminaires for Commercial and Industrial Buildings | Standard | TRUE | 13734.78 | 125.19 | 109.71 | 10.64 | 0.994 | 4081 | 83.7 | 5 | 50000 | 42656 |  |  | No |  | 3.1 | 13730 | 125 | 110 | 9.2 | 0.99 | 4000 | 83
PUVZZZEZ | EverLast Lighting Inc. | Everlast | EL-LED-LHB-100S-UH-40-X-D | Indoor Luminaires | High-Bay | High-Bay Luminaires for Commercial and Industrial Buildings | Standard | TRUE | 14058.67 | 127.54 | 110.23 | 9.618 | 0.994 | 4171 | 83.1 | 5 | 50000 | 42656 |  |  | No |  | 3.1 | 14050 | 127 | 110 | 9.6 | 0.99 | 4000 | 82
PAX2VK1G | EverLast Lighting Inc. | Everlast | EL-LED-LHB-50S-UH-40-X-D | Indoor Luminaires | High-Bay | Low-Bay Luminaires for Commercial and Industrial Buildings | Standard | TRUE | 6463.26 | 126.9 | 50.93 | 9.542 | 0.987 | 4150 | 83 | 5 | 50000 | 42656 |  |  | No |  | 3.1 | 6460 | 126 | 51 | 8.5 | 0.99 | 4000 | 83
PB8NTS98 | Shenzhen Huadian Lighting Co.LTD. | Huadian | HD-HB04-100WD-2700K [Qualified Pointing Straight Down] | Indoor Luminaires | High-Bay | High-Bay Luminaires for Commercial and Industrial Buildings | Standard | TRUE | 13151 | 130.35 | 100.9 | 10.72 | 0.9758 | 2675 | 81.6 | 5 | 50000 | 42656 |  |  | No |  | 4 | 13000 | 130 | 100 | 10.72 | 0.9 | 2700 | 81
PN8H65GB | Shenzhen Huadian Lighting Co.LTD. | Huadian | HD-HB04-150WD-2700K [Qualified Pointing Straight Down] | Indoor Luminaires | High-Bay | High-Bay Luminaires for Commercial and Industrial Buildings | Standard | TRUE | 19595 | 132.02 | 148.4 | 11.98 | 0.9484 | 2727 | 82.4 | 5 | 50000 | 42656 |  |  | No |  | 4 | 19500 | 130 | 150 | 11.98 | 0.9 | 2700 | 82
PSBGJK4Z | Shenzhen Huadian Lighting Co.LTD. | Huadian | HD-HB04-200WD-S-2700K [Qualified Pointing Straight Down] | Indoor Luminaires | High-Bay | High-Bay Luminaires for Commercial and Industrial Buildings | Standard | TRUE | 26080 | 134.26 | 194.2 | 12.16 | 0.9464 | 2719 | 82.5 | 5 | 50000 | 42656 |  |  | No |  | 4 | 26000 | 130 | 200 | 12.16 | 0.9 | 2700 | 82
PSC3HWZT | EverLast Lighting Inc. | Everlast | EL-LED-HB-LG-100-L-40-X-D | Indoor Luminaires | High-Bay | High-Bay Luminaires for Commercial and Industrial Buildings | Standard | TRUE | 10251.2 | 103 | 99.5 | 16.2 | 0.943 | 4123 | 81.5 | 5 | 50000 | 42656 |  |  | No |  | 3.1 | 10251 | 103 | 99.5 | 16.2 | 0.92 | 4000 | 81
PJ3U7E9Z | EverLast Lighting Inc. | Everlast | EL-LED-LHB-100-UL-40-X-D | Indoor Luminaires | High-Bay | High-Bay Luminaires for Commercial and Industrial Buildings | Standard | TRUE | 13106.79 | 126.31 | 103.77 | 8.97 | 0.941 | 4117 | 84.3 | 5 | 50000 | 42656 |  |  | No |  | 4 | 13106 | 126 | 104 | 8.8 | 0.94 | 4000 | 83
PP5EY3DJ | SHENZHEN XINTIANWELL TECHNOLOGY CO.LTD. | XINTIANWELL | XTFL-HB-150W-3000 | Indoor Luminaires | High-Bay | High-Bay Luminaires for Commercial and Industrial Buildings | Standard | TRUE | 19730 | 131.27 | 150.3 | 12.54 | 0.939 | 3064 | 81.4 | 5 | 50000 | 42656 |  |  | No |  | 4 | 19730 | 131.27 | 150.3 | 12.54 | 0.94 | 3000 | 81.4
PGFSCUNG | EverLast Lighting Inc. | Everlast | EL-LED-LHB-100S-UL-40-X-D | Indoor Luminaires | High-Bay | High-Bay Luminaires for Commercial and Industrial Buildings | Standard | TRUE | 12870.59 | 125.64 | 102.44 | 9.116 | 0.939 | 4152 | 82.7 | 5 | 50000 | 42656 |  |  | No |  | 4 | 12870 | 125 | 102 | 9 | 0.94 | 4000 | 82
PW8GKV86 | MaxLite Inc | LForm | LF-4849U-35 | Indoor Luminaires | High-Bay | Low-Bay Luminaires for Commercial and Industrial Buildings | Premium | TRUE | 5460 | 115 | 47.5 | 15.8 | 0.938 | 3569 | 84.6 | 5 | 50000 | 42656 |  |  | No |  | 3.1 | 5635 | 115 | 49 | 20 | 0.9 | 3500 | 80
PX1FZVCB | MaxLite Inc | LForm | LF-4849U-40 | Indoor Luminaires | High-Bay | Low-Bay Luminaires for Commercial and Industrial Buildings | Premium | TRUE | 5869 | 123.5 | 47.5 | 16.4 | 0.937 | 4008 | 84.5 | 5 | 50000 | 42656 |  |  | No |  | 3.1 | 5880 | 120 | 49 | 20 | 0.9 | 4000 | 80
PBZEAGG2 | Shenzhen Huadian Lighting Co.LTD. | Huadian | HD-HB04-200WD-2700K [Qualified Pointing Straight Down] | Indoor Luminaires | High-Bay | High-Bay Luminaires for Commercial and Industrial Buildings | Standard | TRUE | 25285 | 131.02 | 193 | 11.04 | 0.9284 | 2724 | 82.4 | 5 | 50000 | 42656 |  |  | No |  | 4 | 26000 | 130 | 200 | 11.04 | 0.9 | 2700 | 82
P2Q9GD1V | Shenzhen Huadian Lighting Co.LTD. | Huadian | HD-HB04-150WD-S-2700K [Qualified Pointing Straight Down] | Indoor Luminaires | High-Bay | High-Bay Luminaires for Commercial and Industrial Buildings | Standard | TRUE | 18752 | 132.02 | 142 | 9.12 | 0.9265 | 2713 | 82.5 | 5 | 50000 | 42656 |  |  | No |  | 4 | 19500 | 130 | 150 | 9.12 | 0.9 | 2700 | 82
PCV2CYCF | CIXI YUANHUI LIGHTING ELECTRIC CO.LTD | YUANHUI | NWP4F60D[-S] | Indoor Luminaires | High-Bay | Low-Bay Luminaires for Commercial and Industrial Buildings | Standard | TRUE | 7954.1 | 130.09 | 61.51 | 14.85 | 0.9014 | 2721 | 82.5 | 5 | 50000 | 42656 |  |  | Yes |  | 4 | 8001.7 | 130.09 | 61.51 | 14.85 | 0.9 | 2700 | 82.5
PXZ8A4SE | CIXI YUANHUI LIGHTING ELECTRIC CO.LTD | YUANHUI | NWP4F50D[-S] | Indoor Luminaires | High-Bay | Low-Bay Luminaires for Commercial and Industrial Buildings | Standard | TRUE | 6467.5 | 129.14 | 49.96 | 14.47 | 0.9009 | 2723 | 82.6 | 5 | 50000 | 42656 |  |  | No |  | 4 | 6467.5 | 129.14 | 50.08 | 14.13 | 0.9 | 2700 | 82.6
PGXS7GUN | CIXI YUANHUI LIGHTING ELECTRIC CO.LTD | YUANHUI | NWP4F40D[-S] | Indoor Luminaires | High-Bay | Low-Bay Luminaires for Commercial and Industrial Buildings | Standard | TRUE | 5371 | 134.41 | 40.02 | 15.73 | 0.9006 | 2705 | 82.2 | 5 | 50000 | 42656 |  |  | Yes |  | 4 | 5379.1 | 134.41 | 40.02 | 15.73 | 0.9 | 2700 | 82.2
PADKXDHJ | EverLast Lighting Inc. | Everlast | EL-LED-LHB-50S-UL-40-X-D | Indoor Luminaires | High-Bay | Low-Bay Luminaires for Commercial and Industrial Buildings | Standard | TRUE | 6611.02 | 122.95 | 54 | 11.928 | 0.883 | 4211 | 82.1 | 5 | 50000 | 42656 |  |  | No |  | 4 | 6611 | 122 | 54 | 9 | 0.94 | 4000 | 82
P7D5M58F | MaxLite Inc | LForm | LF-4849U-50 | Indoor Luminaires | High-Bay | Low-Bay Luminaires for Commercial and Industrial Buildings | Premium | FALSE | [9 empty] | 42656 |  |  | No |  | 3.1 | 6125 | 125 | 49 | 20 | 0.9 | 5000 | 80
PYAJ2RUB | CIXI YUANHUI LIGHTING ELECTRIC CO.LTD | YUANHUI | NWP4F60C[-S] | Indoor Luminaires | High-Bay | Low-Bay Luminaires for Commercial and Industrial Buildings | Standard | FALSE | [9 empty] | 42656 |  |  | Yes |  | 4 | 8492 | 137.01 | 61.98 | 14.72 | 0.9 | 5700 | 83.9
PFMUR8Y1 | CIXI YUANHUI LIGHTING ELECTRIC CO.LTD | YUANHUI | NWP4F40C[-S] | Indoor Luminaires | High-Bay | Low-Bay Luminaires for Commercial and Industrial Buildings | Standard | FALSE | [9 empty] | 42656 |  |  | Yes |  | 4 | 5720 | 142.36 | 40.18 | 15.55 | 0.9 | 5700 | 83.7
P544BQ7C | CIXI YUANHUI LIGHTING ELECTRIC CO.LTD | YUANHUI | NWP4F50C[-S] | Indoor Luminaires | High-Bay | Low-Bay Luminaires for Commercial and Industrial Buildings | Standard | FALSE | [9 empty] | 42656 |  |  | No |  | 4 | 6840 | 136.42 | 50.14 | 14.47 | 0.9 | 5700 | 83.7
PNEB7F3Q | CIXI YUANHUI LIGHTING ELECTRIC CO.LTD | YUANHUI | NWP4F50P[-S] | Indoor Luminaires | High-Bay | Low-Bay Luminaires for Commercial and Industrial Buildings | Standard | FALSE | [9 empty] | 42656 |  |  | No |  | 4 | 6467.5 | 129.14 | 50.08 | 14.13 | 0.9 | 5000 | 82.6
PZPKT4CA | CIXI YUANHUI LIGHTING ELECTRIC CO.LTD | YUANHUI | NWP4F60P[-S] | Indoor Luminaires | High-Bay | Low-Bay Luminaires for Commercial and Industrial Buildings | Standard | FALSE | [9 empty] | 42656 |  |  | Yes |  | 4 | 8001.7 | 130.09 | 61.51 | 14.85 | 0.9 | 5000 | 82.5
PV7CXY1J | CIXI YUANHUI LIGHTING ELECTRIC CO.LTD | YUANHUI | NWP4F40P[-S] | Indoor Luminaires | High-Bay | Low-Bay Luminaires for Commercial and Industrial Buildings | Standard | FALSE | [9 empty] | 42656 |  |  | Yes |  | 4 | 5379.1 | 134.41 | 40.02 | 15.73 | 0.9 | 5000 | 82.2
P7ZCZJHR | CIXI YUANHUI LIGHTING ELECTRIC CO.LTD | YUANHUI | NWP4F50N[-S] | Indoor Luminaires | High-Bay | Low-Bay Luminaires for Commercial and Industrial Buildings | Standard | FALSE | [9 empty] | 42656 |  |  | No |  | 4 | 6467.5 | 129.14 | 50.08 | 14.13 | 0.9 | 4000 | 82.6
P7PMQ93X | CIXI YUANHUI LIGHTING ELECTRIC CO.LTD | YUANHUI | NWP4F60N[-S] | Indoor Luminaires | High-Bay | Low-Bay Luminaires for Commercial and Industrial Buildings | Standard | FALSE | [9 empty] | 42656 |  |  | Yes |  | 4 | 8001.7 | 130.09 | 61.51 | 14.85 | 0.9 | 4000 | 82.5
PE6QZA7J | CIXI YUANHUI LIGHTING ELECTRIC CO.LTD | YUANHUI | NWP4F40N[-S] | Indoor Luminaires | High-Bay | Low-Bay Luminaires for Commercial and Industrial Buildings | Standard | FALSE | [9 empty] | 42656 |  |  | Yes |  | 4 | 5379.1 | 134.41 | 40.02 | 15.73 | 0.9 | 4000 | 82.2
PE9EW561 | CIXI YUANHUI LIGHTING ELECTRIC CO.LTD | YUANHUI | NWP4F50W[-S] | Indoor Luminaires | High-Bay | Low-Bay Luminaires for Commercial and Industrial Buildings | Standard | FALSE | [9 empty] | 42656 |  |  | No |  | 4 | 6467.5 | 129.14 | 50.08 | 14.13 | 0.9 | 3000 | 82.6
PERHRYE1 | CIXI YUANHUI LIGHTING ELECTRIC CO.LTD | YUANHUI | NWP4F60W[-S] | Indoor Luminaires | High-Bay | Low-Bay Luminaires for Commercial and Industrial Buildings | Standard | FALSE | [9 empty] | 42656 |  |  | Yes |  | 4 | 8001.7 | 130.09 | 61.51 | 14.85 | 0.9 | 3000 | 82.5
PG9VZ1EK | CIXI YUANHUI LIGHTING ELECTRIC CO.LTD | YUANHUI | NWP4F40W[-S] | Indoor Luminaires | High-Bay | Low-Bay Luminaires for Commercial and Industrial Buildings | Standard | FALSE | [9 empty] | 42656 |  |  | Yes |  | 4 | 5379.1 | 134.41 | 40.02 | 15.73 | 0.9 | 3000 | 82.2
PZDBQHQX | SHENZHEN XINTIANWELL TECHNOLOGY CO.LTD. | XINTIANWELL | XTFL-HB-150W-5700 | Indoor Luminaires | High-Bay | High-Bay Luminaires for Commercial and Industrial Buildings | Standard | FALSE | [9 empty] | 42656 | Not Dimmable | Not Dimmable | No |  | 4 | 21320 | 142.37 | 149.8 | 12.84 | 0.94 | 5700 | 84.3
PMKZN6PY | SHENZHEN XINTIANWELL TECHNOLOGY CO.LTD. | XINTIANWELL | XTFL-HB-150W-5000 | Indoor Luminaires | High-Bay | High-Bay Luminaires for Commercial and Industrial Buildings | Standard | FALSE | [9 empty] | 42656 | Not Dimmable | Not Dimmable | No |  | 4 | 19730 | 131.27 | 150.3 | 12.54 | 0.94 | 5000 | 81.4
PMSMZ5UT | SHENZHEN XINTIANWELL TECHNOLOGY CO.LTD. | XINTIANWELL | XTFL-HB-150W-4500 | Indoor Luminaires | High-Bay | High-Bay Luminaires for Commercial and Industrial Buildings | Standard | FALSE | [9 empty] | 42656 | Not Dimmable | Not Dimmable | No |  | 4 | 19730 | 131.27 | 150.3 | 12.54 | 0.94 | 4500 | 81.4
PNGZ3SH1 | SHENZHEN XINTIANWELL TECHNOLOGY CO.LTD. | XINTIANWELL | XTFL-HB-150W-4000 | Indoor Luminaires | High-Bay | High-Bay Luminaires for Commercial and Industrial Buildings | Standard | FALSE | [9 empty] | 42656 | Not Dimmable | Not Dimmable | No |  | 4 | 19730 | 131.27 | 150.3 | 12.54 | 0.94 | 4000 | 81.4
PN3BHVZ5 | SHENZHEN XINTIANWELL TECHNOLOGY CO.LTD. | XINTIANWELL | XTFL-HB-150W-3500 | Indoor Luminaires | High-Bay | High-Bay Luminaires for Commercial and Industrial Buildings | Standard | FALSE | [9 empty] | 42656 | Not Dimmable | Not Dimmable | No |  | 4 | 19730 | 131.27 | 150.3 | 12.54 | 0.94 | 3500 | 81.4
PKMGF2DH | Shenzhen Huadian Lighting Co.LTD. | Huadian | HD-HB04-200WD-S-5700K [Qualified Pointing Straight Down] | Indoor Luminaires | High-Bay | High-Bay Luminaires for Commercial and Industrial Buildings | Standard | FALSE | [9 empty] | 42656 | Dimmable | Continuous Below 10 | No |  | 4 | 26000 | 130 | 200 | 12.16 | 0.9 | 5700 | 82
PW49CN1A | Shenzhen Huadian Lighting Co.LTD. | Huadian | HD-HB04-150WD-5700K [Qualified Pointing Straight Down] | Indoor Luminaires | High-Bay | High-Bay Luminaires for Commercial and Industrial Buildings | Standard | FALSE | [9 empty] | 42656 | Dimmable | Continuous Below 10 | No |  | 4 | 19500 | 130 | 150 | 11.98 | 0.9 | 5700 | 82
PVEMYKF8 | Shenzhen Huadian Lighting Co.LTD. | Huadian | HD-HB04-200WD-5700K [Qualified Pointing Straight Down] | Indoor Luminaires | High-Bay | High-Bay Luminaires for Commercial and Industrial Buildings | Standard | FALSE | [9 empty] | 42656 | Dimmable | Continuous Below 10 | No |  | 4 | 26000 | 130 | 200 | 11.04 | 0.9 | 5700 | 82
PPD9C6R4 | Shenzhen Huadian Lighting Co.LTD. | Huadian | HD-HB04-150WD-S-5700K [Qualified Pointing Straight Down] | Indoor Luminaires | High-Bay | High-Bay Luminaires for Commercial and Industrial Buildings | Standard | FALSE | [9 empty] | 42656 | Dimmable | Continuous Below 10 | No |  | 4 | 19500 | 130 | 150 | 9.12 | 0.9 | 5700 | 82
PMBCG8TR | Shenzhen Huadian Lighting Co.LTD. | Huadian | HD-HB04-100WD-5700K [Qualified Pointing Straight Down] | Indoor Luminaires | High-Bay | High-Bay Luminaires for Commercial and Industrial Buildings | Standard | FALSE | [9 empty] | 42656 | Dimmable | Continuous Below 10 | No |  | 4 | 13000 | 130 | 100 | 10.72 | 0.9 | 5700 | 81
P2F8G2KS | Shenzhen Huadian Lighting Co.LTD. | Huadian | HD-HB04-200WD-S-5000K [Qualified Pointing Straight Down] | Indoor Luminaires | High-Bay | High-Bay Luminaires for Commercial and Industrial Buildings | Standard | FALSE | [9 empty] | 42656 | Dimmable | Continuous Below 10 | No |  | 4 | 26000 | 130 | 200 | 12.16 | 0.9 | 5000 | 82
PDT4SDWA | Shenzhen Huadian Lighting Co.LTD. | Huadian | HD-HB04-150WD-5000K [Qualified Pointing Straight Down] | Indoor Luminaires | High-Bay | High-Bay Luminaires for Commercial and Industrial Buildings | Standard | FALSE | [9 empty] | 42656 | Dimmable | Continuous Below 10 | No |  | 4 | 19500 | 130 | 150 | 11.98 | 0.9 | 5000 | 82
PAPCYWDE | Shenzhen Huadian Lighting Co.LTD. | Huadian | HD-HB04-200WD-5000K [Qualified Pointing Straight Down] | Indoor Luminaires | High-Bay | High-Bay Luminaires for Commercial and Industrial Buildings | Standard | FALSE | [9 empty] | 42656 | Dimmable | Continuous Below 10 | No |  | 4 | 26000 | 130 | 200 | 11.04 | 0.9 | 5000 | 82
PRQ6WHQF | Shenzhen Huadian Lighting Co.LTD. | Huadian | HD-HB04-150WD-S-5000K [Qualified Pointing Straight Down] | Indoor Luminaires | High-Bay | High-Bay Luminaires for Commercial and Industrial Buildings | Standard | FALSE | [9 empty] | 42656 | Dimmable | Continuous Below 10 | No |  | 4 | 19500 | 130 | 150 | 9.12 | 0.9 | 5000 | 82
P46XHG15 | Shenzhen Huadian Lighting Co.LTD. | Huadian | HD-HB04-100WD-5000K [Qualified Pointing Straight Down] | Indoor Luminaires | High-Bay | High-Bay Luminaires for Commercial and Industrial Buildings | Standard | FALSE | [9 empty] | 42656 | Dimmable | Continuous Below 10 | No |  | 4 | 13000 | 130 | 100 | 10.72 | 0.9 | 5000 | 81
PN6V3HCJ | Shenzhen Huadian Lighting Co.LTD. | Huadian | HD-HB04-200WD-S-4500K [Qualified Pointing Straight Down] | Indoor Luminaires | High-Bay | High-Bay Luminaires for Commercial and Industrial Buildings | Standard | FALSE | [9 empty] | 42656 | Dimmable | Continuous Below 10 | No |  | 4 | 26000 | 130 | 200 | 12.16 | 0.9 | 4500 | 82
P5NWBARS | Shenzhen Huadian Lighting Co.LTD. | Huadian | HD-HB04-150WD-4500K [Qualified Pointing Straight Down] | Indoor Luminaires | High-Bay | High-Bay Luminaires for Commercial and Industrial Buildings | Standard | FALSE | [9 empty] | 42656 | Dimmable | Continuous Below 10 | No |  | 4 | 19500 | 130 | 150 | 11.98 | 0.9 | 4500 | 82
P35QDZ9A | Shenzhen Huadian Lighting Co.LTD. | Huadian | HD-HB04-200WD-4500K [Qualified Pointing Straight Down] | Indoor Luminaires | High-Bay | High-Bay Luminaires for Commercial and Industrial Buildings | Standard | FALSE | [9 empty] | 42656 | Dimmable | Continuous Below 10 | No |  | 4 | 26000 | 130 | 200 | 11.04 | 0.9 | 4500 | 82
P14PGTVA | Shenzhen Huadian Lighting Co.LTD. | Huadian | HD-HB04-150WD-S-4500K [Qualified Pointing Straight Down] | Indoor Luminaires | High-Bay | High-Bay Luminaires for Commercial and Industrial Buildings | Standard | FALSE | [9 empty] | 42656 | Dimmable | Continuous Below 10 | No |  | 4 | 19500 | 130 | 150 | 9.12 | 0.9 | 4500 | 82
PXUB1TD5 | Shenzhen Huadian Lighting Co.LTD. | Huadian | HD-HB04-100WD-4500K [Qualified Pointing Straight Down] | Indoor Luminaires | High-Bay | High-Bay Luminaires for Commercial and Industrial Buildings | Standard | FALSE | [9 empty] | 42656 | Dimmable | Continuous Below 10 | No |  | 4 | 13000 | 130 | 100 | 10.72 | 0.9 | 4500 | 81
PHP53R7Y | Shenzhen Huadian Lighting Co.LTD. | Huadian | HD-HB04-200WD-S-4000K [Qualified Pointing Straight Down] | Indoor Luminaires | High-Bay | High-Bay Luminaires for Commercial and Industrial Buildings | Standard | FALSE | [9 empty] | 42656 | Dimmable | Continuous Below 10 | No |  | 4 | 26000 | 130 | 200 | 12.16 | 0.9 | 4000 | 82
PNDBYJ4V | Shenzhen Huadian Lighting Co.LTD. | Huadian | HD-HB04-150WD-4000K [Qualified Pointing Straight Down] | Indoor Luminaires | High-Bay | High-Bay Luminaires for Commercial and Industrial Buildings | Standard | FALSE | [9 empty] | 42656 | Dimmable | Continuous Below 10 | No |  | 4 | 19500 | 130 | 150 | 11.98 | 0.9 | 4000 | 82
PS6ECTYT | Shenzhen Huadian Lighting Co.LTD. | Huadian | HD-HB04-200WD-4000K [Qualified Pointing Straight Down] | Indoor Luminaires | High-Bay | High-Bay Luminaires for Commercial and Industrial Buildings | Standard | FALSE | [9 empty] | 42656 | Dimmable | Continuous Below 10 | No |  | 4 | 26000 | 130 | 200 | 11.04 | 0.9 | 4000 | 82
PBR6XZY6 | Shenzhen Huadian Lighting Co.LTD. | Huadian | HD-HB04-150WD-S-4000K [Qualified Pointing Straight Down] | Indoor Luminaires | High-Bay | High-Bay Luminaires for Commercial and Industrial Buildings | Standard | FALSE | [9 empty] | 42656 | Dimmable | Continuous Below 10 | No |  | 4 | 19500 | 130 | 150 | 9.12 | 0.9 | 4000 | 82
P51WA48U | Shenzhen Huadian Lighting Co.LTD. | Huadian | HD-HB04-100WD-4000K [Qualified Pointing Straight Down] | Indoor Luminaires | High-Bay | High-Bay Luminaires for Commercial and Industrial Buildings | Standard | FALSE | [9 empty] | 42656 | Dimmable | Continuous Below 10 | No |  | 4 | 13000 | 130 | 100 | 10.72 | 0.9 | 4000 | 81
PEUSBXYM | Shenzhen Huadian Lighting Co.LTD. | Huadian | HD-HB04-200WD-S-3500K [Qualified Pointing Straight Down] | Indoor Luminaires | High-Bay | High-Bay Luminaires for Commercial and Industrial Buildings | Standard | FALSE | [9 empty] | 42656 | Dimmable | Continuous Below 10 | No |  | 4 | 26000 | 130 | 200 | 12.16 | 0.9 | 3500 | 82
PPEFYTKR | Shenzhen Huadian Lighting Co.LTD. | Huadian | HD-HB04-150WD-3500K [Qualified Pointing Straight Down] | Indoor Luminaires | High-Bay | High-Bay Luminaires for Commercial and Industrial Buildings | Standard | FALSE | [9 empty] | 42656 | Dimmable | Continuous Below 10 | No |  | 4 | 19500 | 130 | 150 | 11.98 | 0.9 | 3500 | 82
PEQUUJ44 | Shenzhen Huadian Lighting Co.LTD. | Huadian | HD-HB04-200WD-3500K [Qualified Pointing Straight Down] | Indoor Luminaires | High-Bay | High-Bay Luminaires for Commercial and Industrial Buildings | Standard | FALSE | [9 empty] | 42656 | Dimmable | Continuous Below 10 | No |  | 4 | 26000 | 130 | 200 | 11.04 | 0.9 | 3500 | 82
P2XKRB6D | Shenzhen Huadian Lighting Co.LTD. | Huadian | HD-HB04-150WD-S-3500K [Qualified Pointing Straight Down] | Indoor Luminaires | High-Bay | High-Bay Luminaires for Commercial and Industrial Buildings | Standard | FALSE | [9 empty] | 42656 | Dimmable | Continuous Below 10 | No |  | 4 | 19500 | 130 | 150 | 9.12 | 0.9 | 3500 | 82
PCZRZC68 | Shenzhen Huadian Lighting Co.LTD. | Huadian | HD-HB04-100WD-3500K [Qualified Pointing Straight Down] | Indoor Luminaires | High-Bay | High-Bay Luminaires for Commercial and Industrial Buildings | Standard | FALSE | [9 empty] | 42656 | Dimmable | Continuous Below 10 | No |  | 4 | 13000 | 130 | 100 | 10.72 | 0.9 | 3500 | 81
P8DVQBYC | Shenzhen Huadian Lighting Co.LTD. | Huadian | HD-HB04-200WD-S-3000K [Qualified Pointing Straight Down] | Indoor Luminaires | High-Bay | High-Bay Luminaires for Commercial and Industrial Buildings | Standard | FALSE | [9 empty] | 42656 | Dimmable | Continuous Below 10 | No |  | 4 | 26000 | 130 | 200 | 12.16 | 0.9 | 3000 | 82
PPKX4GPE | Shenzhen Huadian Lighting Co.LTD. | Huadian | HD-HB04-150WD-3000K [Qualified Pointing Straight Down] | Indoor Luminaires | High-Bay | High-Bay Luminaires for Commercial and Industrial Buildings | Standard | FALSE | [9 empty] | 42656 | Dimmable | Continuous Below 10 | No |  | 4 | 19500 | 130 | 150 | 11.98 | 0.9 | 3000 | 82
PSXBPFA6 | Shenzhen Huadian Lighting Co.LTD. | Huadian | HD-HB04-200WD-3000K [Qualified Pointing Straight Down] | Indoor Luminaires | High-Bay | High-Bay Luminaires for Commercial and Industrial Buildings | Standard | FALSE | [9 empty] | 42656 | Dimmable | Continuous Below 10 | No |  | 4 | 26000 | 130 | 200 | 11.04 | 0.9 | 3000 | 82
P498YUHY | Shenzhen Huadian Lighting Co.LTD. | Huadian | HD-HB04-150WD-S-3000K [Qualified Pointing Straight Down] | Indoor Luminaires | High-Bay | High-Bay Luminaires for Commercial and Industrial Buildings | Standard | FALSE | [9 empty] | 42656 | Dimmable | Continuous Below 10 | No |  | 4 | 19500 | 130 | 150 | 9.12 | 0.9 | 3000 | 82
P4V858XP | Shenzhen Huadian Lighting Co.LTD. | Huadian | HD-HB04-100WD-3000K [Qualified Pointing Straight Down] | Indoor Luminaires | High-Bay | High-Bay Luminaires for Commercial and Industrial Buildings | Standard | FALSE | [9 empty] | 42656 | Dimmable | Continuous Below 10 | No |  | 4 | 13000 | 130 | 100 | 10.72 | 0.9 | 3000 | 81
PWHWFUNX | EverLast Lighting Inc. | Everlast | EL-LED-LHB-150S-UH-50-X-D | Indoor Luminaires | High-Bay | High-Bay Luminaires for Commercial and Industrial Buildings | Standard | FALSE | [9 empty] | 42656 | Not Dimmable | Not Dimmable | No |  | 3.1 | 21180 | 131 | 160 | 9.6 | 0.99 | 5000 | 82
P52XDUEA | EverLast Lighting Inc. | Everlast | EL-LED-LHB-100S-UH-50-X-D | Indoor Luminaires | High-Bay | High-Bay Luminaires for Commercial and Industrial Buildings | Standard | FALSE | [9 empty] | 42656 | Not Dimmable | Not Dimmable | No |  | 3.1 | 14310 | 130 | 110 | 9.6 | 0.99 | 5000 | 82
PQZQMT5Q | EverLast Lighting Inc. | Everlast | EL-LED-LHB-300-UH-50-X-D | Indoor Luminaires | High-Bay | High-Bay Luminaires for Commercial and Industrial Buildings | Standard | FALSE | [9 empty] | 42656 | Dimmable | Continuous Below 10 | No |  | 3.1 | 41520 | 129 | 320 | 9.2 | 0.99 | 5000 | 83
PC6XDEJ7 | EverLast Lighting Inc. | Everlast | EL-LED-LHB-200-UH-50-X-D | Indoor Luminaires | High-Bay | High-Bay Luminaires for Commercial and Industrial Buildings | Standard | FALSE | [9 empty] | 42656 | Dimmable | Continuous Below 10 | No |  | 3.1 | 28360 | 128 | 220 | 9.2 | 0.99 | 5000 | 83
PDZGX36F | EverLast Lighting Inc. | Everlast | EL-LED-LHB-100-UH-50-X-D | Indoor Luminaires | High-Bay | High-Bay Luminaires for Commercial and Industrial Buildings | Standard | FALSE | [9 empty] | 42656 | Dimmable | Continuous Below 10 | No |  | 3.1 | 14100 | 127 | 110 | 9.2 | 0.99 | 5000 | 83
PYZP6N7W | EverLast Lighting Inc. | Everlast | EL-LED-LHB-300-UL-50-X-D | Indoor Luminaires | High-Bay | High-Bay Luminaires for Commercial and Industrial Buildings | Standard | FALSE | [9 empty] | 42656 | Dimmable | Continuous Below 10 | No |  | 4 | 40748 | 130 | 312 | 8.8 | 0.94 | 5000 | 83
PTJ9GRKV | EverLast Lighting Inc. | Everlast | EL-LED-LHB-200-UL-50-X-D | Indoor Luminaires | High-Bay | High-Bay Luminaires for Commercial and Industrial Buildings | Standard | FALSE | [9 empty] | 42656 | Dimmable | Continuous Below 10 | No |  | 4 | 27087 | 129 | 209 | 8.8 | 0.94 | 5000 | 83
PQCY6U8U | EverLast Lighting Inc. | Everlast | EL-LED-LHB-100-UL-50-X-D | Indoor Luminaires | High-Bay | High-Bay Luminaires for Commercial and Industrial Buildings | Standard | FALSE | [9 empty] | 42656 | Dimmable | Continuous Below 10 | No |  | 4 | 13199 | 127 | 104 | 8.8 | 0.94 | 5000 | 83
PCQUK1G2 | EverLast Lighting Inc. | Everlast | EL-LED-LHB-50S-UH-50-X-D | Indoor Luminaires | High-Bay | Low-Bay Luminaires for Commercial and Industrial Buildings | Standard | FALSE | [9 empty] | 42656 | Dimmable | Continuous Below 10 | No |  | 3.1 | 6600 | 129 | 51 | 8.5 | 0.99 | 5000 | 83
PYSJKAMX | EverLast Lighting Inc. | Everlast | EL-LED-LHB-150S-UL-50-X-D | Indoor Luminaires | High-Bay | High-Bay Luminaires for Commercial and Industrial Buildings | Standard | FALSE | [9 empty] | 42656 | Dimmable | Continuous Below 10 | No |  | 4 | 20185 | 128 | 156 | 9 | 0.94 | 5000 | 82
PZWVXMYV | EverLast Lighting Inc. | Everlast | EL-LED-LHB-100S-UL-50-X-D | Indoor Luminaires | High-Bay | High-Bay Luminaires for Commercial and Industrial Buildings | Standard | FALSE | [9 empty] | 42656 | Dimmable | Continuous Below 10 | No |  | 4 | 13028 | 127 | 102 | 9 | 0.94 | 5000 | 82
P6KFCMK5 | EverLast Lighting Inc. | Everlast | EL-LED-LHB-50S-UL-50-X-D | Indoor Luminaires | High-Bay | Low-Bay Luminaires for Commercial and Industrial Buildings | Standard | FALSE | [9 empty] | 42656 | Dimmable | Continuous Below 10 | No |  | 4 | 6782 | 125 | 54 | 9 | 0.94 | 5000 | 82
PUNXYXCS | EverLast Lighting Inc. | Everlast | EL-LED-LHB-150S-UH-40-X-D | Indoor Luminaires | High-Bay | High-Bay Luminaires for Commercial and Industrial Buildings | Standard | FALSE | [9 empty] | 42656 | Not Dimmable | Not Dimmable | No |  | 3.1 | 20940 | 129 | 160 | 9.6 | 0.99 | 4000 | 82
PNCTE2BC | EverLast Lighting Inc. | Everlast | EL-LED-LHB-300-UH-40-X-D | Indoor Luminaires | High-Bay | High-Bay Luminaires for Commercial and Industrial Buildings | Standard | FALSE | [9 empty] | 42656 | Dimmable | Continuous Below 10 | No |  | 3.1 | 41150 | 128 | 320 | 9.2 | 0.99 | 4000 | 83
P6ES1VGU | EverLast Lighting Inc. | Everlast | EL-LED-LHB-200-UH-40-X-D | Indoor Luminaires | High-Bay | High-Bay Luminaires for Commercial and Industrial Buildings | Standard | FALSE | [9 empty] | 42656 | Dimmable | Continuous Below 10 | No |  | 3.1 | 27820 | 126 | 220 | 9.2 | 0.99 | 4000 | 83
P1G6JQQP | EverLast Lighting Inc. | Everlast | EL-LED-LHB-300-UL-40-X-D | Indoor Luminaires | High-Bay | High-Bay Luminaires for Commercial and Industrial Buildings | Standard | FALSE | [9 empty] | 42656 | Dimmable | Continuous Below 10 | No |  | 4 | 40401 | 129 | 312 | 8.8 | 0.94 | 4000 | 83
PYH2TAVY | EverLast Lighting Inc. | Everlast | EL-LED-LHB-200-UL-40-X-D | Indoor Luminaires | High-Bay | High-Bay Luminaires for Commercial and Industrial Buildings | Standard | FALSE | [9 empty] | 42656 | Dimmable | Continuous Below 10 | No |  | 4 | 26805 | 128 | 209 | 8.8 | 0.94 | 4000 | 83
PSBP8V1K | EverLast Lighting Inc. | Everlast | EL-LED-LHB-150S-UL-40-X-D | Indoor Luminaires | High-Bay | High-Bay Luminaires for Commercial and Industrial Buildings | Standard | FALSE | [9 empty] | 42656 | Dimmable | Continuous Below 10 | No |  | 4 | 19983 | 127 | 156 | 9 | 0.94 | 4000 | 82
PGSRWSJH | EverLast Lighting Inc. | Everlast | EL-LED-HB-LG-200-L-40-X-D | Indoor Luminaires | High-Bay | High-Bay Luminaires for Commercial and Industrial Buildings | Standard | FALSE | [9 empty] | 42656 | Dimmable | Continuous Below 10 | No |  | 3.1 | 22062 | 109 | 201 | 16.2 | 0.92 | 4000 | 81
PU5PGH4U | EverLast Lighting Inc. | Everlast | EL-LED-HB-LG-150-L-40-X-D | Indoor Luminaires | High-Bay | High-Bay Luminaires for Commercial and Industrial Buildings | Standard | FALSE | [9 empty] | 42656 | Dimmable | Continuous Below 10 | No |  | 3.1 | 16528 | 108 | 153 | 16.2 | 0.92 | 4000 | 81
P1F1JB8V | Wen Lighting | WEN | WEN-HB02-100WD1 4000K | Indoor Luminaires | High-Bay | High-Bay Luminaires for Commercial and Industrial Buildings | Standard | TRUE | 12002 | 127.61 | 94.05 | 12.41 | 0.963 | 3981 | 83.2 | 5 | 50000 | 42655 |  |  | Yes |  | 4 | 12002 | 127.61 | 94.05 | 12.41 | 0.96 | 4000 | 83.2
PUZ9K1B3 | Orion Energy Systems Inc | Apollo | VTOD12B1480FDXXSTFR850XXXXXXXXXX | Indoor Luminaires | High-Bay | High-Bay Luminaires for Commercial and Industrial Buildings | Standard | TRUE | 15205.4 | 135.3 | 112.42 | 20.404 | 0.96 | 5171 | 84.2 | 5 | 50000 | 42655 |  |  | Yes |  | 4 | 15220.7 | 136.31 | 111.66 | 20.4 | 0.96 | 5171 | 84.2
PG5Z7QUT | Voltech International Inc. | Technilight | TLLBRF55V1D | Indoor Luminaires | High-Bay | Low-Bay Luminaires for Commercial and Industrial Buildings | Standard | TRUE | 6146.9 | 118.3 | 51.96 | 14.04 | 0.954 | 2733 | 81.6 | 5 | 50000 | 42655 |  |  | No |  | 4 | 6146.9 | 118.3 | 51.96 | 14.04 | 0.95 | 2700 | 81.6
PFWT8NF9 | Voltech International Inc. | Technilight | TLLBRF150V2D | Indoor Luminaires | High-Bay | High-Bay Luminaires for Commercial and Industrial Buildings | Standard | TRUE | 18312 | 119.14 | 153.7 | 8.29 | 0.939 | 2698 | 80.9 | 5 | 50000 | 42655 |  |  | No |  | 4 | 18325 | 119.38 | 153.5 | 8.29 | 0.94 | 2700 | 80.9
PUU4VZDT | Voltech International Inc. | Technilight | TLLBRF75V1D | Indoor Luminaires | High-Bay | Low-Bay Luminaires for Commercial and Industrial Buildings | Standard | TRUE | 8709.5 | 119.77 | 72.72 | 13.78 | 0.9387 | 2729 | 81.3 | 5 | 50000 | 42655 |  |  | No |  | 4 | 8709.5 | 119.77 | 72.72 | 13.78 | 0.94 | 2700 | 81.3
PCBXVCGB | Wen Lighting | WEN | WEN-HB02-150WD1 4000K | Indoor Luminaires | High-Bay | High-Bay Luminaires for Commercial and Industrial Buildings | Standard | TRUE | 19901 | 130.93 | 152 | 13.54 | 0.9384 | 3968 | 83.1 | 5 | 50000 | 42655 |  |  | Yes |  | 4 | 19901 | 130.93 | 152 | 13.54 | 0.94 | 4000 | 83.1
PF4FWAAH | Voltech International Inc. | Technilight | TLLBRF150V1D | Indoor Luminaires | High-Bay | High-Bay Luminaires for Commercial and Industrial Buildings | Standard | TRUE | 17962 | 118.09 | 152.1 | 16.32 | 0.938 | 2701 | 81 | 5 | 50000 | 42655 |  |  | No |  | 4 | 17962 | 118.09 | 152.1 | 16.32 | 0.94 | 2700 | 81
PZC7J2Z9 | Voltech International Inc. | Technilight | TLLBRF100V2D | Indoor Luminaires | High-Bay | High-Bay Luminaires for Commercial and Industrial Buildings | Standard | TRUE | 11559 | 118.48 | 97.56 | 10.19 | 0.926 | 2724 | 81.6 | 5 | 50000 | 42655 |  |  | No |  | 4 | 11549 | 119.42 | 96.71 | 10.19 | 0.93 | 2700 | 81.6
PAFP44Q7 | Voltech International Inc. | Technilight | TLLBRF100V1D | Indoor Luminaires | High-Bay | High-Bay Luminaires for Commercial and Industrial Buildings | Standard | TRUE | 11282 | 118.7 | 95.05 | 12.75 | 0.924 | 2717 | 81.1 | 5 | 50000 | 42655 |  |  | No |  | 4 | 11282 | 118.7 | 95.05 | 12.75 | 0.92 | 2700 | 81.1
PF8CGYD7 | Voltech International Inc. | Technilight | TLLBRF55V2D | Indoor Luminaires | High-Bay | Low-Bay Luminaires for Commercial and Industrial Buildings | Standard | TRUE | 6986.7 | 118.2 | 59.11 | 14.04 | 0.9209 | 2706 | 81.2 | 5 | 50000 | 42655 |  |  | No |  | 4 | 6957.6 | 120.08 | 57.94 | 14.04 | 0.92 | 2700 | 81.2
PAXSZZX4 | Voltech International Inc. | Technilight | TLLBRF75V2D | Indoor Luminaires | High-Bay | Low-Bay Luminaires for Commercial and Industrial Buildings | Standard | TRUE | 8623.9 | 119.15 | 72.38 | 12.9 | 0.9008 | 2709 | 81.1 | 5 | 50000 | 42655 |  |  | No |  | 4 | 8624.6 | 120.98 | 71.29 | 12.9 | 0.9 | 2700 | 81.1
PHCTUG2H | Orion Energy Systems Inc | Apollo | VTOD12B1480NDXXSTFR850XXXXXXXXXX | Indoor Luminaires | High-Bay | High-Bay Luminaires for Commercial and Industrial Buildings | Standard | FALSE | [9 empty] | 42655 |  |  | Yes |  | 3.1 | 15220.7 | 136.31 | 111.66 | 20.4 | 0.96 | 5171 | 84.2
PHMVQ2YU | Voltech International Inc. | Technilight | TLLBRF100V2C | Indoor Luminaires | High-Bay | High-Bay Luminaires for Commercial and Industrial Buildings | Standard | FALSE | [9 empty] | 42655 | Dimmable | Continuous Above 10 | No |  | 3.1 | 12026 | 124.65 | 96.48 | 10.74 | 0.93 | 5700 | 84.2
PCQ14YHF | Voltech International Inc. | Technilight | TLLBRF100V1C | Indoor Luminaires | High-Bay | High-Bay Luminaires for Commercial and Industrial Buildings | Standard | FALSE | [9 empty] | 42655 | Dimmable | Continuous Above 10 | No |  | 4 | 11907 | 124.99 | 95.26 | 12.58 | 0.93 | 5700 | 84.1
P5P1GTZN | Voltech International Inc. | Technilight | TLLBRF75V2C | Indoor Luminaires | High-Bay | Low-Bay Luminaires for Commercial and Industrial Buildings | Standard | FALSE | [9 empty] | 42655 | Dimmable | Continuous Above 10 | No |  | 4 | 9081 | 127.26 | 71.36 | 12.71 | 0.9 | 5700 | 83.5
PAEZSUVN | Voltech International Inc. | Technilight | TLLBRF75V1C | Indoor Luminaires | High-Bay | Low-Bay Luminaires for Commercial and Industrial Buildings | Standard | FALSE | [9 empty] | 42655 | Dimmable | Continuous Above 10 | No |  | 4 | 9187 | 125.63 | 73.13 | 13.58 | 0.93 | 5700 | 83.4
PCNX7Q7H | Voltech International Inc. | Technilight | TLLBRF150V2C | Indoor Luminaires | High-Bay | High-Bay Luminaires for Commercial and Industrial Buildings | Standard | FALSE | [9 empty] | 42655 | Dimmable | Continuous Above 10 | No |  | 4 | 19272 | 126.62 | 152.2 | 8.55 | 0.94 | 5700 | 83.4
PHBEFVC9 | Voltech International Inc. | Technilight | TLLBRF150V1C | Indoor Luminaires | High-Bay | High-Bay Luminaires for Commercial and Industrial Buildings | Standard | FALSE | [9 empty] | 42655 | Dimmable | Continuous Above 10 | No |  | 4 | 19124 | 124.75 | 153.3 | 16.29 | 0.93 | 5700 | 83.3
P86DZSPX | Voltech International Inc. | Technilight | TLLBRF55V1C | Indoor Luminaires | High-Bay | Low-Bay Luminaires for Commercial and Industrial Buildings | Standard | FALSE | [9 empty] | 42655 | Dimmable | Continuous Above 10 | No |  | 4 | 6496 | 124.4 | 52.22 | 14.39 | 0.95 | 5700 | 83.3
P84UUMVQ | Voltech International Inc. | Technilight | TLLBRF55V2C | Indoor Luminaires | High-Bay | Low-Bay Luminaires for Commercial and Industrial Buildings | Standard | FALSE | [9 empty] | 42655 | Dimmable | Continuous Above 10 | No |  | 4 | 7338 | 126.82 | 57.86 | 14.51 | 0.92 | 5700 | 83.2
PB7ZNB6C | Voltech International Inc. | Technilight | TLLBRF55V1P | Indoor Luminaires | High-Bay | Low-Bay Luminaires for Commercial and Industrial Buildings | Standard | FALSE | [9 empty] | 42655 | Dimmable | Continuous Above 10 | No |  | 4 | 6146.9 | 118.3 | 51.96 | 14.04 | 0.95 | 5000 | 81.6
PKX2DZ29 | Voltech International Inc. | Technilight | TLLBRF100V2P | Indoor Luminaires | High-Bay | High-Bay Luminaires for Commercial and Industrial Buildings | Standard | FALSE | [9 empty] | 42655 | Dimmable | Continuous Above 10 | No |  | 3.1 | 11549 | 119.42 | 96.71 | 10.19 | 0.93 | 5000 | 81.6
P7T39ZSV | Voltech International Inc. | Technilight | TLLBRF75V1P | Indoor Luminaires | High-Bay | Low-Bay Luminaires for Commercial and Industrial Buildings | Standard | FALSE | [9 empty] | 42655 | Dimmable | Continuous Above 10 | No |  | 4 | 8709.5 | 119.77 | 72.72 | 13.78 | 0.94 | 5000 | 81.3
P7AUPYQR | Voltech International Inc. | Technilight | TLLBRF55V2P | Indoor Luminaires | High-Bay | Low-Bay Luminaires for Commercial and Industrial Buildings | Standard | FALSE | [9 empty] | 42655 | Dimmable | Continuous Above 10 | No |  | 4 | 6957.6 | 120.08 | 57.94 | 14.04 | 0.92 | 5000 | 81.2
PAAW9X7C | Voltech International Inc. | Technilight | TLLBRF75V2P | Indoor Luminaires | High-Bay | Low-Bay Luminaires for Commercial and Industrial Buildings | Standard | FALSE | [9 empty] | 42655 | Dimmable | Continuous Above 10 | No |  | 4 | 8624.6 | 120.98 | 71.29 | 12.9 | 0.9 | 5000 | 81.1
PW51C11E | Voltech International Inc. | Technilight | TLLBRF100V1P | Indoor Luminaires | High-Bay | High-Bay Luminaires for Commercial and Industrial Buildings | Standard | FALSE | [9 empty] | 42655 | Dimmable | Continuous Above 10 | No |  | 4 | 11282 | 118.7 | 95.05 | 12.75 | 0.92 | 5000 | 81.1
PQEFC79F | Voltech International Inc. | Technilight | TLLBRF150V1P | Indoor Luminaires | High-Bay | High-Bay Luminaires for Commercial and Industrial Buildings | Standard | FALSE | [9 empty] | 42655 | Dimmable | Continuous Above 10 | No |  | 4 | 17962 | 118.09 | 152.1 | 16.32 | 0.94 | 5000 | 81
PYAUDACD | Voltech International Inc. | Technilight | TLLBRF150V2P | Indoor Luminaires | High-Bay | High-Bay Luminaires for Commercial and Industrial Buildings | Standard | FALSE | [9 empty] | 42655 | Dimmable | Continuous Above 10 | No |  | 4 | 18325 | 119.38 | 153.5 | 8.29 | 0.94 | 5000 | 80.9
PWSWBJ4B | Voltech International Inc. | Technilight | TLLBRF55V1N | Indoor Luminaires | High-Bay | Low-Bay Luminaires for Commercial and Industrial Buildings | Standard | FALSE | [9 empty] | 42655 | Dimmable | Continuous Above 10 | No |  | 4 | 6146.9 | 118.3 | 51.96 | 14.04 | 0.95 | 4000 | 81.6
PEA2E9NP | Voltech International Inc. | Technilight | TLLBRF100V2N | Indoor Luminaires | High-Bay | High-Bay Luminaires for Commercial and Industrial Buildings | Standard | FALSE | [9 empty] | 42655 | Dimmable | Continuous Above 10 | No |  | 3.1 | 11549 | 119.42 | 96.71 | 10.19 | 0.93 | 4000 | 81.6
PNXXCUSH | Voltech International Inc. | Technilight | TLLBRF75V1N | Indoor Luminaires | High-Bay | Low-Bay Luminaires for Commercial and Industrial Buildings | Standard | FALSE | [9 empty] | 42655 | Dimmable | Continuous Above 10 | No |  | 4 | 8709.5 | 119.77 | 72.72 | 13.78 | 0.94 | 4000 | 81.3
P6USBP4E | Voltech International Inc. | Technilight | TLLBRF55V2N | Indoor Luminaires | High-Bay | Low-Bay Luminaires for Commercial and Industrial Buildings | Standard | FALSE | [9 empty] | 42655 | Dimmable | Continuous Above 10 | No |  | 4 | 6957.6 | 120.08 | 57.94 | 14.04 | 0.92 | 4000 | 81.2
PF6R2DGW | Voltech International Inc. | Technilight | TLLBRF75V2N | Indoor Luminaires | High-Bay | Low-Bay Luminaires for Commercial and Industrial Buildings | Standard | FALSE | [9 empty] | 42655 | Dimmable | Continuous Above 10 | No |  | 4 | 8624.6 | 120.98 | 71.29 | 12.9 | 0.9 | 4000 | 81.1
PHH1QP19 | Voltech International Inc. | Technilight | TLLBRF100V1N | Indoor Luminaires | High-Bay | High-Bay Luminaires for Commercial and Industrial Buildings | Standard | FALSE | [9 empty] | 42655 | Dimmable | Continuous Above 10 | No |  | 4 | 11282 | 118.7 | 95.05 | 12.75 | 0.92 | 4000 | 81.1
PQ8YZ52P | Voltech International Inc. | Technilight | TLLBRF150V1N | Indoor Luminaires | High-Bay | High-Bay Luminaires for Commercial and Industrial Buildings | Standard | FALSE | [9 empty] | 42655 | Dimmable | Continuous Above 10 | No |  | 4 | 17962 | 118.09 | 152.1 | 16.32 | 0.94 | 4000 | 81
PP6166E1 | Voltech International Inc. | Technilight | TLLBRF150V2N | Indoor Luminaires | High-Bay | High-Bay Luminaires for Commercial and Industrial Buildings | Standard | FALSE | [9 empty] | 42655 | Dimmable | Continuous Above 10 | No |  | 4 | 18325 | 119.38 | 153.5 | 8.29 | 0.94 | 4000 | 80.9
PP57JBZH | Voltech International Inc. | Technilight | TLLBRF55V1W | Indoor Luminaires | High-Bay | Low-Bay Luminaires for Commercial and Industrial Buildings | Standard | FALSE | [9 empty] | 42655 | Dimmable | Continuous Above 10 | No |  | 4 | 6146.9 | 118.3 | 51.96 | 14.04 | 0.95 | 3000 | 81.6
PPUWU7HW | Voltech International Inc. | Technilight | TLLBRF100V2W | Indoor Luminaires | High-Bay | High-Bay Luminaires for Commercial and Industrial Buildings | Standard | FALSE | [9 empty] | 42655 | Dimmable | Continuous Above 10 | No |  | 3.1 | 11549 | 119.42 | 96.71 | 10.19 | 0.93 | 3000 | 81.6
PDADH1CB | Voltech International Inc. | Technilight | TLLBRF75V1W | Indoor Luminaires | High-Bay | Low-Bay Luminaires for Commercial and Industrial Buildings | Standard | FALSE | [9 empty] | 42655 | Dimmable | Continuous Above 10 | No |  | 4 | 8709.5 | 119.77 | 72.72 | 13.78 | 0.94 | 3000 | 81.3
PU4YJ3EA | Voltech International Inc. | Technilight | TLLBRF55V2W | Indoor Luminaires | High-Bay | Low-Bay Luminaires for Commercial and Industrial Buildings | Standard | FALSE | [9 empty] | 42655 | Dimmable | Continuous Above 10 | No |  | 4 | 6957.6 | 120.08 | 57.94 | 14.04 | 0.92 | 3000 | 81.2
PARF7MPV | Voltech International Inc. | Technilight | TLLBRF75V2W | Indoor Luminaires | High-Bay | Low-Bay Luminaires for Commercial and Industrial Buildings | Standard | FALSE | [9 empty] | 42655 | Dimmable | Continuous Above 10 | No |  | 4 | 8624.6 | 120.98 | 71.29 | 12.9 | 0.9 | 3000 | 81.1
PBXBPC94 | Voltech International Inc. | Technilight | TLLBRF100V1W | Indoor Luminaires | High-Bay | High-Bay Luminaires for Commercial and Industrial Buildings | Standard | FALSE | [9 empty] | 42655 | Dimmable | Continuous Above 10 | No |  | 4 | 11282 | 118.7 | 95.05 | 12.75 | 0.92 | 3000 | 81.1
PMET3ST7 | Voltech International Inc. | Technilight | TLLBRF150V1W | Indoor Luminaires | High-Bay | High-Bay Luminaires for Commercial and Industrial Buildings | Standard | FALSE | [9 empty] | 42655 | Dimmable | Continuous Above 10 | No |  | 4 | 17962 | 118.09 | 152.1 | 16.32 | 0.94 | 3000 | 81
PTJKGJC3 | Voltech International Inc. | Technilight | TLLBRF150V2W | Indoor Luminaires | High-Bay | High-Bay Luminaires for Commercial and Industrial Buildings | Standard | FALSE | [9 empty] | 42655 | Dimmable | Continuous Above 10 | No |  | 4 | 18325 | 119.38 | 153.5 | 8.29 | 0.94 | 3000 | 80.9
P22QJ8X2 | Wen Lighting | WEN | WEN-HB02-100WD1 5700K | Indoor Luminaires | High-Bay | High-Bay Luminaires for Commercial and Industrial Buildings | Standard | FALSE | [9 empty] | 42655 | Dimmable | Continuous Above 10 | Yes |  | 4 | 12133 | 130.34 | 93.09 | 12.83 | 0.97 | 5700 | 82
PTWYXUJ8 | Wen Lighting | WEN | WEN-HB02-150WD1 5700K | Indoor Luminaires | High-Bay | High-Bay Luminaires for Commercial and Industrial Buildings | Standard | FALSE | [9 empty] | 42655 | Dimmable | Continuous Above 10 | Yes |  | 4 | 20098 | 132.14 | 152.1 | 13.41 | 0.94 | 5700 | 81.9
P8TEZDUH | Wen Lighting | WEN | WEN-HB02-100WD1 5000K | Indoor Luminaires | High-Bay | High-Bay Luminaires for Commercial and Industrial Buildings | Standard | FALSE | [9 empty] | 42655 | Dimmable | Continuous Above 10 | Yes |  | 4 | 12002 | 127.61 | 94.05 | 12.41 | 0.96 | 5000 | 83.2
PZAZZYAR | Wen Lighting | WEN | WEN-HB02-150WD1 5000K | Indoor Luminaires | High-Bay | High-Bay Luminaires for Commercial and Industrial Buildings | Standard | FALSE | [9 empty] | 42655 | Dimmable | Continuous Above 10 | Yes |  | 4 | 19901 | 130.93 | 152 | 13.54 | 0.94 | 5000 | 83.1
P4R361AS | CIXI YUANHUI LIGHTING ELECTRIC CO.LTD | YUANHUI | VP4F48V2DD[-S] | Indoor Luminaires | High-Bay | Low-Bay Luminaires for Commercial and Industrial Buildings | Standard | TRUE | 5699.6 | 126.32 | 45.12 | 7.45 | 0.9737 | 2701 | 83 | 5 | 50000 | 42654 |  |  | No |  | 4 | 5699.6 | 126.32 | 45.12 | 7.45 | 0.97 | 2700 | 83
PXN6CSZV | CIXI YUANHUI LIGHTING ELECTRIC CO.LTD | YUANHUI | VP4C48V2DD[-S] | Indoor Luminaires | High-Bay | Low-Bay Luminaires for Commercial and Industrial Buildings | Standard | TRUE | 5890.2 | 130.92 | 44.99 | 7.37 | 0.9735 | 2666 | 83 | 5 | 50000 | 42654 |  |  | No |  | 4 | 5890.2 | 130.92 | 44.99 | 7.37 | 0.97 | 2700 | 83
PYA2HMSC | Hengdian Group Tospo Lighting Co.Ltd | TOSPO | TP-HB04-46320-DIM 4000K [Frosted Diffuser] | Indoor Luminaires | High-Bay | High-Bay Luminaires for Commercial and Industrial Buildings | Standard | TRUE | 37301 | 116.8 | 319.2 | 8.6 | 0.971 | 4189 | 84 | 5 | 50000 | 42654 |  |  | No |  | 4 | 37300 | 116.8 | 320 | 20 | 0.9 | 4000 | 80
PNGSHF1H | SHENZHEN LONGSUN OPTOELECTRONICS TECHNOLOGY CO.LTD | LONGSUN | CES-LS-HBL-APLII-100WA(3000K) | Indoor Luminaires | High-Bay | High-Bay Luminaires for Commercial and Industrial Buildings | Premium | TRUE | 14917 | 145.96 | 102.2 | 11.81 | 0.9679 | 3022 | 73.3 | 5 |  | 42654 |  |  | Yes |  | 4 | 14917 | 145.96 | 102.2 | 11.81 | 0.97 | 3000 | 73.3
P2PJBA8G | SHENZHEN LONGSUN OPTOELECTRONICS TECHNOLOGY CO.LTD | LONGSUN | CES-LS-HBL-APLII-150WA(3000K) | Indoor Luminaires | High-Bay | High-Bay Luminaires for Commercial and Industrial Buildings | Premium | TRUE | 21080 | 137.87 | 152.9 | 12.15 | 0.9429 | 3037 | 73.2 | 5 |  | 42654 |  |  | Yes |  | 4 | 21080 | 137.87 | 152.9 | 12.15 | 0.94 | 3000 | 73.2
P4EU1FBB | Shenzhen Yaorong Technology Co.Ltd | YAORONG | YR-HB350-W110(3500K) | Indoor Luminaires | High-Bay | High-Bay Luminaires for Commercial and Industrial Buildings | Standard | TRUE | 12200 | 110.31 | 110.6 | 13.29 | 0.9312 | 3562 | 92.9 | 5 | 50000 | 42654 |  |  | No |  | 4 | 12200 | 110.31 | 110.6 | 13.29 | 0.93 | 3500 | 92.9
PMPU5M49 | SNC OPTO ELECTRONIC CO LTD. | SNC LED | SNC-H150HLT3A1 4000K | Indoor Luminaires | High-Bay | High-Bay Luminaires for Commercial and Industrial Buildings | Standard | TRUE | 20109 | 130.66 | 153.9 | 14.76 | 0.9279 | 4001 | 73.7 | 5 | 50000 | 42654 |  |  | No |  | 4 | 20109 | 130.66 | 153.9 | 14.76 | 0.93 | 4000 | 73.7
P2DMMQ44 | SNC OPTO ELECTRONIC CO LTD. | SNC LED | SNC-H150HLT2A1 4000K | Indoor Luminaires | High-Bay | High-Bay Luminaires for Commercial and Industrial Buildings | Standard | TRUE | 20129 | 130.96 | 153.7 | 14.87 | 0.927 | 4048 | 74 | 5 | 50000 | 42654 |  |  | No |  | 4 | 20129 | 130.96 | 153.7 | 14.87 | 0.93 | 4000 | 74
PG3ZT7R2 | SNC OPTO ELECTRONIC CO LTD. | SNC LED | SNC-H200HLT2A1 4000K | Indoor Luminaires | High-Bay | High-Bay Luminaires for Commercial and Industrial Buildings | Standard | TRUE | 27731 | 129.52 | 214.1 | 10.28 | 0.9252 | 4017 | 73.9 | 5 | 50000 | 42654 |  |  | No |  | 4 | 27731 | 129.52 | 214.1 | 10.28 | 0.93 | 4000 | 73.9
P5HRMJFP | SNC OPTO ELECTRONIC CO LTD. | SNC LED | SNC-H200HLT3A1 4000K | Indoor Luminaires | High-Bay | High-Bay Luminaires for Commercial and Industrial Buildings | Standard | TRUE | 27469 | 128.12 | 214.4 | 9.46 | 0.9246 | 4010 | 73.7 | 5 | 50000 | 42654 |  |  | No |  | 4 | 27469 | 128.12 | 214.4 | 9.46 | 0.92 | 4000 | 73.7
PS973N1Q | SHENZHEN LONGSUN OPTOELECTRONICS TECHNOLOGY CO.LTD | LONGSUN | CES-LS-HBL-APLII-200WA(3000K) | Indoor Luminaires | High-Bay | High-Bay Luminaires for Commercial and Industrial Buildings | Premium | TRUE | 27197 | 132.22 | 205.7 | 17.71 | 0.921 | 3038 | 73.2 | 5 |  | 42654 |  |  | Yes |  | 4 | 27197 | 132.22 | 205.7 | 17.71 | 0.92 | 3000 | 73.2
PV3JUCTF | MaxLite Inc | MaxLED | LSV4U5040[blank EM MS MSO MSC] | Indoor Luminaires | High-Bay | Low-Bay Luminaires for Commercial and Industrial Buildings | Premium | TRUE | 6403.8 | 127.3 | 50.3 | 14.971 | 0.9094 | 4168 | 86.9 | 5 | 50000 | 42654 |  |  | Yes | Update options on 11/21/2016 | 4 | 6404 | 127.3 | 50.3 | 5 | 0.99 | 4168 | 87
PCFXA6US | CIXI YUANHUI LIGHTING ELECTRIC CO.LTD | YUANHUI | VP4F40DDBR[-S] | Indoor Luminaires | High-Bay | Low-Bay Luminaires for Commercial and Industrial Buildings | Standard | TRUE | 4817.4 | 116.25 | 41.44 | 17.63 | 0.9076 | 2725 | 83.6 | 5 | 50000 | 42654 |  |  | No |  | 4 | 4843.2 | 116.93 | 41.42 | 17.63 | 0.91 | 2700 | 83.6
P2VK242V | CIXI YUANHUI LIGHTING ELECTRIC CO.LTD | YUANHUI | VP4C48DD[-S] | Indoor Luminaires | High-Bay | Low-Bay Luminaires for Commercial and Industrial Buildings | Standard | TRUE | 6157.2 | 132.87 | 46.34 | 20.93 | 0.8973 | 2719 | 83 | 5 | 50000 | 42654 |  |  | No |  | 4 | 6157.2 | 132.87 | 46.34 | 20.93 | 0.9 | 2700 | 83
PG6TFX6U | CIXI YUANHUI LIGHTING ELECTRIC CO.LTD | YUANHUI | VP4F48DD[-S] | Indoor Luminaires | High-Bay | Low-Bay Luminaires for Commercial and Industrial Buildings | Standard | TRUE | 5869.3 | 126.99 | 46.22 | 20.15 | 0.897 | 2670 | 83.1 | 5 | 50000 | 42654 |  |  | No |  | 4 | 5869.3 | 126.99 | 46.22 | 20.15 | 0.9 | 2700 | 83.1
PMHBR6KF | SHENZHEN LONGSUN OPTOELECTRONICS TECHNOLOGY CO.LTD | LONGSUN | CES-LS-HBL-APLII-200WA(5700K) | Indoor Luminaires | High-Bay | High-Bay Luminaires for Commercial and Industrial Buildings | Premium | FALSE | [9 empty] | 42654 |  |  | Yes |  | 4 | 27884 | 136.42 | 204.4 | 17.63 | 0.92 | 5700 | 75.9
P716KCCK | SHENZHEN LONGSUN OPTOELECTRONICS TECHNOLOGY CO.LTD | LONGSUN | CES-LS-HBL-APLII-150WA(5700K) | Indoor Luminaires | High-Bay | High-Bay Luminaires for Commercial and Industrial Buildings | Premium | FALSE | [9 empty] | 42654 |  |  | Yes |  | 4 | 21346 | 140.71 | 151.7 | 12.36 | 0.94 | 5700 | 75.5
P3KAF15Z | SHENZHEN LONGSUN OPTOELECTRONICS TECHNOLOGY CO.LTD | LONGSUN | CES-LS-HBL-APLII-100WA(5700K) | Indoor Luminaires | High-Bay | High-Bay Luminaires for Commercial and Industrial Buildings | Premium | FALSE | [9 empty] | 42654 |  |  | Yes |  | 4 | 14981 | 148.47 | 100.9 | 11.95 | 0.97 | 5700 | 75.3
P9J371VS | SHENZHEN LONGSUN OPTOELECTRONICS TECHNOLOGY CO.LTD | LONGSUN | CES-LS-HBL-APLII-200WB(5700K) | Indoor Luminaires | High-Bay | High-Bay Luminaires for Commercial and Industrial Buildings | Premium | FALSE | [9 empty] | 42654 |  |  | Yes |  | 4 | 27884 | 136.42 | 204.4 | 17.63 | 0.92 | 5700 | 75.9
PSUWBT6C | SHENZHEN LONGSUN OPTOELECTRONICS TECHNOLOGY CO.LTD | LONGSUN | CES-LS-HBL-APLII-150WB(5700K) | Indoor Luminaires | High-Bay | High-Bay Luminaires for Commercial and Industrial Buildings | Premium | FALSE | [9 empty] | 42654 |  |  | Yes |  | 4 | 21346 | 140.71 | 151.7 | 12.36 | 0.94 | 5700 | 75.5
PYR787BN | SHENZHEN LONGSUN OPTOELECTRONICS TECHNOLOGY CO.LTD | LONGSUN | CES-LS-HBL-APLII-100WB(5700K) | Indoor Luminaires | High-Bay | High-Bay Luminaires for Commercial and Industrial Buildings | Premium | FALSE | [9 empty] | 42654 |  |  | Yes |  | 4 | 14981 | 148.47 | 100.9 | 11.35 | 0.97 | 5700 | 75.3
P2M8CT4K | SHENZHEN LONGSUN OPTOELECTRONICS TECHNOLOGY CO.LTD | LONGSUN | CES-LS-HBL-APLII-100WA(5000K) | Indoor Luminaires | High-Bay | High-Bay Luminaires for Commercial and Industrial Buildings | Premium | FALSE | [9 empty] | 42654 |  |  | Yes |  | 4 | 14917 | 145.96 | 102.2 | 11.81 | 0.97 | 5000 | 73.3
PKV44NKG | SHENZHEN LONGSUN OPTOELECTRONICS TECHNOLOGY CO.LTD | LONGSUN | CES-LS-HBL-APLII-200WA(5000K) | Indoor Luminaires | High-Bay | High-Bay Luminaires for Commercial and Industrial Buildings | Premium | FALSE | [9 empty] | 42654 |  |  | Yes |  | 4 | 27197 | 132.22 | 205.7 | 17.71 | 0.92 | 5000 | 73.2
P1G8MR18 | SHENZHEN LONGSUN OPTOELECTRONICS TECHNOLOGY CO.LTD | LONGSUN | CES-LS-HBL-APLII-150WA(5000K) | Indoor Luminaires | High-Bay | High-Bay Luminaires for Commercial and Industrial Buildings | Premium | FALSE | [9 empty] | 42654 |  |  | Yes |  | 4 | 21080 | 137.87 | 152.9 | 12.15 | 0.94 | 5000 | 73.2
PP9YNVYZ | SHENZHEN LONGSUN OPTOELECTRONICS TECHNOLOGY CO.LTD | LONGSUN | CES-LS-HBL-APLII-100WB(5000K) | Indoor Luminaires | High-Bay | High-Bay Luminaires for Commercial and Industrial Buildings | Premium | FALSE | [9 empty] | 42654 |  |  | Yes |  | 4 | 14917 | 145.96 | 102.2 | 11.81 | 0.97 | 5000 | 73.3
PTM3UBP3 | SHENZHEN LONGSUN OPTOELECTRONICS TECHNOLOGY CO.LTD | LONGSUN | CES-LS-HBL-APLII-200WB(5000K) | Indoor Luminaires | High-Bay | High-Bay Luminaires for Commercial and Industrial Buildings | Premium | FALSE | [9 empty] | 42654 |  |  | Yes |  | 4 | 27197 | 132.22 | 205.7 | 17.71 | 0.92 | 5000 | 73.2
PCMZRMYR | SHENZHEN LONGSUN OPTOELECTRONICS TECHNOLOGY CO.LTD | LONGSUN | CES-LS-HBL-APLII-150WB(5000K) | Indoor Luminaires | High-Bay | High-Bay Luminaires for Commercial and Industrial Buildings | Premium | FALSE | [9 empty] | 42654 |  |  | Yes |  | 4 | 21080 | 137.87 | 152.9 | 12.15 | 0.94 | 5000 | 73.2
PAWKDJS1 | SHENZHEN LONGSUN OPTOELECTRONICS TECHNOLOGY CO.LTD | LONGSUN | CES-LS-HBL-APLII-100WA(4500K) | Indoor Luminaires | High-Bay | High-Bay Luminaires for Commercial and Industrial Buildings | Premium | FALSE | [9 empty] | 42654 |  |  | Yes |  | 4 | 14917 | 145.96 | 102.2 | 11.81 | 0.97 | 4500 | 73.3
PPJ9MZ19 | SHENZHEN LONGSUN OPTOELECTRONICS TECHNOLOGY CO.LTD | LONGSUN | CES-LS-HBL-APLII-200WA(4500K) | Indoor Luminaires | High-Bay | High-Bay Luminaires for Commercial and Industrial Buildings | Premium | FALSE | [9 empty] | 42654 |  |  | Yes |  | 4 | 27197 | 132.22 | 205.7 | 17.71 | 0.92 | 4500 | 73.2
PV6R5EX7 | SHENZHEN LONGSUN OPTOELECTRONICS TECHNOLOGY CO.LTD | LONGSUN | CES-LS-HBL-APLII-150WA(4500K) | Indoor Luminaires | High-Bay | High-Bay Luminaires for Commercial and Industrial Buildings | Premium | FALSE | [9 empty] | 42654 |  |  | Yes |  | 4 | 21080 | 137.87 | 152.9 | 12.15 | 0.94 | 4500 | 73.2
PZKA8MBJ | SHENZHEN LONGSUN OPTOELECTRONICS TECHNOLOGY CO.LTD | LONGSUN | CES-LS-HBL-APLII-100WB(4500K) | Indoor Luminaires | High-Bay | High-Bay Luminaires for Commercial and Industrial Buildings | Premium | FALSE | [9 empty] | 42654 |  |  | Yes |  | 4 | 14917 | 145.96 | 102.2 | 11.81 | 0.97 | 4500 | 73.3
PEW7QWH1 | SHENZHEN LONGSUN OPTOELECTRONICS TECHNOLOGY CO.LTD | LONGSUN | CES-LS-HBL-APLII-200WB(4500K) | Indoor Luminaires | High-Bay | High-Bay Luminaires for Commercial and Industrial Buildings | Premium | FALSE | [9 empty] | 42654 |  |  | Yes |  | 4 | 27197 | 132.22 | 205.7 | 17.71 | 0.92 | 4500 | 73.2
PYME54XZ | SHENZHEN LONGSUN OPTOELECTRONICS TECHNOLOGY CO.LTD | LONGSUN | CES-LS-HBL-APLII-150WB(4500K) | Indoor Luminaires | High-Bay | High-Bay Luminaires for Commercial and Industrial Buildings | Premium | FALSE | [9 empty] | 42654 |  |  | Yes |  | 4 | 21080 | 137.87 | 152.9 | 12.15 | 0.94 | 4500 | 73.2
PBZ94DQN | SHENZHEN LONGSUN OPTOELECTRONICS TECHNOLOGY CO.LTD | LONGSUN | CES-LS-HBL-APLII-100WA(4000K) | Indoor Luminaires | High-Bay | High-Bay Luminaires for Commercial and Industrial Buildings | Premium | FALSE | [9 empty] | 42654 |  |  | Yes |  | 4 | 14917 | 145.96 | 102.2 | 11.81 | 0.97 | 4000 | 73.3
PC2PJRMV | SHENZHEN LONGSUN OPTOELECTRONICS TECHNOLOGY CO.LTD | LONGSUN | CES-LS-HBL-APLII-200WA(4000K) | Indoor Luminaires | High-Bay | High-Bay Luminaires for Commercial and Industrial Buildings | Premium | FALSE | [9 empty] | 42654 |  |  | Yes |  | 4 | 27197 | 132.22 | 205.7 | 17.71 | 0.92 | 4000 | 73.2
PX4G9TP9 | SHENZHEN LONGSUN OPTOELECTRONICS TECHNOLOGY CO.LTD | LONGSUN | CES-LS-HBL-APLII-150WA(4000K) | Indoor Luminaires | High-Bay | High-Bay Luminaires for Commercial and Industrial Buildings | Premium | FALSE | [9 empty] | 42654 |  |  | Yes |  | 4 | 21080 | 137.87 | 152.9 | 12.15 | 0.94 | 4000 | 73.2
PWFE6JTD | SHENZHEN LONGSUN OPTOELECTRONICS TECHNOLOGY CO.LTD | LONGSUN | CES-LS-HBL-APLII-100WB(4000K) | Indoor Luminaires | High-Bay | High-Bay Luminaires for Commercial and Industrial Buildings | Premium | FALSE | [9 empty] | 42654 |  |  | Yes |  | 4 | 14917 | 145.96 | 102.2 | 11.81 | 0.97 | 4000 | 73.3
P18SYAQX | SHENZHEN LONGSUN OPTOELECTRONICS TECHNOLOGY CO.LTD | LONGSUN | CES-LS-HBL-APLII-200WB(4000K) | Indoor Luminaires | High-Bay | High-Bay Luminaires for Commercial and Industrial Buildings | Premium | FALSE | [9 empty] | 42654 |  |  | Yes |  | 4 | 27197 | 132.22 | 205.7 | 17.71 | 0.92 | 4000 | 73.2
PS4F6MJP | SHENZHEN LONGSUN OPTOELECTRONICS TECHNOLOGY CO.LTD | LONGSUN | CES-LS-HBL-APLII-150WB(4000K) | Indoor Luminaires | High-Bay | High-Bay Luminaires for Commercial and Industrial Buildings | Premium | FALSE | [9 empty] | 42654 |  |  | Yes |  | 4 | 21080 | 137.87 | 152.9 | 12.15 | 0.94 | 4000 | 73.2
P6BJDRFN | SHENZHEN LONGSUN OPTOELECTRONICS TECHNOLOGY CO.LTD | LONGSUN | CES-LS-HBL-APLII-100WA(3500K) | Indoor Luminaires | High-Bay | High-Bay Luminaires for Commercial and Industrial Buildings | Premium | FALSE | [9 empty] | 42654 |  |  | Yes |  | 4 | 14917 | 145.96 | 102.2 | 11.81 | 0.97 | 3500 | 73.3
P7ZQ137R | SHENZHEN LONGSUN OPTOELECTRONICS TECHNOLOGY CO.LTD | LONGSUN | CES-LS-HBL-APLII-200WA(3500K) | Indoor Luminaires | High-Bay | High-Bay Luminaires for Commercial and Industrial Buildings | Premium | FALSE | [9 empty] | 42654 |  |  | Yes |  | 4 | 27197 | 132.22 | 205.7 | 17.71 | 0.92 | 3500 | 73.2
PD5JSMVW | SHENZHEN LONGSUN OPTOELECTRONICS TECHNOLOGY CO.LTD | LONGSUN | CES-LS-HBL-APLII-150WA(3500K) | Indoor Luminaires | High-Bay | High-Bay Luminaires for Commercial and Industrial Buildings | Premium | FALSE | [9 empty] | 42654 |  |  | Yes |  | 4 | 21080 | 137.87 | 152.9 | 12.15 | 0.94 | 3500 | 73.2
PPUV3R4M | SHENZHEN LONGSUN OPTOELECTRONICS TECHNOLOGY CO.LTD | LONGSUN | CES-LS-HBL-APLII-100WB(3500K) | Indoor Luminaires | High-Bay | High-Bay Luminaires for Commercial and Industrial Buildings | Premium | FALSE | [9 empty] | 42654 |  |  | Yes |  | 4 | 14917 | 145.96 | 102.2 | 11.81 | 0.97 | 3500 | 73.3
P3G2CVTC | SHENZHEN LONGSUN OPTOELECTRONICS TECHNOLOGY CO.LTD | LONGSUN | CES-LS-HBL-APLII-200WB(3500K) | Indoor Luminaires | High-Bay | High-Bay Luminaires for Commercial and Industrial Buildings | Premium | FALSE | [9 empty] | 42654 |  |  | Yes |  | 4 | 27197 | 132.22 | 205.7 | 17.71 | 0.92 | 3500 | 73.2
PXZ8QXPG | SHENZHEN LONGSUN OPTOELECTRONICS TECHNOLOGY CO.LTD | LONGSUN | CES-LS-HBL-APLII-150WB(3500K) | Indoor Luminaires | High-Bay | High-Bay Luminaires for Commercial and Industrial Buildings | Premium | FALSE | [9 empty] | 42654 |  |  | Yes |  | 4 | 21080 | 137.87 | 152.9 | 12.15 | 0.94 | 3500 | 73.2
PK74FMUY | SHENZHEN LONGSUN OPTOELECTRONICS TECHNOLOGY CO.LTD | LONGSUN | CES-LS-HBL-APLII-100WB(3000K) | Indoor Luminaires | High-Bay | High-Bay Luminaires for Commercial and Industrial Buildings | Premium | FALSE | [9 empty] | 42654 |  |  | Yes |  | 4 | 14917 | 145.96 | 102.2 | 11.81 | 0.97 | 3000 | 73.3
PWJZU2AQ | SHENZHEN LONGSUN OPTOELECTRONICS TECHNOLOGY CO.LTD | LONGSUN | CES-LS-HBL-APLII-200WB(3000K) | Indoor Luminaires | High-Bay | High-Bay Luminaires for Commercial and Industrial Buildings | Premium | FALSE | [9 empty] | 42654 |  |  | Yes |  | 4 | 27197 | 132.22 | 205.7 | 17.71 | 0.92 | 3000 | 73.2
PDP6JDDB | SHENZHEN LONGSUN OPTOELECTRONICS TECHNOLOGY CO.LTD | LONGSUN | CES-LS-HBL-APLII-150WB(3000K) | Indoor Luminaires | High-Bay | High-Bay Luminaires for Commercial and Industrial Buildings | Premium | FALSE | [9 empty] | 42654 |  |  | Yes |  | 4 | 21080 | 137.87 | 152.9 | 12.15 | 0.94 | 3000 | 73.2
PYNGTW7X | SNC OPTO ELECTRONIC CO LTD. | SNC LED | SNC-H150HLT3A1 5700K | Indoor Luminaires | High-Bay | High-Bay Luminaires for Commercial and Industrial Buildings | Standard | FALSE | [9 empty] | 42654 |  |  | No |  | 4 | 20709 | 133.52 | 155.1 | 15.48 | 0.92 | 5700 | 78.1
P1D5ZEQ9 | SNC OPTO ELECTRONIC CO LTD. | SNC LED | SNC-H200HLT2A1 5700K | Indoor Luminaires | High-Bay | High-Bay Luminaires for Commercial and Industrial Buildings | Standard | FALSE | [9 empty] | 42654 |  |  | No |  | 4 | 28583 | 132.82 | 215.2 | 10.89 | 0.92 | 5700 | 77.6
P4CN9SNY | SNC OPTO ELECTRONIC CO LTD. | SNC LED | SNC-H200HLT3A1 5700K | Indoor Luminaires | High-Bay | High-Bay Luminaires for Commercial and Industrial Buildings | Standard | FALSE | [9 empty] | 42654 |  |  | No |  | 4 | 28319 | 131.29 | 215.7 | 10.08 | 0.92 | 5700 | 77.6
PQG1B4VD | SNC OPTO ELECTRONIC CO LTD. | SNC LED | SNC-H150HLT2A1 5700K | Indoor Luminaires | High-Bay | High-Bay Luminaires for Commercial and Industrial Buildings | Standard | FALSE | [9 empty] | 42654 |  |  | No |  | 4 | 20727 | 133.81 | 154.9 | 16.06 | 0.92 | 5700 | 74.9
PAT4FGUB | SNC OPTO ELECTRONIC CO LTD. | SNC LED | SNC-H150HLT2A1 5000K | Indoor Luminaires | High-Bay | High-Bay Luminaires for Commercial and Industrial Buildings | Standard | FALSE | [9 empty] | 42654 |  |  | No |  | 4 | 20129 | 130.96 | 153.7 | 14.87 | 0.93 | 5000 | 74
PX1NFJSC | SNC OPTO ELECTRONIC CO LTD. | SNC LED | SNC-H200HLT2A1 5000K | Indoor Luminaires | High-Bay | High-Bay Luminaires for Commercial and Industrial Buildings | Standard | FALSE | [9 empty] | 42654 |  |  | No |  | 4 | 27731 | 129.52 | 214.1 | 10.28 | 0.93 | 5000 | 73.9
PKPBTEJR | SNC OPTO ELECTRONIC CO LTD. | SNC LED | SNC-H150HLT3A1 5000K | Indoor Luminaires | High-Bay | High-Bay Luminaires for Commercial and Industrial Buildings | Standard | FALSE | [9 empty] | 42654 |  |  | No |  | 4 | 20109 | 130.66 | 153.9 | 14.76 | 0.93 | 5000 | 73.7
PEP7R7RQ | SNC OPTO ELECTRONIC CO LTD. | SNC LED | SNC-H200HLT3A1 5000K | Indoor Luminaires | High-Bay | High-Bay Luminaires for Commercial and Industrial Buildings | Standard | FALSE | [9 empty] | 42654 |  |  | No |  | 4 | 27469 | 128.12 | 214.4 | 9.46 | 0.92 | 5000 | 73.7
PXPN8UC4 | Shenzhen Syhdee Co.Ltd. | SYHDEE | SYH-HB11632-210(5700K) | Indoor Luminaires | High-Bay | High-Bay Luminaires for Commercial and Industrial Buildings | Premium | FALSE | [9 empty] | 42654 |  |  | No |  | 4 | 30380 | 136.17 | 223.1 | 8.19 | 0.95 | 5700 | 85.2
P84NKSFF | Shenzhen Syhdee Co.Ltd. | SYHDEE | SYH-HB06032-105(5700K) | Indoor Luminaires | High-Bay | High-Bay Luminaires for Commercial and Industrial Buildings | Premium | FALSE | [9 empty] | 42654 |  |  | No |  | 4 | 14324 | 132.38 | 108.2 | 7.41 | 0.96 | 5700 | 85
P95FZDQX | MaxLite Inc | MaxLED | LSV4U5050[blank EM MS MSO MSC] | Indoor Luminaires | High-Bay | Low-Bay Luminaires for Commercial and Industrial Buildings | Premium | FALSE | [9 empty] | 42654 |  |  | Yes | Update options on 11/21/2016 | 4 | 6337 | 128.4 | 49.4 | 6 | 0.99 | 5327 | 86
P1CUQ76F | Hengdian Group Tospo Lighting Co.Ltd | TOSPO | TP-HB04-46320-DIM 5700K [Frosted Diffuser] | Indoor Luminaires | High-Bay | High-Bay Luminaires for Commercial and Industrial Buildings | Standard | FALSE | [9 empty] | 42654 |  |  | No |  | 4 | 37300 | 116.8 | 320 | 20 | 0.9 | 5700 | 80
PVMG7WS6 | Hengdian Group Tospo Lighting Co.Ltd | TOSPO | TP-HB04-46320-DIM 5000K [Frosted Diffuser] | Indoor Luminaires | High-Bay | High-Bay Luminaires for Commercial and Industrial Buildings | Standard | FALSE | [9 empty] | 42654 |  |  | No |  | 4 | 37300 | 116.8 | 320 | 20 | 0.9 | 5000 | 80
P15YG8WV | CIXI YUANHUI LIGHTING ELECTRIC CO.LTD | YUANHUI | VP4F40CDBR[-S] | Indoor Luminaires | High-Bay | Low-Bay Luminaires for Commercial and Industrial Buildings | Standard | FALSE | [9 empty] | 42654 |  |  | No |  | 4 | 5063 | 121.79 | 41.57 | 17.84 | 0.91 | 5700 | 84.7
PQB17K7W | CIXI YUANHUI LIGHTING ELECTRIC CO.LTD | YUANHUI | VP4C48CD[-S] | Indoor Luminaires | High-Bay | Low-Bay Luminaires for Commercial and Industrial Buildings | Standard | FALSE | [9 empty] | 42654 |  |  | No |  | 4 | 6633 | 140.95 | 47.06 | 20.76 | 0.9 | 5700 | 84.6
PZHY2J6E | CIXI YUANHUI LIGHTING ELECTRIC CO.LTD | YUANHUI | VP4C48V2CD[-S] | Indoor Luminaires | High-Bay | Low-Bay Luminaires for Commercial and Industrial Buildings | Standard | FALSE | [9 empty] | 42654 |  |  | No |  | 4 | 6253 | 138.13 | 45.27 | 7.13 | 0.97 | 5700 | 84.6
P4C3AJ85 | CIXI YUANHUI LIGHTING ELECTRIC CO.LTD | YUANHUI | VP4F48V2CD[-S] | Indoor Luminaires | High-Bay | Low-Bay Luminaires for Commercial and Industrial Buildings | Standard | FALSE | [9 empty] | 42654 |  |  | No |  | 4 | 5967 | 131.58 | 45.35 | 7.62 | 0.97 | 5700 | 84.5
PAD544HQ | CIXI YUANHUI LIGHTING ELECTRIC CO.LTD | YUANHUI | VP4F48CD[-S] | Indoor Luminaires | High-Bay | Low-Bay Luminaires for Commercial and Industrial Buildings | Standard | FALSE | [9 empty] | 42654 |  |  | No |  | 4 | 6152 | 132.7 | 46.36 | 20.48 | 0.9 | 5700 | 83.6
PSU9VJGV | CIXI YUANHUI LIGHTING ELECTRIC CO.LTD | YUANHUI | VP4F40PDBR[-S] | Indoor Luminaires | High-Bay | Low-Bay Luminaires for Commercial and Industrial Buildings | Standard | FALSE | [9 empty] | 42654 |  |  | No |  | 4 | 4843.2 | 116.93 | 41.42 | 17.63 | 0.91 | 5000 | 83.6
PDDCV8TF | CIXI YUANHUI LIGHTING ELECTRIC CO.LTD | YUANHUI | VP4F48PD[-S] | Indoor Luminaires | High-Bay | Low-Bay Luminaires for Commercial and Industrial Buildings | Standard | FALSE | [9 empty] | 42654 |  |  | No |  | 4 | 5869.3 | 126.99 | 46.22 | 20.15 | 0.9 | 5000 | 83.1
PGBK62PN | CIXI YUANHUI LIGHTING ELECTRIC CO.LTD | YUANHUI | VP4C48PD[-S] | Indoor Luminaires | High-Bay | Low-Bay Luminaires for Commercial and Industrial Buildings | Standard | FALSE | [9 empty] | 42654 |  |  | No |  | 4 | 6157.2 | 132.87 | 46.34 | 20.93 | 0.9 | 5000 | 83
PEAH86DB | CIXI YUANHUI LIGHTING ELECTRIC CO.LTD | YUANHUI | VP4F48V2PD[-S] | Indoor Luminaires | High-Bay | Low-Bay Luminaires for Commercial and Industrial Buildings | Standard | FALSE | [9 empty] | 42654 |  |  | No |  | 4 | 5699.6 | 126.32 | 45.12 | 7.45 | 0.97 | 5000 | 83
PAD85KDK | CIXI YUANHUI LIGHTING ELECTRIC CO.LTD | YUANHUI | VP4C48V2PD[-S] | Indoor Luminaires | High-Bay | Low-Bay Luminaires for Commercial and Industrial Buildings | Standard | FALSE | [9 empty] | 42654 |  |  | No |  | 4 | 5890.2 | 130.92 | 44.99 | 7.37 | 0.97 | 5000 | 83
P6BK2D9Z | CIXI YUANHUI LIGHTING ELECTRIC CO.LTD | YUANHUI | VP4F40NDBR[-S] | Indoor Luminaires | High-Bay | Low-Bay Luminaires for Commercial and Industrial Buildings | Standard | FALSE | [9 empty] | 42654 |  |  | No |  | 4 | 4843.2 | 116.93 | 41.42 | 17.63 | 0.91 | 4000 | 83.6
P7828D3B | CIXI YUANHUI LIGHTING ELECTRIC CO.LTD | YUANHUI | VP4F48ND[-S] | Indoor Luminaires | High-Bay | Low-Bay Luminaires for Commercial and Industrial Buildings | Standard | FALSE | [9 empty] | 42654 |  |  | No |  | 4 | 5869.3 | 126.99 | 46.22 | 20.15 | 0.9 | 4000 | 83.1
PZSWADB8 | CIXI YUANHUI LIGHTING ELECTRIC CO.LTD | YUANHUI | VP4C48ND[-S] | Indoor Luminaires | High-Bay | Low-Bay Luminaires for Commercial and Industrial Buildings | Standard | FALSE | [9 empty] | 42654 |  |  | No |  | 4 | 6157.2 | 132.87 | 46.34 | 20.93 | 0.9 | 4000 | 83
PRRYV72D | CIXI YUANHUI LIGHTING ELECTRIC CO.LTD | YUANHUI | VP4F48V2ND[-S] | Indoor Luminaires | High-Bay | Low-Bay Luminaires for Commercial and Industrial Buildings | Standard | FALSE | [9 empty] | 42654 |  |  | No |  | 4 | 5699.6 | 126.32 | 45.12 | 7.45 | 0.97 | 4000 | 83
P2ECV277 | CIXI YUANHUI LIGHTING ELECTRIC CO.LTD | YUANHUI | VP4C48V2ND[-S] | Indoor Luminaires | High-Bay | Low-Bay Luminaires for Commercial and Industrial Buildings | Standard | FALSE | [9 empty] | 42654 |  |  | No |  | 4 | 5890.2 | 130.92 | 44.99 | 7.37 | 0.97 | 4000 | 83
PBHTK2SF | CIXI YUANHUI LIGHTING ELECTRIC CO.LTD | YUANHUI | VP4F40WDBR[-S] | Indoor Luminaires | High-Bay | Low-Bay Luminaires for Commercial and Industrial Buildings | Standard | FALSE | [9 empty] | 42654 |  |  | No |  | 4 | 4843.2 | 116.93 | 41.42 | 17.63 | 0.91 | 3000 | 83.6
PCBXGV2T | CIXI YUANHUI LIGHTING ELECTRIC CO.LTD | YUANHUI | VP4F48WD[-S] | Indoor Luminaires | High-Bay | Low-Bay Luminaires for Commercial and Industrial Buildings | Standard | FALSE | [9 empty] | 42654 |  |  | No |  | 4 | 5869.3 | 126.99 | 46.22 | 20.15 | 0.9 | 3000 | 83.1
PK8EYCT1 | CIXI YUANHUI LIGHTING ELECTRIC CO.LTD | YUANHUI | VP4C48WD[-S] | Indoor Luminaires | High-Bay | Low-Bay Luminaires for Commercial and Industrial Buildings | Standard | FALSE | [9 empty] | 42654 |  |  | No |  | 4 | 6157.2 | 132.87 | 46.34 | 20.93 | 0.9 | 3000 | 83
PFE9S1NF | CIXI YUANHUI LIGHTING ELECTRIC CO.LTD | YUANHUI | VP4F48V2WD[-S] | Indoor Luminaires | High-Bay | Low-Bay Luminaires for Commercial and Industrial Buildings | Standard | FALSE | [9 empty] | 42654 |  |  | No |  | 4 | 5699.6 | 126.32 | 45.12 | 7.45 | 0.97 | 3000 | 83
PXKT4GKG | CIXI YUANHUI LIGHTING ELECTRIC CO.LTD | YUANHUI | VP4C48V2WD[-S] | Indoor Luminaires | High-Bay | Low-Bay Luminaires for Commercial and Industrial Buildings | Standard | FALSE | [9 empty] | 42654 |  |  | No |  | 4 | 5890.2 | 130.92 | 44.99 | 7.37 | 0.97 | 3000 | 83
PAH1GWWQ | Alphalite Inc. | Alphalite | ILL-4VH(50)/830 | Indoor Luminaires | High-Bay | Low-Bay Luminaires for Commercial and Industrial Buildings | Standard | TRUE | 4941.5 | 109.79 | 45.01 | 3.5 | 0.9782 | 3022 | 80.53 | 5 | 50000 | 42653 |  |  | No |  | 4 | 5400 | 108 | 50 | 20 | 0.9 | 3000 | 80
PUT59YC8 | Lighting Etc. Inc. | LIGHTING ETC INC | RETRO-LGT-24L-4K-U-F | Indoor Retrofit Kit | High-Bay | Retrofit Kits for High-Bay Luminaires for Commercial and Industrial Buildings | Standard | TRUE | 23050 | 115.1 | 200.3 | 7.32 | 0.956 | 4083 | 81.2 | 5 | 50000 | 42653 |  |  | Yes | Retrofits Scientific Lighting Products Citadel 4 (CT4) housing. Product updated on 10/20/2016 | 4 | 23050 | 115.1 | 200.3 | 2.71 | 1 | 4083 | 81.2
PUQPNF9A | Lighting Etc. Inc. | LIGHTING ETC INC | NML-RS-24L-4K-U-F | Indoor Luminaires | High-Bay | High-Bay Luminaires for Commercial and Industrial Buildings | Standard | TRUE | 22310 | 111.5 | 200.1 | 7.63 | 0.954 | 4083 | 81.2 | 5 | 50000 | 42653 |  |  | Yes | Product updated on 10/20/2016 | 4 | 23050 | 114 | 201 | 2.71 | 1 | 4083 | 81
PY7UGBCC | Industrial Lighting Products | Industrial Lighting Products | PHB-210WLED-UNIV-50-XXXXX [excluding PCL SD480 SD347 WC] | Indoor Luminaires | High-Bay | High-Bay Luminaires for Commercial and Industrial Buildings | Premium | TRUE | 32760 | 155.3 | 211 | 13.3 | 0.951 | 5122 | 83.6 | 5 | 50000 | 42653 |  |  | No |  | 4 | 34070 | 162.16 | 210.1 | 13.3 | 0.95 | 5000 | 80
PPBZZT2G | Industrial Lighting Products | Industrial Lighting Products | PHB-210WLED-UNIV-50-FRL-XXXXX [excluding PCL SD480 SD347 WC] | Indoor Luminaires | High-Bay | High-Bay Luminaires for Commercial and Industrial Buildings | Premium | TRUE | 28151 | 134 | 210.116 | 13.3 | 0.951 | 5122 | 83.6 | 5 | 50000 | 42653 |  |  | No |  | 4 | 29640 | 141.08 | 210.1 | 13.3 | 0.95 | 5000 | 80
P3Y99N2N | Industrial Lighting Products | Industrial Lighting Products | PHB-210WLED-UNIV-40-FRL-XXXXX [excluding PCL SD480 SD347 WC] | Indoor Luminaires | High-Bay | High-Bay Luminaires for Commercial and Industrial Buildings | Premium | TRUE | 29510 | 141 | 209.3 | 13.3 | 0.951 | 4001 | 84.1 | 5 | 50000 | 42653 |  |  | No |  | 4 | 29510 | 140.99 | 209.3 | 13.3 | 0.95 | 4000 | 80
PRCRQ235 | Lighting Etc. Inc. | LIGHTING ETC INC | NXG-24L-5K-U-F [All Options Qualified] | Indoor Luminaires | High-Bay | High-Bay Luminaires for Commercial and Industrial Buildings | Standard | TRUE | 23710 | 109.9 | 215.7 | 11.5 | 0.948 | 5073 | 84.6 | 5 | 50000 | 42653 |  |  | Yes | Product updated on 10/20/2016 | 4 | 23710 | 109.9 | 215.7 | 6.64 | 1 | 5073 | 84.6
PEF9MTTA | Lighting Etc. Inc. | LIGHTING ETC INC | NML-RS-16L-4K-U-F | Indoor Luminaires | High-Bay | High-Bay Luminaires for Commercial and Industrial Buildings | Standard | TRUE | 15700 | 125.3 | 125.3 | 8.34 | 0.947 | 4067 | 81.4 | 5 | 50000 | 42653 |  |  | Yes | Product updated on 10/20/2016 | 4 | 16170 | 128 | 126 | 4.51 | 1 | 4067 | 81
P6DC1YKC | Light Efficient Design |  | LED-9300-35K | Indoor Luminaires | High-Bay | High-Bay Luminaires for Commercial and Industrial Buildings | Standard | TRUE | 38303 | 124.97 | 306.5 | 21.36 | 0.9431 | 3474 | 83.9 | 5 | 50000 | 42653 |  |  | No |  | 4 | 38303 | 124.97 | 306.5 | 21.36 | 0.94 | 3500 | 83.9
PSXSNKJP | Lighting Etc. Inc. | LIGHTING ETC INC | NML-RS-26L-4K-U-F | Indoor Luminaires | High-Bay | High-Bay Luminaires for Commercial and Industrial Buildings | Standard | TRUE | 24890 | 104 | 239.3 | 13.4 | 0.943 | 4094 | 81.2 | 5 | 50000 | 42653 |  |  | Yes | Product updated on 10/20/2016 | 4 | 25780 | 107 | 239 | 7.96 | 0.99 | 4000 | 80
PVHYC52B | SNC OPTO ELECTRONIC CO LTD. | SNC LED | SNC-H240HLT2A1 4000K | Indoor Luminaires | High-Bay | High-Bay Luminaires for Commercial and Industrial Buildings | Standard | TRUE | 30552 | 128.1 | 238.5 | 8.11 | 0.9374 | 4035 | 74.1 | 5 | 50000 | 42653 |  |  | No |  | 4 | 30552 | 128.1 | 238.5 | 8.11 | 0.94 | 4000 | 74.1
PSME3QQM | SNC OPTO ELECTRONIC CO LTD. | SNC LED | SNC-H240HLT3A1 4000K | Indoor Luminaires | High-Bay | High-Bay Luminaires for Commercial and Industrial Buildings | Standard | TRUE | 30523 | 128.52 | 237.5 | 9.59 | 0.9373 | 4021 | 73.9 | 5 | 50000 | 42653 |  |  | No |  | 4 | 30523 | 128.52 | 237.5 | 9.59 | 0.94 | 4000 | 73.9
P3EZPEDR | Flex Lighting Solutions | Lusio | ES3PH-ADCC-ABB | Indoor Luminaires | High-Bay | High-Bay Luminaires for Commercial and Industrial Buildings | Premium | TRUE | 10824.8 | 109.1 | 99.19 | 11.53 | 0.936 | 4021 | 82.1 | 5 | 50000 | 42653 |  |  | No | ES3PH-A-2MS-40-WIDE-FP-LV | 4 | 10825 | 109.34 | 99 | 11.53 | 1 | 4021 | 82
PG5KSTF7 | Light Efficient Design |  | LED-9150-35K | Indoor Luminaires | High-Bay | High-Bay Luminaires for Commercial and Industrial Buildings | Standard | TRUE | 18712 | 116.08 | 161.2 | 19.96 | 0.9082 | 3603 | 81.2 | 5 | 50000 | 42653 |  |  | No |  | 4 | 18712 | 116.08 | 161.2 | 19.96 | 0.91 | 3500 | 81.2
PWHYZT5E | MaxLite Inc | MaxLED | LSU4U5040 [BLANK EM] | Indoor Luminaires | High-Bay | Low-Bay Luminaires for Commercial and Industrial Buildings | Standard | TRUE | 5951.3 | 118.27 | 50.32 | 15.434 | 0.9079 | 4190 | 86.2 | 5 | 50000 | 42653 |  |  | No |  | 4 | 5951 | 118.3 | 50.32 | 6 | 0.99 | 4190 | 86
PY2QAAAS | Alphalite Inc. | Alphalite | ILL-4VH(50)/850 | Indoor Luminaires | High-Bay | Low-Bay Luminaires for Commercial and Industrial Buildings | Standard | FALSE | [9 empty] | 42653 |  |  | No |  | 4 | 6000 | 120 | 50 | 20 | 0.9 | 5000 | 80
P5RA21NP | Alphalite Inc. | Alphalite | ILL-4VH(50)/840 | Indoor Luminaires | High-Bay | Low-Bay Luminaires for Commercial and Industrial Buildings | Standard | FALSE | [9 empty] | 42653 |  |  | No |  | 4 | 5750 | 115 | 50 | 20 | 0.9 | 4000 | 80
P1Z94UVX | Alphalite Inc. | Alphalite | ILL-4VH(50)/835 | Indoor Luminaires | High-Bay | Low-Bay Luminaires for Commercial and Industrial Buildings | Standard | FALSE | [9 empty] | 42653 |  |  | No |  | 4 | 5500 | 110 | 50 | 20 | 0.9 | 3500 | 80
PUUHEP3W | SNC OPTO ELECTRONIC CO LTD. | SNC LED | SNC-H240HLT2A1 5700K | Indoor Luminaires | High-Bay | High-Bay Luminaires for Commercial and Industrial Buildings | Standard | FALSE | [9 empty] | 42653 |  |  | No |  | 4 | 31595 | 131.59 | 240.1 | 9.71 | 0.93 | 5700 | 78.4
PXE9CK31 | SNC OPTO ELECTRONIC CO LTD. | SNC LED | SNC-H240HLT3A1 5700K | Indoor Luminaires | High-Bay | High-Bay Luminaires for Commercial and Industrial Buildings | Standard | FALSE | [9 empty] | 42653 |  |  | No |  | 4 | 31523 | 131.84 | 239.1 | 10.67 | 0.93 | 5700 | 78.1
PTTM92FR | SNC OPTO ELECTRONIC CO LTD. | SNC LED | SNC-H240HLT2A1 5000K | Indoor Luminaires | High-Bay | High-Bay Luminaires for Commercial and Industrial Buildings | Standard | FALSE | [9 empty] | 42653 |  |  | No |  | 4 | 30552 | 128.1 | 238.5 | 8.11 | 0.94 | 5000 | 74.1
PANTJ88W | SNC OPTO ELECTRONIC CO LTD. | SNC LED | SNC-H240HLT3A1 5000K | Indoor Luminaires | High-Bay | High-Bay Luminaires for Commercial and Industrial Buildings | Standard | FALSE | [9 empty] | 42653 |  |  | No |  | 4 | 30523 | 128.52 | 237.5 | 9.59 | 0.94 | 5000 | 73.9
PMXRCUYH | MaxLite Inc | MaxLED | LSU4U5050 [BLANK EM] | Indoor Luminaires | High-Bay | Low-Bay Luminaires for Commercial and Industrial Buildings | Standard | FALSE | [9 empty] | 42653 |  |  | No |  | 4 | 6132 | 123.1 | 49.8 | 8 | 0.99 | 5260 | 85
PF9QN4HF | Light Efficient Design |  | LED-9150-50K | Indoor Luminaires | High-Bay | High-Bay Luminaires for Commercial and Industrial Buildings | Standard | FALSE | [9 empty] | 42653 |  |  | No |  | 4 | 18780 | 133.29 | 140.9 | 18.67 | 0.91 | 5000 | 84.9
P6YVSF7J | Light Efficient Design |  | LED-9300-50K | Indoor Luminaires | High-Bay | High-Bay Luminaires for Commercial and Industrial Buildings | Standard | FALSE | [9 empty] | 42653 |  |  | No |  | 4 | 40375 | 131.17 | 307.8 | 21.91 | 0.94 | 5000 | 84.4
PAGJG1ZZ | Light Efficient Design |  | LED-9300-40K | Indoor Luminaires | High-Bay | High-Bay Luminaires for Commercial and Industrial Buildings | Standard | FALSE | [9 empty] | 42653 |  |  | No |  | 4 | 38303 | 124.97 | 306.5 | 21.36 | 0.94 | 4000 | 83.9
PT5E6YN4 | Light Efficient Design |  | LED-9150-40K | Indoor Luminaires | High-Bay | High-Bay Luminaires for Commercial and Industrial Buildings | Standard | FALSE | [9 empty] | 42653 |  |  | No |  | 4 | 18712 | 116.08 | 161.2 | 19.96 | 0.91 | 4000 | 81.2
PQJPR7T3 | Industrial Lighting Products | Industrial Lighting Products | PHB-210WLED-UNIV-40-XXXXX [excluding PCL SD480 SD347 WC] | Indoor Luminaires | High-Bay | High-Bay Luminaires for Commercial and Industrial Buildings | Premium | FALSE | [9 empty] | 42653 |  |  | No |  | 4 | 34050 | 162.07 | 210.1 | 13.3 | 0.95 | 4000 | 80
PJTZH2AN | Flex Lighting Solutions | Lusio | ES3PH-ADDC-AAB | Indoor Luminaires | High-Bay | High-Bay Luminaires for Commercial and Industrial Buildings | Premium | FALSE | [9 empty] | 42653 |  |  | No | ES3PH-A-2MS-50-WIDE-CA-LV | 3 | 12565.62 | 126.93 | 99 | 11.53 | 1 | 5000 | 82
PG22RCYC | Flex Lighting Solutions | Lusio | ES3PH-ADDC-ABB | Indoor Luminaires | High-Bay | High-Bay Luminaires for Commercial and Industrial Buildings | Premium | FALSE | [9 empty] | 42653 |  |  | No | ES3PH-A-2MS-50-WIDE-FP-LV | 3 | 11419.88 | 115.35 | 99 | 11.53 | 1 | 5000 | 82
PUWSPG3M | Flex Lighting Solutions | Lusio | ES3PH-ADDC-CAB | Indoor Luminaires | High-Bay | High-Bay Luminaires for Commercial and Industrial Buildings | Premium | FALSE | [9 empty] | 42653 |  |  | No | ES3PH-A-2MS-50-AISLE-CA-LV | 3 | 11248.58 | 113.62 | 99 | 11.53 | 1 | 5000 | 82
PPPPQRJH | Flex Lighting Solutions | Lusio | ES3PH-ADCC-AAB | Indoor Luminaires | High-Bay | High-Bay Luminaires for Commercial and Industrial Buildings | Premium | FALSE | [9 empty] | 42653 |  |  | No | ES3PH-A-2MS-40-WIDE-CA-LV | 3 | 11911.06 | 120.31 | 99 | 11.53 | 1 | 4021 | 82
P7FTSA2N | Grandlite International Corp | Grandlite International | LED-HB-80-4K [Only Qualified from 120-277V] | Indoor Luminaires | High-Bay | High-Bay Luminaires for Commercial and Industrial Buildings | Standard | TRUE | 10093.99 | 132 | 76.55 | 6 | 1 | 3940 | 82 | 5 | 50000 | 42650 |  |  | Yes |  | 4 | 10093.99 | 132 | 76.55 | 6 | 1 | 3940 | 82
P5YJGFJV | Grandlite International Corp | Grandlite International | LED-HB-60-4K [Only Qualified from 120-277V] | Indoor Luminaires | High-Bay | Low-Bay Luminaires for Commercial and Industrial Buildings | Standard | TRUE | 7559.49 | 131 | 57.77 | 11 | 0.99 | 3932 | 82 | 5 | 50000 | 42650 |  |  | Yes |  | 4 | 7559.49 | 131 | 57.77 | 11 | 0.99 | 3932 | 82
PRS9KBZH | EELP INC. | EELPLighting | VLHBLED-10-B-110L-QT-40K | Indoor Luminaires | High-Bay | High-Bay Luminaires for Commercial and Industrial Buildings | Premium | TRUE | 12990.16 | 124.15 | 104.63 | 7.6 | 0.977 | 3980 | 83.6 | 5 | 90000 | 42650 |  |  | No |  | 3.1 | 14300 | 130 | 110 | 20 | 0.9 | 4000 | 80
PP64GKMR | EELP INC. | EELPLighting | VLHBLED-10-B-220L-QT-40K | Indoor Luminaires | High-Bay | High-Bay Luminaires for Commercial and Industrial Buildings | Premium | TRUE | 26036.27 | 124.76 | 208.69 | 8 | 0.976 | 4010 | 83.7 | 5 | 90000 | 42650 |  |  | No |  | 3.1 | 28600 | 130 | 220 | 20 | 0.9 | 4000 | 80
PK2FWKWC | Tamlite Lighting | Tamlite Lighting | TAMHBDB-L4H00U | Indoor Luminaires | High-Bay | High-Bay Luminaires for Commercial and Industrial Buildings | Standard | TRUE | 31144.65 | 148.58 | 209.62 | 12.49 | 0.975 | 3960 | 83.3 | 5 | 50000 | 42650 |  |  | Yes |  | 4 | 31144.65 | 148.58 | 209.62 | 8.95 | 0.975 | 3960 | 83.3
PQRJS54C | EELP INC. | EELPLighting | VLHBLED-10-B-165L-QT-40K | Indoor Luminaires | High-Bay | High-Bay Luminaires for Commercial and Industrial Buildings | Premium | TRUE | 19446.51 | 124.87 | 155.74 | 7.69 | 0.975 | 4006 | 83.6 | 5 | 90000 | 42650 |  |  | No |  | 3.1 | 21450 | 130 | 165 | 20 | 0.9 | 4000 | 80
P1EXTFDJ | Revolution Lighting Technologies | Revolution Lighting Technologies | 121232-231 [120 Beam Angle] | Indoor Luminaires | High-Bay | High-Bay Luminaires for Commercial and Industrial Buildings | Standard | TRUE | 17727.9 | 121.34 | 146.1 | 13.3 | 0.945 | 3994 | 82.3 | 5 | 50000 | 42650 |  |  | No |  | 4 | 17768 | 121.79 | 145.9 | 13.3 | 0.9 | 4000 | 80
PQ5XEKE7 | Tamlite Lighting | Tamlite Lighting | TAMHBDB-H4H00U | Indoor Luminaires | High-Bay | High-Bay Luminaires for Commercial and Industrial Buildings | Standard | TRUE | 25523.53 | 148.65 | 171.7 | 13.26 | 0.945 | 3956 | 83.2 | 5 | 50000 | 42650 |  |  | Yes |  | 3.1 | 25523.53 | 148.65 | 171.7 | 8.79 | 0.945 | 3956 | 83.2
PP72R3XN | Revolution Lighting Technologies | Revolution Lighting Technologies | 121231-231 [120 Beam Angle] | Indoor Luminaires | High-Bay | High-Bay Luminaires for Commercial and Industrial Buildings | Standard | TRUE | 11676 | 123.87 | 94.26 | 13.5 | 0.943 | 3990 | 82.3 | 5 | 50000 | 42650 |  |  | No |  | 4 | 11645 | 123.55 | 94.25 | 13.5 | 0.9 | 4000 | 80
PPJBCWP2 | Revolution Lighting Technologies | Revolution Lighting Technologies | 121233-231 [120 Beam Angle] | Indoor Luminaires | High-Bay | High-Bay Luminaires for Commercial and Industrial Buildings | Standard | TRUE | 24540.5 | 122.94 | 199.62 | 14.2 | 0.935 | 3961 | 82.2 | 5 | 50000 | 42650 |  |  | No |  | 4 | 24592 | 123.26 | 199.5 | 14.2 | 0.9 | 4000 | 80
PGFMFZRD | Grandlite International Corp | Grandlite International | LED-HB-210-4K [Only Qualified from 120-277V] | Indoor Luminaires | High-Bay | High-Bay Luminaires for Commercial and Industrial Buildings | Standard | TRUE | 28505.51 | 126.12 | 226.02 | 11 | 0.93 | 3959 | 82 | 5 | 50000 | 42650 |  |  | Yes |  | 4 | 28505.51 | 126.12 | 226.02 | 5 | 1 | 3959 | 82
P386UG41 | Revolution Lighting Technologies | Revolution Lighting Technologies | 121234-231 [120 Beam Angle] | Indoor Luminaires | High-Bay | High-Bay Luminaires for Commercial and Industrial Buildings | Standard | TRUE | 28777 | 123.5 | 233 | 14.3 | 0.929 | 3951 | 82.2 | 5 | 50000 | 42650 |  |  | No |  | 4 | 28777 | 123.5 | 233 | 14.3 | 0.9 | 4000 | 80
P3JFYGRN | Grandlite International Corp | Grandlite International | LED-HB-160-5K [Only Qualified from 120-277V] | Indoor Luminaires | High-Bay | High-Bay Luminaires for Commercial and Industrial Buildings | Standard | TRUE | 20609.98 | 128 | 161.58 | 15 | 0.92 | 4889 | 82 | 5 | 50000 | 42650 |  |  | Yes |  | 4 | 20609.98 | 128 | 161.58 | 7 | 0.99 | 4889 | 82
P6WRVZTY | Revolution Lighting Technologies | Revolution Lighting Technologies | 121234-233 [120 Beam Angle] | Indoor Luminaires | High-Bay | High-Bay Luminaires for Commercial and Industrial Buildings | Standard | FALSE | [9 empty] | 42650 |  |  | No |  | 4 | 30634 | 131.2 | 233.5 | 14.3 | 0.9 | 5700 | 80
P2D7WUD4 | Revolution Lighting Technologies | Revolution Lighting Technologies | 121233-233 [120 Beam Angle] | Indoor Luminaires | High-Bay | High-Bay Luminaires for Commercial and Industrial Buildings | Standard | FALSE | [9 empty] | 42650 |  |  | No |  | 4 | 25767 | 130.77 | 197 | 14 | 0.9 | 5700 | 80
PCJJUTXV | Revolution Lighting Technologies | Revolution Lighting Technologies | 121231-233 [120 Beam Angle] | Indoor Luminaires | High-Bay | High-Bay Luminaires for Commercial and Industrial Buildings | Standard | FALSE | [9 empty] | 42650 |  |  | No |  | 4 | 12159 | 130.43 | 93.22 | 13.9 | 0.9 | 5700 | 80
PM56AZZQ | Revolution Lighting Technologies | Revolution Lighting Technologies | 121232-233 [120 Beam Angle] | Indoor Luminaires | High-Bay | High-Bay Luminaires for Commercial and Industrial Buildings | Standard | FALSE | [9 empty] | 42650 |  |  | No |  | 4 | 18984 | 129.5 | 146.6 | 13.4 | 0.9 | 5700 | 80
PQPT48FM | Revolution Lighting Technologies | Revolution Lighting Technologies | 121234-232 [120 Beam Angle] | Indoor Luminaires | High-Bay | High-Bay Luminaires for Commercial and Industrial Buildings | Standard | FALSE | [9 empty] | 42650 |  |  | No |  | 4 | 29423 | 125.7 | 234 | 14.5 | 0.9 | 5000 | 80
P91Z2T6Y | Revolution Lighting Technologies | Revolution Lighting Technologies | 121233-232 [120 Beam Angle] | Indoor Luminaires | High-Bay | High-Bay Luminaires for Commercial and Industrial Buildings | Standard | FALSE | [9 empty] | 42650 |  |  | No |  | 4 | 24373 | 123.44 | 197.4 | 14.1 | 0.9 | 5000 | 80
PS9ECQE9 | Revolution Lighting Technologies | Revolution Lighting Technologies | 121231-232 [120 Beam Angle] | Indoor Luminaires | High-Bay | High-Bay Luminaires for Commercial and Industrial Buildings | Standard | FALSE | [9 empty] | 42650 |  |  | No |  | 4 | 11714 | 124.97 | 93.73 | 13.8 | 0.9 | 5000 | 80
PXFGF57F | Revolution Lighting Technologies | Revolution Lighting Technologies | 121232-232 [120 Beam Angle] | Indoor Luminaires | High-Bay | High-Bay Luminaires for Commercial and Industrial Buildings | Standard | FALSE | [9 empty] | 42650 |  |  | No |  | 4 | 18283 | 124.63 | 146.7 | 13.3 | 0.9 | 5000 | 80
PT3GJ92J | Tamlite Lighting | Tamlite Lighting | TAMHBDB-H5H00U | Indoor Luminaires | High-Bay | High-Bay Luminaires for Commercial and Industrial Buildings | Standard | FALSE | [9 empty] | 42650 |  |  | Yes |  | 3.1 | 26019 | 152.45 | 170.7 | 8.79 | 0.947 | 5026 | 84.4
PR173J5M | Tamlite Lighting | Tamlite Lighting | TAMHBDB-L5H00U | Indoor Luminaires | High-Bay | High-Bay Luminaires for Commercial and Industrial Buildings | Standard | FALSE | [9 empty] | 42650 |  |  | Yes |  | 4 | 31865 | 153.36 | 207.8 | 9.91 | 0.975 | 4994 | 84.5
PDUND7RV | Grandlite International Corp | Grandlite International | LED-HB-60-5K [Only Qualified from 120-277V] | Indoor Luminaires | High-Bay | Low-Bay Luminaires for Commercial and Industrial Buildings | Standard | FALSE | [9 empty] | 42650 |  |  | Yes |  | 4 | 7559.49 | 131 | 57.77 | 11 | 0.99 | 4889 | 82
P1DBKG8P | Grandlite International Corp | Grandlite International | LED-HB-100-5K [Only Qualified from 120-277V] | Indoor Luminaires | High-Bay | High-Bay Luminaires for Commercial and Industrial Buildings | Standard | FALSE | [9 empty] | 42650 |  |  | Yes |  | 4 | 13930.37 | 136 | 102.23 | 9 | 0.99 | 4889 | 82
PHJ456DJ | Grandlite International Corp | Grandlite International | LED-HB-120-5K [Only Qualified from 120-277V] | Indoor Luminaires | High-Bay | High-Bay Luminaires for Commercial and Industrial Buildings | Standard | FALSE | [9 empty] | 42650 |  |  | Yes |  | 4 | 15759.9 | 130 | 121.44 | 7 | 1 | 4889 | 82
PNFS1ZW8 | Grandlite International Corp | Grandlite International | LED-HB-80-5K [Only Qualified from 120-277V] | Indoor Luminaires | High-Bay | High-Bay Luminaires for Commercial and Industrial Buildings | Standard | FALSE | [9 empty] | 42650 |  |  | Yes |  | 4 | 10093.99 | 132 | 76.55 | 6 | 1 | 4889 | 82
PYMVZVQ7 | Grandlite International Corp | Grandlite International | LED-HB-210-5K [Only Qualified from 120-277V] | Indoor Luminaires | High-Bay | High-Bay Luminaires for Commercial and Industrial Buildings | Standard | FALSE | [9 empty] | 42650 |  |  | Yes |  | 4 | 28505.51 | 126.12 | 226.02 | 5 | 1 | 4889 | 82
PFDSDCJT | Grandlite International Corp | Grandlite International | LED-HB-160-4K [Only Qualified from 120-277V] | Indoor Luminaires | High-Bay | High-Bay Luminaires for Commercial and Industrial Buildings | Standard | FALSE | [9 empty] | 42650 |  |  | Yes |  | 4 | 20609.98 | 128 | 161.58 | 7 | 0.99 | 3947 | 82
PM9PH5ZM | Grandlite International Corp | Grandlite International | LED-HB-120-4K [Only Qualified from 120-277V] | Indoor Luminaires | High-Bay | High-Bay Luminaires for Commercial and Industrial Buildings | Standard | FALSE | [9 empty] | 42650 |  |  | Yes |  | 4 | 15759.9 | 130 | 121.44 | 7 | 1 | 3947 | 82
PHFWKDU6 | Grandlite International Corp | Grandlite International | LED-HB-100-4K [Only Qualified from 120-277V] | Indoor Luminaires | High-Bay | High-Bay Luminaires for Commercial and Industrial Buildings | Standard | FALSE | [9 empty] | 42650 |  |  | Yes |  | 4 | 13930.37 | 136 | 102.23 | 9 | 0.99 | 3925 | 82
PV122CTX | EELP INC. | EELPLighting | VLHBLED-10-B-220L-QT-57K | Indoor Luminaires | High-Bay | High-Bay Luminaires for Commercial and Industrial Buildings | Premium | FALSE | [9 empty] | 42650 | Not Dimmable | Not Dimmable | No |  | 3.1 | 29700 | 135 | 220 | 20 | 0.9 | 5700 | 80
PEG7VYE3 | EELP INC. | EELPLighting | VLHBLED-10-B-165L-QT-57K | Indoor Luminaires | High-Bay | High-Bay Luminaires for Commercial and Industrial Buildings | Premium | FALSE | [9 empty] | 42650 | Not Dimmable | Not Dimmable | No |  | 3.1 | 22270 | 134.97 | 165 | 20 | 0.9 | 5700 | 80
PQV1QSN6 | EELP INC. | EELPLighting | VLHBLED-10-B-110L-QT-57K | Indoor Luminaires | High-Bay | High-Bay Luminaires for Commercial and Industrial Buildings | Premium | FALSE | [9 empty] | 42650 | Not Dimmable | Not Dimmable | No |  | 3.1 | 14850 | 135 | 110 | 20 | 0.9 | 5700 | 80
PUZ4TJ5N | EELP INC. | EELPLighting | VLHBLED-10-B-220L-QT-50K | Indoor Luminaires | High-Bay | High-Bay Luminaires for Commercial and Industrial Buildings | Premium | FALSE | [9 empty] | 42650 | Not Dimmable | Not Dimmable | No |  | 3.1 | 29370 | 133.5 | 220 | 20 | 0.9 | 5000 | 80
PY4S1KHT | EELP INC. | EELPLighting | VLHBLED-10-B-165L-QT-50K | Indoor Luminaires | High-Bay | High-Bay Luminaires for Commercial and Industrial Buildings | Premium | FALSE | [9 empty] | 42650 | Not Dimmable | Not Dimmable | No |  | 3.1 | 22020 | 133.5 | 165 | 20 | 0.9 | 5000 | 80
PAM8NNP9 | EELP INC. | EELPLighting | VLHBLED-10-B-110L-QT-50K | Indoor Luminaires | High-Bay | High-Bay Luminaires for Commercial and Industrial Buildings | Premium | FALSE | [9 empty] | 42650 | Not Dimmable | Not Dimmable | No |  | 3.1 | 14680 | 133.5 | 110 | 20 | 0.9 | 5000 | 80
PNCG9KY8 | Hengdian Group Tospo Lighting Co.Ltd | TOSPO | TP-HB02-26160-DIM 4000K [Frosted Lens] | Indoor Luminaires | High-Bay | High-Bay Luminaires for Commercial and Industrial Buildings | Standard | TRUE | 18374 | 115.8 | 158.7 | 8.8 | 0.972 | 4121 | 84 | 5 | 50000 | 42649 |  |  | No |  | 4 | 18520 | 116.7 | 160 | 20 | 0.9 | 4000 | 80
PFUKW2M3 | Hengdian Group Tospo Lighting Co.Ltd | TOSPO | TP-HB03-44220-DIM 4000K [Frosted Lens] | Indoor Luminaires | High-Bay | High-Bay Luminaires for Commercial and Industrial Buildings | Standard | TRUE | 25161 | 117.1 | 214.9 | 9.2 | 0.969 | 4197 | 84 | 5 | 50000 | 42649 |  |  | No | Product updated on 11/7/2016 | 4 | 25160 | 117 | 220 | 20 | 0.9 | 4000 | 80
PC83G33C | C&C lighting inc. | C&C LIGHT | C&C-HB-80W-35F-D | Indoor Luminaires | High-Bay | Low-Bay Luminaires for Commercial and Industrial Buildings | Standard | TRUE | 8964.09 | 116.15 | 77.18 | 8.66 | 0.963 | 3475 | 84.8 | 5 | 50000 | 42649 |  |  | NotYetVerified |  | 4 | 9600 | 120 | 80 | 10 | 0.9 | 3500 | 80
P5G7YDCF | Hengdian Group Tospo Lighting Co.Ltd | TOSPO | TP-HB01-24110-DIM 4000K [Frosted Lens] | Indoor Luminaires | High-Bay | High-Bay Luminaires for Commercial and Industrial Buildings | Standard | TRUE | 12282 | 115.2 | 106.6 | 15.2 | 0.963 | 4092 | 84 | 5 | 50000 | 42649 |  |  | No |  | 4 | 12200 | 115 | 110 | 20 | 0.9 | 4000 | 80
P3M2NR5K | C&C lighting inc. | C&C LIGHT | C&C-HB-160W-35F-D | Indoor Luminaires | High-Bay | High-Bay Luminaires for Commercial and Industrial Buildings | Standard | TRUE | 17277.14 | 116.23 | 148.64 | 8.89 | 0.962 | 3463 | 84.6 | 5 | 50000 | 42649 |  |  | NotYetVerified |  | 4 | 19200 | 120 | 160 | 10 | 0.9 | 3500 | 80
P2N2CS5C | Eaglerise Electric & Electronic(China) CO.Ltd. | Eaglerise | DQO200-2PLC-16 | Indoor Luminaires | High-Bay | High-Bay Luminaires for Commercial and Industrial Buildings | Standard | TRUE | 26809.01 | 128.61 | 208.45 | 14.87 | 0.949 | 5218 | 84 | 5 | 50000 | 42649 |  |  | No |  | 4 | 25000 | 119.05 | 210 | 20 | 0.95 | 5000 | 80
PDZWGFYQ | ShenZhen Ruizi Light Electricity Technology Co.Ltd. | ERVAN | H03CO-15NC-R320 | Indoor Luminaires | High-Bay | High-Bay Luminaires for Commercial and Industrial Buildings | Standard | TRUE | 21074 | 134.06 | 157.2 | 13.41 | 0.9413 | 3939 | 73 | 5 | 50000 | 42649 |  |  | No |  | 4 | 21343 | 134.23 | 159 | 13.41 | 0.94 | 4000 | 73
P2MW2QGC | C&C lighting inc. | C&C LIGHT | C&C-HB-120W-35F-D | Indoor Luminaires | High-Bay | High-Bay Luminaires for Commercial and Industrial Buildings | Standard | TRUE | 12752.74 | 117.61 | 108.43 | 7.49 | 0.937 | 3463 | 84.5 | 5 | 50000 | 42649 |  |  | NotYetVerified |  | 4 | 14400 | 120 | 120 | 10 | 0.9 | 3500 | 80
PTDV1AGF | C&C lighting inc. | C&C LIGHT | C&C-HB-100W-35F-D | Indoor Luminaires | High-Bay | High-Bay Luminaires for Commercial and Industrial Buildings | Standard | TRUE | 11510.94 | 120.74 | 95.34 | 8.28 | 0.925 | 3461 | 84.7 | 5 | 50000 | 42649 |  |  | NotYetVerified |  | 4 | 12000 | 120 | 100 | 10 | 0.9 | 3500 | 80
PS2K9CAY | Eaglerise Electric & Electronic(China) CO.Ltd. | Eaglerise | DQO100-2PLC-16 | Indoor Luminaires | High-Bay | High-Bay Luminaires for Commercial and Industrial Buildings | Standard | TRUE | 14825.06 | 127.89 | 115.92 | 14.4 | 0.908 | 5144 | 83 | 5 | 50000 | 42649 |  |  | No |  | 4 | 14000 | 116.67 | 120 | 20 | 0.95 | 5000 | 80
PTQMCMCE | Torshare Ltd | TORSHARE | UHB-100W-90-EUR-L(4000K) | Indoor Luminaires | High-Bay | High-Bay Luminaires for Commercial and Industrial Buildings | Standard | TRUE | 10281 | 108.62 | 94.65 | 15.76 | 0.9022 | 3972 | 85.3 | 5 | 50000 | 42649 |  |  | No |  | 4 | 10281 | 108.62 | 94.65 | 15.76 | 0.9 | 4000 | 85.3
PWQ4C8A1 | C&C lighting inc. | C&C LIGHT | C&C-HB-160W-57F-D | Indoor Luminaires | High-Bay | High-Bay Luminaires for Commercial and Industrial Buildings | Standard | FALSE | [9 empty] | 42649 |  |  | NotYetVerified |  | 4 | 19200 | 120 | 160 | 10 | 0.9 | 5700 | 80
PHSRF692 | C&C lighting inc. | C&C LIGHT | C&C-HB-120W-57F-D | Indoor Luminaires | High-Bay | High-Bay Luminaires for Commercial and Industrial Buildings | Standard | FALSE | [9 empty] | 42649 |  |  | NotYetVerified |  | 4 | 14400 | 120 | 120 | 10 | 0.9 | 5700 | 80
P21XNP19 | C&C lighting inc. | C&C LIGHT | C&C-HB-100W-57F-D | Indoor Luminaires | High-Bay | High-Bay Luminaires for Commercial and Industrial Buildings | Standard | FALSE | [9 empty] | 42649 |  |  | NotYetVerified |  | 4 | 12000 | 120 | 100 | 10 | 0.9 | 5700 | 80
PE7Q2HTH | C&C lighting inc. | C&C LIGHT | C&C-HB-80W-57F-D | Indoor Luminaires | High-Bay | Low-Bay Luminaires for Commercial and Industrial Buildings | Standard | FALSE | [9 empty] | 42649 |  |  | NotYetVerified |  | 4 | 9600 | 120 | 80 | 10 | 0.9 | 5700 | 80
PGXJ5DK7 | C&C lighting inc. | C&C LIGHT | C&C-HB-160W-50F-D | Indoor Luminaires | High-Bay | High-Bay Luminaires for Commercial and Industrial Buildings | Standard | FALSE | [9 empty] | 42649 |  |  | NotYetVerified |  | 4 | 19200 | 120 | 160 | 10 | 0.9 | 5000 | 80
PBD9TUD2 | C&C lighting inc. | C&C LIGHT | C&C-HB-120W-50F-D | Indoor Luminaires | High-Bay | High-Bay Luminaires for Commercial and Industrial Buildings | Standard | FALSE | [9 empty] | 42649 |  |  | NotYetVerified |  | 4 | 14400 | 120 | 120 | 10 | 0.9 | 5000 | 80
PRBS1SXB | C&C lighting inc. | C&C LIGHT | C&C-HB-100W-50F-D | Indoor Luminaires | High-Bay | High-Bay Luminaires for Commercial and Industrial Buildings | Standard | FALSE | [9 empty] | 42649 |  |  | NotYetVerified |  | 4 | 12000 | 120 | 100 | 10 | 0.9 | 5000 | 80
PZTSMVNN | C&C lighting inc. | C&C LIGHT | C&C-HB-80W-50F-D | Indoor Luminaires | High-Bay | Low-Bay Luminaires for Commercial and Industrial Buildings | Standard | FALSE | [9 empty] | 42649 |  |  | NotYetVerified |  | 4 | 9600 | 120 | 80 | 10 | 0.9 | 5000 | 80
PM7F1B7Z | C&C lighting inc. | C&C LIGHT | C&C-HB-160W-45F-D | Indoor Luminaires | High-Bay | High-Bay Luminaires for Commercial and Industrial Buildings | Standard | FALSE | [9 empty] | 42649 |  |  | NotYetVerified |  | 4 | 19200 | 120 | 160 | 10 | 0.9 | 4500 | 80
PUQZFXYC | C&C lighting inc. | C&C LIGHT | C&C-HB-120W-45F-D | Indoor Luminaires | High-Bay | High-Bay Luminaires for Commercial and Industrial Buildings | Standard | FALSE | [9 empty] | 42649 |  |  | NotYetVerified |  | 4 | 14400 | 120 | 120 | 10 | 0.9 | 4500 | 80
PTD8U2X8 | C&C lighting inc. | C&C LIGHT | C&C-HB-100W-45F-D | Indoor Luminaires | High-Bay | High-Bay Luminaires for Commercial and Industrial Buildings | Standard | FALSE | [9 empty] | 42649 |  |  | NotYetVerified |  | 4 | 12000 | 120 | 100 | 10 | 0.9 | 4500 | 80
PVJR4CCV | C&C lighting inc. | C&C LIGHT | C&C-HB-80W-45F-D | Indoor Luminaires | High-Bay | Low-Bay Luminaires for Commercial and Industrial Buildings | Standard | FALSE | [9 empty] | 42649 |  |  | NotYetVerified |  | 4 | 9600 | 120 | 80 | 10 | 0.9 | 4500 | 80
P8V1TZJH | C&C lighting inc. | C&C LIGHT | C&C-HB-160W-40F-D | Indoor Luminaires | High-Bay | High-Bay Luminaires for Commercial and Industrial Buildings | Standard | FALSE | [9 empty] | 42649 |  |  | NotYetVerified |  | 4 | 19200 | 120 | 160 | 10 | 0.9 | 4000 | 80
PFD69983 | C&C lighting inc. | C&C LIGHT | C&C-HB-120W-40F-D | Indoor Luminaires | High-Bay | High-Bay Luminaires for Commercial and Industrial Buildings | Standard | FALSE | [9 empty] | 42649 |  |  | NotYetVerified |  | 4 | 14400 | 120 | 120 | 10 | 0.9 | 4000 | 80
PU8D3UW9 | C&C lighting inc. | C&C LIGHT | C&C-HB-100W-40F-D | Indoor Luminaires | High-Bay | High-Bay Luminaires for Commercial and Industrial Buildings | Standard | FALSE | [9 empty] | 42649 |  |  | NotYetVerified |  | 4 | 12000 | 120 | 100 | 10 | 0.9 | 4000 | 80
PTHA44U7 | C&C lighting inc. | C&C LIGHT | C&C-HB-80W-40F-D | Indoor Luminaires | High-Bay | Low-Bay Luminaires for Commercial and Industrial Buildings | Standard | FALSE | [9 empty] | 42649 |  |  | NotYetVerified |  | 4 | 9600 | 120 | 80 | 10 | 0.9 | 4000 | 80
P21JP2C7 | Torshare Ltd | TORSHARE | UHB-100W-90-EUR-L(5700K) | Indoor Luminaires | High-Bay | High-Bay Luminaires for Commercial and Industrial Buildings | Standard | FALSE | [9 empty] | 42649 |  |  | No |  | 4 | 10376 | 109.81 | 94.49 | 15.81 | 0.9 | 5700 | 84.4
PXDQUABD | Torshare Ltd | TORSHARE | UHB-100W-90-EUR-L(5000K) | Indoor Luminaires | High-Bay | High-Bay Luminaires for Commercial and Industrial Buildings | Standard | FALSE | [9 empty] | 42649 |  |  | No |  | 4 | 10281 | 108.62 | 94.65 | 15.76 | 0.9 | 5000 | 85.3
PRT6M6WP | Torshare Ltd | TORSHARE | UHB-100W-90-EUR-L(4500K) | Indoor Luminaires | High-Bay | High-Bay Luminaires for Commercial and Industrial Buildings | Standard | FALSE | [9 empty] | 42649 |  |  | No |  | 4 | 10281 | 108.62 | 94.65 | 15.76 | 0.9 | 4500 | 85.3
PMFW21DC | Hengdian Group Tospo Lighting Co.Ltd | TOSPO | TP-HB03-44220-DIM 5700K [Frosted Lens] | Indoor Luminaires | High-Bay | High-Bay Luminaires for Commercial and Industrial Buildings | Standard | FALSE | [9 empty] | 42649 |  |  | No | Product updated on 11/7/2016 | 4 | 25160 | 117 | 220 | 20 | 0.9 | 5700 | 80
PHS6UDWJ | Hengdian Group Tospo Lighting Co.Ltd | TOSPO | TP-HB02-26160-DIM 5700K [Frosted Lens] | Indoor Luminaires | High-Bay | High-Bay Luminaires for Commercial and Industrial Buildings | Standard | FALSE | [9 empty] | 42649 |  |  | No |  | 4 | 18520 | 116.7 | 160 | 20 | 0.9 | 5700 | 80
P7UMDQSW | Hengdian Group Tospo Lighting Co.Ltd | TOSPO | TP-HB01-24110-DIM 5700K [Frosted Lens] | Indoor Luminaires | High-Bay | High-Bay Luminaires for Commercial and Industrial Buildings | Standard | FALSE | [9 empty] | 42649 |  |  | No |  | 4 | 12200 | 115 | 110 | 20 | 0.9 | 5700 | 80
P5W4RS5K | Hengdian Group Tospo Lighting Co.Ltd | TOSPO | TP-HB03-44220-DIM 5000K [Frosted Lens] | Indoor Luminaires | High-Bay | High-Bay Luminaires for Commercial and Industrial Buildings | Standard | FALSE | [9 empty] | 42649 |  |  | No | Product updated on 11/7/2016 | 4 | 25160 | 117 | 220 | 20 | 0.9 | 5000 | 80
PWYS5DVY | Hengdian Group Tospo Lighting Co.Ltd | TOSPO | TP-HB02-26160-DIM 5000K [Frosted Lens] | Indoor Luminaires | High-Bay | High-Bay Luminaires for Commercial and Industrial Buildings | Standard | FALSE | [9 empty] | 42649 |  |  | No |  | 4 | 18520 | 116.7 | 160 | 20 | 0.9 | 5000 | 80
P5VQ4H6B | Hengdian Group Tospo Lighting Co.Ltd | TOSPO | TP-HB01-24110-DIM 5000K [Frosted Lens] | Indoor Luminaires | High-Bay | High-Bay Luminaires for Commercial and Industrial Buildings | Standard | FALSE | [9 empty] | 42649 |  |  | No |  | 4 | 12200 | 115 | 110 | 20 | 0.9 | 5000 | 80
PAZZG65T | ShenZhen Ruizi Light Electricity Technology Co.Ltd. | ERVAN | H03CO-15DC-R320 | Indoor Luminaires | High-Bay | High-Bay Luminaires for Commercial and Industrial Buildings | Standard | FALSE | [9 empty] | 42649 | Not Dimmable | Not Dimmable | No |  | 4 | 21989 | 137.26 | 160.2 | 14.23 | 0.94 | 5000 | 72.3
PQK6Z4B9 | ShenZhen Ruizi Light Electricity Technology Co.Ltd. | ERVAN | H03ZT-15DC-R320 | Indoor Luminaires | High-Bay | High-Bay Luminaires for Commercial and Industrial Buildings | Standard | FALSE | [9 empty] | 42649 | Dimmable | Continuous Below 10 | No |  | 4 | 21989 | 137.26 | 160.2 | 14.23 | 0.94 | 5000 | 72.3
PMMQMWVM | ShenZhen Ruizi Light Electricity Technology Co.Ltd. | ERVAN | H03ZT-15NC-R320 | Indoor Luminaires | High-Bay | High-Bay Luminaires for Commercial and Industrial Buildings | Standard | FALSE | [9 empty] | 42649 | Dimmable | Continuous Below 10 | No |  | 4 | 21343 | 134.23 | 159 | 13.41 | 0.94 | 4000 | 73
P6FM2W1W | Big Ass Light Solutions | Big Ass Lights | BAS-HPF1-24040104CCMMSS | Indoor Luminaires | High-Bay | High-Bay Luminaires for Commercial and Industrial Buildings | Standard | TRUE | 18758 | 87.9 | 213.4 | 12.5 | 0.996 | 3793 | 83.3 | 5 | 50000 | 42648 |  |  | Yes |  | 3.1 | 18758 | 87.9 | 213.4 | 12.48 | 0.98 | 3793 | 83.3
PCSCV4BD | Big Ass Light Solutions | Big Ass Lights | BAS-HPF1-12040204CCMSS | Indoor Luminaires | High-Bay | High-Bay Luminaires for Commercial and Industrial Buildings | Standard | TRUE | 9679 | 101.9 | 95.03 | 12.89 | 0.991 | 3768 | 83.3 | 5 | 50000 | 42648 |  |  | Yes |  | 3.1 | 9918 | 104.5 | 94.9 | 12.89 | 0.97 | 3768 | 83.3
P8K2GFSW | Big Ass Light Solutions | Big Ass Lights | BAS-HBL2-10040204CCMMSS | Indoor Luminaires | High-Bay | Low-Bay Luminaires for Commercial and Industrial Buildings | Standard | TRUE | 8604 | 105.8 | 81.36 | 14.26 | 0.985 | 3768 | 83.3 | 5 | 50000 | 42648 |  |  | Yes |  | 3.1 | 8604 | 105.7 | 81.36 | 14.26 | 0.95 | 3768 | 83.3
P4TFBCCC | Shanghai Sheenly Lighting Co. Ltd. | SHEENLY | SL-BAY-100W-NW-AN-90D | Indoor Luminaires | High-Bay | High-Bay Luminaires for Commercial and Industrial Buildings | Standard | TRUE | 11816 | 117.47 | 100.5 | 11.72 | 0.9674 | 4046 | 72.2 | 5 | 50000 | 42648 |  |  | No |  | 4 | 11500 | 115 | 100 | 11.72 | 0.9 | 4000 | 70
PQGG9D1Y | AOK LED Light Co. Ltd | AOK | AOK-80Wi(D)-X (3000K) | Indoor Luminaires | High-Bay | High-Bay Luminaires for Commercial and Industrial Buildings | Standard | TRUE | 10680 | 136.68 | 78.14 | 11.32 | 0.9582 | 2976 | 72 | 5 | 50000 | 42648 |  |  | Yes |  | 4 | 10756 | 137.69 | 78.12 | 11.32 | 0.96 | 3000 | 72
P8YKDR6K | Nerval Corporation | Nerval | NLED-HB103300D-30k-90 | Indoor Luminaires | High-Bay | High-Bay Luminaires for Commercial and Industrial Buildings | Premium | TRUE | 38682 | 126.54 | 305.7 | 7.85 | 0.9475 | 3014 | 72.3 | 5 | 50000 | 42648 |  |  | No |  | 3.1 | 38682 | 126.54 | 305.7 | 7.85 | 0.9475 | 3000 | 72.1
PBV9KFWD | Shanghai Sheenly Lighting Co. Ltd. | SHEENLY | SL-BAY-160W-NW-AN-90D | Indoor Luminaires | High-Bay | High-Bay Luminaires for Commercial and Industrial Buildings | Standard | TRUE | 17686 | 112.11 | 157.7 | 13.27 | 0.9468 | 4055 | 71.2 | 5 | 50000 | 42648 |  |  | No |  | 4 | 18400 | 115 | 160 | 13.27 | 0.9 | 4000 | 70
PFDWZPYJ | Big Ass Light Solutions | Big Ass Lights | BAS-HBL2-10040206CCMMSS | Indoor Luminaires | High-Bay | High-Bay Aisle Luminaires | Premium | TRUE | 9453 | 116.2 | 81.36 | 14.26 | 0.946 | 3768 | 83.3 | 5 | 50000 | 42648 |  |  | Yes |  | 3.1 | 9453 | 116.2 | 81.36 | 14.26 | 0.95 | 3768 | 83.3
PQ1FCT9M | Nerval Corporation | Nerval | NLED-HB103200GD-50K-90 | Indoor Luminaires | High-Bay | High-Bay Luminaires for Commercial and Industrial Buildings | Premium | TRUE | 24670 | 126.45 | 195.1 | 13.51 | 0.9394 | 5179 | 74.9 | 5 | 50000 | 42648 |  |  | No |  | 3.1 | 24670 | 126.45 | 195.1 | 13.51 | 0.9394 | 5000 | 74.9
P599JA8X | Shanghai Sheenly Lighting Co. Ltd. | SHEENLY | SL-BAY-160W-NW-HV-90D | Indoor Luminaires | High-Bay | High-Bay Luminaires for Commercial and Industrial Buildings | Standard | TRUE | 16828 | 115.79 | 145.3 | 8.75 | 0.9358 | 4035 | 71.2 | 5 | 50000 | 42648 |  |  | No |  | 4 | 18400 | 115 | 160 | 8.75 | 0.95 | 4000 | 70
P38Q8T47 | Signcomplex Limited | Signcomplex | GK-150-AW-WW-L-YY | Indoor Luminaires | High-Bay | High-Bay Luminaires for Commercial and Industrial Buildings | Standard | TRUE | 16251.1 | 109.14 | 148.9 | 17.9 | 0.935 | 3015 | 85.7 | 5 | 50000 | 42648 |  |  | No |  | 4 | 16546 | 109.6 | 150.9 | 17.9 | 0.94 | 3015 | 85.7
P145WZK3 | Nerval Corporation | Nerval | NLED-HB103100GD-30K-90 | Indoor Luminaires | High-Bay | High-Bay Luminaires for Commercial and Industrial Buildings | Premium | TRUE | 11448 | 114.96 | 99.58 | 11.71 | 0.928 | 3087 | 74 | 5 | 50000 | 42648 |  |  | No |  | 3.1 | 11483 | 116.45 | 98.61 | 11.71 | 0.928 | 3000 | 74
PXF4AZDC | AOK LED Light Co. Ltd | AOK | AOK-360Wi (3000K) | Indoor Luminaires | High-Bay | High-Bay Luminaires for Commercial and Industrial Buildings | Standard | TRUE | 51047 | 139.66 | 365.5 | 10.51 | 0.9247 | 3079 | 73.2 | 5 | 50000 | 42648 |  |  | Yes |  | 4 | 51047 | 139.66 | 365.5 | 10.51 | 0.92 | 3000 | 73.2
P2MASCXZ | Nerval Corporation | Nerval | NLED-HB103100D-50k-50 | Indoor Luminaires | High-Bay | High-Bay Luminaires for Commercial and Industrial Buildings | Standard | TRUE | 11810.16 | 114.064 | 103.54 | 13.24 | 0.9243 | 5064 | 73.9 | 5 | 50000 | 42648 |  |  | No |  | 3 | 11500 | 115 | 100 | 15 | 0.93 | 5000 | 70
P92VCU9Y | Signcomplex Limited | Signcomplex | GK-120-AW-WW-L-YY | Indoor Luminaires | High-Bay | High-Bay Luminaires for Commercial and Industrial Buildings | Standard | TRUE | 13054.06 | 110.03 | 118.64 | 17.1 | 0.924 | 2998 | 85.7 | 5 | 50000 | 42648 |  |  | No |  | 4 | 13202.8 | 111 | 118.9 | 17.1 | 0.92 | 2998 | 85.7
PEXWXP7E | Nerval Corporation | Nerval | NLED-LHB101090D-30K-3070 | Indoor Luminaires | High-Bay | High-Bay Luminaires for Commercial and Industrial Buildings | Standard | TRUE | 9700.914 | 100.113 | 96.9 | 13.36 | 0.9202 | 3037 | 71.8 | 5 | 50000 | 42648 |  |  | NotYetVerified |  | 3 | 9700.914 | 100.113 | 96.9 | 13.36 | 0.994 | 3037 | 71.8
PJ4TVGT4 | Nuwave LLC | ALSET | HB-18L-30K-UL | Indoor Luminaires | High-Bay | High-Bay Luminaires for Commercial and Industrial Buildings | Standard | TRUE | 16801.35 | 123.52 | 136.02 | 11.41 | 0.918 | 3117 | 85.2 | 7 | 50000 | 42648 |  |  | No |  | 4 | 16801 | 123.5 | 136 | 4.98 | 0.9 | 3000 | 85.2
PXZQHF86 | Nerval Corporation | Nerval | NLED-LHB101150D-50K-40130 | Indoor Luminaires | High-Bay | High-Bay Luminaires for Commercial and Industrial Buildings | Standard | TRUE | 19797 | 123.73 | 158.7 | 10.85 | 0.9111 | 5184 | 75.6 | 5 | 50000 | 42648 |  |  | No |  | 3.1 | 19797 | 123.73 | 160 | 10.85 | 0.911 | 5000 | 75.6
P28FKGEE | Nerval Corporation | Nerval | NLED-LHB101120D-50K-40130 | Indoor Luminaires | High-Bay | High-Bay Luminaires for Commercial and Industrial Buildings | Standard | TRUE | 15524 | 125.13 | 124.1 | 10.39 | 0.9105 | 5159 | 75.4 | 5 | 50000 | 42648 |  |  | No |  | 3.1 | 15524 | 125.13 | 124.1 | 10.39 | 0.911 | 5000 | 75.4
PJ69QW2P | Nerval Corporation | Nerval | NLED-LHB101180D-50K-40130 | Indoor Luminaires | High-Bay | High-Bay Luminaires for Commercial and Industrial Buildings | Standard | TRUE | 24215 | 123.13 | 195.2 | 11.06 | 0.9097 | 5166 | 75.7 | 5 | 50000 | 42648 |  |  | No |  | 3.1 | 24215 | 123.13 | 196.7 | 11.06 | 0.91 | 5000 | 75.7
PP841MJF | Nerval Corporation | Nerval | NLED-HB103050D-50k-90 | Indoor Luminaires | High-Bay | Low-Bay Luminaires for Commercial and Industrial Buildings | Premium | TRUE | 5981 | 114.21 | 52.37 | 13.66 | 0.9088 | 5213 | 75.6 | 5 | 50000 | 42648 |  |  | No |  | 3.1 | 6024 | 114.72 | 52.51 | 13.53 | 0.907 | 5000 | 75.6
PNNNZBRF | Nerval Corporation | Nerval | NLED-LHB101090D-50K-40130 | Indoor Luminaires | High-Bay | High-Bay Luminaires for Commercial and Industrial Buildings | Standard | TRUE | 11464 | 125.65 | 90.47 | 12.48 | 0.9083 | 5274 | 76.7 | 5 | 50000 | 42648 |  |  | No |  | 3.1 | 11464 | 125.65 | 91.24 | 12.48 | 0.908 | 5000 | 76.7
P8JHREWR | Signcomplex Limited | Signcomplex | GK-120-AW-W-L-YY | Indoor Luminaires | High-Bay | High-Bay Luminaires for Commercial and Industrial Buildings | Standard | FALSE | [9 empty] | 42648 |  |  | No |  | 4 | 14192 | 116.6 | 121.7 | 18.6 | 0.93 | 4996 | 72.3
P4SEER1C | Signcomplex Limited | Signcomplex | GK-150-AW-W-L-YY | Indoor Luminaires | High-Bay | High-Bay Luminaires for Commercial and Industrial Buildings | Standard | FALSE | [9 empty] | 42648 |  |  | No |  | 4 | 17761.3 | 116.4 | 152.5 | 18.5 | 0.94 | 4958 | 74
PUFBSQJR | Signcomplex Limited | Signcomplex | GK-150-AW-NW-L-YY | Indoor Luminaires | High-Bay | High-Bay Luminaires for Commercial and Industrial Buildings | Standard | FALSE | [9 empty] | 42648 |  |  | No |  | 4 | 17153.7 | 113 | 151.7 | 18.5 | 0.94 | 4000 | 85.7
PEV4E7RH | Signcomplex Limited | Signcomplex | GK-120-AW-NW-L-YY | Indoor Luminaires | High-Bay | High-Bay Luminaires for Commercial and Industrial Buildings | Standard | FALSE | [9 empty] | 42648 |  |  | No |  | 4 | 13697.4 | 113.8 | 120.3 | 17.1 | 0.92 | 4000 | 85.7
P4GCJGW3 | Shanghai Sheenly Lighting Co. Ltd. | SHEENLY | SL-BAY-160W-PW-AN-90D | Indoor Luminaires | High-Bay | High-Bay Luminaires for Commercial and Industrial Buildings | Standard | FALSE | [9 empty] | 42648 |  |  | No |  | 4 | 18400 | 115 | 160 | 13.27 | 0.9 | 5700 | 70
PPZ149GP | Shanghai Sheenly Lighting Co. Ltd. | SHEENLY | SL-BAY-100W-PW-AN-90D | Indoor Luminaires | High-Bay | High-Bay Luminaires for Commercial and Industrial Buildings | Standard | FALSE | [9 empty] | 42648 |  |  | No |  | 4 | 11500 | 115 | 100 | 11.72 | 0.9 | 5700 | 70
PPB2KFQB | Shanghai Sheenly Lighting Co. Ltd. | SHEENLY | SL-BAY-160W-PW-HV-90D | Indoor Luminaires | High-Bay | High-Bay Luminaires for Commercial and Industrial Buildings | Standard | FALSE | [9 empty] | 42648 |  |  | No |  | 4 | 18400 | 115 | 160 | 8.75 | 0.95 | 5700 | 70
PTK296RE | Shanghai Sheenly Lighting Co. Ltd. | SHEENLY | SL-BAY-160W-DW-AN-90D | Indoor Luminaires | High-Bay | High-Bay Luminaires for Commercial and Industrial Buildings | Standard | FALSE | [9 empty] | 42648 |  |  | No |  | 4 | 18400 | 115 | 160 | 13.27 | 0.9 | 5000 | 70
PPZ4QYGP | Shanghai Sheenly Lighting Co. Ltd. | SHEENLY | SL-BAY-100W-DW-AN-90D | Indoor Luminaires | High-Bay | High-Bay Luminaires for Commercial and Industrial Buildings | Standard | FALSE | [9 empty] | 42648 |  |  | No |  | 4 | 11500 | 115 | 100 | 11.72 | 0.9 | 5000 | 70
PJGKHYHR | Shanghai Sheenly Lighting Co. Ltd. | SHEENLY | SL-BAY-160W-DW-HV-90D | Indoor Luminaires | High-Bay | High-Bay Luminaires for Commercial and Industrial Buildings | Standard | FALSE | [9 empty] | 42648 |  |  | No |  | 4 | 18400 | 115 | 160 | 8.75 | 0.95 | 5000 | 70
PVKTZ6AM | Nerval Corporation | Nerval | NLED-LHB101180D-50K-3070 | Indoor Luminaires | High-Bay | High-Bay Luminaires for Commercial and Industrial Buildings | Standard | FALSE | [9 empty] | 42648 |  |  | NotYetVerified |  | 3 | 19923.29 | 107.81 | 184.8 | 13.36 | 0.996 | 5142 | 75.4
P4E2BWD3 | Nerval Corporation | Nerval | NLED-LHB101120D-50K-3070 | Indoor Luminaires | High-Bay | High-Bay Luminaires for Commercial and Industrial Buildings | Standard | FALSE | [9 empty] | 42648 |  |  | NotYetVerified |  | 3 | 13121.38 | 107.105 | 122.51 | 13.36 | 0.996 | 5138 | 74.3
PM8XJ9YJ | Nerval Corporation | Nerval | NLED-LHB101150D-50K-3070 | Indoor Luminaires | High-Bay | High-Bay Luminaires for Commercial and Industrial Buildings | Standard | FALSE | [9 empty] | 42648 |  |  | NotYetVerified |  | 3 | 17013.56 | 110.199 | 154.39 | 13.36 | 0.995 | 5122 | 74.4
P1MKGU3W | Nerval Corporation | Nerval | NLED-LHB101090-50K-3070 | Indoor Luminaires | High-Bay | High-Bay Luminaires for Commercial and Industrial Buildings | Standard | FALSE | [9 empty] | 42648 |  |  | NotYetVerified |  | 3 | 10294.5 | 107.988 | 95.33 | 13.36 | 0.994 | 5048 | 73.8
P4HDMB1A | Nerval Corporation | Nerval | NLED-LHB101090D-50K-3070 | Indoor Luminaires | High-Bay | High-Bay Luminaires for Commercial and Industrial Buildings | Standard | FALSE | [9 empty] | 42648 |  |  | NotYetVerified |  | 3 | 10294.5 | 107.988 | 95.33 | 13.36 | 0.994 | 5048 | 73.8
PSF729P3 | Nerval Corporation | Nerval | NLED-LHB101090-50K-40130 | Indoor Luminaires | High-Bay | High-Bay Luminaires for Commercial and Industrial Buildings | Standard | FALSE | [9 empty] | 42648 |  |  | No |  | 3.1 | 11464 | 125.65 | 91.24 | 12.48 | 0.908 | 5000 | 76.7
PBMNBFZC | Nerval Corporation | Nerval | NLED-HB103120G-50K-90 | Indoor Luminaires | High-Bay | High-Bay Luminaires for Commercial and Industrial Buildings | Premium | FALSE | [9 empty] | 42648 |  |  | No |  | 3.1 | 15184 | 118.81 | 127.8 | 11.6 | 0.9187 | 5000 | 75.7
PVCRZCRD | Nerval Corporation | Nerval | NLED-LHB101180-50K-40130 | Indoor Luminaires | High-Bay | High-Bay Luminaires for Commercial and Industrial Buildings | Standard | FALSE | [9 empty] | 42648 |  |  | No |  | 3.1 | 24215 | 123.13 | 196.7 | 11.06 | 0.91 | 5000 | 75.7
PCEADYXY | Nerval Corporation | Nerval | NLED-HB103050-50k-90 | Indoor Luminaires | High-Bay | Low-Bay Luminaires for Commercial and Industrial Buildings | Premium | FALSE | [9 empty] | 42648 |  |  | No |  | 3.1 | 6024 | 114.72 | 52.51 | 13.53 | 0.907 | 5000 | 75.6
P2U9N7N7 | Nerval Corporation | Nerval | NLED-LHB101150-50K-40130 | Indoor Luminaires | High-Bay | High-Bay Luminaires for Commercial and Industrial Buildings | Standard | FALSE | [9 empty] | 42648 |  |  | No |  | 3.1 | 19797 | 123.73 | 160 | 10.85 | 0.911 | 5000 | 75.6
PVQPWWXY | Nerval Corporation | Nerval | NLED-LHB101120-50K-40130 | Indoor Luminaires | High-Bay | High-Bay Luminaires for Commercial and Industrial Buildings | Standard | FALSE | [9 empty] | 42648 |  |  | No |  | 3.1 | 15524 | 125.13 | 124.1 | 10.39 | 0.911 | 5000 | 75.4
PWX8S9HP | Nerval Corporation | Nerval | NLED-HB103100G-50K-90 | Indoor Luminaires | High-Bay | High-Bay Luminaires for Commercial and Industrial Buildings | Premium | FALSE | [9 empty] | 42648 |  |  | No |  | 3.1 | 12165 | 122.83 | 99.04 | 11.84 | 0.94 | 5000 | 75
PRYHBS94 | Nerval Corporation | Nerval | NLED-HB103090-50k-90 | Indoor Luminaires | High-Bay | High-Bay Luminaires for Commercial and Industrial Buildings | Premium | FALSE | [9 empty] | 42648 |  |  | No |  | 3.1 | 10387 | 109.66 | 94.72 | 13.38 | 0.9164 | 5000 | 74.9
PA87BDUX | Nerval Corporation | Nerval | NLED-HB103240-50k-90 | Indoor Luminaires | High-Bay | High-Bay Luminaires for Commercial and Industrial Buildings | Premium | FALSE | [9 empty] | 42648 |  |  | No |  | 3.1 | 33801 | 135.86 | 248.8 | 18.62 | 0.9406 | 5000 | 74
PNHZ7PS7 | Nerval Corporation | Nerval | NLED-HB103240-50k-60 | Indoor Luminaires | High-Bay | High-Bay Luminaires for Commercial and Industrial Buildings | Premium | FALSE | [9 empty] | 42648 |  |  | No |  | 3.1 | 36050 | 146.01 | 246.9 | 18.34 | 0.9256 | 5000 | 74
PWMQGXZ2 | Nerval Corporation | Nerval | NLED-HB103240-50k-120 | Indoor Luminaires | High-Bay | High-Bay Luminaires for Commercial and Industrial Buildings | Premium | FALSE | [9 empty] | 42648 |  |  | No |  | 3.1 | 34762 | 141.2 | 246.2 | 18.27 | 0.9093 | 5000 | 74
PJU4ZQJA | Nerval Corporation | Nerval | NLED-HB103300-50k-60 | Indoor Luminaires | High-Bay | High-Bay Luminaires for Commercial and Industrial Buildings | Premium | FALSE | [9 empty] | 42648 |  |  | No |  | 3.1 | 44513 | 144.85 | 307.3 | 7.99 | 0.9594 | 5000 | 74
PMVQ3HCV | Nerval Corporation | Nerval | NLED-HB103300-50k-120 | Indoor Luminaires | High-Bay | High-Bay Luminaires for Commercial and Industrial Buildings | Premium | FALSE | [9 empty] | 42648 |  |  | No |  | 3.1 | 42695 | 139.03 | 307.1 | 7.99 | 0.9594 | 5000 | 74
PHC736JE | Nerval Corporation | Nerval | NLED-HB103300-50k-90 | Indoor Luminaires | High-Bay | High-Bay Luminaires for Commercial and Industrial Buildings | Premium | FALSE | [9 empty] | 42648 |  |  | No |  | 3.1 | 40108 | 130.86 | 306.5 | 7.99 | 0.9594 | 5000 | 74
PMGNWYXB | Nerval Corporation | Nerval | NLED-HB103150G-50K-50 | Indoor Luminaires | High-Bay | High-Bay Luminaires for Commercial and Industrial Buildings | Premium | FALSE | [9 empty] | 42648 |  |  | No |  | 3.1 | 19410.875 | 127.5353 | 152.2 | 11.91 | 0.9354 | 5000 | 73.8
PNK9C5U4 | Nerval Corporation | Nerval | NLED-HB103120G-50K-50 | Indoor Luminaires | High-Bay | High-Bay Luminaires for Commercial and Industrial Buildings | Premium | FALSE | [9 empty] | 42648 |  |  | No |  | 3.1 | 15354.185 | 122.5394 | 125.3 | 11.66 | 0.9037 | 5000 | 73.8
P4SN6HDF | Nerval Corporation | Nerval | NLED-HB103150G-50K-90 | Indoor Luminaires | High-Bay | High-Bay Luminaires for Commercial and Industrial Buildings | Premium | FALSE | [9 empty] | 42648 |  |  | No |  | 3.1 | 18969.885 | 124.556 | 152.3 | 11.53 | 0.9356 | 5000 | 73.8
PVH89GHE | Nerval Corporation | Nerval | NLED-HB103100G-50K-50 | Indoor Luminaires | High-Bay | High-Bay Luminaires for Commercial and Industrial Buildings | Premium | FALSE | [9 empty] | 42648 |  |  | No |  | 3.1 | 12302.403 | 124.7708 | 98.6 | 13.65 | 0.9283 | 5000 | 73.6
PPZXUUZ4 | Nerval Corporation | Nerval | NLED-HB103070-50k-120 | Indoor Luminaires | High-Bay | Low-Bay Luminaires for Commercial and Industrial Buildings | Premium | FALSE | [9 empty] | 42648 |  |  | No |  | 3.1 | 9205 | 127.99 | 72.44 | 13.76 | 0.9122 | 5000 | 72.7
P6VSQS2F | Nerval Corporation | Nerval | NLED-HB103070-50k-90 | Indoor Luminaires | High-Bay | Low-Bay Luminaires for Commercial and Industrial Buildings | Premium | FALSE | [9 empty] | 42648 |  |  | No |  | 3.1 | 8220 | 113.47 | 72.44 | 13.76 | 0.9122 | 5000 | 72.7
P8EFSWRZ | Nerval Corporation | Nerval | NLED-HB103100G-50K-120 | Indoor Luminaires | High-Bay | High-Bay Luminaires for Commercial and Industrial Buildings | Premium | FALSE | [9 empty] | 42648 |  |  | No |  | 3.1 | 12466.548 | 126.4741 | 98.57 | 11.91 | 0.9279 | 5000 | 72.5
P4GEQB4X | Nerval Corporation | Nerval | NLED-HB103150G-50K-120 | Indoor Luminaires | High-Bay | High-Bay Luminaires for Commercial and Industrial Buildings | Premium | FALSE | [9 empty] | 42648 |  |  | No |  | 3.1 | 19844.55 | 130.3847 | 152.2 | 11.39 | 0.9356 | 5000 | 72.4
P8PCG5ZB | Nerval Corporation | Nerval | NLED-HB103120G-50K-120 | Indoor Luminaires | High-Bay | High-Bay Luminaires for Commercial and Industrial Buildings | Premium | FALSE | [9 empty] | 42648 |  |  | No |  | 3.1 | 15175.49 | 121.21 | 125.2 | 11.34 | 0.9047 | 5000 | 72.4
P1444MPS | Nerval Corporation | Nerval | NLED-HB103050-50k-120 | Indoor Luminaires | High-Bay | Low-Bay Luminaires for Commercial and Industrial Buildings | Premium | FALSE | [9 empty] | 42648 |  |  | No |  | 3.1 | 6706 | 129.33 | 51.85 | 13.66 | 0.9088 | 5000 | 72.1
PF72DYC4 | Nerval Corporation | Nerval | NLED-LHB101180-50K-3070 | Indoor Luminaires | High-Bay | High-Bay Luminaires for Commercial and Industrial Buildings | Standard | FALSE | [9 empty] | 42648 |  |  | NotYetVerified |  | 3 | 18645.88 | 101.314 | 184.04 | 13.36 | 0.996 | 5000 | 72.1
PYSCE6GG | Nerval Corporation | Nerval | NLED-HB103090-50k-120 | Indoor Luminaires | High-Bay | High-Bay Luminaires for Commercial and Industrial Buildings | Premium | FALSE | [9 empty] | 42648 |  |  | No |  | 3.1 | 11440 | 121.7 | 94 | 12.85 | 0.9059 | 5000 | 72.1
P83YXXA1 | Nerval Corporation | Nerval | NLED-LHB101180-50K-6090 | Indoor Luminaires | High-Bay | High-Bay Luminaires for Commercial and Industrial Buildings | Standard | FALSE | [9 empty] | 42648 |  |  | NotYetVerified |  | 3 | 19466.46 | 105.601 | 184.34 | 13.36 | 0.996 | 5000 | 72
PEVW38H5 | Nerval Corporation | Nerval | NLED-LHB101150-50K-3070 | Indoor Luminaires | High-Bay | High-Bay Luminaires for Commercial and Industrial Buildings | Standard | FALSE | [9 empty] | 42648 |  |  | NotYetVerified |  | 3 | 17013.56 | 110.199 | 154.39 | 13.36 | 0.996 | 5000 | 71.9
PXM9XZ11 | Nerval Corporation | Nerval | NLED-LHB101150-50K-6090 | Indoor Luminaires | High-Bay | High-Bay Luminaires for Commercial and Industrial Buildings | Standard | FALSE | [9 empty] | 42648 |  |  | NotYetVerified |  | 3 | 16564.596 | 106.607 | 155.38 | 13.36 | 0.995 | 5000 | 71.9
PDDUZH23 | Nerval Corporation | Nerval | NLED-LHB101120-50K-6090 | Indoor Luminaires | High-Bay | High-Bay Luminaires for Commercial and Industrial Buildings | Standard | FALSE | [9 empty] | 42648 |  |  | NotYetVerified |  | 3 | 12963.75 | 104.758 | 123.75 | 13.36 | 0.996 | 5000 | 71.9
PPS7P3Q3 | Nerval Corporation | Nerval | NLED-LHB101120-50K-3070 | Indoor Luminaires | High-Bay | High-Bay Luminaires for Commercial and Industrial Buildings | Standard | FALSE | [9 empty] | 42648 |  |  | NotYetVerified |  | 3 | 12683.66 | 102.677 | 123.53 | 13.36 | 0.996 | 5000 | 71.9
PH4S5MMA | Nerval Corporation | Nerval | NLED-LHB101090-50K-6090 | Indoor Luminaires | High-Bay | High-Bay Luminaires for Commercial and Industrial Buildings | Standard | FALSE | [9 empty] | 42648 |  |  | NotYetVerified |  | 3 | 10110.333 | 106.37 | 95.05 | 13.36 | 0.989 | 5000 | 71.9
PW8E9JES | Nerval Corporation | Nerval | NLED-HB103090D-50k-90 | Indoor Luminaires | High-Bay | High-Bay Luminaires for Commercial and Industrial Buildings | Standard | FALSE | [9 empty] | 42648 |  |  | No |  | 3.1 | 11700 | 130 | 90 | 15 | 0.95 | 5000 | 80
PJNQ5WMN | Nerval Corporation | Nerval | NLED-HB103090D-50k-120 | Indoor Luminaires | High-Bay | High-Bay Luminaires for Commercial and Industrial Buildings | Standard | FALSE | [9 empty] | 42648 |  |  | No |  | 3.1 | 11700 | 130 | 90 | 15 | 0.95 | 5000 | 80
PQZ1KVBT | Nerval Corporation | Nerval | NLED-LHB101180D-50K-6090 | Indoor Luminaires | High-Bay | High-Bay Luminaires for Commercial and Industrial Buildings | Standard | FALSE | [9 empty] | 42648 |  |  | NotYetVerified |  | 3 | 19466.46 | 105.601 | 184.34 | 13.36 | 0.996 | 5000 | 72
PMVSU7H2 | Nerval Corporation | Nerval | NLED-LHB101150D-50K-6090 | Indoor Luminaires | High-Bay | High-Bay Luminaires for Commercial and Industrial Buildings | Standard | FALSE | [9 empty] | 42648 |  |  | NotYetVerified |  | 3 | 16564.596 | 106.607 | 155.38 | 13.36 | 0.995 | 5000 | 71.9
P89MUJ37 | Nerval Corporation | Nerval | NLED-LHB101120D-50K-6090 | Indoor Luminaires | High-Bay | High-Bay Luminaires for Commercial and Industrial Buildings | Standard | FALSE | [9 empty] | 42648 |  |  | NotYetVerified |  | 3 | 12963.75 | 104.758 | 123.75 | 13.36 | 0.996 | 5000 | 71.9
PU9WGFSM | Nerval Corporation | Nerval | NLED-LHB101090D-50K-6090 | Indoor Luminaires | High-Bay | High-Bay Luminaires for Commercial and Industrial Buildings | Standard | FALSE | [9 empty] | 42648 |  |  | NotYetVerified |  | 3 | 10110.333 | 106.37 | 95.05 | 13.36 | 0.989 | 5000 | 71.9
PUGUR67G | Nerval Corporation | Nerval | NLED-HB103200D-50k-120 | Indoor Luminaires | High-Bay | High-Bay Luminaires for Commercial and Industrial Buildings | Standard | FALSE | [9 empty] | 42648 |  |  | No |  | 3 | 27200 | 136 | 200 | 15 | 0.93 | 5000 | 70
PJNZTG42 | Nerval Corporation | Nerval | NLED-HB103200-50k-120 | Indoor Luminaires | High-Bay | High-Bay Luminaires for Commercial and Industrial Buildings | Standard | FALSE | [9 empty] | 42648 |  |  | No |  | 3 | 27200 | 136 | 200 | 15 | 0.93 | 5000 | 70
PV3H21VN | Nerval Corporation | Nerval | NLED-HB103200-50k-90 | Indoor Luminaires | High-Bay | High-Bay Luminaires for Commercial and Industrial Buildings | Standard | FALSE | [9 empty] | 42648 |  |  | No |  | 3 | 25200 | 126 | 200 | 15 | 0.93 | 5000 | 70
PC5QH117 | Nerval Corporation | Nerval | NLED-HB103200D-50k-90 | Indoor Luminaires | High-Bay | High-Bay Luminaires for Commercial and Industrial Buildings | Standard | FALSE | [9 empty] | 42648 |  |  | No |  | 3 | 25200 | 126 | 200 | 15 | 0.93 | 5000 | 70
P2WHCUCM | Nerval Corporation | Nerval | NLED-HB103200-50k-50 | Indoor Luminaires | High-Bay | High-Bay Luminaires for Commercial and Industrial Buildings | Standard | FALSE | [9 empty] | 42648 |  |  | No |  | 3 | 23800 | 119 | 200 | 15 | 0.93 | 5000 | 70
P27BP3F2 | Nerval Corporation | Nerval | NLED-HB103200D-50k-50 | Indoor Luminaires | High-Bay | High-Bay Luminaires for Commercial and Industrial Buildings | Standard | FALSE | [9 empty] | 42648 |  |  | No |  | 3 | 23800 | 119 | 200 | 15 | 0.93 | 5000 | 70
PYEZRNS4 | Nerval Corporation | Nerval | NLED-HB103150-50k-90 | Indoor Luminaires | High-Bay | High-Bay Luminaires for Commercial and Industrial Buildings | Standard | FALSE | [9 empty] | 42648 |  |  | No |  | 3 | 18900 | 126 | 150 | 15 | 0.93 | 5000 | 70
PUERWA9H | Nerval Corporation | Nerval | NLED-HB103150D-50k-90 | Indoor Luminaires | High-Bay | High-Bay Luminaires for Commercial and Industrial Buildings | Standard | FALSE | [9 empty] | 42648 |  |  | No |  | 3 | 18900 | 126 | 150 | 15 | 0.93 | 5000 | 70
P9MAHUTA | Nerval Corporation | Nerval | NLED-HB103150-50k-120 | Indoor Luminaires | High-Bay | High-Bay Luminaires for Commercial and Industrial Buildings | Standard | FALSE | [9 empty] | 42648 |  |  | No |  | 3 | 18000 | 120 | 150 | 15 | 0.93 | 5000 | 70
P15N25J9 | Nerval Corporation | Nerval | NLED-HB103150D-50k-120 | Indoor Luminaires | High-Bay | High-Bay Luminaires for Commercial and Industrial Buildings | Standard | FALSE | [9 empty] | 42648 |  |  | No |  | 3 | 18000 | 120 | 150 | 15 | 0.93 | 5000 | 70
PMP6X2J2 | Nerval Corporation | Nerval | NLED-HB103150-50k-50 | Indoor Luminaires | High-Bay | High-Bay Luminaires for Commercial and Industrial Buildings | Standard | FALSE | [9 empty] | 42648 |  |  | No |  | 3 | 17400 | 116 | 150 | 15 | 0.93 | 5000 | 70
PK1J43Z4 | Nerval Corporation | Nerval | NLED-HB103150D-50k-50 | Indoor Luminaires | High-Bay | High-Bay Luminaires for Commercial and Industrial Buildings | Standard | FALSE | [9 empty] | 42648 |  |  | No |  | 3 | 17400 | 116 | 150 | 15 | 0.93 | 5000 | 70
PMREGUVD | Nerval Corporation | Nerval | NLED-HB103120D-50k-90 | Indoor Luminaires | High-Bay | High-Bay Luminaires for Commercial and Industrial Buildings | Standard | FALSE | [9 empty] | 42648 |  |  | No |  | 3 | 14400 | 120 | 120 | 15 | 0.93 | 5000 | 70
PMFS6445 | Nerval Corporation | Nerval | NLED-HB103120-50k-120 | Indoor Luminaires | High-Bay | High-Bay Luminaires for Commercial and Industrial Buildings | Standard | FALSE | [9 empty] | 42648 |  |  | No |  | 3 | 14400 | 120 | 120 | 15 | 0.93 | 5000 | 70
PH58U94T | Nerval Corporation | Nerval | NLED-HB103120-50k-90 | Indoor Luminaires | High-Bay | High-Bay Luminaires for Commercial and Industrial Buildings | Standard | FALSE | [9 empty] | 42648 |  |  | No |  | 3 | 14400 | 120 | 120 | 15 | 0.93 | 5000 | 70
P96XT1KA | Nerval Corporation | Nerval | NLED-HB103120D-50k-120 | Indoor Luminaires | High-Bay | High-Bay Luminaires for Commercial and Industrial Buildings | Standard | FALSE | [9 empty] | 42648 |  |  | No |  | 3 | 14400 | 120 | 120 | 15 | 0.93 | 5000 | 70
PFZWMR44 | Nerval Corporation | Nerval | NLED-HB103120D-50k-50 | Indoor Luminaires | High-Bay | High-Bay Luminaires for Commercial and Industrial Buildings | Standard | FALSE | [9 empty] | 42648 |  |  | No |  | 3 | 13440 | 112 | 120 | 15 | 0.93 | 5000 | 70
PCDJ6A7V | Nerval Corporation | Nerval | NLED-HB103120-50k-50 | Indoor Luminaires | High-Bay | High-Bay Luminaires for Commercial and Industrial Buildings | Standard | FALSE | [9 empty] | 42648 |  |  | No |  | 3 | 13440 | 112 | 120 | 15 | 0.93 | 5000 | 70
PFUT6TRV | Nerval Corporation | Nerval | NLED-HB103100D-50k-90 | Indoor Luminaires | High-Bay | High-Bay Luminaires for Commercial and Industrial Buildings | Standard | FALSE | [9 empty] | 42648 |  |  | No |  | 3 | 12000 | 120 | 100 | 15 | 0.93 | 5000 | 70
PF9MWKWU | Nerval Corporation | Nerval | NLED-HB103100D-50k-120 | Indoor Luminaires | High-Bay | High-Bay Luminaires for Commercial and Industrial Buildings | Standard | FALSE | [9 empty] | 42648 |  |  | No |  | 3 | 12000 | 120 | 100 | 15 | 0.93 | 5000 | 70
PBGNQWW2 | Nerval Corporation | Nerval | NLED-HB103100-50k-120 | Indoor Luminaires | High-Bay | High-Bay Luminaires for Commercial and Industrial Buildings | Standard | FALSE | [9 empty] | 42648 |  |  | No |  | 3 | 12000 | 120 | 100 | 15 | 0.93 | 5000 | 70
P7DETUY5 | Nerval Corporation | Nerval | NLED-HB103100-50k-90 | Indoor Luminaires | High-Bay | High-Bay Luminaires for Commercial and Industrial Buildings | Standard | FALSE | [9 empty] | 42648 |  |  | No |  | 3 | 12000 | 120 | 100 | 15 | 0.93 | 5000 | 70
PZK31SFD | Nerval Corporation | Nerval | NLED-HB103100-50k-50 | Indoor Luminaires | High-Bay | High-Bay Luminaires for Commercial and Industrial Buildings | Standard | FALSE | [9 empty] | 42648 |  |  | No |  | 3 | 11500 | 115 | 100 | 15 | 0.93 | 5000 | 70
PMPEA9VG | Nerval Corporation | Nerval | NLED-HB103120GD-50K-90 | Indoor Luminaires | High-Bay | High-Bay Luminaires for Commercial and Industrial Buildings | Premium | FALSE | [9 empty] | 42648 |  |  | No |  | 3.1 | 15184 | 118.81 | 127.8 | 11.6 | 0.9187 | 5000 | 75.7
PQFWXECQ | Nerval Corporation | Nerval | NLED-HB103100GD-50K-90 | Indoor Luminaires | High-Bay | High-Bay Luminaires for Commercial and Industrial Buildings | Premium | FALSE | [9 empty] | 42648 |  |  | No |  | 3.1 | 12165 | 122.83 | 99.04 | 11.84 | 0.94 | 5000 | 75
PA9X9WVY | Nerval Corporation | Nerval | NLED-HB103240D-50k-90 | Indoor Luminaires | High-Bay | High-Bay Luminaires for Commercial and Industrial Buildings | Premium | FALSE | [9 empty] | 42648 |  |  | No |  | 3.1 | 33801 | 135.86 | 248.8 | 18.62 | 0.9406 | 5000 | 74
PNNDDUK1 | Nerval Corporation | Nerval | NLED-HB103300GD-50K-60 | Indoor Luminaires | High-Bay | High-Bay Luminaires for Commercial and Industrial Buildings | Premium | FALSE | [9 empty] | 42648 |  |  | No |  | 3.1 | 41880 | 140.16 | 298.8 | 18.34 | 0.9219 | 5000 | 74
PSC5P7JT | Nerval Corporation | Nerval | NLED-HB103240D-50k-60 | Indoor Luminaires | High-Bay | High-Bay Luminaires for Commercial and Industrial Buildings | Premium | FALSE | [9 empty] | 42648 |  |  | No |  | 3.1 | 36050 | 146.01 | 246.9 | 18.34 | 0.9256 | 5000 | 74
P22ZGDF7 | Nerval Corporation | Nerval | NLED-HB103300GD-50K-120 | Indoor Luminaires | High-Bay | High-Bay Luminaires for Commercial and Industrial Buildings | Premium | FALSE | [9 empty] | 42648 |  |  | No |  | 3.1 | 41454 | 138.88 | 298.5 | 18.27 | 0.9219 | 5000 | 74
PAES1D9E | Nerval Corporation | Nerval | NLED-HB103240D-50k-120 | Indoor Luminaires | High-Bay | High-Bay Luminaires for Commercial and Industrial Buildings | Premium | FALSE | [9 empty] | 42648 |  |  | No |  | 3.1 | 34762 | 141.2 | 246.2 | 18.27 | 0.9093 | 5000 | 74
PWGDXW94 | Nerval Corporation | Nerval | NLED-HB103300GD-50K-90 | Indoor Luminaires | High-Bay | High-Bay Luminaires for Commercial and Industrial Buildings | Premium | FALSE | [9 empty] | 42648 |  |  | No |  | 3.1 | 38725 | 128.78 | 300.7 | 10.72 | 0.9219 | 5000 | 74
PGVZAQSN | Nerval Corporation | Nerval | NLED-HB103300D-50k-60 | Indoor Luminaires | High-Bay | High-Bay Luminaires for Commercial and Industrial Buildings | Premium | FALSE | [9 empty] | 42648 |  |  | No |  | 3.1 | 44513 | 144.85 | 307.3 | 7.99 | 0.9594 | 5000 | 74
PRWGBQNE | Nerval Corporation | Nerval | NLED-HB103300D-50k-120 | Indoor Luminaires | High-Bay | High-Bay Luminaires for Commercial and Industrial Buildings | Premium | FALSE | [9 empty] | 42648 |  |  | No |  | 3.1 | 42695 | 139.03 | 307.1 | 7.99 | 0.9594 | 5000 | 74
PTRWYG7U | Nerval Corporation | Nerval | NLED-HB103300D-50k-90 | Indoor Luminaires | High-Bay | High-Bay Luminaires for Commercial and Industrial Buildings | Premium | FALSE | [9 empty] | 42648 |  |  | No |  | 3.1 | 40108 | 130.86 | 306.5 | 7.99 | 0.9594 | 5000 | 74
P7V75UTP | Nerval Corporation | Nerval | NLED-HB103150GD-50K-50 | Indoor Luminaires | High-Bay | High-Bay Luminaires for Commercial and Industrial Buildings | Premium | FALSE | [9 empty] | 42648 |  |  | No |  | 3.1 | 19410.875 | 127.5353 | 152.2 | 11.91 | 0.9354 | 5000 | 73.8
PDGVU27F | Nerval Corporation | Nerval | NLED-HB103120GD-50K-50 | Indoor Luminaires | High-Bay | High-Bay Luminaires for Commercial and Industrial Buildings | Premium | FALSE | [9 empty] | 42648 |  |  | No |  | 3.1 | 15354.185 | 122.5394 | 125.3 | 11.66 | 0.9037 | 5000 | 73.8
P65C69WE | Nerval Corporation | Nerval | NLED-HB103150GD-50K-90 | Indoor Luminaires | High-Bay | High-Bay Luminaires for Commercial and Industrial Buildings | Premium | FALSE | [9 empty] | 42648 |  |  | No |  | 3.1 | 18969.885 | 124.556 | 152.3 | 11.53 | 0.9356 | 5000 | 73.8
PARVWWRJ | Nerval Corporation | Nerval | NLED-HB103100GD-50K-50 | Indoor Luminaires | High-Bay | High-Bay Luminaires for Commercial and Industrial Buildings | Premium | FALSE | [9 empty] | 42648 |  |  | No |  | 3.1 | 12302.403 | 124.7708 | 98.6 | 13.65 | 0.9283 | 5000 | 73.6
P3SQU9YD | Nerval Corporation | Nerval | NLED-HB103200GD-50K-50 | Indoor Luminaires | High-Bay | High-Bay Luminaires for Commercial and Industrial Buildings | Premium | FALSE | [9 empty] | 42648 |  |  | No |  | 3.1 | 25557 | 128.3 | 199.2 | 11.37 | 0.9493 | 5000 | 73.4
PPV7VQXC | Nerval Corporation | Nerval | NLED-HB103240GD-50K-50 | Indoor Luminaires | High-Bay | High-Bay Luminaires for Commercial and Industrial Buildings | Premium | FALSE | [9 empty] | 42648 |  |  | No |  | 3.1 | 33636 | 141.87 | 237.1 | 12.04 | 0.9567 | 5000 | 73.1
PHZPTGC4 | Nerval Corporation | Nerval | NLED-HB103070D-50k-120 | Indoor Luminaires | High-Bay | Low-Bay Luminaires for Commercial and Industrial Buildings | Premium | FALSE | [9 empty] | 42648 |  |  | No |  | 3.1 | 9205 | 127.99 | 72.44 | 13.76 | 0.9122 | 5000 | 72.7
PVYM5XEZ | Nerval Corporation | Nerval | NLED-HB103070D-50k-90 | Indoor Luminaires | High-Bay | Low-Bay Luminaires for Commercial and Industrial Buildings | Premium | FALSE | [9 empty] | 42648 |  |  | No |  | 3.1 | 8220 | 113.47 | 72.44 | 13.76 | 0.9122 | 5000 | 72.7
PX7R73TW | Nerval Corporation | Nerval | NLED-HB103240GD-50K-90 | Indoor Luminaires | High-Bay | High-Bay Luminaires for Commercial and Industrial Buildings | Premium | FALSE | [9 empty] | 42648 |  |  | No |  | 3.1 | 30914 | 132.11 | 234 | 12.37 | 0.9511 | 5000 | 72.6
PCV8MQGX | Nerval Corporation | Nerval | NLED-HB103240GD-50K-120 | Indoor Luminaires | High-Bay | High-Bay Luminaires for Commercial and Industrial Buildings | Premium | FALSE | [9 empty] | 42648 |  |  | No |  | 3.1 | 31707 | 135.16 | 234.6 | 12.09 | 0.9564 | 5000 | 72.6
PQYUP3PZ | Nerval Corporation | Nerval | NLED-HB103100GD-50K-120 | Indoor Luminaires | High-Bay | High-Bay Luminaires for Commercial and Industrial Buildings | Premium | FALSE | [9 empty] | 42648 |  |  | No |  | 3.1 | 12466.548 | 126.4741 | 98.57 | 11.91 | 0.9279 | 5000 | 72.5
PZ42YDHP | Nerval Corporation | Nerval | NLED-HB103150GD-50K-120 | Indoor Luminaires | High-Bay | High-Bay Luminaires for Commercial and Industrial Buildings | Premium | FALSE | [9 empty] | 42648 |  |  | No |  | 3.1 | 19844.55 | 130.3847 | 152.2 | 11.39 | 0.9356 | 5000 | 72.4
P6XUKTW4 | Nerval Corporation | Nerval | NLED-HB103120GD-50K-120 | Indoor Luminaires | High-Bay | High-Bay Luminaires for Commercial and Industrial Buildings | Premium | FALSE | [9 empty] | 42648 |  |  | No |  | 3.1 | 15175.49 | 121.21 | 125.2 | 11.34 | 0.9047 | 5000 | 72.4
PG1VGBA9 | Nerval Corporation | Nerval | NLED-HB103200GD-50K-120 | Indoor Luminaires | High-Bay | High-Bay Luminaires for Commercial and Industrial Buildings | Premium | FALSE | [9 empty] | 42648 |  |  | No |  | 3.1 | 25318 | 127.87 | 198 | 11.73 | 0.9475 | 5000 | 72.2
PVN6VM9A | Nerval Corporation | Nerval | NLED-HB103050D-50k-120 | Indoor Luminaires | High-Bay | Low-Bay Luminaires for Commercial and Industrial Buildings | Premium | FALSE | [9 empty] | 42648 |  |  | No |  | 3.1 | 6706 | 129.33 | 51.85 | 13.66 | 0.9088 | 5000 | 72.1
P4X9HYQZ | Big Ass Light Solutions | Big Ass Lights | BAS-HPF1-48050106CCMMSS | Indoor Luminaires | High-Bay | High-Bay Aisle Luminaires | Standard | FALSE | [9 empty] | 42648 | Dimmable | Continuous Below 10 | Yes |  | 3.1 | 46098 | 105.5 | 436.9 | 11.5 | 0.96 | 5131 | 83.9
PN13CBAM | Big Ass Light Solutions | Big Ass Lights | BAS-HPF1-48050101CCMMSS | Indoor Luminaires | High-Bay | High-Bay Luminaires for Commercial and Industrial Buildings | Standard | FALSE | [9 empty] | 42648 | Dimmable | Continuous Below 10 | Yes |  | 3.1 | 45144 | 103.3 | 436.9 | 11.5 | 0.96 | 5131 | 83.9
PT24PEZJ | Big Ass Light Solutions | Big Ass Lights | BAS-HPF1-48050102CCMMSS | Indoor Luminaires | High-Bay | High-Bay Luminaires for Commercial and Industrial Buildings | Standard | FALSE | [9 empty] | 42648 | Dimmable | Continuous Below 10 | Yes |  | 3.1 | 44950 | 102.9 | 436.9 | 11.5 | 0.96 | 5131 | 83.9
PBZJHXK5 | Big Ass Light Solutions | Big Ass Lights | BAS-HPF1-48050103CCMMSS | Indoor Luminaires | High-Bay | High-Bay Luminaires for Commercial and Industrial Buildings | Standard | FALSE | [9 empty] | 42648 | Dimmable | Continuous Below 10 | Yes |  | 3.1 | 43926 | 100.5 | 436.9 | 11.5 | 0.96 | 5131 | 83.9
P6F2SW57 | Big Ass Light Solutions | Big Ass Lights | BAS-HPF1-48050104CCMMSS | Indoor Luminaires | High-Bay | High-Bay Luminaires for Commercial and Industrial Buildings | Standard | FALSE | [9 empty] | 42648 | Dimmable | Continuous Below 10 | Yes |  | 3.1 | 40860 | 93.5 | 436.9 | 11.5 | 0.96 | 5131 | 83.9
PM61TKZ1 | Big Ass Light Solutions | Big Ass Lights | BAS-HPF1-24050106CCMMSS | Indoor Luminaires | High-Bay | High-Bay Aisle Luminaires | Standard | FALSE | [9 empty] | 42648 | Dimmable | Continuous Below 10 | Yes |  | 3.1 | 23049 | 107.1 | 215.3 | 12.25 | 0.98 | 5120 | 84
PM5XR9RK | Big Ass Light Solutions | Big Ass Lights | BAS-HPF1-24050101CCMMSS | Indoor Luminaires | High-Bay | High-Bay Luminaires for Commercial and Industrial Buildings | Standard | FALSE | [9 empty] | 42648 | Dimmable | Continuous Below 10 | Yes |  | 3.1 | 22572 | 104.8 | 215.3 | 12.25 | 0.98 | 5120 | 84
PFVDK8D4 | Big Ass Light Solutions | Big Ass Lights | BAS-HPF1-24050102CCMMSS | Indoor Luminaires | High-Bay | High-Bay Luminaires for Commercial and Industrial Buildings | Standard | FALSE | [9 empty] | 42648 | Dimmable | Continuous Below 10 | Yes |  | 3.1 | 22475 | 104.4 | 215.3 | 12.25 | 0.98 | 5120 | 84
PMZ4TDT1 | Big Ass Light Solutions | Big Ass Lights | BAS-HPF1-24050103CCMMSS | Indoor Luminaires | High-Bay | High-Bay Luminaires for Commercial and Industrial Buildings | Standard | FALSE | [9 empty] | 42648 | Dimmable | Continuous Below 10 | Yes |  | 3.1 | 21963 | 102 | 215.3 | 12.25 | 0.98 | 5120 | 84
P71GSA6Q | Big Ass Light Solutions | Big Ass Lights | BAS-HPF1-24050104CCMMSS | Indoor Luminaires | High-Bay | High-Bay Luminaires for Commercial and Industrial Buildings | Standard | FALSE | [9 empty] | 42648 | Dimmable | Continuous Below 10 | Yes |  | 3.1 | 20430 | 94.9 | 215.3 | 12.25 | 0.98 | 5120 | 84
PJSRPR4A | Big Ass Light Solutions | Big Ass Lights | BAS-HBL2-10050206CCMMSS | Indoor Luminaires | High-Bay | High-Bay Aisle Luminaires | Premium | FALSE | [9 empty] | 42648 | Dimmable | Continuous Below 10 | Yes |  | 3.1 | 10115 | 124.6 | 81.18 | 15.5 | 0.94 | 4977 | 83.9
P124MZCP | Big Ass Light Solutions | Big Ass Lights | BAS-HBL2-10050201CCMMSS | Indoor Luminaires | High-Bay | High-Bay Luminaires for Commercial and Industrial Buildings | Premium | FALSE | [9 empty] | 42648 | Dimmable | Continuous Below 10 | Yes |  | 3.1 | 10092 | 124.3 | 81.18 | 15.5 | 0.94 | 4977 | 83.9
PNVB9XG5 | Big Ass Light Solutions | Big Ass Lights | BAS-HBL2-10050202CCMMSS | Indoor Luminaires | High-Bay | High-Bay Luminaires for Commercial and Industrial Buildings | Premium | FALSE | [9 empty] | 42648 | Dimmable | Continuous Below 10 | Yes |  | 3.1 | 9905 | 122 | 81.18 | 15.5 | 0.94 | 4977 | 83.9
PMJBYABQ | Big Ass Light Solutions | Big Ass Lights | BAS-HBL2-10050203CCMMSS | Indoor Luminaires | High-Bay | High-Bay Luminaires for Commercial and Industrial Buildings | Premium | FALSE | [9 empty] | 42648 | Dimmable | Continuous Below 10 | Yes |  | 3.1 | 9683 | 119.3 | 81.18 | 15.5 | 0.94 | 4977 | 83.9
P6YNHEHN | Big Ass Light Solutions | Big Ass Lights | BAS-HBL2-10050204CCMMSS | Indoor Luminaires | High-Bay | High-Bay Luminaires for Commercial and Industrial Buildings | Premium | FALSE | [9 empty] | 42648 | Dimmable | Continuous Below 10 | Yes |  | 3.1 | 9206 | 113.4 | 81.18 | 15.5 | 0.94 | 4977 | 83.9
PEXM6617 | Big Ass Light Solutions | Big Ass Lights | BAS-HPF1-12050206CCMSS | Indoor Luminaires | High-Bay | High-Bay Aisle Luminaires | Premium | FALSE | [9 empty] | 42648 | Dimmable | Continuous Below 10 | Yes |  | 3.1 | 11988 | 125.4 | 95.6 | 14.16 | 0.96 | 4977 | 83.9
P76YQS4F | Big Ass Light Solutions | Big Ass Lights | BAS-HPF1-12050201CCMSS | Indoor Luminaires | High-Bay | High-Bay Luminaires for Commercial and Industrial Buildings | Premium | FALSE | [9 empty] | 42648 | Dimmable | Continuous Below 10 | Yes |  | 3.1 | 11740 | 122.8 | 95.6 | 14.16 | 0.96 | 4977 | 83.9
P7E16TTP | Big Ass Light Solutions | Big Ass Lights | BAS-HPF1-12050202CCMSS | Indoor Luminaires | High-Bay | High-Bay Luminaires for Commercial and Industrial Buildings | Premium | FALSE | [9 empty] | 42648 | Dimmable | Continuous Below 10 | Yes |  | 3.1 | 11689 | 122.3 | 95.6 | 14.16 | 0.96 | 4977 | 83.9
P6QA48GE | Big Ass Light Solutions | Big Ass Lights | BAS-HPF1-12050203CCMSS | Indoor Luminaires | High-Bay | High-Bay Luminaires for Commercial and Industrial Buildings | Premium | FALSE | [9 empty] | 42648 | Dimmable | Continuous Below 10 | Yes |  | 3.1 | 11378 | 119 | 95.6 | 14.16 | 0.96 | 4977 | 83.9
P5CQ2TRW | Big Ass Light Solutions | Big Ass Lights | BAS-HPF1-12050204CCMSS | Indoor Luminaires | High-Bay | High-Bay Luminaires for Commercial and Industrial Buildings | Premium | FALSE | [9 empty] | 42648 | Dimmable | Continuous Below 10 | Yes |  | 3.1 | 10626 | 111.2 | 95.6 | 14.16 | 0.96 | 4977 | 83.9
PB2ZTNW3 | Big Ass Light Solutions | Big Ass Lights | BAS-HPF1-24040106CCMMSS | Indoor Luminaires | High-Bay | High-Bay Aisle Luminaires | Standard | FALSE | [9 empty] | 42648 | Dimmable | Continuous Below 10 | Yes |  | 3.1 | 21456 | 100.8 | 212.9 | 12.48 | 0.98 | 3793 | 83.3
PWCB8D1S | Big Ass Light Solutions | Big Ass Lights | BAS-HPF1-24040101CCMMSS | Indoor Luminaires | High-Bay | High-Bay Luminaires for Commercial and Industrial Buildings | Standard | FALSE | [9 empty] | 42648 | Dimmable | Continuous Below 10 | Yes |  | 3.1 | 21012 | 98.7 | 212.9 | 12.48 | 0.98 | 3793 | 83.3
PSCWH67T | Big Ass Light Solutions | Big Ass Lights | BAS-HPF1-24040102CCMMSS | Indoor Luminaires | High-Bay | High-Bay Luminaires for Commercial and Industrial Buildings | Standard | FALSE | [9 empty] | 42648 | Dimmable | Continuous Below 10 | Yes |  | 3.1 | 20921 | 98.3 | 212.9 | 12.48 | 0.98 | 3793 | 83.3
PC59VZS2 | Big Ass Light Solutions | Big Ass Lights | BAS-HPF1-24040103CCMMSS | Indoor Luminaires | High-Bay | High-Bay Luminaires for Commercial and Industrial Buildings | Standard | FALSE | [9 empty] | 42648 | Dimmable | Continuous Below 10 | Yes |  | 3.1 | 20446 | 96 | 212.9 | 12.48 | 0.98 | 3793 | 83.3
PYP3YPDM | Big Ass Light Solutions | Big Ass Lights | BAS-HPF1-48040106CCMMSS | Indoor Luminaires | High-Bay | High-Bay Aisle Luminaires | Standard | FALSE | [9 empty] | 42648 | Dimmable | Continuous Below 10 | Yes |  | 3.1 | 42912 | 99.8 | 430.1 | 11.25 | 0.96 | 3793 | 83.3
PAMDZBSZ | Big Ass Light Solutions | Big Ass Lights | BAS-HPF1-48040101CCMMSS | Indoor Luminaires | High-Bay | High-Bay Luminaires for Commercial and Industrial Buildings | Standard | FALSE | [9 empty] | 42648 | Dimmable | Continuous Below 10 | Yes |  | 3.1 | 42024 | 97.7 | 430.1 | 11.25 | 0.96 | 3793 | 83.3
PVGRYX21 | Big Ass Light Solutions | Big Ass Lights | BAS-HPF1-48040102CCMMSS | Indoor Luminaires | High-Bay | High-Bay Luminaires for Commercial and Industrial Buildings | Standard | FALSE | [9 empty] | 42648 | Dimmable | Continuous Below 10 | Yes |  | 3.1 | 41842 | 97.3 | 430.1 | 11.25 | 0.96 | 3793 | 83.3
PC5AHCCQ | Big Ass Light Solutions | Big Ass Lights | BAS-HPF1-48040103CCMMSS | Indoor Luminaires | High-Bay | High-Bay Luminaires for Commercial and Industrial Buildings | Standard | FALSE | [9 empty] | 42648 | Dimmable | Continuous Below 10 | Yes |  | 3.1 | 40892 | 95.1 | 430.1 | 11.25 | 0.96 | 3793 | 83.3
PER88V55 | Big Ass Light Solutions | Big Ass Lights | BAS-HPF1-48040104CCMMSS | Indoor Luminaires | High-Bay | High-Bay Luminaires for Commercial and Industrial Buildings | Standard | FALSE | [9 empty] | 42648 | Dimmable | Continuous Below 10 | Yes |  | 3.1 | 37295 | 87.1 | 428.25 | 11.25 | 0.96 | 3793 | 83.3
PNFRUQW5 | Big Ass Light Solutions | Big Ass Lights | BAS-HBL2-10040201CCMMSS | Indoor Luminaires | High-Bay | Low-Bay Luminaires for Commercial and Industrial Buildings | Premium | FALSE | [9 empty] | 42648 | Dimmable | Continuous Below 10 | Yes |  | 3.1 | 9432 | 115.9 | 81.36 | 14.26 | 0.95 | 3768 | 83.3
PUNDF3DD | Big Ass Light Solutions | Big Ass Lights | BAS-HBL2-10040202CCMMSS | Indoor Luminaires | High-Bay | Low-Bay Luminaires for Commercial and Industrial Buildings | Premium | FALSE | [9 empty] | 42648 | Dimmable | Continuous Below 10 | Yes |  | 3.1 | 9257 | 113.8 | 81.36 | 14.26 | 0.95 | 3768 | 83.3
P19FSZY8 | Big Ass Light Solutions | Big Ass Lights | BAS-HBL2-10040203CCMMSS | Indoor Luminaires | High-Bay | Low-Bay Luminaires for Commercial and Industrial Buildings | Premium | FALSE | [9 empty] | 42648 | Dimmable | Continuous Below 10 | Yes |  | 3.1 | 9222 | 113.3 | 81.36 | 14.26 | 0.95 | 3768 | 83.3
PDVVGP5D | Big Ass Light Solutions | Big Ass Lights | BAS-HPF1-12040206CCMSS | Indoor Luminaires | High-Bay | High-Bay Aisle Luminaires | Premium | FALSE | [9 empty] | 42648 | Dimmable | Continuous Below 10 | Yes |  | 3.1 | 11159 | 117.6 | 94.9 | 12.89 | 0.97 | 3768 | 83.3
PHMF9VUV | Big Ass Light Solutions | Big Ass Lights | BAS-HPF1-12040201CCMSS | Indoor Luminaires | High-Bay | High-Bay Luminaires for Commercial and Industrial Buildings | Premium | FALSE | [9 empty] | 42648 | Dimmable | Continuous Below 10 | Yes |  | 3.1 | 10929 | 115.2 | 94.9 | 12.89 | 0.97 | 3768 | 83.3
PZ1HTJ14 | Big Ass Light Solutions | Big Ass Lights | BAS-HPF1-12040202CCMSS | Indoor Luminaires | High-Bay | High-Bay Luminaires for Commercial and Industrial Buildings | Premium | FALSE | [9 empty] | 42648 | Dimmable | Continuous Below 10 | Yes |  | 3.1 | 10882 | 114.7 | 94.9 | 12.89 | 0.97 | 3768 | 83.3
P5VBNW54 | Big Ass Light Solutions | Big Ass Lights | BAS-HPF1-12040203CCMSS | Indoor Luminaires | High-Bay | High-Bay Luminaires for Commercial and Industrial Buildings | Premium | FALSE | [9 empty] | 42648 | Dimmable | Continuous Below 10 | Yes |  | 3.1 | 10638 | 112.1 | 94.9 | 12.89 | 0.97 | 3768 | 83.3
PHSUSTGT | AOK LED Light Co. Ltd | AOK | AOK-360Wi (5700K) | Indoor Luminaires | High-Bay | High-Bay Luminaires for Commercial and Industrial Buildings | Standard | FALSE | [9 empty] | 42648 | Dimmable | Continuous Below 10 | Yes |  | 4 | 52495 | 142.07 | 369.5 | 10.04 | 0.93 | 5700 | 73.3
PPPD1P6N | AOK LED Light Co. Ltd | AOK | AOK-80Wi(D)-X (5700K) | Indoor Luminaires | High-Bay | High-Bay Luminaires for Commercial and Industrial Buildings | Standard | FALSE | [9 empty] | 42648 | Dimmable | Continuous Below 10 | Yes |  | 4 | 11219 | 142.88 | 78.52 | 11.03 | 0.96 | 5700 | 73.1
PU652412 | AOK LED Light Co. Ltd | AOK | AOK-360Wi (5000K) | Indoor Luminaires | High-Bay | High-Bay Luminaires for Commercial and Industrial Buildings | Standard | FALSE | [9 empty] | 42648 | Dimmable | Continuous Below 10 | Yes |  | 4 | 51047 | 139.66 | 365.5 | 10.51 | 0.92 | 5000 | 73.2
P2J9WA4X | AOK LED Light Co. Ltd | AOK | AOK-80Wi(D)-X (5000K) | Indoor Luminaires | High-Bay | High-Bay Luminaires for Commercial and Industrial Buildings | Standard | FALSE | [9 empty] | 42648 | Dimmable | Continuous Below 10 | Yes |  | 4 | 10756 | 137.69 | 78.12 | 11.32 | 0.96 | 5000 | 72
PATE4JP4 | AOK LED Light Co. Ltd | AOK | AOK-360Wi (4500K) | Indoor Luminaires | High-Bay | High-Bay Luminaires for Commercial and Industrial Buildings | Standard | FALSE | [9 empty] | 42648 | Dimmable | Continuous Below 10 | Yes |  | 4 | 51047 | 139.66 | 365.5 | 10.51 | 0.92 | 4500 | 73.2
PQQKUGXJ | AOK LED Light Co. Ltd | AOK | AOK-80Wi(D)-X (4500K) | Indoor Luminaires | High-Bay | High-Bay Luminaires for Commercial and Industrial Buildings | Standard | FALSE | [9 empty] | 42648 | Dimmable | Continuous Below 10 | Yes |  | 4 | 10756 | 137.69 | 78.12 | 11.32 | 0.96 | 4500 | 72
P36Q6CPT | AOK LED Light Co. Ltd | AOK | AOK-360Wi (4000K) | Indoor Luminaires | High-Bay | High-Bay Luminaires for Commercial and Industrial Buildings | Standard | FALSE | [9 empty] | 42648 | Dimmable | Continuous Below 10 | Yes |  | 4 | 51047 | 139.66 | 365.5 | 10.51 | 0.92 | 4000 | 73.2
PG79VFZC | AOK LED Light Co. Ltd | AOK | AOK-80Wi(D)-X (4000K) | Indoor Luminaires | High-Bay | High-Bay Luminaires for Commercial and Industrial Buildings | Standard | FALSE | [9 empty] | 42648 | Dimmable | Continuous Below 10 | Yes |  | 4 | 10756 | 137.69 | 78.12 | 11.32 | 0.96 | 4000 | 72
PHVSBCMA | AOK LED Light Co. Ltd | AOK | AOK-360Wi (3500K) | Indoor Luminaires | High-Bay | High-Bay Luminaires for Commercial and Industrial Buildings | Standard | FALSE | [9 empty] | 42648 | Dimmable | Continuous Below 10 | Yes |  | 4 | 51047 | 139.66 | 365.5 | 10.51 | 0.92 | 3500 | 73.2
PKJT14DA | AOK LED Light Co. Ltd | AOK | AOK-80Wi(D)-X (3500K) | Indoor Luminaires | High-Bay | High-Bay Luminaires for Commercial and Industrial Buildings | Standard | FALSE | [9 empty] | 42648 | Dimmable | Continuous Below 10 | Yes |  | 4 | 10756 | 137.69 | 78.12 | 11.32 | 0.96 | 3500 | 72
P5P9KRDG | Big Ass Light Solutions | Big Ass Lights | BAS-HBL2-10040104CCMMSS | Indoor Luminaires | High-Bay | Low-Bay Luminaires for Commercial and Industrial Buildings | Premium | TRUE | 8639 | 108.6 | 79.54 | 13.19 | 0.977 | 3766 | 83.5 | 5 | 50000 | 42647 |  |  | Yes |  | 3.1 | 8639 | 108.6 | 79.54 | 13.19 | 0.94 | 3766 | 83.5
P7W9E7CQ | Mester LED Limited | MESTER | HB140W27V[MBlank]40KWLY | Indoor Luminaires | High-Bay | High-Bay Luminaires for Commercial and Industrial Buildings | Standard | TRUE | 19180 | 136.39 | 140.6 | 4.94 | 0.9722 | 3894 | 74.8 | 5 | 50000 | 42647 |  |  | Yes |  | 4 | 19000 | 136 | 140 | 4 | 0.9 | 4000 | 72
PT6AGSXN | Mester LED Limited | MESTER | HB200W27V[MBlank]40KWLY | Indoor Luminaires | High-Bay | High-Bay Luminaires for Commercial and Industrial Buildings | Standard | TRUE | 26167 | 128.98 | 202.9 | 8.31 | 0.9605 | 3899 | 74.9 | 5 | 50000 | 42647 |  |  | Yes |  | 4 | 26000 | 130 | 200 | 6 | 0.9 | 4000 | 72
PDC6JH62 | Big Ass Light Solutions | Big Ass Lights | BAS-HPF1-12040104CCMSS | Indoor Luminaires | High-Bay | High-Bay Luminaires for Commercial and Industrial Buildings | Standard | TRUE | 9830 | 103.3 | 95.19 | 9.62 | 0.952 | 3766 | 83.5 | 5 | 50000 | 42647 |  |  | Yes |  | 3.1 | 9830 | 103.3 | 95.19 | 9.62 | 0.95 | 3766 | 83.5
PZ49HQAN | Hangzhou LMenergysolution Lighting Co. LTD | DirectConnectLED | LM-HB4LAMP96W 4000k | Indoor Luminaires | High-Bay | High-Bay Luminaires for Commercial and Industrial Buildings | Standard | TRUE | 14491 | 155.53 | 93.17 | 19.28 | 0.9458 | 5119 | 84.8 | 5 | 50000 | 42647 |  |  | Yes |  | 4 | 14874 | 161 | 93 | 19 | 0.97 | 3992 | 85
PWNUST8J | Signcomplex Limited | Signcomplex | GK-200-AW-WW-L-YY | Indoor Luminaires | High-Bay | High-Bay Luminaires for Commercial and Industrial Buildings | Standard | TRUE | 21541.78 | 109.795 | 196.2 | 18.1 | 0.94 | 3011 | 85.9 | 5 | 50000 | 42647 |  |  | No |  | 4 | 21541.7 | 109.7 | 196.2 | 16.4 | 0.94 | 3011 | 85.9
PU51S9U9 | Shenzhen Youlumi Co.Ltd | YOULUMI | YL-HB260G-240W(4000K) | Indoor Luminaires | High-Bay | High-Bay Luminaires for Commercial and Industrial Buildings | Standard | TRUE | 31163.4 | 130.06 | 239.61 | 18.8 | 0.931 | 3900 | 72.7 | 5 | 50000 | 42647 |  |  | No |  | 4 | 31705.6 | 130.7 | 242.5 | 17.4 | 0.93 | 3900 | 72.7
PC15YC4M | Signcomplex Limited | Signcomplex | GK-090-AW-WW-L-YY | Indoor Luminaires | High-Bay | High-Bay Luminaires for Commercial and Industrial Buildings | Standard | TRUE | 9603.15 | 107.91 | 88.99 | 18.8 | 0.929 | 3011 | 85.7 | 5 | 50000 | 42647 |  |  | No |  | 4 | 9686.9 | 108.5 | 89.2 | 16.3 | 0.93 | 3011 | 85.7
PTFPPK92 | Shenzhen Youlumi Co.Ltd | YOULUMI | YL-HB260G-200W(4000K) [90 degree beam angle only] | Indoor Luminaires | High-Bay | High-Bay Luminaires for Commercial and Industrial Buildings | Standard | TRUE | 26529.975 | 128.599 | 206.3 | 17.7 | 0.927 | 3930 | 73.3 | 5 | 50000 | 42647 |  |  | No |  | 4 | 26529.9 | 128.5 | 206.3 | 16.2 | 0.93 | 3930 | 73.3
PCUTTMSF | Shenzhen Youlumi Co.Ltd | YOULUMI | YL-HB260G-150W(4000K) [90 degree beam angle only] | Indoor Luminaires | High-Bay | High-Bay Luminaires for Commercial and Industrial Buildings | Standard | TRUE | 20325.275 | 129.957 | 156.4 | 17.8 | 0.92 | 3939 | 73.3 | 5 | 50000 | 42647 |  |  | No |  | 4 | 20325.2 | 129.9 | 156.4 | 16.7 | 0.92 | 3939 | 73.3
P9U53M4H | KONKA GREEN LIGHTING CO.LTD | KONKA | KK-HB-12D064-ZMUA | Indoor Luminaires | High-Bay | High-Bay Luminaires for Commercial and Industrial Buildings | Premium | TRUE | 9153.97 | 140.614 | 65.1 | 15.9 | 0.915 | 4076 | 83.1 | 5 | 50000 | 42647 |  |  | No |  | 4 | 9153.9 | 140.6 | 65.1 | 15.9 | 0.92 | 4076 | 83.1
PFHY46SG | Shenzhen Youlumi Co.Ltd | YOULUMI | YL-HB260G-120W(4000K) [90 degree beam angle only] | Indoor Luminaires | High-Bay | High-Bay Luminaires for Commercial and Industrial Buildings | Standard | TRUE | 15997.46 | 129.57 | 123.47 | 18.1 | 0.913 | 3938 | 72.9 | 5 | 50000 | 42647 |  |  | No |  | 4 | 16255.9 | 130.7 | 124.3 | 16.9 | 0.91 | 3938 | 72.9
PCUJ9F7V | Shenzhen Youlumi Co.Ltd | YOULUMI | YL-HB260G-100W(4000K) [90 degree beam angle only] | Indoor Luminaires | High-Bay | High-Bay Luminaires for Commercial and Industrial Buildings | Standard | TRUE | 13226.869 | 128.541 | 102.9 | 18.9 | 0.908 | 3940 | 73.2 | 5 | 50000 | 42647 |  |  | No |  | 4 | 13226.8 | 128.5 | 102.9 | 17.6 | 0.91 | 3940 | 73.2
PT39PVNH | Hangzhou LMenergysolution Lighting Co. LTD | DirectConnectLED | LM-HB4LAMP96W 5000k | Indoor Luminaires | High-Bay | High-Bay Luminaires for Commercial and Industrial Buildings | Standard | FALSE | [9 empty] | 42647 |  |  | Yes |  | 4 | 14491 | 156 | 93 | 19 | 0.97 | 5119 | 85
PEDMTKC5 | Hangzhou LMenergysolution Lighting Co. LTD | DirectConnectLED | LM-HB6LAMP144W 5000k | Indoor Luminaires | High-Bay | High-Bay Luminaires for Commercial and Industrial Buildings | Standard | FALSE | [9 empty] | 42647 |  |  | Yes |  | 4 | 21671 | 155 | 140 | 18 | 0.97 | 5094 | 85
PRHCG12E | Hangzhou LMenergysolution Lighting Co. LTD | DirectConnectLED | LM-HB6LAMP144W 4000k | Indoor Luminaires | High-Bay | High-Bay Luminaires for Commercial and Industrial Buildings | Standard | FALSE | [9 empty] | 42647 |  |  | Yes |  | 4 | 22347 | 161 | 139 | 19 | 0.97 | 3981 | 85
PM69MS6N | Signcomplex Limited | Signcomplex | GK-200-AW-W-L-YY | Indoor Luminaires | High-Bay | High-Bay Luminaires for Commercial and Industrial Buildings | Standard | FALSE | [9 empty] | 42647 |  |  | No |  | 4 | 23076.5 | 116 | 198.8 | 18.1 | 0.95 | 5014 | 73.3
PUV44WKS | Signcomplex Limited | Signcomplex | GK-090-AW-W-L-YY | Indoor Luminaires | High-Bay | High-Bay Luminaires for Commercial and Industrial Buildings | Standard | FALSE | [9 empty] | 42647 |  |  | No |  | 4 | 10260.1 | 114.5 | 89.6 | 18.8 | 0.94 | 4989 | 73.6
PWG7H1YV | Signcomplex Limited | Signcomplex | GK-200-AW-NW-L-YY | Indoor Luminaires | High-Bay | High-Bay Luminaires for Commercial and Industrial Buildings | Standard | FALSE | [9 empty] | 42647 |  |  | No |  | 4 | 22309.1 | 112.9 | 197.5 | 16.4 | 0.94 | 4000 | 85.9
P9WTUWCD | Signcomplex Limited | Signcomplex | GK-090-AW-NW-L-YY | Indoor Luminaires | High-Bay | High-Bay Luminaires for Commercial and Industrial Buildings | Standard | FALSE | [9 empty] | 42647 |  |  | No |  | 4 | 9973.5 | 111.5 | 89.4 | 16.3 | 0.93 | 4000 | 85.7
PZPNJHCT | Mester LED Limited | MESTER | HB200W27V[MBlank]50KWLY | Indoor Luminaires | High-Bay | High-Bay Luminaires for Commercial and Industrial Buildings | Standard | FALSE | [9 empty] | 42647 |  |  | Yes |  | 4 | 26000 | 130 | 200 | 6 | 0.9 | 5000 | 72
PYVPK86H | Mester LED Limited | MESTER | HB140W27V[MBlank]50KWLY | Indoor Luminaires | High-Bay | High-Bay Luminaires for Commercial and Industrial Buildings | Standard | FALSE | [9 empty] | 42647 |  |  | Yes |  | 4 | 19000 | 136 | 140 | 4 | 0.9 | 5000 | 72
PXPNF8PF | KONKA GREEN LIGHTING CO.LTD | KONKA | KK-HB-12E064-ZMUA | Indoor Luminaires | High-Bay | High-Bay Luminaires for Commercial and Industrial Buildings | Premium | FALSE | [9 empty] | 42647 |  |  | No |  | 4 | 9394 | 144.7 | 64.9 | 16.7 | 0.92 | 5046 | 85.3
PWMQUPZA | Big Ass Light Solutions | Big Ass Lights | BAS-HPF1-12050106CCMSS | Indoor Luminaires | High-Bay | High-Bay Aisle Luminaires | Premium | FALSE | [9 empty] | 42647 | Dimmable | Continuous Below 10 | Yes |  | 3.1 | 11881 | 123.8 | 95.94 | 9.48 | 0.95 | 4994 | 83.5
P7Y89973 | Big Ass Light Solutions | Big Ass Lights | BAS-HPF1-12050101CCMSS | Indoor Luminaires | High-Bay | High-Bay Luminaires for Commercial and Industrial Buildings | Premium | FALSE | [9 empty] | 42647 | Dimmable | Continuous Below 10 | Yes |  | 3.1 | 11635 | 121.3 | 95.94 | 9.48 | 0.95 | 4994 | 83.5
PHTUFCCY | Big Ass Light Solutions | Big Ass Lights | BAS-HPF1-12050102CCMSS | Indoor Luminaires | High-Bay | High-Bay Luminaires for Commercial and Industrial Buildings | Premium | FALSE | [9 empty] | 42647 | Dimmable | Continuous Below 10 | Yes |  | 3.1 | 11585 | 120.8 | 95.94 | 9.48 | 0.95 | 4994 | 83.5
PW6GP2M8 | Big Ass Light Solutions | Big Ass Lights | BAS-HPF1-12050103CCMSS | Indoor Luminaires | High-Bay | High-Bay Luminaires for Commercial and Industrial Buildings | Premium | FALSE | [9 empty] | 42647 | Dimmable | Continuous Below 10 | Yes |  | 3.1 | 11321 | 118 | 95.94 | 9.48 | 0.95 | 4994 | 83.5
P81YG21M | Big Ass Light Solutions | Big Ass Lights | BAS-HPF1-12050104CCMSS | Indoor Luminaires | High-Bay | High-Bay Luminaires for Commercial and Industrial Buildings | Premium | FALSE | [9 empty] | 42647 | Dimmable | Continuous Below 10 | Yes |  | 3.1 | 10531 | 109.8 | 95.94 | 9.48 | 0.95 | 4994 | 83.5
PHWDQG1K | Big Ass Light Solutions | Big Ass Lights | BAS-HBL2-10050101CCMMSS | Indoor Luminaires | High-Bay | High-Bay Luminaires for Commercial and Industrial Buildings | Premium | FALSE | [9 empty] | 42647 | Dimmable | Continuous Below 10 | Yes |  | 3.1 | 10120 | 127.3 | 79.49 | 13.2 | 0.94 | 4977 | 83.9
PVXBW7D1 | Big Ass Light Solutions | Big Ass Lights | BAS-HBL2-10050106CCMMSS | Indoor Luminaires | High-Bay | High-Bay Aisle Luminaires | Premium | FALSE | [9 empty] | 42647 | Dimmable | Continuous Below 10 | Yes |  | 3.1 | 10117 | 127.3 | 79.49 | 13.2 | 0.94 | 4977 | 83.9
PY8J6QWQ | Big Ass Light Solutions | Big Ass Lights | BAS-HBL2-10050103CCMMSS | Indoor Luminaires | High-Bay | High-Bay Luminaires for Commercial and Industrial Buildings | Premium | FALSE | [9 empty] | 42647 | Dimmable | Continuous Below 10 | Yes |  | 3.1 | 10073 | 126.7 | 79.49 | 13.2 | 0.94 | 4977 | 83.9
PNNZ3SM2 | Big Ass Light Solutions | Big Ass Lights | BAS-HBL2-10050102CCMMSS | Indoor Luminaires | High-Bay | High-Bay Luminaires for Commercial and Industrial Buildings | Premium | FALSE | [9 empty] | 42647 | Dimmable | Continuous Below 10 | Yes |  | 3.1 | 10023 | 126.1 | 79.49 | 13.2 | 0.94 | 4977 | 83.9
P4TBT8TP | Big Ass Light Solutions | Big Ass Lights | BAS-HBL2-10050104CCMMSS | Indoor Luminaires | High-Bay | High-Bay Luminaires for Commercial and Industrial Buildings | Premium | FALSE | [9 empty] | 42647 | Dimmable | Continuous Below 10 | Yes |  | 3.1 | 9305 | 117.1 | 79.49 | 13.2 | 0.94 | 4977 | 83.9
PKHSM9CZ | Big Ass Light Solutions | Big Ass Lights | BAS-HBL2-10040101CCMMSS | Indoor Luminaires | High-Bay | Low-Bay Luminaires for Commercial and Industrial Buildings | Premium | FALSE | [9 empty] | 42647 | Dimmable | Continuous Below 10 | Yes |  | 3.1 | 9505 | 119.5 | 79.54 | 13.19 | 0.94 | 3766 | 83.5
P95KB5E3 | Big Ass Light Solutions | Big Ass Lights | BAS-HBL2-10040106CCMMSS | Indoor Luminaires | High-Bay | High-Bay Aisle Luminaires | Premium | FALSE | [9 empty] | 42647 | Dimmable | Continuous Below 10 | Yes |  | 3.1 | 9443 | 118.7 | 79.54 | 13.19 | 0.94 | 3766 | 83.5
PPR7CRC6 | Big Ass Light Solutions | Big Ass Lights | BAS-HBL2-10040102CCMMSS | Indoor Luminaires | High-Bay | Low-Bay Luminaires for Commercial and Industrial Buildings | Premium | FALSE | [9 empty] | 42647 | Dimmable | Continuous Below 10 | Yes |  | 3.1 | 9305 | 117 | 79.54 | 13.19 | 0.94 | 3766 | 83.5
P8YEAEF7 | Big Ass Light Solutions | Big Ass Lights | BAS-HBL2-10040103CCMMSS | Indoor Luminaires | High-Bay | Low-Bay Luminaires for Commercial and Industrial Buildings | Premium | FALSE | [9 empty] | 42647 | Dimmable | Continuous Below 10 | Yes |  | 3.1 | 9229 | 116 | 79.54 | 13.19 | 0.94 | 3766 | 83.5
P1XFUHBW | Big Ass Light Solutions | Big Ass Lights | BAS-HPF1-12040106CCMSS | Indoor Luminaires | High-Bay | High-Bay Aisle Luminaires | Premium | FALSE | [9 empty] | 42647 | Dimmable | Continuous Below 10 | Yes |  | 3.1 | 11060 | 116.3 | 95.11 | 9.62 | 0.95 | 3766 | 83.5
PBAW7RXT | Big Ass Light Solutions | Big Ass Lights | BAS-HPF1-12040101CCMSS | Indoor Luminaires | High-Bay | High-Bay Luminaires for Commercial and Industrial Buildings | Premium | FALSE | [9 empty] | 42647 | Dimmable | Continuous Below 10 | Yes |  | 3.1 | 10831 | 113.6 | 95.31 | 9.62 | 0.95 | 3766 | 83.5
PBJT92QM | Big Ass Light Solutions | Big Ass Lights | BAS-HPF1-12040102CCMSS | Indoor Luminaires | High-Bay | High-Bay Luminaires for Commercial and Industrial Buildings | Premium | FALSE | [9 empty] | 42647 | Dimmable | Continuous Below 10 | Yes |  | 3.1 | 10784 | 113.3 | 95.16 | 9.62 | 0.95 | 3766 | 83.5
P7AEQTNP | Big Ass Light Solutions | Big Ass Lights | BAS-HPF1-12040103CCMSS | Indoor Luminaires | High-Bay | High-Bay Luminaires for Commercial and Industrial Buildings | Premium | FALSE | [9 empty] | 42647 | Dimmable | Continuous Below 10 | Yes |  | 3.1 | 10539 | 110.6 | 95.25 | 9.62 | 0.95 | 3766 | 83.5
PPADJZT5 | Shenzhen Youlumi Co.Ltd | YOULUMI | YL-HB260G-100W(5700K) [90 degree beam angle only] | Indoor Luminaires | High-Bay | High-Bay Luminaires for Commercial and Industrial Buildings | Standard | FALSE | [9 empty] | 42647 | Not Dimmable | Not Dimmable | No |  | 4 | 13833.2 | 134.6 | 102.7 | 18.9 | 0.92 | 5818 | 75.9
PV235MK7 | Shenzhen Youlumi Co.Ltd | YOULUMI | YL-HB260G-120W(5700K) [90 degree beam angle only] | Indoor Luminaires | High-Bay | High-Bay Luminaires for Commercial and Industrial Buildings | Standard | FALSE | [9 empty] | 42647 | Not Dimmable | Not Dimmable | No |  | 4 | 16890.2 | 134.6 | 125.4 | 18.1 | 0.92 | 5808 | 76
PJUHUDKC | Shenzhen Youlumi Co.Ltd | YOULUMI | YL-HB260G-150W(5700K) [90 degree beam angle only] | Indoor Luminaires | High-Bay | High-Bay Luminaires for Commercial and Industrial Buildings | Standard | FALSE | [9 empty] | 42647 | Not Dimmable | Not Dimmable | No |  | 4 | 21119.3 | 134.8 | 156.6 | 17.8 | 0.93 | 5774 | 76
PJUFYMUC | Shenzhen Youlumi Co.Ltd | YOULUMI | YL-HB260G-200W(5700K) [90 degree beam angle only] | Indoor Luminaires | High-Bay | High-Bay Luminaires for Commercial and Industrial Buildings | Standard | FALSE | [9 empty] | 42647 | Not Dimmable | Not Dimmable | No |  | 4 | 27281.4 | 133.1 | 204.9 | 17.7 | 0.93 | 5762 | 75.8
PHC8VRVX | Shenzhen Youlumi Co.Ltd | YOULUMI | YL-HB260G-240W(5700K) | Indoor Luminaires | High-Bay | High-Bay Luminaires for Commercial and Industrial Buildings | Standard | FALSE | [9 empty] | 42647 | Not Dimmable | Not Dimmable | No |  | 4 | 33330.4 | 134.3 | 248.1 | 18.8 | 0.94 | 5728 | 75.7
PK54CZ1M | Shenzhen Youlumi Co.Ltd | YOULUMI | YL-HB260G-150W(5000K) [90 degree beam angle only] | Indoor Luminaires | High-Bay | High-Bay Luminaires for Commercial and Industrial Buildings | Standard | FALSE | [9 empty] | 42647 | Not Dimmable | Not Dimmable | No |  | 4 | 20325.2 | 129.9 | 156.4 | 16.7 | 0.92 | 5000 | 73.3
PHT6BM13 | Shenzhen Youlumi Co.Ltd | YOULUMI | YL-HB260G-200W(5000K) [90 degree beam angle only] | Indoor Luminaires | High-Bay | High-Bay Luminaires for Commercial and Industrial Buildings | Standard | FALSE | [9 empty] | 42647 | Not Dimmable | Not Dimmable | No |  | 4 | 26529.9 | 128.5 | 206.3 | 16.2 | 0.93 | 5000 | 73.3
PYNJ6SVD | Shenzhen Youlumi Co.Ltd | YOULUMI | YL-HB260G-100W(5000K) [90 degree beam angle only] | Indoor Luminaires | High-Bay | High-Bay Luminaires for Commercial and Industrial Buildings | Standard | FALSE | [9 empty] | 42647 | Not Dimmable | Not Dimmable | No |  | 4 | 13226.8 | 128.5 | 102.9 | 17.6 | 0.91 | 5000 | 73.2
PT7MXE74 | Shenzhen Youlumi Co.Ltd | YOULUMI | YL-HB260G-120W(5000K) [90 degree beam angle only] | Indoor Luminaires | High-Bay | High-Bay Luminaires for Commercial and Industrial Buildings | Standard | FALSE | [9 empty] | 42647 | Not Dimmable | Not Dimmable | No |  | 4 | 16255.9 | 130.7 | 124.3 | 16.9 | 0.91 | 5000 | 72.9
PEABAFNP | Shenzhen Youlumi Co.Ltd | YOULUMI | YL-HB260G-240W(5000K) | Indoor Luminaires | High-Bay | High-Bay Luminaires for Commercial and Industrial Buildings | Standard | FALSE | [9 empty] | 42647 | Not Dimmable | Not Dimmable | No |  | 4 | 31705.6 | 130.7 | 242.5 | 17.4 | 0.93 | 5000 | 72.7
PGXX9NVE | Grandlite International Corp | Grandlite International | LED-465A-L3-4K | Indoor Luminaires | High-Bay | High-Bay Luminaires for Commercial and Industrial Buildings | Standard | TRUE | 13839.06 | 120 | 115.64 | 14 | 1 | 3995 | 74 | 5 | 50000 | 42646 |  |  | No |  | 4 | 13839.06 | 120 | 115.64 | 7 | 1 | 3995 | 74
PFAFY9XT | Etlin-Daniels | ETLIN-DANIELS | HBL2-160U40-WH | Indoor Luminaires | High-Bay | High-Bay Luminaires for Commercial and Industrial Buildings | Premium | TRUE | 18520 | 116.7 | 158.7 | 8.8 | 0.972 | 4121 | 84 | 5 | 50000 | 42646 |  |  | No |  | 3.1 | 19246.2 | 120.3 | 160 | 8.8 | 0.972 | 4000 | 80
PYQ64GD7 | Shanghai Sheenly Lighting Co. Ltd. | SHEENLY | SL-BAY-100W-NW-AN-60D | Indoor Luminaires | High-Bay | High-Bay Luminaires for Commercial and Industrial Buildings | Standard | TRUE | 11837 | 118.25 | 100.1 | 11.72 | 0.9674 | 3966 | 71.2 | 5 | 50000 | 42646 |  |  | No |  | 4 | 11500 | 115 | 100 | 11.72 | 0.9 | 4000 | 70
PQQ71KX4 | Etlin-Daniels | ETLIN-DANIELS | HBL2-110U40-WH | Indoor Luminaires | High-Bay | High-Bay Luminaires for Commercial and Industrial Buildings | Premium | TRUE | 12282 | 115.2 | 106.6 | 15.2 | 0.963 | 4092 | 84 | 5 | 50000 | 42646 |  |  | No |  | 3.1 | 13061.6 | 118.7 | 110 | 15.2 | 0.963 | 4000 | 80
P8HXJ8RK | CHAINZONE TECHNOLGY (FOSHAN)CO.LTD | imposa | CZ-HB-300R57-TY-60 | Indoor Luminaires | High-Bay | High-Bay Luminaires for Commercial and Industrial Buildings | Standard | TRUE | 39964 | 129.8 | 307.9 | 11.72 | 0.9619 | 5545 | 83.1 | 5 | 50000 | 42646 |  |  | No |  | 4 | 39964 | 129.8 | 307.9 | 11.72 | 0.96 | 5700 | 83.1
PZZ5HNKP | Torshare Ltd | TORSHARE | UHB-100W-120-EUR-L(4000K) | Indoor Luminaires | High-Bay | High-Bay Luminaires for Commercial and Industrial Buildings | Standard | TRUE | 11250 | 118.17 | 95.2 | 15.51 | 0.9551 | 3984 | 84.2 | 5 | 50000 | 42646 |  |  | No |  | 4 | 11536 | 118.33 | 97.49 | 15.51 | 0.96 | 4000 | 84.2
P4H7MC11 | Shanghai Sheenly Lighting Co. Ltd. | SHEENLY | SL-BAY-100W-PW-HV-60L | Indoor Luminaires | High-Bay | High-Bay Luminaires for Commercial and Industrial Buildings | Premium | TRUE | 10568 | 110.4 | 95.72 | 14.83 | 0.9493 | 5823 | 76.6 | 5 | 50000 | 42646 |  |  | No |  | 3.1 | 11000 | 110 | 100 | 14.83 | 0.95 | 5700 | 70
PNAWTX2V | Shanghai Sheenly Lighting Co. Ltd. | SHEENLY | SL-BAY-100W-NW-HV-60L | Indoor Luminaires | High-Bay | High-Bay Luminaires for Commercial and Industrial Buildings | Premium | TRUE | 10349 | 107.6 | 96.18 | 14.83 | 0.9493 | 4005 | 71.2 | 5 | 50000 | 42646 |  |  | No |  | 3.1 | 10900 | 109 | 100 | 14.83 | 0.95 | 4000 | 70
PJ11VVEP | Shanghai Sheenly Lighting Co. Ltd. | SHEENLY | SL-BAY-160W-NW-AN-60D | Indoor Luminaires | High-Bay | High-Bay Luminaires for Commercial and Industrial Buildings | Standard | TRUE | 17558 | 111.53 | 157.4 | 13.27 | 0.9468 | 3971 | 71.2 | 5 | 50000 | 42646 |  |  | No |  | 4 | 18400 | 115 | 160 | 13.27 | 0.9 | 4000 | 70
PTK1UBD2 | CHAINZONE TECHNOLGY (FOSHAN)CO.LTD | imposa | CZ-HB-150R57-TY-60 | Indoor Luminaires | High-Bay | High-Bay Luminaires for Commercial and Industrial Buildings | Standard | TRUE | 22789 | 150.29 | 150.5 | 13.52 | 0.9385 | 3951 | 82.3 | 5 | 50000 | 42646 |  |  | No |  | 4 | 22639 | 146.63 | 154.4 | 13.48 | 0.93 | 5700 | 82.1
PAENKGT1 | Shanghai Sheenly Lighting Co. Ltd. | SHEENLY | SL-BAY-160W-NW-HV-60D | Indoor Luminaires | High-Bay | High-Bay Luminaires for Commercial and Industrial Buildings | Standard | TRUE | 16855 | 116.24 | 145 | 8.75 | 0.935 | 3970 | 71.2 | 5 | 50000 | 42646 |  |  | No |  | 4 | 18400 | 115 | 160 | 8.75 | 0.95 | 4000 | 70
PZNTGEVJ | CHAINZONE TECHNOLGY (FOSHAN)CO.LTD | imposa | CZ-HB-150R40-TY-60 | Indoor Luminaires | High-Bay | High-Bay Luminaires for Commercial and Industrial Buildings | Standard | TRUE | 22453 | 146.56 | 154.4 | 13.48 | 0.9301 | 5406 | 82.1 | 5 | 50000 | 42646 |  |  | No |  | 4 | 22889 | 150.29 | 152.3 | 13.52 | 0.94 | 4000 | 82.3
P7GMX4MN | KeMeiLai Optoelectronic Co.Ltd | KML | KML-GK240X-240W(2700K) | Indoor Luminaires | High-Bay | High-Bay Luminaires for Commercial and Industrial Buildings | Standard | TRUE | 28271.717 | 115.066 | 245.7 | 18.8 | 0.922 | 2695 | 82.8 | 5 | 50000 | 42646 |  |  | No |  | 4 | 28271.7 | 115 | 245.7 | 17.2 | 0.92 | 2695 | 82.8
PH7DDQ7S | Indak Manufacturing | Indak Lighting | 4G506R | Indoor Luminaires | High-Bay | High-Bay Luminaires for Commercial and Industrial Buildings | Standard | TRUE | 12390 | 139.3 | 88.79 | 17.9 | 0.921 | 5500 | 84.6 | 5 | 50000 | 42646 |  |  | No |  | 4 | 12390 | 139.3 | 88.79 | 17.9 | 0.92 | 5500 | 84.6
PYBPX4J1 | Hyperikon Inc. | Hyperikon | HyperBay100W-30K | Indoor Luminaires | High-Bay | Low-Bay Luminaires for Commercial and Industrial Buildings | Standard | TRUE | 9005.14 | 93.57 | 96.24 | 10.9 | 0.92 | 3116 | 71.4 | 5 | 50000 | 42646 |  |  | NotYetVerified |  | 3 | [5 empty] | 3000
P9WVGAWT | KeMeiLai Optoelectronic Co.Ltd | KML | KML-GK160-100W(2700K) | Indoor Luminaires | High-Bay | High-Bay Luminaires for Commercial and Industrial Buildings | Standard | TRUE | 11979.566 | 115.299 | 103.9 | 18.4 | 0.919 | 2700 | 83.8 | 5 | 50000 | 42646 |  |  | No |  | 4 | 11979.5 | 115.2 | 103.9 | 17.6 | 0.92 | 2700 | 83.8
PSK52KYJ | CIXI YUANHUI LIGHTING ELECTRIC CO.LTD | YUANHUI | HP4C150V1DD-[Sblank] | Indoor Luminaires | High-Bay | High-Bay Luminaires for Commercial and Industrial Buildings | Standard | TRUE | 20250 | 132.87 | 152.4 | 15.25 | 0.9189 | 2679 | 82 | 5 | 50000 | 42646 |  |  | Yes |  | 4 | 20250 | 132.87 | 152.4 | 15.25 | 0.92 | 2700 | 82
P92EMHS9 | CIXI YUANHUI LIGHTING ELECTRIC CO.LTD | YUANHUI | HP4F100V1DD-[Sblank] | Indoor Luminaires | High-Bay | High-Bay Luminaires for Commercial and Industrial Buildings | Standard | TRUE | 12669 | 126.99 | 99.76 | 12.57 | 0.9166 | 2728 | 81.8 | 5 | 50000 | 42646 |  |  | Yes |  | 4 | 12669 | 126.99 | 99.76 | 12.57 | 0.92 | 2700 | 81.8
P4UYG57Z | Hyperikon Inc. | Hyperikon | HyperBay200W-30K | Indoor Luminaires | High-Bay | High-Bay Luminaires for Commercial and Industrial Buildings | Standard | TRUE | 19464.45 | 103.2 | 188.61 | 9.45 | 0.904 | 3217 | 72.7 | 5 | 50000 | 42646 |  |  | NotYetVerified |  | 3 | [5 empty] | 3000
PE479FBF | Hyperikon Inc. | Hyperikon | HyperBay150W-30K | Indoor Luminaires | High-Bay | High-Bay Luminaires for Commercial and Industrial Buildings | Standard | TRUE | 12446.12 | 84.93 | 145.55 | 9.45 | 0.904 | 3131 | 72.1 | 5 | 50000 | 42646 |  |  | NotYetVerified |  | 3 | [5 empty] | 3000
PXV5FU5E | CIXI YUANHUI LIGHTING ELECTRIC CO.LTD | YUANHUI | HP4F100V2DD-[Sblank] | Indoor Luminaires | High-Bay | High-Bay Luminaires for Commercial and Industrial Buildings | Standard | TRUE | 14072 | 126.21 | 111.5 | 12.07 | 0.9005 | 2794 | 83.6 | 5 | 50000 | 42646 |  |  | Yes |  | 4 | 13998 | 127.25 | 110 | 12.07 | 0.9 | 2700 | 83.6
PFAWJG2Z | Hyperikon Inc. | Hyperikon | HyperBay50W-30K | Indoor Luminaires | High-Bay | Low-Bay Luminaires for Commercial and Industrial Buildings | Standard | TRUE | 4615.53 | 93.43 | 49.4 | 22.09 | 0.892 | 3010 | 72 | 5 | 50000 | 42646 |  |  | NotYetVerified |  | 3 | 4615.53 | 93.43 | 49.4 | 13.3 | 0.993 | 3000 | 72
PUURP49R | KeMeiLai Optoelectronic Co.Ltd | KML | KML-GK160-100W(5700K) | Indoor Luminaires | High-Bay | High-Bay Luminaires for Commercial and Industrial Buildings | Standard | FALSE | [9 empty] | 42646 |  |  | No |  | 4 | 12499.7 | 119.7 | 104.4 | 18.4 | 0.93 | 5380 | 82.5
PU5XW8UF | KeMeiLai Optoelectronic Co.Ltd | KML | KML-GK240X-240W(5700K) | Indoor Luminaires | High-Bay | High-Bay Luminaires for Commercial and Industrial Buildings | Standard | FALSE | [9 empty] | 42646 |  |  | No |  | 4 | 29540.9 | 119.9 | 246.3 | 18.8 | 0.93 | 5378 | 82.5
PYWD2SWA | KeMeiLai Optoelectronic Co.Ltd | KML | KML-GK160-100W(5000K) | Indoor Luminaires | High-Bay | High-Bay Luminaires for Commercial and Industrial Buildings | Standard | FALSE | [9 empty] | 42646 |  |  | No |  | 4 | 11979.5 | 115.2 | 103.9 | 17.6 | 0.92 | 5000 | 83.8
P8SRY5UG | KeMeiLai Optoelectronic Co.Ltd | KML | KML-GK240X-240W(5000K) | Indoor Luminaires | High-Bay | High-Bay Luminaires for Commercial and Industrial Buildings | Standard | FALSE | [9 empty] | 42646 |  |  | No |  | 4 | 28271.7 | 115 | 245.7 | 17.2 | 0.92 | 5000 | 83.8
PP1DYKRJ | KeMeiLai Optoelectronic Co.Ltd | KML | KML-GK160-100W(4500K) | Indoor Luminaires | High-Bay | High-Bay Luminaires for Commercial and Industrial Buildings | Standard | FALSE | [9 empty] | 42646 |  |  | No |  | 4 | 11979.5 | 115.2 | 103.9 | 17.6 | 0.92 | 4500 | 83.8
PJKFM2CD | KeMeiLai Optoelectronic Co.Ltd | KML | KML-GK240X-240W(4500K) | Indoor Luminaires | High-Bay | High-Bay Luminaires for Commercial and Industrial Buildings | Standard | FALSE | [9 empty] | 42646 |  |  | No |  | 4 | 28271.7 | 115 | 245.7 | 17.2 | 0.92 | 4500 | 83.8
PWQCMHJ5 | KeMeiLai Optoelectronic Co.Ltd | KML | KML-GK160-100W(4000K) | Indoor Luminaires | High-Bay | High-Bay Luminaires for Commercial and Industrial Buildings | Standard | FALSE | [9 empty] | 42646 |  |  | No |  | 4 | 11979.5 | 115.2 | 103.9 | 17.6 | 0.92 | 4000 | 83.8
PPJP1X5X | KeMeiLai Optoelectronic Co.Ltd | KML | KML-GK240X-240W(4000K) | Indoor Luminaires | High-Bay | High-Bay Luminaires for Commercial and Industrial Buildings | Standard | FALSE | [9 empty] | 42646 |  |  | No |  | 4 | 28271.7 | 115 | 245.7 | 17.2 | 0.92 | 4000 | 83.8
PCQA135T | KeMeiLai Optoelectronic Co.Ltd | KML | KML-GK160-100W(3500K) | Indoor Luminaires | High-Bay | High-Bay Luminaires for Commercial and Industrial Buildings | Standard | FALSE | [9 empty] | 42646 |  |  | No |  | 4 | 11979.5 | 115.2 | 103.9 | 17.6 | 0.92 | 3500 | 83.8
PSD61G3R | KeMeiLai Optoelectronic Co.Ltd | KML | KML-GK240X-240W(3500K) | Indoor Luminaires | High-Bay | High-Bay Luminaires for Commercial and Industrial Buildings | Standard | FALSE | [9 empty] | 42646 |  |  | No |  | 4 | 28271.7 | 115 | 245.7 | 17.2 | 0.92 | 3500 | 83.8
P887GSZG | KeMeiLai Optoelectronic Co.Ltd | KML | KML-GK160-100W(3000K) | Indoor Luminaires | High-Bay | High-Bay Luminaires for Commercial and Industrial Buildings | Standard | FALSE | [9 empty] | 42646 |  |  | No |  | 4 | 11979.5 | 115.2 | 103.9 | 17.6 | 0.92 | 3000 | 83.8
PSPVMT68 | KeMeiLai Optoelectronic Co.Ltd | KML | KML-GK240X-240W(3000K) | Indoor Luminaires | High-Bay | High-Bay Luminaires for Commercial and Industrial Buildings | Standard | FALSE | [9 empty] | 42646 |  |  | No |  | 4 | 28271.7 | 115 | 245.7 | 17.2 | 0.92 | 3000 | 83.8
P5ZD9D7B | Torshare Ltd | TORSHARE | UHB-100W-120-EUR-L(5700K) | Indoor Luminaires | High-Bay | High-Bay Luminaires for Commercial and Industrial Buildings | Standard | FALSE | [9 empty] | 42646 |  |  | No |  | 4 | 12037 | 122.18 | 98.52 | 15.46 | 0.95 | 5700 | 83.4
PJYBY4GH | Torshare Ltd | TORSHARE | UHB-100W-120-EUR-L(5000K) | Indoor Luminaires | High-Bay | High-Bay Luminaires for Commercial and Industrial Buildings | Standard | FALSE | [9 empty] | 42646 |  |  | No |  | 4 | 11536 | 118.33 | 97.49 | 15.51 | 0.96 | 5000 | 84.2
PNYFXVEF | Torshare Ltd | TORSHARE | UHB-100W-120-EUR-L(4500K) | Indoor Luminaires | High-Bay | High-Bay Luminaires for Commercial and Industrial Buildings | Standard | FALSE | [9 empty] | 42646 |  |  | No |  | 4 | 11536 | 118.33 | 97.49 | 15.51 | 0.96 | 4500 | 84.2
PJ7T5WS9 | Shenzhen Syhdee Co.Ltd. | SYHDEE | SYH-HB06044-165(5700K) | Indoor Luminaires | High-Bay | High-Bay Luminaires for Commercial and Industrial Buildings | Premium | FALSE | [9 empty] | 42646 |  |  | No |  | 4 | 21911 | 134.59 | 162.8 | 8.13 | 0.96 | 5700 | 83.3
P6XA86XG | Shanghai Sheenly Lighting Co. Ltd. | SHEENLY | SL-BAY-100W-PW-HV | Indoor Luminaires | High-Bay | High-Bay Luminaires for Commercial and Industrial Buildings | Premium | FALSE | [9 empty] | 42646 |  |  | No |  | 3.1 | 11300 | 113 | 100 | 14.83 | 0.95 | 5700 | 70
PKDTN98W | Shanghai Sheenly Lighting Co. Ltd. | SHEENLY | SL-BAY-100W-PW-HV-90L | Indoor Luminaires | High-Bay | High-Bay Luminaires for Commercial and Industrial Buildings | Premium | FALSE | [9 empty] | 42646 |  |  | No |  | 3.1 | 11200 | 112 | 100 | 14.83 | 0.95 | 5700 | 70
PUVNMF1C | Shanghai Sheenly Lighting Co. Ltd. | SHEENLY | SL-BAY-230W-PW-HV | Indoor Luminaires | High-Bay | High-Bay Luminaires for Commercial and Industrial Buildings | Premium | FALSE | [9 empty] | 42646 |  |  | No |  | 3.1 | 28980 | 126 | 230 | 9.35 | 0.95 | 5700 | 70
P786ZF93 | Shanghai Sheenly Lighting Co. Ltd. | SHEENLY | SL-BAY-200W-PW-HV | Indoor Luminaires | High-Bay | High-Bay Luminaires for Commercial and Industrial Buildings | Premium | FALSE | [9 empty] | 42646 |  |  | No |  | 3.1 | 23000 | 115 | 200 | 9.24 | 0.95 | 5700 | 70
P56SM3T1 | Shanghai Sheenly Lighting Co. Ltd. | SHEENLY | SL-BAY-200W-PW-HV-90L | Indoor Luminaires | High-Bay | High-Bay Luminaires for Commercial and Industrial Buildings | Premium | FALSE | [9 empty] | 42646 |  |  | No |  | 3.1 | 23000 | 115 | 200 | 9.24 | 0.95 | 5700 | 70
PC4DD3M6 | Shanghai Sheenly Lighting Co. Ltd. | SHEENLY | SL-BAY-200W-PW-HV-60L | Indoor Luminaires | High-Bay | High-Bay Luminaires for Commercial and Industrial Buildings | Premium | FALSE | [9 empty] | 42646 |  |  | No |  | 3.1 | 22600 | 113 | 200 | 9.24 | 0.95 | 5700 | 70
PT59XT1W | Shanghai Sheenly Lighting Co. Ltd. | SHEENLY | SL-BAY-160W-PW-HV | Indoor Luminaires | High-Bay | High-Bay Luminaires for Commercial and Industrial Buildings | Premium | FALSE | [9 empty] | 42646 |  |  | No |  | 3.1 | 19680 | 123 | 160 | 7.57 | 0.95 | 5700 | 70
PZ7TVE9U | Shanghai Sheenly Lighting Co. Ltd. | SHEENLY | SL-BAY-160W-PW-HV-90L | Indoor Luminaires | High-Bay | High-Bay Luminaires for Commercial and Industrial Buildings | Premium | FALSE | [9 empty] | 42646 |  |  | No |  | 3.1 | 19360 | 121 | 160 | 7.57 | 0.95 | 5700 | 70
PF9JT764 | Shanghai Sheenly Lighting Co. Ltd. | SHEENLY | SL-BAY-160W-PW-HV-60L | Indoor Luminaires | High-Bay | High-Bay Luminaires for Commercial and Industrial Buildings | Premium | FALSE | [9 empty] | 42646 |  |  | No |  | 3.1 | 19360 | 121 | 160 | 7.57 | 0.95 | 5700 | 70
PNRXD2M9 | Shanghai Sheenly Lighting Co. Ltd. | SHEENLY | SL-BAY-160W-PW-AN-60D | Indoor Luminaires | High-Bay | High-Bay Luminaires for Commercial and Industrial Buildings | Standard | FALSE | [9 empty] | 42646 |  |  | No |  | 4 | 18400 | 115 | 160 | 13.27 | 0.9 | 5700 | 70
P3TFJGGC | Shanghai Sheenly Lighting Co. Ltd. | SHEENLY | SL-BAY-100W-PW-AN-60D | Indoor Luminaires | High-Bay | High-Bay Luminaires for Commercial and Industrial Buildings | Standard | FALSE | [9 empty] | 42646 |  |  | No |  | 4 | 11500 | 115 | 100 | 11.72 | 0.9 | 5700 | 70
PZFJW9UW | Shanghai Sheenly Lighting Co. Ltd. | SHEENLY | SL-BAY-160W-PW-HV-60D | Indoor Luminaires | High-Bay | High-Bay Luminaires for Commercial and Industrial Buildings | Standard | FALSE | [9 empty] | 42646 |  |  | No |  | 4 | 18400 | 115 | 160 | 8.75 | 0.95 | 5700 | 70
PU1F83PN | Shanghai Sheenly Lighting Co. Ltd. | SHEENLY | SL-BAY-100W-DW-HV | Indoor Luminaires | High-Bay | High-Bay Luminaires for Commercial and Industrial Buildings | Premium | FALSE | [9 empty] | 42646 |  |  | No |  | 3.1 | 11300 | 113 | 100 | 14.83 | 0.95 | 5000 | 70
PP6HXW8E | Shanghai Sheenly Lighting Co. Ltd. | SHEENLY | SL-BAY-100W-DW-HV-90L | Indoor Luminaires | High-Bay | High-Bay Luminaires for Commercial and Industrial Buildings | Premium | FALSE | [9 empty] | 42646 |  |  | No |  | 3.1 | 11200 | 112 | 100 | 14.83 | 0.95 | 5000 | 70
PVE2Z1D5 | Shanghai Sheenly Lighting Co. Ltd. | SHEENLY | SL-BAY-100W-DW-HV-60L | Indoor Luminaires | High-Bay | High-Bay Luminaires for Commercial and Industrial Buildings | Premium | FALSE | [9 empty] | 42646 |  |  | No |  | 3.1 | 10900 | 109 | 100 | 14.83 | 0.95 | 5000 | 70
P8W394EA | Shanghai Sheenly Lighting Co. Ltd. | SHEENLY | SL-BAY-230W-DW-HV | Indoor Luminaires | High-Bay | High-Bay Luminaires for Commercial and Industrial Buildings | Premium | FALSE | [9 empty] | 42646 |  |  | No |  | 3.1 | 28520 | 124 | 230 | 9.35 | 0.95 | 5000 | 70
PCU8WH8H | Shanghai Sheenly Lighting Co. Ltd. | SHEENLY | SL-BAY-200W-DW-HV-90L | Indoor Luminaires | High-Bay | High-Bay Luminaires for Commercial and Industrial Buildings | Premium | FALSE | [9 empty] | 42646 |  |  | No |  | 3.1 | 23000 | 115 | 200 | 9.24 | 0.95 | 5000 | 70
PA6TZP1E | Shanghai Sheenly Lighting Co. Ltd. | SHEENLY | SL-BAY-200W-DW-HV | Indoor Luminaires | High-Bay | High-Bay Luminaires for Commercial and Industrial Buildings | Premium | FALSE | [9 empty] | 42646 |  |  | No |  | 3.1 | 23000 | 115 | 200 | 9.24 | 0.95 | 5000 | 70
P5K181JD | Shanghai Sheenly Lighting Co. Ltd. | SHEENLY | SL-BAY-200W-DW-HV-60L | Indoor Luminaires | High-Bay | High-Bay Luminaires for Commercial and Industrial Buildings | Premium | FALSE | [9 empty] | 42646 |  |  | No |  | 3.1 | 22400 | 112 | 200 | 9.24 | 0.95 | 5000 | 70
PWTK4P5F | Shanghai Sheenly Lighting Co. Ltd. | SHEENLY | SL-BAY-160W-DW-HV | Indoor Luminaires | High-Bay | High-Bay Luminaires for Commercial and Industrial Buildings | Premium | FALSE | [9 empty] | 42646 |  |  | No |  | 3.1 | 19680 | 123 | 160 | 7.57 | 0.95 | 5000 | 70
PS2QKQ2Q | Shanghai Sheenly Lighting Co. Ltd. | SHEENLY | SL-BAY-160W-DW-HV-90L | Indoor Luminaires | High-Bay | High-Bay Luminaires for Commercial and Industrial Buildings | Premium | FALSE | [9 empty] | 42646 |  |  | No |  | 3.1 | 19360 | 121 | 160 | 7.57 | 0.95 | 5000 | 70
PDQ8C3DY | Shanghai Sheenly Lighting Co. Ltd. | SHEENLY | SL-BAY-160W-DW-HV-60L | Indoor Luminaires | High-Bay | High-Bay Luminaires for Commercial and Industrial Buildings | Premium | FALSE | [9 empty] | 42646 |  |  | No |  | 3.1 | 19200 | 120 | 160 | 7.57 | 0.95 | 5000 | 70
PNTNAH1C | Shanghai Sheenly Lighting Co. Ltd. | SHEENLY | SL-BAY-160W-DW-AN-60D | Indoor Luminaires | High-Bay | High-Bay Luminaires for Commercial and Industrial Buildings | Standard | FALSE | [9 empty] | 42646 |  |  | No |  | 4 | 18400 | 115 | 160 | 13.27 | 0.9 | 5000 | 70
P8WXXT8S | Shanghai Sheenly Lighting Co. Ltd. | SHEENLY | SL-BAY-100W-DW-AN-60D | Indoor Luminaires | High-Bay | High-Bay Luminaires for Commercial and Industrial Buildings | Standard | FALSE | [9 empty] | 42646 |  |  | No |  | 4 | 11500 | 115 | 100 | 11.72 | 0.9 | 5000 | 70
PCFC9T9P | Shanghai Sheenly Lighting Co. Ltd. | SHEENLY | SL-BAY-160W-DW-HV-60D | Indoor Luminaires | High-Bay | High-Bay Luminaires for Commercial and Industrial Buildings | Standard | FALSE | [9 empty] | 42646 |  |  | No |  | 4 | 18400 | 115 | 160 | 8.75 | 0.95 | 5000 | 70
PN88HF8B | Shanghai Sheenly Lighting Co. Ltd. | SHEENLY | SL-BAY-100W-NW-HV | Indoor Luminaires | High-Bay | High-Bay Luminaires for Commercial and Industrial Buildings | Premium | FALSE | [9 empty] | 42646 |  |  | No |  | 3.1 | 11300 | 113 | 100 | 14.83 | 0.95 | 4000 | 70
PAE8SZ57 | Shanghai Sheenly Lighting Co. Ltd. | SHEENLY | SL-BAY-100W-NW-HV-90L | Indoor Luminaires | High-Bay | High-Bay Luminaires for Commercial and Industrial Buildings | Premium | FALSE | [9 empty] | 42646 |  |  | No |  | 3.1 | 11200 | 112 | 100 | 14.83 | 0.95 | 4000 | 70
P13NSM5H | Shanghai Sheenly Lighting Co. Ltd. | SHEENLY | SL-BAY-230W-NW-HV | Indoor Luminaires | High-Bay | High-Bay Luminaires for Commercial and Industrial Buildings | Premium | FALSE | [9 empty] | 42646 |  |  | No |  | 3.1 | 28520 | 124 | 230 | 9.35 | 0.95 | 4000 | 70
PHV5YVCQ | Shanghai Sheenly Lighting Co. Ltd. | SHEENLY | SL-BAY-200W-NW-HV | Indoor Luminaires | High-Bay | High-Bay Luminaires for Commercial and Industrial Buildings | Premium | FALSE | [9 empty] | 42646 |  |  | No |  | 3.1 | 23000 | 115 | 200 | 9.24 | 0.95 | 4000 | 70
PHERB7HF | Shanghai Sheenly Lighting Co. Ltd. | SHEENLY | SL-BAY-200W-NW-HV-90L | Indoor Luminaires | High-Bay | High-Bay Luminaires for Commercial and Industrial Buildings | Premium | FALSE | [9 empty] | 42646 |  |  | No |  | 3.1 | 23000 | 115 | 200 | 9.24 | 0.95 | 4000 | 70
PPCP7XQE | Shanghai Sheenly Lighting Co. Ltd. | SHEENLY | SL-BAY-200W-NW-HV-60L | Indoor Luminaires | High-Bay | High-Bay Luminaires for Commercial and Industrial Buildings | Premium | FALSE | [9 empty] | 42646 |  |  | No |  | 3.1 | 22400 | 112 | 200 | 9.24 | 0.95 | 4000 | 70
PW7KQ8HX | Shanghai Sheenly Lighting Co. Ltd. | SHEENLY | SL-BAY-160W-NW-HV | Indoor Luminaires | High-Bay | High-Bay Luminaires for Commercial and Industrial Buildings | Premium | FALSE | [9 empty] | 42646 |  |  | No |  | 3.1 | 19680 | 123 | 160 | 7.57 | 0.95 | 4000 | 70
PFBY3U3Q | Shanghai Sheenly Lighting Co. Ltd. | SHEENLY | SL-BAY-160W-NW-HV-90L | Indoor Luminaires | High-Bay | High-Bay Luminaires for Commercial and Industrial Buildings | Premium | FALSE | [9 empty] | 42646 |  |  | No |  | 3.1 | 19360 | 121 | 160 | 7.57 | 0.95 | 4000 | 70
PHTCEE1T | Shanghai Sheenly Lighting Co. Ltd. | SHEENLY | SL-BAY-160W-NW-HV-60L | Indoor Luminaires | High-Bay | High-Bay Luminaires for Commercial and Industrial Buildings | Premium | FALSE | [9 empty] | 42646 |  |  | No |  | 3.1 | 19200 | 120 | 160 | 7.57 | 0.95 | 4000 | 70
PUV79ZRD | Indak Manufacturing | Indak Lighting | 8Z505R | Indoor Luminaires | High-Bay | High-Bay Luminaires for Commercial and Industrial Buildings | Standard | FALSE | [9 empty] | 42646 |  |  | No |  | 4 | 11020 | 123.9 | 88.97 | 9.83 | 0.92 | 5500 | 84.6
PHSXYGUP | Hyperikon Inc. | Hyperikon | HyperBay200W-50K | Indoor Luminaires | High-Bay | High-Bay Luminaires for Commercial and Industrial Buildings | Standard | FALSE | [9 empty] | 42646 |  |  | NotYetVerified |  | 3 | 20000 | 100 | 200 | 3.91 | 0.995 | 5700 | 73
PTMS37EB | Hyperikon Inc. | Hyperikon | HyperBay150W-50K | Indoor Luminaires | High-Bay | High-Bay Luminaires for Commercial and Industrial Buildings | Standard | FALSE | [9 empty] | 42646 |  |  | NotYetVerified |  | 3 | 15000 | 100 | 150 | 6.06 | 0.993 | 5700 | 72
P7KMKQSG | Hyperikon Inc. | Hyperikon | HyperBay100W-50K | Indoor Luminaires | High-Bay | Low-Bay Luminaires for Commercial and Industrial Buildings | Standard | FALSE | [9 empty] | 42646 |  |  | NotYetVerified |  | 3 | 9500 | 100 | 95 | 4.01 | 0.998 | 5700 | 71
PCVZDXG5 | Hyperikon Inc. | Hyperikon | HyperBay50W-50K | Indoor Luminaires | High-Bay | Low-Bay Luminaires for Commercial and Industrial Buildings | Standard | FALSE | [9 empty] | 42646 |  |  | NotYetVerified |  | 3 | 5000 | 100 | 50 | 13.3 | 0.993 | 5000 | 72
P8E58WNE | Hyperikon Inc. | Hyperikon | HyperBay50W-45K | Indoor Luminaires | High-Bay | Low-Bay Luminaires for Commercial and Industrial Buildings | Standard | FALSE | [9 empty] | 42646 |  |  | NotYetVerified |  | 3 | 5000 | 100 | 50 | 13.3 | 0.993 | 4500 | 72
PGMNQTUU | Hyperikon Inc. | Hyperikon | HyperBay200W-40K | Indoor Luminaires | High-Bay | High-Bay Luminaires for Commercial and Industrial Buildings | Standard | FALSE | [9 empty] | 42646 |  |  | NotYetVerified |  | 3 | 20000 | 100 | 200 | 3.91 | 0.995 | 4000 | 73
P9TYTWKV | Hyperikon Inc. | Hyperikon | HyperBay50W-40K | Indoor Luminaires | High-Bay | Low-Bay Luminaires for Commercial and Industrial Buildings | Standard | FALSE | [9 empty] | 42646 |  |  | NotYetVerified |  | 3 | 5000 | 100 | 50 | 13.3 | 0.993 | 4000 | 72
PT72VREP | Hyperikon Inc. | Hyperikon | HyperBay150W-40K | Indoor Luminaires | High-Bay | High-Bay Luminaires for Commercial and Industrial Buildings | Standard | FALSE | [9 empty] | 42646 |  |  | NotYetVerified |  | 3 | 15000 | 100 | 150 | 6.06 | 0.993 | 4000 | 72
PKMNEG3B | Hyperikon Inc. | Hyperikon | HyperBay100W-40K | Indoor Luminaires | High-Bay | Low-Bay Luminaires for Commercial and Industrial Buildings | Standard | FALSE | [9 empty] | 42646 |  |  | NotYetVerified |  | 3 | 9500 | 100 | 95 | 4.01 | 0.998 | 4000 | 71
PHTG98KE | Grandlite International Corp | Grandlite International | LED-465A-L3-5K | Indoor Luminaires | High-Bay | High-Bay Luminaires for Commercial and Industrial Buildings | Standard | FALSE | [9 empty] | 42646 |  |  | No |  | 4 | 13839.06 | 120 | 115.64 | 7 | 1 | 4825 | 75
PMRVY2PV | GE Lighting Solutions | Lumination | LIS[CI]4B085D1840Vxxxxxxxxx | Indoor Luminaires | High-Bay | Low-Bay Luminaires for Commercial and Industrial Buildings | Standard | FALSE | [9 empty] | 42646 |  |  | Yes |  | 3.1 | 8100 | 119 | 68 | 20 | 0.9 | 4000 | 83
P4FVM8T8 | CIXI YUANHUI LIGHTING ELECTRIC CO.LTD | YUANHUI | HP4F100V2CD-[Sblank] | Indoor Luminaires | High-Bay | High-Bay Luminaires for Commercial and Industrial Buildings | Standard | FALSE | [9 empty] | 42646 |  |  | Yes |  | 4 | 14742 | 134.75 | 109.4 | 12.43 | 0.9 | 5700 | 82.7
P7BPD4FT | CIXI YUANHUI LIGHTING ELECTRIC CO.LTD | YUANHUI | HP4F100V1CD-[Sblank] | Indoor Luminaires | High-Bay | High-Bay Luminaires for Commercial and Industrial Buildings | Standard | FALSE | [9 empty] | 42646 |  |  | Yes |  | 4 | 13882 | 138.68 | 100.1 | 12.09 | 0.91 | 5700 | 81.8
P8PZP5R5 | CIXI YUANHUI LIGHTING ELECTRIC CO.LTD | YUANHUI | HP4C150V1CD-[Sblank] | Indoor Luminaires | High-Bay | High-Bay Luminaires for Commercial and Industrial Buildings | Standard | FALSE | [9 empty] | 42646 |  |  | Yes |  | 4 | 21655 | 141.35 | 153.2 | 15.04 | 0.92 | 5700 | 81.5
PZPUAJ4Z | CIXI YUANHUI LIGHTING ELECTRIC CO.LTD | YUANHUI | HP4F100V2PD-[Sblank] | Indoor Luminaires | High-Bay | High-Bay Luminaires for Commercial and Industrial Buildings | Standard | FALSE | [9 empty] | 42646 |  |  | Yes |  | 4 | 13998 | 127.25 | 110 | 12.07 | 0.9 | 5000 | 83.6
P1S4AURA | CIXI YUANHUI LIGHTING ELECTRIC CO.LTD | YUANHUI | HP4C150V1PD-[Sblank] | Indoor Luminaires | High-Bay | High-Bay Luminaires for Commercial and Industrial Buildings | Standard | FALSE | [9 empty] | 42646 |  |  | Yes |  | 4 | 20250 | 132.87 | 152.4 | 15.25 | 0.92 | 5000 | 82
P3B12HHE | CIXI YUANHUI LIGHTING ELECTRIC CO.LTD | YUANHUI | HP4F100V1PD-[Sblank] | Indoor Luminaires | High-Bay | High-Bay Luminaires for Commercial and Industrial Buildings | Standard | FALSE | [9 empty] | 42646 |  |  | Yes |  | 4 | 12669 | 126.99 | 99.76 | 12.57 | 0.92 | 5000 | 81.8
PBMRTRDG | CIXI YUANHUI LIGHTING ELECTRIC CO.LTD | YUANHUI | HP4F100V2ND-[Sblank] | Indoor Luminaires | High-Bay | High-Bay Luminaires for Commercial and Industrial Buildings | Standard | FALSE | [9 empty] | 42646 |  |  | Yes |  | 4 | 13998 | 127.25 | 110 | 12.07 | 0.9 | 4000 | 83.6
PSP1FQB4 | CIXI YUANHUI LIGHTING ELECTRIC CO.LTD | YUANHUI | HP4C150V1ND-[Sblank] | Indoor Luminaires | High-Bay | High-Bay Luminaires for Commercial and Industrial Buildings | Standard | FALSE | [9 empty] | 42646 |  |  | Yes |  | 4 | 20250 | 132.87 | 152.4 | 15.25 | 0.92 | 4000 | 82
PVNN7MA1 | CIXI YUANHUI LIGHTING ELECTRIC CO.LTD | YUANHUI | HP4F100V1ND-[Sblank] | Indoor Luminaires | High-Bay | High-Bay Luminaires for Commercial and Industrial Buildings | Standard | FALSE | [9 empty] | 42646 |  |  | Yes |  | 4 | 12669 | 126.99 | 99.76 | 12.57 | 0.92 | 4000 | 81.8
PXJKPM9N | CIXI YUANHUI LIGHTING ELECTRIC CO.LTD | YUANHUI | HP4F100V2WD-[Sblank] | Indoor Luminaires | High-Bay | High-Bay Luminaires for Commercial and Industrial Buildings | Standard | FALSE | [9 empty] | 42646 |  |  | Yes |  | 4 | 13998 | 127.25 | 110 | 12.07 | 0.9 | 3000 | 83.6
PCK128JA | CIXI YUANHUI LIGHTING ELECTRIC CO.LTD | YUANHUI | HP4C150V1WD-[Sblank] | Indoor Luminaires | High-Bay | High-Bay Luminaires for Commercial and Industrial Buildings | Standard | FALSE | [9 empty] | 42646 |  |  | Yes |  | 4 | 20250 | 132.87 | 152.4 | 15.25 | 0.92 | 3000 | 82
PW5UZEEB | CIXI YUANHUI LIGHTING ELECTRIC CO.LTD | YUANHUI | HP4F100V1WD-[Sblank] | Indoor Luminaires | High-Bay | High-Bay Luminaires for Commercial and Industrial Buildings | Standard | FALSE | [9 empty] | 42646 |  |  | Yes |  | 4 | 12669 | 126.99 | 99.76 | 12.57 | 0.92 | 3000 | 81.8
PGAHHYXK | CHAINZONE TECHNOLGY (FOSHAN)CO.LTD | imposa | CZ-HB-240R57-TY-120 | Indoor Luminaires | High-Bay | High-Bay Luminaires for Commercial and Industrial Buildings | Standard | FALSE | [9 empty] | 42646 |  |  | No |  | 4 | 33676 | 135.14 | 249.2 | 12.11 | 0.91 | 5700 | 83.5
PS4R7U45 | CHAINZONE TECHNOLGY (FOSHAN)CO.LTD | imposa | CZ-HB-240R57-TY-60 | Indoor Luminaires | High-Bay | High-Bay Luminaires for Commercial and Industrial Buildings | Standard | FALSE | [9 empty] | 42646 |  |  | No |  | 4 | 32782 | 133.53 | 245.5 | 12.29 | 0.91 | 5700 | 83.4
P7TG5RVU | CHAINZONE TECHNOLGY (FOSHAN)CO.LTD | imposa | CZ-HB-240R57-TY-90 | Indoor Luminaires | High-Bay | High-Bay Luminaires for Commercial and Industrial Buildings | Standard | FALSE | [9 empty] | 42646 |  |  | No |  | 4 | 34165 | 139 | 245.8 | 12.19 | 0.94 | 5700 | 83.4
PYQEQC31 | CHAINZONE TECHNOLGY (FOSHAN)CO.LTD | imposa | CZ-HB-200R57-TY-120 | Indoor Luminaires | High-Bay | High-Bay Luminaires for Commercial and Industrial Buildings | Standard | FALSE | [9 empty] | 42646 |  |  | No |  | 4 | 29314 | 142.03 | 206.4 | 12.94 | 0.93 | 5700 | 83.3
PVU23CBU | CHAINZONE TECHNOLGY (FOSHAN)CO.LTD | imposa | CZ-HB-200R57-TY-60 | Indoor Luminaires | High-Bay | High-Bay Luminaires for Commercial and Industrial Buildings | Standard | FALSE | [9 empty] | 42646 |  |  | No |  | 4 | 29014 | 141.26 | 205.4 | 12.99 | 0.92 | 5700 | 83.2
PKNUBU2K | CHAINZONE TECHNOLGY (FOSHAN)CO.LTD | imposa | CZ-HB-200R40-TY-90 | Indoor Luminaires | High-Bay | High-Bay Luminaires for Commercial and Industrial Buildings | Standard | FALSE | [9 empty] | 42646 |  |  | No |  | 4 | 29964 | 145.39 | 206.1 | 12.87 | 0.92 | 5700 | 83.2
P9FN9553 | CHAINZONE TECHNOLGY (FOSHAN)CO.LTD | imposa | CZ-HB-300R57-TY-120 | Indoor Luminaires | High-Bay | High-Bay Luminaires for Commercial and Industrial Buildings | Standard | FALSE | [9 empty] | 42646 |  |  | No |  | 4 | 40936 | 132.65 | 308.6 | 11.62 | 0.96 | 5700 | 83.2
P3GMQYWM | CHAINZONE TECHNOLGY (FOSHAN)CO.LTD | imposa | CZ-HB-300R57-TY-90 | Indoor Luminaires | High-Bay | High-Bay Luminaires for Commercial and Industrial Buildings | Standard | FALSE | [9 empty] | 42646 |  |  | No |  | 4 | 41543 | 134.92 | 307.9 | 11.68 | 0.97 | 5700 | 83.1
PB7N9GKU | CHAINZONE TECHNOLGY (FOSHAN)CO.LTD | imposa | CZ-HB-150R57-TY-90 | Indoor Luminaires | High-Bay | High-Bay Luminaires for Commercial and Industrial Buildings | Standard | FALSE | [9 empty] | 42646 |  |  | No |  | 4 | 22915 | 148.03 | 154.8 | 13.41 | 0.94 | 5700 | 82.4
PPKTR6A5 | CHAINZONE TECHNOLGY (FOSHAN)CO.LTD | imposa | CZ-HB-150R57-TY-120 | Indoor Luminaires | High-Bay | High-Bay Luminaires for Commercial and Industrial Buildings | Standard | FALSE | [9 empty] | 42646 |  |  | No |  | 4 | 22807 | 147.24 | 154.9 | 13.47 | 0.93 | 5700 | 82.2
PWYSU95R | CHAINZONE TECHNOLGY (FOSHAN)CO.LTD | imposa | CZ-HB-240R50-TY-120 | Indoor Luminaires | High-Bay | High-Bay Luminaires for Commercial and Industrial Buildings | Standard | FALSE | [9 empty] | 42646 |  |  | No |  | 4 | 33476.5 | 136.69 | 244.9 | 12.12 | 0.93 | 5000 | 82.6
PGG1UKH6 | CHAINZONE TECHNOLGY (FOSHAN)CO.LTD | imposa | CZ-HB-240R50-TY-60 | Indoor Luminaires | High-Bay | High-Bay Luminaires for Commercial and Industrial Buildings | Standard | FALSE | [9 empty] | 42646 |  |  | No |  | 4 | 32578.5 | 134.84 | 241.6 | 12.34 | 0.93 | 5000 | 82.5
P7QXR8UH | CHAINZONE TECHNOLGY (FOSHAN)CO.LTD | imposa | CZ-HB-240R50-TY-90 | Indoor Luminaires | High-Bay | High-Bay Luminaires for Commercial and Industrial Buildings | Standard | FALSE | [9 empty] | 42646 |  |  | No |  | 4 | 33953 | 140.01 | 242.5 | 12.23 | 0.91 | 5000 | 82.5
PG3814C4 | CHAINZONE TECHNOLGY (FOSHAN)CO.LTD | imposa | CZ-HB-150R50-TY-90 | Indoor Luminaires | High-Bay | High-Bay Luminaires for Commercial and Industrial Buildings | Standard | FALSE | [9 empty] | 42646 |  |  | No |  | 4 | 23110.5 | 151.64 | 152.4 | 13.47 | 0.93 | 5000 | 82.4
PCYBAF56 | CHAINZONE TECHNOLGY (FOSHAN)CO.LTD | imposa | CZ-HB-150R50-TY-60 | Indoor Luminaires | High-Bay | High-Bay Luminaires for Commercial and Industrial Buildings | Standard | FALSE | [9 empty] | 42646 |  |  | No |  | 4 | 22764 | 149.47 | 152.3 | 13.52 | 0.94 | 5000 | 82.3
PYET5WZ5 | CHAINZONE TECHNOLGY (FOSHAN)CO.LTD | imposa | CZ-HB-150R50-TY-120 | Indoor Luminaires | High-Bay | High-Bay Luminaires for Commercial and Industrial Buildings | Standard | FALSE | [9 empty] | 42646 |  |  | No |  | 4 | 22932.5 | 150.57 | 152.3 | 13.51 | 0.93 | 5000 | 82.3
PNPU44HR | CHAINZONE TECHNOLGY (FOSHAN)CO.LTD | imposa | CZ-HB-200R50-TY-60 | Indoor Luminaires | High-Bay | High-Bay Luminaires for Commercial and Industrial Buildings | Standard | FALSE | [9 empty] | 42646 |  |  | No |  | 4 | 28792.5 | 139.23 | 206.8 | 12.96 | 0.93 | 5000 | 82.3
P22Y38MH | CHAINZONE TECHNOLGY (FOSHAN)CO.LTD | imposa | CZ-HB-200R50-TY-120 | Indoor Luminaires | High-Bay | High-Bay Luminaires for Commercial and Industrial Buildings | Standard | FALSE | [9 empty] | 42646 |  |  | No |  | 4 | 29090 | 140.26 | 207.4 | 12.88 | 0.93 | 5000 | 82.3
PW4TMKYS | CHAINZONE TECHNOLGY (FOSHAN)CO.LTD | imposa | CZ-HB-200R40-TY-90 | Indoor Luminaires | High-Bay | High-Bay Luminaires for Commercial and Industrial Buildings | Standard | FALSE | [9 empty] | 42646 |  |  | No |  | 4 | 29735 | 143.3 | 207.5 | 12.83 | 0.93 | 5000 | 82.3
P2V91F9C | CHAINZONE TECHNOLGY (FOSHAN)CO.LTD | imposa | CZ-HB-300R50-TY-120 | Indoor Luminaires | High-Bay | High-Bay Luminaires for Commercial and Industrial Buildings | Standard | FALSE | [9 empty] | 42646 |  |  | No |  | 4 | 41089 | 134.72 | 305 | 11.71 | 0.96 | 5000 | 82.3
PKHBDJKU | CHAINZONE TECHNOLGY (FOSHAN)CO.LTD | imposa | CZ-HB-300R50-TY-60 | Indoor Luminaires | High-Bay | High-Bay Luminaires for Commercial and Industrial Buildings | Standard | FALSE | [9 empty] | 42646 |  |  | No |  | 4 | 40113 | 132.08 | 303.7 | 11.79 | 0.97 | 5000 | 82.2
PT9X27J1 | CHAINZONE TECHNOLGY (FOSHAN)CO.LTD | imposa | CZ-HB-300R50-TY-90 | Indoor Luminaires | High-Bay | High-Bay Luminaires for Commercial and Industrial Buildings | Standard | FALSE | [9 empty] | 42646 |  |  | No |  | 4 | 41698 | 137.12 | 304.1 | 11.72 | 0.97 | 5000 | 82.2
PU7JYCMF | CHAINZONE TECHNOLGY (FOSHAN)CO.LTD | imposa | CZ-HB-240R40-TY-120 | Indoor Luminaires | High-Bay | High-Bay Luminaires for Commercial and Industrial Buildings | Standard | FALSE | [9 empty] | 42646 |  |  | No |  | 4 | 33277 | 135.88 | 244.9 | 12.12 | 0.93 | 4000 | 82.6
PUBTUV8J | CHAINZONE TECHNOLGY (FOSHAN)CO.LTD | imposa | CZ-HB-240R40-TY-60 | Indoor Luminaires | High-Bay | High-Bay Luminaires for Commercial and Industrial Buildings | Standard | FALSE | [9 empty] | 42646 |  |  | No |  | 4 | 32375 | 134 | 241.6 | 12.34 | 0.93 | 4000 | 82.5
PC5TMMJX | CHAINZONE TECHNOLGY (FOSHAN)CO.LTD | imposa | CZ-HB-240R40-TY-90 | Indoor Luminaires | High-Bay | High-Bay Luminaires for Commercial and Industrial Buildings | Standard | FALSE | [9 empty] | 42646 |  |  | No |  | 4 | 33741 | 139.14 | 242.5 | 12.23 | 0.91 | 4000 | 82.5
P48GYYYJ | CHAINZONE TECHNOLGY (FOSHAN)CO.LTD | imposa | CZ-HB-150R40-TY-90 | Indoor Luminaires | High-Bay | High-Bay Luminaires for Commercial and Industrial Buildings | Standard | FALSE | [9 empty] | 42646 |  |  | No |  | 4 | 23306 | 152.93 | 152.4 | 13.47 | 0.93 | 4000 | 82.4
PNPX75WH | CHAINZONE TECHNOLGY (FOSHAN)CO.LTD | imposa | CZ-HB-150R40-TY-120 | Indoor Luminaires | High-Bay | High-Bay Luminaires for Commercial and Industrial Buildings | Standard | FALSE | [9 empty] | 42646 |  |  | No |  | 4 | 23058 | 151.4 | 152.3 | 13.51 | 0.93 | 4000 | 82.3
P5DKN3BR | CHAINZONE TECHNOLGY (FOSHAN)CO.LTD | imposa | CZ-HB-200R40-TY-60 | Indoor Luminaires | High-Bay | High-Bay Luminaires for Commercial and Industrial Buildings | Standard | FALSE | [9 empty] | 42646 |  |  | No |  | 4 | 28571 | 138.16 | 206.8 | 12.96 | 0.93 | 4000 | 82.3
P28B2RQ4 | CHAINZONE TECHNOLGY (FOSHAN)CO.LTD | imposa | CZ-HB-200R40-TY-120 | Indoor Luminaires | High-Bay | High-Bay Luminaires for Commercial and Industrial Buildings | Standard | FALSE | [9 empty] | 42646 |  |  | No |  | 4 | 28866 | 139.18 | 207.4 | 12.88 | 0.93 | 4000 | 82.3
PXR5HP8Y | CHAINZONE TECHNOLGY (FOSHAN)CO.LTD | imposa | CZ-HB-200R40-TY-90 | Indoor Luminaires | High-Bay | High-Bay Luminaires for Commercial and Industrial Buildings | Standard | FALSE | [9 empty] | 42646 |  |  | No |  | 4 | 29506 | 142.2 | 207.5 | 12.83 | 0.93 | 4000 | 82.3
PRQQ1V6H | CHAINZONE TECHNOLGY (FOSHAN)CO.LTD | imposa | CZ-HB-300R40-TY-120 | Indoor Luminaires | High-Bay | High-Bay Luminaires for Commercial and Industrial Buildings | Standard | FALSE | [9 empty] | 42646 |  |  | No |  | 4 | 41242 | 135.22 | 305 | 11.71 | 0.96 | 4000 | 82.3
P3DCMYXV | CHAINZONE TECHNOLGY (FOSHAN)CO.LTD | imposa | CZ-HB-300R40-TY-60 | Indoor Luminaires | High-Bay | High-Bay Luminaires for Commercial and Industrial Buildings | Standard | FALSE | [9 empty] | 42646 |  |  | No |  | 4 | 40262 | 132.57 | 303.7 | 11.79 | 0.97 | 4000 | 82.2
P1E78Z31 | CHAINZONE TECHNOLGY (FOSHAN)CO.LTD | imposa | CZ-HB-300R40-TY-90 | Indoor Luminaires | High-Bay | High-Bay Luminaires for Commercial and Industrial Buildings | Standard | FALSE | [9 empty] | 42646 |  |  | No |  | 4 | 41853 | 137.63 | 304.1 | 11.72 | 0.97 | 4000 | 82.2
PYP5P52P | Etlin-Daniels | ETLIN-DANIELS | HBL2-110U50-WH | Indoor Luminaires | High-Bay | High-Bay Luminaires for Commercial and Industrial Buildings | Premium | FALSE | [9 empty] | 42646 | Dimmable | Continuous Below 10 | No |  | 3.1 | 13750 | 125 | 110 | 15.2 | 0.963 | 5000 | 80
PUUQRVD3 | Etlin-Daniels | ETLIN-DANIELS | HBL2-160U50-WH | Indoor Luminaires | High-Bay | High-Bay Luminaires for Commercial and Industrial Buildings | Premium | FALSE | [9 empty] | 42646 | Dimmable | Continuous Below 10 | No |  | 3.1 | 19280 | 120.5 | 160 | 8.8 | 0.972 | 5000 | 80
PRW9F4KW | Mester LED Limited | MESTER | HBL22D110W48V40KHYPDY | Indoor Luminaires | High-Bay | High-Bay Luminaires for Commercial and Industrial Buildings | Standard | TRUE | 12023 | 107.42 | 111.9 | 11.89 | 0.9919 | 4082 | 83.5 | 5 | 50000 | 42643 |  |  | Yes |  | 4 | 12000 | 109 | 110 | 12 | 0.9 | 4000 | 82
PUWM5KMP | Mester LED Limited | MESTER | HBL22D170W48V40KHYPDY | Indoor Luminaires | High-Bay | High-Bay Luminaires for Commercial and Industrial Buildings | Standard | TRUE | 19016.2 | 108.42 | 175.4 | 18.13 | 0.9872 | 3975 | 83.9 | 5 | 50000 | 42643 |  |  | Yes |  | 4 | 18600 | 109 | 170 | 18 | 0.9 | 4000 | 82
PSA6QB3Z | Entegrity Energy Partners LLC | entegrity | ENLED-LLB-48-80W-30K-DIM | Indoor Luminaires | High-Bay | Low-Bay Luminaires for Commercial and Industrial Buildings | Standard | TRUE | 8826.73 | 107.95 | 81.77 | 14.9 | 0.985 | 2977 | 83.8 | 5 | 50000 | 42643 |  |  | No |  | 4 | 9000 | 110 | 80 | 15 | 0.9 | 3000 | 80
P54PQBYJ | Mester LED Limited | MESTER | HBL24D350W48V40KHYPDY | Indoor Luminaires | High-Bay | High-Bay Luminaires for Commercial and Industrial Buildings | Standard | TRUE | 37024 | 105.14 | 352.1 | 11.14 | 0.9827 | 4092 | 85.1 | 5 | 50000 | 42643 |  |  | Yes |  | 4 | 37000 | 106 | 350 | 11 | 0.9 | 4000 | 82
PXBV4GDU | Kinglumi Co.Ltd | Annulight | KL-HB-011 | Indoor Luminaires | High-Bay | High-Bay Luminaires for Commercial and Industrial Buildings | Standard | TRUE | 17559 | 142.96 | 122.8 | 8.16 | 0.9805 | 5070 | 83.8 | 5 | 50000 | 42643 |  |  | No |  | 4 | 17559 | 142.96 | 122.8 | 8 | 0.99 | 5070 | 83.8
PVHVEH5F | Kinglumi Co.Ltd | Annulight | KL-HB-010 | Indoor Luminaires | High-Bay | High-Bay Luminaires for Commercial and Industrial Buildings | Standard | TRUE | 22879 | 136.85 | 167.2 | 14.32 | 0.9247 | 5103 | 83.8 | 5 | 50000 | 42643 |  |  | No |  | 4 | 22879 | 136.85 | 167.2 | 14 | 0.99 | 5103 | 83.8
PXN6GVCZ | CIXI YUANHUI LIGHTING ELECTRIC CO.LTD | YUANHUI | HP4C100V1DD-[Sblank] | Indoor Luminaires | High-Bay | High-Bay Luminaires for Commercial and Industrial Buildings | Standard | TRUE | 13414 | 134.01 | 100.1 | 12.2 | 0.9195 | 2686 | 82.9 | 5 | 50000 | 42643 |  |  | Yes |  | 4 | 13414 | 134.01 | 100.1 | 12.2 | 0.92 | 2700 | 82.9
P6XCEZ9V | CIXI YUANHUI LIGHTING ELECTRIC CO.LTD | YUANHUI | HP4C120V1DD-[Sblank] | Indoor Luminaires | High-Bay | High-Bay Luminaires for Commercial and Industrial Buildings | Standard | TRUE | 16679 | 133.33 | 125.1 | 13.78 | 0.9105 | 2681 | 82.9 | 5 | 50000 | 42643 |  |  | Yes |  | 4 | 16679 | 133.33 | 125.1 | 13.78 | 0.91 | 2700 | 82.9
P4U4K47Z | CIXI YUANHUI LIGHTING ELECTRIC CO.LTD | YUANHUI | HP4F120V1DD-[Sblank] | Indoor Luminaires | High-Bay | High-Bay Luminaires for Commercial and Industrial Buildings | Standard | TRUE | 15768 | 126.35 | 124.8 | 13.24 | 0.91 | 2754 | 82 | 5 | 50000 | 42643 |  |  | Yes |  | 4 | 15768 | 126.35 | 124.8 | 13.24 | 0.91 | 2700 | 82
P1AJT1SC | CIXI YUANHUI LIGHTING ELECTRIC CO.LTD | YUANHUI | HP4F120V2DD-[Sblank] | Indoor Luminaires | High-Bay | High-Bay Luminaires for Commercial and Industrial Buildings | Standard | TRUE | 15743 | 126.45 | 124.5 | 13.86 | 0.9032 | 2679 | 82.7 | 5 | 50000 | 42643 |  |  | Yes |  | 4 | 15801 | 127.43 | 124 | 13.86 | 0.9 | 2700 | 82.7
PKZS5YMR | Entegrity Energy Partners LLC | entegrity | ENLED-LLB-48-80W-50K | Indoor Luminaires | High-Bay | Low-Bay Luminaires for Commercial and Industrial Buildings | Standard | FALSE | [9 empty] | 42643 |  |  | No |  | 4 | 9500 | 115 | 80 | 15 | 0.9 | 5000 | 80
P531CRXF | Entegrity Energy Partners LLC | entegrity | ENLED-LLB-48-80W-50K-DIM | Indoor Luminaires | High-Bay | Low-Bay Luminaires for Commercial and Industrial Buildings | Standard | FALSE | [9 empty] | 42643 |  |  | No |  | 4 | 9500 | 115 | 80 | 15 | 0.9 | 5000 | 80
P8C5FZAE | Entegrity Energy Partners LLC | entegrity | ENLED-LLB-48-80W-45K | Indoor Luminaires | High-Bay | Low-Bay Luminaires for Commercial and Industrial Buildings | Standard | FALSE | [9 empty] | 42643 |  |  | No |  | 4 | 9300 | 113 | 80 | 15 | 0.9 | 4500 | 80
PAC3V6CZ | Entegrity Energy Partners LLC | entegrity | ENLED-LLB-48-80W-45K-DIM | Indoor Luminaires | High-Bay | Low-Bay Luminaires for Commercial and Industrial Buildings | Standard | FALSE | [9 empty] | 42643 |  |  | No |  | 4 | 9300 | 113 | 80 | 15 | 0.9 | 4500 | 80
PNDW3JYR | Entegrity Energy Partners LLC | entegrity | ENLED-LLB-48-80W-40K | Indoor Luminaires | High-Bay | Low-Bay Luminaires for Commercial and Industrial Buildings | Standard | FALSE | [9 empty] | 42643 |  |  | No |  | 4 | 9200 | 112 | 80 | 15 | 0.9 | 4000 | 80
P2ZNW1JS | Entegrity Energy Partners LLC | entegrity | ENLED-LLB-48-80W-40K-DIM | Indoor Luminaires | High-Bay | Low-Bay Luminaires for Commercial and Industrial Buildings | Standard | FALSE | [9 empty] | 42643 |  |  | No |  | 4 | 9200 | 112 | 80 | 15 | 0.9 | 4000 | 80
PSNVBKQH | Entegrity Energy Partners LLC | entegrity | ENLED-LLB-48-80W-35K | Indoor Luminaires | High-Bay | Low-Bay Luminaires for Commercial and Industrial Buildings | Standard | FALSE | [9 empty] | 42643 |  |  | No |  | 4 | 9100 | 111 | 80 | 15 | 0.9 | 3500 | 80
P9CQUKKS | Entegrity Energy Partners LLC | entegrity | ENLED-LLB-48-80W-35K-DIM | Indoor Luminaires | High-Bay | Low-Bay Luminaires for Commercial and Industrial Buildings | Standard | FALSE | [9 empty] | 42643 |  |  | No |  | 4 | 9100 | 111 | 80 | 15 | 0.9 | 3500 | 80
PK2635XR | Entegrity Energy Partners LLC | entegrity | ENLED-LLB-48-80W-30K | Indoor Luminaires | High-Bay | Low-Bay Luminaires for Commercial and Industrial Buildings | Standard | FALSE | [9 empty] | 42643 |  |  | No |  | 4 | 9000 | 110 | 80 | 15 | 0.9 | 3000 | 80
P9VJ6HQV | Mester LED Limited | MESTER | HBL22D170W48V50KHYPDY | Indoor Luminaires | High-Bay | High-Bay Luminaires for Commercial and Industrial Buildings | Standard | FALSE | [9 empty] | 42643 |  |  | Yes |  | 4 | 19000 | 112 | 170 | 18 | 0.9 | 5000 | 82
PWJU9HYM | Mester LED Limited | MESTER | HBL22D110W48V50KHYPDY | Indoor Luminaires | High-Bay | High-Bay Luminaires for Commercial and Industrial Buildings | Standard | FALSE | [9 empty] | 42643 |  |  | Yes |  | 4 | 12000 | 109 | 110 | 12 | 0.9 | 5000 | 82
PTA9Q1UF | Mester LED Limited | MESTER | HBL24D350W48V50KHYPDY | Indoor Luminaires | High-Bay | High-Bay Luminaires for Commercial and Industrial Buildings | Standard | FALSE | [9 empty] | 42643 |  |  | Yes |  | 4 | 39000 | 111 | 350 | 11 | 0.9 | 5000 | 82
PU8CUNP4 | CIXI YUANHUI LIGHTING ELECTRIC CO.LTD | YUANHUI | HP4C120V1CD-[Sblank] | Indoor Luminaires | High-Bay | High-Bay Luminaires for Commercial and Industrial Buildings | Standard | FALSE | [9 empty] | 42643 |  |  | Yes |  | 4 | 17575 | 141.85 | 123.9 | 13.53 | 0.91 | 5700 | 83.3
P9TGVN2A | CIXI YUANHUI LIGHTING ELECTRIC CO.LTD | YUANHUI | HP4C100V1CD-[Sblank] | Indoor Luminaires | High-Bay | High-Bay Luminaires for Commercial and Industrial Buildings | Standard | FALSE | [9 empty] | 42643 |  |  | Yes |  | 4 | 14302 | 142.59 | 100.3 | 12.05 | 0.92 | 5700 | 83.3
P8QTSWMV | CIXI YUANHUI LIGHTING ELECTRIC CO.LTD | YUANHUI | HP4F120V1CD-[Sblank] | Indoor Luminaires | High-Bay | High-Bay Luminaires for Commercial and Industrial Buildings | Standard | FALSE | [9 empty] | 42643 |  |  | Yes |  | 4 | 16806 | 134.13 | 125.3 | 13.17 | 0.91 | 5700 | 83.2
PAU8D56G | CIXI YUANHUI LIGHTING ELECTRIC CO.LTD | YUANHUI | HP4F120V2CD-[Sblank] | Indoor Luminaires | High-Bay | High-Bay Luminaires for Commercial and Industrial Buildings | Standard | FALSE | [9 empty] | 42643 |  |  | Yes |  | 4 | 16812 | 134.82 | 124.7 | 13.58 | 0.9 | 5700 | 82.9
PC7WMYQE | CIXI YUANHUI LIGHTING ELECTRIC CO.LTD | YUANHUI | HP4C120V1PD-[Sblank] | Indoor Luminaires | High-Bay | High-Bay Luminaires for Commercial and Industrial Buildings | Standard | FALSE | [9 empty] | 42643 |  |  | Yes |  | 4 | 16679 | 133.33 | 125.1 | 13.78 | 0.91 | 5000 | 82.9
PARKJ3A2 | CIXI YUANHUI LIGHTING ELECTRIC CO.LTD | YUANHUI | HP4C100V1PD-[Sblank] | Indoor Luminaires | High-Bay | High-Bay Luminaires for Commercial and Industrial Buildings | Standard | FALSE | [9 empty] | 42643 |  |  | Yes |  | 4 | 13414 | 134.01 | 100.1 | 12.2 | 0.92 | 5000 | 82.9
PAZUN9MZ | CIXI YUANHUI LIGHTING ELECTRIC CO.LTD | YUANHUI | HP4F120V2PD-[Sblank] | Indoor Luminaires | High-Bay | High-Bay Luminaires for Commercial and Industrial Buildings | Standard | FALSE | [9 empty] | 42643 |  |  | Yes |  | 4 | 15801 | 127.43 | 124 | 13.86 | 0.9 | 5000 | 82.7
PDBSSYVN | CIXI YUANHUI LIGHTING ELECTRIC CO.LTD | YUANHUI | HP4F120V1PD-[Sblank] | Indoor Luminaires | High-Bay | High-Bay Luminaires for Commercial and Industrial Buildings | Standard | FALSE | [9 empty] | 42643 |  |  | Yes |  | 4 | 15768 | 126.35 | 124.8 | 13.24 | 0.91 | 5000 | 82
PMJX7W72 | CIXI YUANHUI LIGHTING ELECTRIC CO.LTD | YUANHUI | HP4C120V1ND-[Sblank] | Indoor Luminaires | High-Bay | High-Bay Luminaires for Commercial and Industrial Buildings | Standard | FALSE | [9 empty] | 42643 |  |  | Yes |  | 4 | 16679 | 133.33 | 125.1 | 13.78 | 0.91 | 4000 | 82.9
P1MZF1EP | CIXI YUANHUI LIGHTING ELECTRIC CO.LTD | YUANHUI | HP4C100V1ND-[Sblank] | Indoor Luminaires | High-Bay | High-Bay Luminaires for Commercial and Industrial Buildings | Standard | FALSE | [9 empty] | 42643 |  |  | Yes |  | 4 | 13414 | 134.01 | 100.1 | 12.2 | 0.92 | 4000 | 82.9
PV9VW5QY | CIXI YUANHUI LIGHTING ELECTRIC CO.LTD | YUANHUI | HP4F120V2ND-[Sblank] | Indoor Luminaires | High-Bay | High-Bay Luminaires for Commercial and Industrial Buildings | Standard | FALSE | [9 empty] | 42643 |  |  | Yes |  | 4 | 15801 | 127.43 | 124 | 13.86 | 0.9 | 4000 | 82.7
P8TYTWBR | CIXI YUANHUI LIGHTING ELECTRIC CO.LTD | YUANHUI | HP4F120V1ND-[Sblank] | Indoor Luminaires | High-Bay | High-Bay Luminaires for Commercial and Industrial Buildings | Standard | FALSE | [9 empty] | 42643 |  |  | Yes |  | 4 | 15768 | 126.35 | 124.8 | 13.24 | 0.91 | 4000 | 82
PU7SH2HK | CIXI YUANHUI LIGHTING ELECTRIC CO.LTD | YUANHUI | HP4C120V1WD-[Sblank] | Indoor Luminaires | High-Bay | High-Bay Luminaires for Commercial and Industrial Buildings | Standard | FALSE | [9 empty] | 42643 |  |  | Yes |  | 4 | 16679 | 133.33 | 125.1 | 13.78 | 0.91 | 3000 | 82.9
PW559TK9 | CIXI YUANHUI LIGHTING ELECTRIC CO.LTD | YUANHUI | HP4C100V1WD-[Sblank] | Indoor Luminaires | High-Bay | High-Bay Luminaires for Commercial and Industrial Buildings | Standard | FALSE | [9 empty] | 42643 |  |  | Yes |  | 4 | 13414 | 134.01 | 100.1 | 12.2 | 0.92 | 3000 | 82.9
PAAJPY79 | CIXI YUANHUI LIGHTING ELECTRIC CO.LTD | YUANHUI | HP4F120V2WD-[Sblank] | Indoor Luminaires | High-Bay | High-Bay Luminaires for Commercial and Industrial Buildings | Standard | FALSE | [9 empty] | 42643 |  |  | Yes |  | 4 | 15801 | 127.43 | 124 | 13.86 | 0.9 | 3000 | 82.7
P3UDRXGQ | CIXI YUANHUI LIGHTING ELECTRIC CO.LTD | YUANHUI | HP4F120V1WD-[Sblank] | Indoor Luminaires | High-Bay | High-Bay Luminaires for Commercial and Industrial Buildings | Standard | FALSE | [9 empty] | 42643 |  |  | Yes |  | 4 | 15768 | 126.35 | 124.8 | 13.24 | 0.91 | 3000 | 82
P8PBB4X4 | Cree Inc. | e-conlight | E-HLD13A-HK50UW | Indoor Luminaires | High-Bay | High-Bay Luminaires for Commercial and Industrial Buildings | Premium | TRUE | 13030 | 122.23 | 106.6 | 4.16 | 0.998 | 5337 | 84 | 5 | 50000 | 42642 |  |  | No |  | 3.1 | 13030 | 122 | 106.6 | 4.16 | 0.998 | 5337 | 84
PND3RD5Y | Cree Inc. | e-conlight | E-HLD20A-HK40UW | Indoor Luminaires | High-Bay | High-Bay Luminaires for Commercial and Industrial Buildings | Standard | TRUE | 18780 | 116.86 | 160.7 | 6.28 | 0.975 | 4187 | 84.2 | 5 | 50000 | 42642 |  |  | No |  | 3.1 | 19350 | 120.3 | 160.8 | 6.28 | 0.975 | 4187 | 84.2
PV1EPXMV | Cree Inc. | e-conlight | E-HLD13A-HK40UW | Indoor Luminaires | High-Bay | High-Bay Luminaires for Commercial and Industrial Buildings | Premium | TRUE | 12360 | 113.81 | 108.6 | 8.95 | 0.971 | 4168 | 84.2 | 5 | 50000 | 42642 |  |  | No |  | 3.1 | 12360 | 113.9 | 106.4 | 8.95 | 0.971 | 4168 | 84.2
PBDNVN64 | SNC OPTO ELECTRONIC CO LTD. | SNC LED | SNC-HB02-100WD1 4000K | Indoor Luminaires | High-Bay | High-Bay Luminaires for Commercial and Industrial Buildings | Standard | TRUE | 12002 | 127.61 | 94.05 | 12.41 | 0.963 | 3981 | 83.2 | 5 | 50000 | 42642 |  |  | Yes |  | 4 | 12002 | 127.61 | 94.05 | 12.41 | 0.96 | 4000 | 83.2
PXAAD8U9 | SNC OPTO ELECTRONIC CO LTD. | SNC LED | SNC-HB02-240WD1 4000K | Indoor Luminaires | High-Bay | High-Bay Luminaires for Commercial and Industrial Buildings | Standard | TRUE | 30595 | 131.08 | 233.4 | 13.84 | 0.9325 | 3985 | 82.6 | 5 | 50000 | 42642 |  |  | Yes |  | 4 | 30595 | 131.08 | 233.4 | 13.84 | 0.93 | 4000 | 82.6
P9UCA1JD | SNC OPTO ELECTRONIC CO LTD. | SNC LED | SNC-HB02-200WD1 4000K | Indoor Luminaires | High-Bay | High-Bay Luminaires for Commercial and Industrial Buildings | Standard | TRUE | 24355 | 128.05 | 190.2 | 13.38 | 0.9137 | 4035 | 82.6 | 5 | 50000 | 42642 |  |  | Yes |  | 4 | 24355 | 128.05 | 190.2 | 13.38 | 0.91 | 4000 | 82.6
P2EB6DQH | Kimberly Lighting LLC | Industrial Design Series | K2X4TB-8-HO-5000 | Indoor Luminaires | High-Bay | High-Bay Luminaires for Commercial and Industrial Buildings | Standard | TRUE | 25410 | 129.2 | 196.7 | 14 | 0.886 | 5012 | 82.9 | 5 | 50000 | 42642 |  |  | No |  | 4 | 25410 | 129.2 | 196.3 | 14 | 0.89 | 5012 | 82.9
P5GKB7AY | Kimberly Lighting LLC | Industrial Design Series | K2X4TB-4-5000 | Indoor Luminaires | High-Bay | High-Bay Luminaires for Commercial and Industrial Buildings | Standard | TRUE | 12740 | 130.7 | 97.5 | 14.4 | 0.881 | 4983 | 82.5 | 5 | 50000 | 42642 |  |  | No |  | 4 | 12740 | 130.7 | 97.31 | 14.4 | 0.88 | 4983 | 82.5
P5K8YN4T | SNC OPTO ELECTRONIC CO LTD. | SNC LED | SNC-HB02-240WD1 5700K | Indoor Luminaires | High-Bay | High-Bay Luminaires for Commercial and Industrial Buildings | Standard | FALSE | [9 empty] | 42642 |  |  | Yes |  | 4 | 31231 | 135.73 | 230.1 | 14.11 | 0.93 | 5700 | 82
PYGHQJZ2 | SNC OPTO ELECTRONIC CO LTD. | SNC LED | SNC-HB02-200WD1 5700K | Indoor Luminaires | High-Bay | High-Bay Luminaires for Commercial and Industrial Buildings | Standard | FALSE | [9 empty] | 42642 |  |  | Yes |  | 4 | 25075 | 132.88 | 188.7 | 13.86 | 0.92 | 5700 | 82
P91EEBN7 | SNC OPTO ELECTRONIC CO LTD. | SNC LED | SNC-HB02-100WD1 5700K | Indoor Luminaires | High-Bay | High-Bay Luminaires for Commercial and Industrial Buildings | Standard | FALSE | [9 empty] | 42642 |  |  | Yes |  | 4 | 12133 | 130.34 | 93.09 | 12.83 | 0.97 | 5700 | 82
P83ESHSR | SNC OPTO ELECTRONIC CO LTD. | SNC LED | SNC-HB02-100WD1 5000K | Indoor Luminaires | High-Bay | High-Bay Luminaires for Commercial and Industrial Buildings | Standard | FALSE | [9 empty] | 42642 |  |  | Yes |  | 4 | 12002 | 127.61 | 94.05 | 12.41 | 0.96 | 5000 | 83.2
PURT3FZ7 | SNC OPTO ELECTRONIC CO LTD. | SNC LED | SNC-HB02-240WD1 5000K | Indoor Luminaires | High-Bay | High-Bay Luminaires for Commercial and Industrial Buildings | Standard | FALSE | [9 empty] | 42642 |  |  | Yes |  | 4 | 30595 | 131.08 | 233.4 | 13.84 | 0.93 | 5000 | 82.6
PWNRN1Q6 | SNC OPTO ELECTRONIC CO LTD. | SNC LED | SNC-HB02-200WD1 5000K | Indoor Luminaires | High-Bay | High-Bay Luminaires for Commercial and Industrial Buildings | Standard | FALSE | [9 empty] | 42642 |  |  | Yes |  | 4 | 24355 | 128.05 | 190.2 | 13.38 | 0.91 | 5000 | 82.6
PY8XK1U1 | Sigma Luminous | Sigma ICE | ICE-CD40-400W-57K90 | Indoor Luminaires | High-Bay | High-Bay Luminaires for Commercial and Industrial Buildings | Standard | FALSE | [9 empty] | 42642 |  |  | No |  | 3 | 43212 | 110.9 | 389.5 | 10.57 | 0.99 | 5486 | 83.12
P66KEP9A | Kimberly Lighting LLC | Industrial Design Series | K2X4TB-HO-5000 | Indoor Luminaires | High-Bay | High-Bay Luminaires for Commercial and Industrial Buildings | Standard | FALSE | [9 empty] | 42642 |  |  | No |  | 4 | 19570 | 131.7 | 148.3 | 14.1 | 0.89 | 4998 | 82.6
PURM3BCG | Cree Inc. | e-conlight | E-HLD27A-HK50UW | Indoor Luminaires | High-Bay | High-Bay Luminaires for Commercial and Industrial Buildings | Premium | FALSE | [9 empty] | 42642 |  |  | No |  | 3.1 | 28392 | 129 | 220 | 9.4 | 0.972 | 5337 | 84
P5GU8S98 | Cree Inc. | e-conlight | E-HLD20A-HK50UW | Indoor Luminaires | High-Bay | High-Bay Luminaires for Commercial and Industrial Buildings | Standard | FALSE | [9 empty] | 42642 |  |  | No |  | 3.1 | 20317 | 126 | 160.8 | 4.16 | 0.998 | 5337 | 84
P89EPXST | Cree Inc. | e-conlight | E-HLD27A-HK40UW | Indoor Luminaires | High-Bay | High-Bay Luminaires for Commercial and Industrial Buildings | Premium | FALSE | [9 empty] | 42642 |  |  | No |  | 3.1 | 27040 | 122 | 220 | 9.4 | 0.972 | 4182 | 84
P7ZKT9B9 | Los Angeles Lighting Mfg. Co. | Los Angeles Lighting Mfg. Co. | 3-HBN100-12K-2L-PA-xxxxx-1DRDMxx(XXX)-UNV-2/840HT | Indoor Luminaires | High-Bay | High-Bay Luminaires for Commercial and Industrial Buildings | Premium | TRUE | 11859.4 | 137.8 | 86.09 | 8.434 | 0.973 | 4090 | 84.6 | 5 | 50000 | 42641 |  |  | Yes |  | 4 | 11859.4 | 137.8 | 86.09 | 6.01 | 1 | 4090 | 84.6
P6X29ZYM | Hubbell Lighting | Columbia Lighting | LWS-40HL-AC-EDU-SFA [5WIRESPTPI] | Indoor Luminaires | High-Bay | High-Bay Luminaires for Commercial and Industrial Buildings | Premium | TRUE | 14158 | 135.7 | 104.3 | 9.1 | 0.97 | 4012 | 84 | 5 | 50000 | 42641 |  |  | No |  | 4 | 14158 | 135.7 | 104.3 | 20 | 1 | 4012 | 84
PNG4NMCJ | Elec-Tech International Co. Ltd | ETI | 502281XX(61-70) | Indoor Luminaires | High-Bay | High-Bay Luminaires for Commercial and Industrial Buildings | Standard | TRUE | 15601.34 | 113.13 | 137.91 | 4.73 | 0.97 | 5297 | 85 | 5 | 50000 | 42641 |  |  | NotYetVerified |  | 4 | 15000 | 104.9 | 143 | 20 | 1 | 5000 | 80
PP4V2EXJ | Beyond Signs Inc. dba Beyond LED Technology | Beyond led technology | 106526-2 | Indoor Luminaires | High-Bay | High-Bay Luminaires for Commercial and Industrial Buildings | Standard | TRUE | 26167 | 85.45 | 308.2 | 7.67 | 0.962 | 3820 | 81 | 5 | 50000 | 42641 |  |  | NotYetVerified | Pointing straight down only | 3 |  |  | 300 | 20 | 0.9 | 4000 | 75
PCQZ2RMK | Sunpark | SUNPARK | 648STD1-HE-48W-4000K | Indoor Luminaires | High-Bay | Low-Bay Luminaires for Commercial and Industrial Buildings | Standard | TRUE | 5297.52 | 119.58 | 44.3 | 8.7 | 0.961 | 4188 | 84.9 | 5 | 50000 | 42641 |  |  | No |  | 4 | 5297 | 119.6 | 44.3 | 10.8 | 0.99 | 4000 | 85
PQSZ1KQB | Los Angeles Lighting Mfg. Co. | Los Angeles Lighting Mfg. Co. | 3-HBN100-8K-2L-PA-xxxxx-1DRDMxx(XXX)-UNV-2/840HT | Indoor Luminaires | High-Bay | Low-Bay Luminaires for Commercial and Industrial Buildings | Premium | TRUE | 7883.1 | 143.7 | 54.85 | 11.069 | 0.947 | 4047 | 84.6 | 5 | 50000 | 42641 |  |  | Yes |  | 4 | 7882.6 | 144.8 | 54.43 | 10.42 | 0.99 | 4045 | 84.6
PFCGZ1RC | Torshare Ltd | TORSHARE | UHB-240W-120-EUR-L(4000K) | Indoor Luminaires | High-Bay | High-Bay Luminaires for Commercial and Industrial Buildings | Standard | TRUE | 26555 | 118.76 | 223.6 | 11.25 | 0.9445 | 4051 | 84.5 | 5 | 50000 | 42641 |  |  | No |  | 4 | 26555 | 118.76 | 223.6 | 11.25 | 0.94 | 4000 | 84.5
PV4M6EDA | Beijing Solarone Energy Technology Co. Ltd | SOLARONE | RT400HB 3000K [130W] | Indoor Luminaires | High-Bay | High-Bay Luminaires for Commercial and Industrial Buildings | Standard | TRUE | 16064.33 | 122.74 | 130.88 | 16.64 | 0.939 | 3001 | 69.2 | 5 | 50000 | 42641 |  |  | No |  | 4 | 16060 | 122 | 132 | 5.8 | 0.99 | 3000 | 69
PGSDQKVW | SLT LIGHTING TECHNOLOGY(DONGGUAN)CO. LTD | SLTMAKS | STH-400AW1 | Indoor Luminaires | High-Bay | High-Bay Luminaires for Commercial and Industrial Buildings | Standard | TRUE | 40892.65 | 105.312 | 388.3 | 16.1 | 0.926 | 2978 | 84.1 | 5 | 50000 | 42641 |  |  | No | Updated 10/3/2016 | 4 | 40892.6 | 105.3 | 388.3 | 16.1 | 0.93 | 2978 | 84.1
PT77J13C | Torshare Ltd | TORSHARE | UHB-240W-120-EUR-L(5700K) | Indoor Luminaires | High-Bay | High-Bay Luminaires for Commercial and Industrial Buildings | Standard | FALSE | [9 empty] | 42641 |  |  | No |  | 4 | 27415 | 121.95 | 224.8 | 11.19 | 0.94 | 5700 | 84
PNH1DZ1S | Torshare Ltd | TORSHARE | UHB-240W-120-EUR-L(5000K) | Indoor Luminaires | High-Bay | High-Bay Luminaires for Commercial and Industrial Buildings | Standard | FALSE | [9 empty] | 42641 |  |  | No |  | 4 | 26555 | 118.76 | 223.6 | 11.25 | 0.94 | 5000 | 84.5
P786CPGP | Torshare Ltd | TORSHARE | UHB-240W-120-EUR-L(4500K) | Indoor Luminaires | High-Bay | High-Bay Luminaires for Commercial and Industrial Buildings | Standard | FALSE | [9 empty] | 42641 |  |  | No |  | 4 | 26555 | 118.76 | 223.6 | 11.25 | 0.94 | 4500 | 84.5
PH1WQJXM | Sunpark | SUNPARK | 648STD1-HE-48W-5000K | Indoor Luminaires | High-Bay | Low-Bay Luminaires for Commercial and Industrial Buildings | Standard | FALSE | [9 empty] | 42641 |  |  | No |  | 4 | 5315 | 118.9 | 44.7 | 10.8 | 0.99 | 5000 | 81
PEK34J1V | Los Angeles Lighting Mfg. Co. | Los Angeles Lighting Mfg. Co. | 3-HBN100-12K-2L-PA-xxxxx-1DRSDMxx(XXX)-UNV-2/850HT | Indoor Luminaires | High-Bay | High-Bay Luminaires for Commercial and Industrial Buildings | Premium | FALSE | [9 empty] | 42641 |  |  | Yes |  | 4 | 11995.3 | 139.4 | 86.07 | 6 | 1 | 5190 | 83.9
PJNMZD43 | Los Angeles Lighting Mfg. Co. | Los Angeles Lighting Mfg. Co. | 3-HBN100-12K-2L-PA-xxxxx-1DRDMxx(XXX)-UNV-2/850HT | Indoor Luminaires | High-Bay | High-Bay Luminaires for Commercial and Industrial Buildings | Premium | FALSE | [9 empty] | 42641 |  |  | Yes |  | 4 | 11995.3 | 139.4 | 86.07 | 6 | 1 | 5190 | 83.9
PMG8SKDB | Los Angeles Lighting Mfg. Co. | Los Angeles Lighting Mfg. Co. | 3-HBN100-12K-2L-xxxxx-1DRSDMxx(XXX)-UNV-2/850HT | Indoor Luminaires | High-Bay | High-Bay Luminaires for Commercial and Industrial Buildings | Premium | FALSE | [9 empty] | 42641 |  |  | Yes |  | 4 | 12765.3 | 147.8 | 86.34 | 5.95 | 1 | 5173 | 83.8
PZM64Y9T | Los Angeles Lighting Mfg. Co. | Los Angeles Lighting Mfg. Co. | 3-HBN100-12K-2L-xxxxx-1DRDMxx(XXX)-UNV-2/850HT | Indoor Luminaires | High-Bay | High-Bay Luminaires for Commercial and Industrial Buildings | Premium | FALSE | [9 empty] | 42641 |  |  | Yes |  | 4 | 12765.3 | 147.8 | 86.34 | 5.95 | 1 | 5173 | 83.8
PCT7Q1NW | Los Angeles Lighting Mfg. Co. | Los Angeles Lighting Mfg. Co. | 3-HBN100-8K-2L-PA-xxxxx-1DRSDMxx(XXX)-UNV-2/850HT | Indoor Luminaires | High-Bay | Low-Bay Luminaires for Commercial and Industrial Buildings | Premium | FALSE | [9 empty] | 42641 |  |  | Yes |  | 4 | 7927.5 | 145.7 | 54.41 | 10.43 | 0.99 | 5121 | 83.9
PYV5M7AT | Los Angeles Lighting Mfg. Co. | Los Angeles Lighting Mfg. Co. | 3-HBN100-8K-2L-PA-xxxxx-1DRDMxx(XXX)-UNV-2/850HT | Indoor Luminaires | High-Bay | Low-Bay Luminaires for Commercial and Industrial Buildings | Premium | FALSE | [9 empty] | 42641 |  |  | Yes |  | 4 | 7927.5 | 145.7 | 54.41 | 10.43 | 0.99 | 5121 | 83.9
PW4WTHW3 | Los Angeles Lighting Mfg. Co. | Los Angeles Lighting Mfg. Co. | 3-HBN100-8K-2L-xxxxx-1DRSDMxx(XXX)-UNV-2/850HT | Indoor Luminaires | High-Bay | Low-Bay Luminaires for Commercial and Industrial Buildings | Premium | FALSE | [9 empty] | 42641 |  |  | Yes |  | 4 | 8459 | 154.8 | 54.63 | 10.34 | 0.99 | 5108 | 83.8
PWWKY8TP | Los Angeles Lighting Mfg. Co. | Los Angeles Lighting Mfg. Co. | 3-HBN100-8K-2L-xxxxx-1DRDMxx(XXX)-UNV-2/850HT | Indoor Luminaires | High-Bay | Low-Bay Luminaires for Commercial and Industrial Buildings | Premium | FALSE | [9 empty] | 42641 |  |  | Yes |  | 4 | 8459 | 154.8 | 54.63 | 10.34 | 0.99 | 5108 | 83.8
PEWD635R | Los Angeles Lighting Mfg. Co. | Los Angeles Lighting Mfg. Co. | 3-HBN100-12K-2L-PA-xxxxx-1DRSDMxx(XXX)-UNV-2/840HT | Indoor Luminaires | High-Bay | High-Bay Luminaires for Commercial and Industrial Buildings | Premium | FALSE | [9 empty] | 42641 |  |  | Yes |  | 4 | 11859.4 | 137.8 | 86.09 | 6.01 | 1 | 4090 | 84.6
PYQU9AY3 | Los Angeles Lighting Mfg. Co. | Los Angeles Lighting Mfg. Co. | 3-HBN100-12K-2L-xxxxx-1DRSDMxx(XXX)-UNV-2/840HT | Indoor Luminaires | High-Bay | High-Bay Luminaires for Commercial and Industrial Buildings | Premium | FALSE | [9 empty] | 42641 |  |  | Yes |  | 4 | 12700.5 | 147 | 86.41 | 5.96 | 1 | 4076 | 84.6
P6QWHE68 | Los Angeles Lighting Mfg. Co. | Los Angeles Lighting Mfg. Co. | 3-HBN100-12K-2L-xxxxx-1DRDMxx(XXX)-UNV-2/840HT | Indoor Luminaires | High-Bay | High-Bay Luminaires for Commercial and Industrial Buildings | Premium | FALSE | [9 empty] | 42641 |  |  | Yes |  | 4 | 12700.5 | 147 | 86.41 | 5.96 | 1 | 4076 | 84.6
P93G4MBC | Los Angeles Lighting Mfg. Co. | Los Angeles Lighting Mfg. Co. | 3-HBN100-8K-2L-PA-xxxxx-1DRSDMxx(XXX)-UNV-2/840HT | Indoor Luminaires | High-Bay | Low-Bay Luminaires for Commercial and Industrial Buildings | Premium | FALSE | [9 empty] | 42641 |  |  | Yes |  | 4 | 7882.6 | 144.8 | 54.43 | 10.42 | 0.99 | 4045 | 84.6
PCHK759G | Los Angeles Lighting Mfg. Co. | Los Angeles Lighting Mfg. Co. | 3-HBN100-8K-2L-xxxxx-1DRSDMxx(XXX)-UNV-2/840HT | Indoor Luminaires | High-Bay | Low-Bay Luminaires for Commercial and Industrial Buildings | Premium | FALSE | [9 empty] | 42641 |  |  | Yes |  | 4 | 8426.8 | 154.1 | 54.69 | 10.31 | 0.99 | 4039 | 84.6
PGY14263 | Los Angeles Lighting Mfg. Co. | Los Angeles Lighting Mfg. Co. | 3-HBN100-8K-2L-xxxxx-1DRDMxx(XXX)-UNV-2/840HT | Indoor Luminaires | High-Bay | Low-Bay Luminaires for Commercial and Industrial Buildings | Premium | FALSE | [9 empty] | 42641 |  |  | Yes |  | 4 | 8426.8 | 154.1 | 54.69 | 10.31 | 0.99 | 4039 | 84.6
PZ5QB4H5 | Hubbell Lighting | Columbia Lighting | LWS-40HL-AC-EU-SCA [5WIRESPTPI] | Indoor Luminaires | High-Bay | High-Bay Luminaires for Commercial and Industrial Buildings | Premium | FALSE | [9 empty] | 42641 |  |  | No |  | 4 | 14368 | 137.8 | 104.3 | 20 | 1 | 4012 | 84
PRVWR25H | Hubbell Lighting | Columbia Lighting | LWS-40HL-AC-EU-SFA [5WIRESPTPI] | Indoor Luminaires | High-Bay | High-Bay Luminaires for Commercial and Industrial Buildings | Premium | FALSE | [9 empty] | 42641 |  |  | No |  | 4 | 14158 | 135.7 | 104.3 | 20 | 1 | 4012 | 84
P62DA1QS | Hubbell Lighting | Columbia Lighting | LWS-40HL-AC-ED1U-SCA [5WIRESPTPI] | Indoor Luminaires | High-Bay | High-Bay Luminaires for Commercial and Industrial Buildings | Premium | FALSE | [9 empty] | 42641 |  |  | No |  | 4 | 14368 | 137.8 | 104.3 | 20 | 1 | 4012 | 84
PJ13QTJ1 | Hubbell Lighting | Columbia Lighting | LWS-40HL-AC-ED1U-SFA [5WIRESPTPI] | Indoor Luminaires | High-Bay | High-Bay Luminaires for Commercial and Industrial Buildings | Premium | FALSE | [9 empty] | 42641 |  |  | No |  | 4 | 14158 | 135.7 | 104.3 | 20 | 1 | 4012 | 84
PNRQ99NH | Hubbell Lighting | Columbia Lighting | LWS-40HL-AC-EDU-SCA [5WIRESPTPI] | Indoor Luminaires | High-Bay | High-Bay Luminaires for Commercial and Industrial Buildings | Premium | FALSE | [9 empty] | 42641 |  |  | No |  | 4 | 14368 | 137.8 | 104.3 | 20 | 1 | 4012 | 84
PXUACS9A | Beijing Solarone Energy Technology Co. Ltd | SOLARONE | RT400HB 5700K [130W] | Indoor Luminaires | High-Bay | High-Bay Luminaires for Commercial and Industrial Buildings | Standard | FALSE | [9 empty] | 42641 | Dimmable | Continuous Below 10 | No |  | 4 | 16850 | 127 | 132 | 5.8 | 0.99 | 5700 | 75
PTZJNCAK | SLT LIGHTING TECHNOLOGY(DONGGUAN)CO. LTD | SLTMAKS | STH-400AC2 | Indoor Luminaires | High-Bay | High-Bay Luminaires for Commercial and Industrial Buildings | Standard | FALSE | [9 empty] | 42641 | Dimmable | Continuous Below 10 | No | Updated 10/3/2016 | 4 | 42777.5 | 110.2 | 388.1 | 18.9 | 0.94 | 5858 | 75
P89B8NEV | SLT LIGHTING TECHNOLOGY(DONGGUAN)CO. LTD | SLTMAKS | STH-400AC1 | Indoor Luminaires | High-Bay | High-Bay Luminaires for Commercial and Industrial Buildings | Standard | FALSE | [9 empty] | 42641 | Dimmable | Continuous Below 10 | No | Updated 10/3/2016 | 4 | 40892.6 | 105.3 | 388.3 | 16.1 | 0.93 | 5000 | 84.1
P4N24WMA | SLT LIGHTING TECHNOLOGY(DONGGUAN)CO. LTD | SLTMAKS | STH-400AN2 | Indoor Luminaires | High-Bay | High-Bay Luminaires for Commercial and Industrial Buildings | Standard | FALSE | [9 empty] | 42641 | Dimmable | Continuous Below 10 | No | Updated 10/3/2016 | 4 | 40892.6 | 105.3 | 388.3 | 16.1 | 0.93 | 4500 | 84.1
P92TNPMJ | SLT LIGHTING TECHNOLOGY(DONGGUAN)CO. LTD | SLTMAKS | STH-400AN1 | Indoor Luminaires | High-Bay | High-Bay Luminaires for Commercial and Industrial Buildings | Standard | FALSE | [9 empty] | 42641 | Dimmable | Continuous Below 10 | No | Updated 10/3/2016 | 4 | 40892.6 | 105.3 | 388.3 | 16.1 | 0.93 | 4000 | 84.1
P3J1HKMQ | SLT LIGHTING TECHNOLOGY(DONGGUAN)CO. LTD | SLTMAKS | STH-400AW2 | Indoor Luminaires | High-Bay | High-Bay Luminaires for Commercial and Industrial Buildings | Standard | FALSE | [9 empty] | 42641 | Dimmable | Continuous Below 10 | No | Updated 10/3/2016 | 4 | 40892.6 | 105.3 | 388.3 | 16.1 | 0.93 | 3500 | 84.1
PSJXU7Q8 | Renesola Zhejiang Ltd | Renesola | RLHB4-160/40K | Indoor Luminaires | High-Bay | High-Bay Luminaires for Commercial and Industrial Buildings | Standard | TRUE | 16190.5 | 108.8 | 148.81 | 9.4 | 0.982 | 3966 | 82 | 5 | 50000 | 42640 |  |  | No |  | 3.1 | 16000 | 110 | 160 | 20 | 0.99 | 4000 | 80
PNRKAN42 | Go-Green-Lighting LLC | GGL | GGLB72FT6LDM40KFL | Indoor Luminaires | High-Bay | High-Bay Luminaires for Commercial and Industrial Buildings | Premium | TRUE | 18520 | 116.7 | 158.7 | 8.8 | 0.972 | 4121 | 84 | 5 | 50000 | 42640 |  |  | No |  | 3.1 | 19246.2 | 120.3 | 160 | 8.8 | 0.972 | 4000 | 80
PW7F3B4Z | Torshare Ltd | TORSHARE | UHB-150W-120-EUR-L(4000K) | Indoor Luminaires | High-Bay | High-Bay Luminaires for Commercial and Industrial Buildings | Standard | TRUE | 17290 | 119.41 | 144.8 | 14.86 | 0.9713 | 4019 | 84.4 | 5 | 50000 | 42640 |  |  | No |  | 4 | 17290 | 119.41 | 144.8 | 14.86 | 0.97 | 4000 | 84.4
P1FXS62D | LEDRHYTHM Optronic Technology (Suzhou) Co.LTD | LEDRHYTHM | DHB_100 4000K | Indoor Luminaires | High-Bay | High-Bay Luminaires for Commercial and Industrial Buildings | Premium | TRUE | 13108 | 130 | 101.21 | 11.96 | 0.969 | 3967 | 73 | 5 | 50000 | 42640 |  |  | Yes |  | 4 | 13200 | 132 | 100 | 12 | 0.95 | 4000 | 73
P1XEZT7B | Etlin-Daniels | ETLIN-DANIELS | HBL4-220U40-WH | Indoor Luminaires | High-Bay | High-Bay Luminaires for Commercial and Industrial Buildings | Premium | TRUE | 25161 | 117.1 | 214.9 | 9.2 | 0.969 | 4197 | 84 | 5 | 50000 | 42640 |  |  | No |  | 3.1 | 26665.4 | 121.2 | 220 | 9.2 | 0.969 | 4000 | 80
PJNFBXGX | Orion Energy Systems Inc | ISON | HBIF3C1OAUNVFDXX850NLXXXXXXXXXX | Indoor Luminaires | High-Bay | High-Bay Luminaires for Commercial and Industrial Buildings | Premium | TRUE | 20150 | 188.5 | 106.9 | 13.3 | 0.959 | 4988 | 83.1 | 5 | 50000 | 42640 |  |  | Yes |  | 4 | 20150 | 188.49 | 106.9 | 13.3 | 0.96 | 4988 | 83.1
P9JMMFJB | CIXI YUANHUI LIGHTING ELECTRIC CO.LTD | YUANHUI | HBRSF55V1D | Indoor Luminaires | High-Bay | Low-Bay Luminaires for Commercial and Industrial Buildings | Standard | TRUE | 6146.9 | 118.3 | 51.96 | 14.04 | 0.954 | 2733 | 81.6 | 5 | 50000 | 42640 |  |  | No |  | 4 | 6146.9 | 118.3 | 51.96 | 14.04 | 0.95 | 2700 | 81.6
PTQTVKAQ | Shenzhen Gleming Photoelectric Technology Co.Ltd | GLEMING | GM-PUBY420W240 4000K | Indoor Luminaires | High-Bay | High-Bay Luminaires for Commercial and Industrial Buildings | Premium | TRUE | 30771 | 126.7 | 242.84 | 8.03 | 0.954 | 4094 | 82.4 | 5 | 50000 | 42640 |  |  | No |  | 4 | 30780 | 127 | 240 | 8 | 0.95 | 4000 | 82
PWGDHCYP | Jiangsu Liangfeng Lighting Co. Ltd. | Helos | HS-HB1503-60W-[BLANK PIR PIRP] [Aimed Straight Downward] | Indoor Luminaires | High-Bay | Low-Bay Luminaires for Commercial and Industrial Buildings | Premium | TRUE | 8395.9 | 130.7 | 64.47 | 14.76 | 0.9491 | 4949 | 77.3 | 5 | 50000 | 42640 |  |  | Yes |  | 4 | 8395.9 | 131.6 | 63.8 | 9.53 | 0.99 | 4949 | 77.3
PWAMU9SV | Shenzhen Gleming Photoelectric Technology Co.Ltd | GLEMING | GM-PUBY420W200 4000K | Indoor Luminaires | High-Bay | High-Bay Luminaires for Commercial and Industrial Buildings | Premium | TRUE | 25856 | 127 | 203.9 | 9.68 | 0.948 | 4024 | 82.1 | 5 | 50000 | 42640 |  |  | No |  | 4 | 25900 | 127 | 200 | 10 | 0.95 | 4000 | 82
P44BT9HA | Shenzhen City Huaguan Optoelectronic Technology Co.Ltd | HG | HG-HL-150W-R | Indoor Luminaires | High-Bay | High-Bay Luminaires for Commercial and Industrial Buildings | Standard | TRUE | 18688 | 124.75 | 149.8 | 12.69 | 0.9404 | 5152 | 83.7 | 5 | 50000 | 42640 |  |  | No |  | 4 | 18975 | 125 | 151.8 | 8.75 | 1 | 5152 | 83.7
P8T9858P | CIXI YUANHUI LIGHTING ELECTRIC CO.LTD | YUANHUI | HBRSF150V2D | Indoor Luminaires | High-Bay | High-Bay Luminaires for Commercial and Industrial Buildings | Standard | TRUE | 18312 | 119.14 | 153.7 | 8.29 | 0.939 | 2698 | 80.9 | 5 | 50000 | 42640 |  |  | No |  | 4 | 18325 | 119.38 | 153.5 | 8.29 | 0.94 | 2700 | 80.9
P2V3U7YR | CIXI YUANHUI LIGHTING ELECTRIC CO.LTD | YUANHUI | HBRSF75V1D | Indoor Luminaires | High-Bay | Low-Bay Luminaires for Commercial and Industrial Buildings | Standard | TRUE | 8709.5 | 119.77 | 72.72 | 13.78 | 0.9387 | 2729 | 81.3 | 5 | 50000 | 42640 |  |  | No |  | 4 | 8709.5 | 119.77 | 72.72 | 13.78 | 0.94 | 2700 | 81.3
PSK296C7 | James Trading Company Limited | JAMES | ZY-S4-80W ANZ (4000K) | Indoor Luminaires | High-Bay | High-Bay Luminaires for Commercial and Industrial Buildings | Premium | TRUE | 10593 | 137 | 77.32 | 13.39 | 0.9385 | 3998 | 82.9 | 5 | 50000 | 42640 |  |  | No |  | 4 | 10593 | 137 | 77.32 | 20 | 0.9 | 4000 | 83
PU7UN5B9 | CIXI YUANHUI LIGHTING ELECTRIC CO.LTD | YUANHUI | HBRSF150V1D | Indoor Luminaires | High-Bay | High-Bay Luminaires for Commercial and Industrial Buildings | Standard | TRUE | 17962 | 118.09 | 152.1 | 16.32 | 0.938 | 2701 | 81 | 5 | 50000 | 42640 |  |  | No |  | 4 | 17962 | 118.09 | 152.1 | 16.32 | 0.94 | 2700 | 81
PBC8Z47P | LEDRHYTHM Optronic Technology (Suzhou) Co.LTD | LEDRHYTHM | DHB_150 4000K | Indoor Luminaires | High-Bay | High-Bay Luminaires for Commercial and Industrial Buildings | Premium | TRUE | 19199 | 131 | 147.11 | 14.13 | 0.938 | 3977 | 73 | 5 | 50000 | 42640 |  |  | Yes |  | 4 | 19800 | 132 | 150 | 14 | 0.93 | 4000 | 73
PBDMS889 | Torshare Ltd | TORSHARE | UHB-240W-120-HBG-L(4000K) | Indoor Luminaires | High-Bay | High-Bay Luminaires for Commercial and Industrial Buildings | Standard | TRUE | 27516 | 117.74 | 233.7 | 11.57 | 0.9361 | 4041 | 84.4 | 5 | 50000 | 42640 |  |  | No |  | 4 | 27516 | 117.74 | 233.7 | 11.57 | 0.94 | 4000 | 84.4
P47V9FF8 | Torshare Ltd | TORSHARE | UHB-150W-120-HBG-L(4000K) | Indoor Luminaires | High-Bay | High-Bay Luminaires for Commercial and Industrial Buildings | Standard | TRUE | 17006 | 119.68 | 142.1 | 15.03 | 0.934 | 4012 | 84.4 | 5 | 50000 | 42640 |  |  | No |  | 4 | 17389 | 121.18 | 143.5 | 15.03 | 0.93 | 4000 | 84.4
P2BGPX57 | Torshare Ltd | TORSHARE | UHB-200W-120-EUR-L(4000K) | Indoor Luminaires | High-Bay | High-Bay Luminaires for Commercial and Industrial Buildings | Standard | TRUE | 23032 | 116.38 | 197.9 | 14.51 | 0.932 | 4055 | 84.5 | 5 | 50000 | 42640 |  |  | No |  | 4 | 23032 | 116.38 | 197.9 | 14.51 | 0.93 | 4000 | 84.5
PBCM6FXR | 3bl LED | 3BL LED | 3BL-LED-RPK-150W-DIM-4100K | Indoor Retrofit Kit | High-Bay | Retrofit Kits for High-Bay Luminaires for Commercial and Industrial Buildings | Premium | TRUE | 16614 | 108.9 | 152.5 | 10.16 | 0.9317 | 4161 | 74.7 | 10 | 50000 | 42640 |  |  | Yes |  | 3.1 | 16614 | 108.9 | 152.5 | 10.16 | 0.9217 | 4100 | 74.7
PQGFDH9K | James Trading Company Limited | JAMES | ZY-S4-100W ANZ (4000K) | Indoor Luminaires | High-Bay | High-Bay Luminaires for Commercial and Industrial Buildings | Premium | TRUE | 13809 | 135.25 | 102.1 | 11.3 | 0.9304 | 4024 | 82.5 | 5 | 50000 | 42640 |  |  | No |  | 4 | 13809 | 135 | 101.5 | 20 | 0.9 | 4000 | 83
PZDT4JJB | 3bl LED | 3BL LED | 3BL-LED-RPK-100W-DIM-4100K | Indoor Retrofit Kit | High-Bay | Retrofit Kits for High-Bay Luminaires for Commercial and Industrial Buildings | Premium | TRUE | 10572 | 108.68 | 97.28 | 10.36 | 0.929 | 4183 | 75.7 | 5 | 50000 | 42640 |  |  | NotYetVerified |  | 3 | 10572 | 108.68 | 97.28 | 10.36 | 0.929 | 4100 | 75.7
PYM13MQ5 | Shenzhen City Huaguan Optoelectronic Technology Co.Ltd | HG | HG-HL-240W-R | Indoor Luminaires | High-Bay | High-Bay Luminaires for Commercial and Industrial Buildings | Standard | TRUE | 28671 | 117.55 | 243.9 | 10.29 | 0.928 | 5164 | 83.7 | 5 | 50000 | 42640 |  |  | No |  | 4 | 28671 | 117.55 | 243.9 | 5.74 | 1 | 5164 | 83.7
P4MM54B5 | CIXI YUANHUI LIGHTING ELECTRIC CO.LTD | YUANHUI | HBRSF100V2D | Indoor Luminaires | High-Bay | High-Bay Luminaires for Commercial and Industrial Buildings | Standard | TRUE | 11559 | 118.48 | 97.56 | 10.19 | 0.926 | 2724 | 81.6 | 5 | 50000 | 42640 |  |  | No |  | 4 | 11549 | 119.42 | 96.71 | 10.19 | 0.93 | 2700 | 81.6
P2AZ7EZS | 3bl LED | 3BL LED | 3BL-LED-RPK-100W-DIM-480V-4100K | Indoor Retrofit Kit | High-Bay | Retrofit Kits for High-Bay Luminaires for Commercial and Industrial Buildings | Premium | TRUE | 10967 | 109.26 | 100.4 | 10.82 | 0.9251 | 4183 | 75.7 | 5 | 50000 | 42640 | Dimmable | Continuous Below 10 | NotYetVerified |  | 3 | 109767 | 109.26 | 100.4 | 10.82 | 0.9251 | 4100 | 75.7
PYS6N51X | SHENZHEN XINTIANWELL TECHNOLOGY CO.LTD. | XINTIANWELL | XTFL-HB/G-150W(3000K) | Indoor Luminaires | High-Bay | High-Bay Luminaires for Commercial and Industrial Buildings | Standard | TRUE | 18627 | 128.46 | 145 | 12.2 | 0.9243 | 3050 | 81.6 | 5 | 50000 | 42640 |  |  | No |  | 4 | 18701 | 129.24 | 144.7 | 12.2 | 0.92 | 3000 | 81.6
PH72BVXX | CIXI YUANHUI LIGHTING ELECTRIC CO.LTD | YUANHUI | HBRSF100V1D | Indoor Luminaires | High-Bay | High-Bay Luminaires for Commercial and Industrial Buildings | Standard | TRUE | 11282 | 118.7 | 95.05 | 12.75 | 0.924 | 2717 | 81.1 | 5 | 50000 | 42640 |  |  | No |  | 4 | 11282 | 118.7 | 95.05 | 12.75 | 0.92 | 2700 | 81.1
P6GHGWC9 | CIXI YUANHUI LIGHTING ELECTRIC CO.LTD | YUANHUI | HBRSF55V2D | Indoor Luminaires | High-Bay | Low-Bay Luminaires for Commercial and Industrial Buildings | Standard | TRUE | 6986.7 | 118.2 | 59.11 | 14.04 | 0.9209 | 2706 | 81.2 | 5 | 50000 | 42640 |  |  | No |  | 4 | 6957.6 | 120.08 | 57.94 | 14.04 | 0.92 | 2700 | 81.2
PNB195ME | Jiangsu Liangfeng Lighting Co. Ltd. | Helos | HS-HB1503-200W-[BLANK PIR PIRP] [Aimed Straight Downward] | Indoor Luminaires | High-Bay | High-Bay Luminaires for Commercial and Industrial Buildings | Premium | TRUE | 24998 | 126.2 | 198.13 | 13.09 | 0.9133 | 4994 | 77.6 | 5 | 50000 | 42640 |  |  | Yes |  | 4 | 24998 | 126.2 | 198.13 | 4.82 | 0.99 | 4994 | 77.6
PMG2YPTK | 3bl LED | 3BL LED | 3BL-LED-RPK-150W-DIM-480V-4100K | Indoor Retrofit Kit | High-Bay | Retrofit Kits for High-Bay Luminaires for Commercial and Industrial Buildings | Standard | TRUE | 16899 | 108.75 | 155.4 | 11.07 | 0.9128 | 4161 | 74.7 | 5 | 50000 | 42640 |  |  | No |  | 3.1 | 16899 | 108.75 | 155.4 | 11.07 | 0.9128 | 4100 | 74.7
PEYM5TQW | James Trading Company Limited | JAMES | ZY-S4-40W BNZ (4000K) | Indoor Luminaires | High-Bay | Low-Bay Luminaires for Commercial and Industrial Buildings | Premium | TRUE | 5777 | 141.14 | 40.93 | 24.36 | 0.9015 | 4136 | 82.2 | 5 | 50000 | 42640 |  |  | No |  | 4 | 5777 | 141.14 | 40.93 | 20 | 0.9 | 4000 | 83
P31792NN | CIXI YUANHUI LIGHTING ELECTRIC CO.LTD | YUANHUI | HBRSF75V2D | Indoor Luminaires | High-Bay | Low-Bay Luminaires for Commercial and Industrial Buildings | Standard | TRUE | 8623.9 | 119.15 | 72.38 | 12.9 | 0.9008 | 2709 | 81.1 | 5 | 50000 | 42640 |  |  | No |  | 4 | 8624.6 | 120.98 | 71.29 | 12.9 | 0.9 | 2700 | 81.1
PMXZB1XA | 3bl LED | 3BL LED | 3BL-LED-RPK-100W-DIM-480V-5700K | Indoor Retrofit Kit | High-Bay | Retrofit Kits for High-Bay Luminaires for Commercial and Industrial Buildings | Premium | FALSE | [9 empty] | 42640 |  |  | NotYetVerified |  | 3 | 11430 | 115.22 | 99.2 | 10.69 | 0.9098 | 5700 | 71.5
PS6VNCTX | 3bl LED | 3BL LED | 3BL-LED-RPK-100W-DIM-5700K | Indoor Retrofit Kit | High-Bay | Retrofit Kits for High-Bay Luminaires for Commercial and Industrial Buildings | Premium | FALSE | [9 empty] | 42640 |  |  | NotYetVerified |  | 3 | 11063 | 114.11 | 96.95 | 10.68 | 0.9214 | 5700 | 71.5
P85AAK7T | 3bl LED | 3BL LED | 3BL-LED-RPK-100W-DIM-480V-5000K | Indoor Retrofit Kit | High-Bay | Retrofit Kits for High-Bay Luminaires for Commercial and Industrial Buildings | Premium | FALSE | [9 empty] | 42640 | Dimmable | Continuous Below 10 | NotYetVerified |  | 3 | 109767 | 109.26 | 100.4 | 10.82 | 0.9251 | 5000 | 75.7
PNFXSKBE | 3bl LED | 3BL LED | 3BL-LED-RPK-100W-DIM-5000K | Indoor Retrofit Kit | High-Bay | Retrofit Kits for High-Bay Luminaires for Commercial and Industrial Buildings | Premium | FALSE | [9 empty] | 42640 |  |  | NotYetVerified |  | 3 | 10572 | 108.68 | 97.28 | 10.36 | 0.929 | 5000 | 75.7
PC5KC8FT | Go-Green-Lighting LLC | GGL | GGLB72FT6LDM57KFL | Indoor Luminaires | High-Bay | High-Bay Luminaires for Commercial and Industrial Buildings | Premium | FALSE | [9 empty] | 42640 |  |  | No |  | 3.1 | 19458 | 121.6 | 160 | 8.8 | 0.972 | 5700 | 80
PB9TY32N | Go-Green-Lighting LLC | GGL | GGLB72FT6LDM50KFL | Indoor Luminaires | High-Bay | High-Bay Luminaires for Commercial and Industrial Buildings | Premium | FALSE | [9 empty] | 42640 |  |  | No |  | 3.1 | 19280 | 120.5 | 160 | 8.8 | 0.972 | 5000 | 80
P7J2U4SW | Jiangsu Liangfeng Lighting Co. Ltd. | Helos | HS-HB1503-100W-[BLANK PIR PIRP] [Aimed Straight Downward] | Indoor Luminaires | High-Bay | High-Bay Luminaires for Commercial and Industrial Buildings | Premium | FALSE | [9 empty] | 42640 |  |  | Yes |  | 4 | 12600 | 131.5 | 95.8 | 7.68 | 0.99 | 5008 | 77.5
PUCA47P1 | Jiangsu Liangfeng Lighting Co. Ltd. | Helos | HS-HB1503-100W-ZIG [Aimed Straight Downward] | Indoor Luminaires | High-Bay | High-Bay Luminaires for Commercial and Industrial Buildings | Premium | FALSE | [9 empty] | 42640 |  |  | No |  | 4 | 12600 | 131.5 | 95.8 | 7.68 | 0.99 | 5008 | 77.5
PN7E52PD | Jiangsu Liangfeng Lighting Co. Ltd. | Helos | HS-HB1503-200W-ZIG [Aimed Straight Downward] | Indoor Luminaires | High-Bay | High-Bay Luminaires for Commercial and Industrial Buildings | Premium | FALSE | [9 empty] | 42640 |  |  | No |  | 4 | 25050 | 128.3 | 195.3 | 4.82 | 0.99 | 4994 | 77.6
PXYG8ERQ | Jiangsu Liangfeng Lighting Co. Ltd. | Helos | HS-HB1503-80W-[BLANK PIR PIRP] [Aimed Straight Downward] | Indoor Luminaires | High-Bay | High-Bay Luminaires for Commercial and Industrial Buildings | Premium | FALSE | [9 empty] | 42640 |  |  | Yes |  | 4 | 10039.6 | 128.4 | 78.19 | 8.87 | 0.99 | 4989 | 77.5
P6NFRNZV | Jiangsu Liangfeng Lighting Co. Ltd. | Helos | HS-HB1503-80W-ZIG [Aimed Straight Downward] | Indoor Luminaires | High-Bay | High-Bay Luminaires for Commercial and Industrial Buildings | Premium | FALSE | [9 empty] | 42640 |  |  | No |  | 4 | 10325 | 130.5 | 79.1 | 8.87 | 0.99 | 4989 | 77.5
PTETMEBA | Jiangsu Liangfeng Lighting Co. Ltd. | Helos | HS-HB1503-150W-[BLANK PIR PIRP] [Aimed Straight Downward] | Indoor Luminaires | High-Bay | High-Bay Luminaires for Commercial and Industrial Buildings | Premium | FALSE | [9 empty] | 42640 |  |  | Yes |  | 4 | 20661 | 139.7 | 147.9 | 5.87 | 0.98 | 4969 | 77.4
P1ESY1KG | Jiangsu Liangfeng Lighting Co. Ltd. | Helos | HS-HB1503-150W-ZIG [Aimed Straight Downward] | Indoor Luminaires | High-Bay | High-Bay Luminaires for Commercial and Industrial Buildings | Premium | FALSE | [9 empty] | 42640 |  |  | No |  | 4 | 20661 | 139.7 | 147.9 | 5.87 | 0.98 | 4969 | 77.4
PHYDGXVG | Jiangsu Liangfeng Lighting Co. Ltd. | Helos | HS-HB1503-60W-ZIG [Aimed Straight Downward] | Indoor Luminaires | High-Bay | Low-Bay Luminaires for Commercial and Industrial Buildings | Premium | FALSE | [9 empty] | 42640 |  |  | No |  | 4 | 8395.9 | 131.6 | 63.8 | 9.53 | 0.99 | 4949 | 77.3
P8EZSW8V | Torshare Ltd | TORSHARE | UHB-240W-120-HBG-L(5700K) | Indoor Luminaires | High-Bay | High-Bay Luminaires for Commercial and Industrial Buildings | Standard | FALSE | [9 empty] | 42640 |  |  | No |  | 4 | 28274 | 120.37 | 234.9 | 11.54 | 0.94 | 5700 | 84.3
P7Q76A4V | Torshare Ltd | TORSHARE | UHB-150W-120-HBG-L(5700K) | Indoor Luminaires | High-Bay | High-Bay Luminaires for Commercial and Industrial Buildings | Standard | FALSE | [9 empty] | 42640 |  |  | No |  | 4 | 18026 | 124.83 | 144.4 | 14.99 | 0.93 | 5700 | 83.5
PTEPTU1V | Torshare Ltd | TORSHARE | UHB-150W-120-EUR-L(5700K) | Indoor Luminaires | High-Bay | High-Bay Luminaires for Commercial and Industrial Buildings | Standard | FALSE | [9 empty] | 42640 |  |  | No |  | 4 | 18012 | 123.29 | 146.1 | 14.82 | 0.97 | 5700 | 83.6
PZQSQ2FU | Torshare Ltd | TORSHARE | UHB-200W-120-EUR-L(5700K) | Indoor Luminaires | High-Bay | High-Bay Luminaires for Commercial and Industrial Buildings | Standard | FALSE | [9 empty] | 42640 |  |  | No |  | 4 | 23902 | 120.23 | 198.8 | 14.46 | 0.93 | 5700 | 83.5
PRHEMXSX | Torshare Ltd | TORSHARE | UHB-150W-120-HBG-L(5000K) | Indoor Luminaires | High-Bay | High-Bay Luminaires for Commercial and Industrial Buildings | Standard | FALSE | [9 empty] | 42640 |  |  | No |  | 4 | 17389 | 121.18 | 143.5 | 15.03 | 0.93 | 5000 | 84.4
P4XKKHXP | Torshare Ltd | TORSHARE | UHB-240W-120-HBG-L(5000K) | Indoor Luminaires | High-Bay | High-Bay Luminaires for Commercial and Industrial Buildings | Standard | FALSE | [9 empty] | 42640 |  |  | No |  | 4 | 27516 | 117.74 | 233.7 | 11.57 | 0.94 | 5000 | 84.4
PPRBKBUW | Torshare Ltd | TORSHARE | UHB-200W-120-EUR-L(5000K) | Indoor Luminaires | High-Bay | High-Bay Luminaires for Commercial and Industrial Buildings | Standard | FALSE | [9 empty] | 42640 |  |  | No |  | 4 | 23032 | 116.38 | 197.9 | 14.51 | 0.93 | 5000 | 84.5
PG4P82VU | Torshare Ltd | TORSHARE | UHB-150W-120-EUR-L(5000K) | Indoor Luminaires | High-Bay | High-Bay Luminaires for Commercial and Industrial Buildings | Standard | FALSE | [9 empty] | 42640 |  |  | No |  | 4 | 17290 | 119.41 | 144.8 | 14.86 | 0.97 | 5000 | 84.4
PUAR43AV | Torshare Ltd | TORSHARE | UHB-150W-120-HBG-L(4500K) | Indoor Luminaires | High-Bay | High-Bay Luminaires for Commercial and Industrial Buildings | Standard | FALSE | [9 empty] | 42640 |  |  | No |  | 4 | 17389 | 121.18 | 143.5 | 15.03 | 0.93 | 4500 | 84.4
PBJNYXCM | Torshare Ltd | TORSHARE | UHB-240W-120-HBG-L(4500K) | Indoor Luminaires | High-Bay | High-Bay Luminaires for Commercial and Industrial Buildings | Standard | FALSE | [9 empty] | 42640 |  |  | No |  | 4 | 27516 | 117.74 | 233.7 | 11.57 | 0.94 | 4500 | 84.4
PTYDFNPE | Torshare Ltd | TORSHARE | UHB-200W-120-EUR-L(4500K) | Indoor Luminaires | High-Bay | High-Bay Luminaires for Commercial and Industrial Buildings | Standard | FALSE | [9 empty] | 42640 |  |  | No |  | 4 | 23032 | 116.38 | 197.9 | 14.51 | 0.93 | 4500 | 84.5
PQCBQAUA | Torshare Ltd | TORSHARE | UHB-150W-120-EUR-L(4500K) | Indoor Luminaires | High-Bay | High-Bay Luminaires for Commercial and Industrial Buildings | Standard | FALSE | [9 empty] | 42640 |  |  | No |  | 4 | 17290 | 119.41 | 144.8 | 14.86 | 0.97 | 4500 | 84.4
PRBHSMWR | Orion Energy Systems Inc | ISON | HBIF3C1OAUNVNDXX850NLXXXXXXXXXX | Indoor Luminaires | High-Bay | High-Bay Luminaires for Commercial and Industrial Buildings | Premium | FALSE | [9 empty] | 42640 |  |  | Yes |  | 4 | 20150 | 188.49 | 106.9 | 13.3 | 0.96 | 4988 | 83.1
PA1UN5U7 | Orion Energy Systems Inc | ISON | HBIF3C1OAUNVNDXX750NLXXXXXXXXXX | Indoor Luminaires | High-Bay | High-Bay Luminaires for Commercial and Industrial Buildings | Premium | FALSE | [9 empty] | 42640 |  |  | Yes |  | 4 | 22610 | 209.74 | 107.8 | 13.2 | 0.96 | 4932 | 76.7
PKVM9VHA | Orion Energy Systems Inc | ISON | HBIF3C1OAUNVFDXX750NLXXXXXXXXXX | Indoor Luminaires | High-Bay | High-Bay Luminaires for Commercial and Industrial Buildings | Premium | FALSE | [9 empty] | 42640 |  |  | Yes |  | 4 | 22610 | 209.74 | 107.8 | 13.2 | 0.96 | 4932 | 76.7
PHKZ1HPG | James Trading Company Limited | JAMES | ZY-S4-225W ANZ (5700K) | Indoor Luminaires | High-Bay | High-Bay Luminaires for Commercial and Industrial Buildings | Premium | FALSE | [9 empty] | 42640 |  |  | No |  | 4 | 32743 | 135 | 241 | 20 | 0.9 | 5700 | 83
P2MZS68W | James Trading Company Limited | JAMES | ZY-S4-150W ANZ (5700K) | Indoor Luminaires | High-Bay | High-Bay Luminaires for Commercial and Industrial Buildings | Premium | FALSE | [9 empty] | 42640 |  |  | No |  | 4 | 20496 | 135 | 151.4 | 20 | 0.9 | 5700 | 83
PVTXX41Y | James Trading Company Limited | JAMES | ZY-S4-100W ANZ (5700K) | Indoor Luminaires | High-Bay | High-Bay Luminaires for Commercial and Industrial Buildings | Premium | FALSE | [9 empty] | 42640 |  |  | No |  | 4 | 13809 | 135 | 101.5 | 20 | 0.9 | 5700 | 83
PPRKJJBV | James Trading Company Limited | JAMES | ZY-S4-80W ANZ (5700K) | Indoor Luminaires | High-Bay | High-Bay Luminaires for Commercial and Industrial Buildings | Premium | FALSE | [9 empty] | 42640 |  |  | No |  | 4 | 10593 | 137 | 77.32 | 20 | 0.9 | 5700 | 83
P9HTZBV9 | James Trading Company Limited | JAMES | ZY-S5-60W BNZ (5700K) | Indoor Luminaires | High-Bay | Low-Bay Luminaires for Commercial and Industrial Buildings | Premium | FALSE | [9 empty] | 42640 |  |  | No |  | 4 | 8554.6 | 140 | 61 | 20 | 0.9 | 5700 | 83
P5GU9689 | James Trading Company Limited | JAMES | ZY-S4-40W BNZ (5700K) | Indoor Luminaires | High-Bay | Low-Bay Luminaires for Commercial and Industrial Buildings | Premium | FALSE | [9 empty] | 42640 |  |  | No |  | 4 | 5777 | 141.14 | 40.93 | 20 | 0.9 | 5700 | 83
PQBVMCKY | James Trading Company Limited | JAMES | ZY-S4-225W ADZ (5700K) | Indoor Luminaires | High-Bay | High-Bay Luminaires for Commercial and Industrial Buildings | Premium | FALSE | [9 empty] | 42640 |  |  | No |  | 4 | 32743 | 135 | 241 | 20 | 0.9 | 5700 | 83
PWVW1U7Z | James Trading Company Limited | JAMES | ZY-S4-150W ADZ (5700K) | Indoor Luminaires | High-Bay | High-Bay Luminaires for Commercial and Industrial Buildings | Premium | FALSE | [9 empty] | 42640 |  |  | No |  | 4 | 20496 | 135 | 151.4 | 20 | 0.9 | 5700 | 83
PTCHBJ67 | James Trading Company Limited | JAMES | ZY-S4-100W ADZ (5700K) | Indoor Luminaires | High-Bay | High-Bay Luminaires for Commercial and Industrial Buildings | Premium | FALSE | [9 empty] | 42640 |  |  | No |  | 4 | 13809 | 135 | 101.5 | 20 | 0.9 | 5700 | 83
PADVNCXY | James Trading Company Limited | JAMES | ZY-S4-80W ADZ (5700K) | Indoor Luminaires | High-Bay | High-Bay Luminaires for Commercial and Industrial Buildings | Premium | FALSE | [9 empty] | 42640 |  |  | No |  | 4 | 10593 | 137 | 77.32 | 20 | 0.9 | 5700 | 83
PETD332T | James Trading Company Limited | JAMES | ZY-S5-60W BDZ (5700K) | Indoor Luminaires | High-Bay | Low-Bay Luminaires for Commercial and Industrial Buildings | Premium | FALSE | [9 empty] | 42640 |  |  | No |  | 4 | 8554.6 | 140 | 61 | 20 | 0.9 | 5700 | 83
PYNFZQW2 | James Trading Company Limited | JAMES | ZY-S4-40W BDZ (5700K) | Indoor Luminaires | High-Bay | Low-Bay Luminaires for Commercial and Industrial Buildings | Premium | FALSE | [9 empty] | 42640 |  |  | No |  | 4 | 5777 | 141.14 | 40.93 | 20 | 0.9 | 5700 | 83
P2UUP8MP | James Trading Company Limited | JAMES | ZY-S4-225W ANZ (5000K) | Indoor Luminaires | High-Bay | High-Bay Luminaires for Commercial and Industrial Buildings | Premium | FALSE | [9 empty] | 42640 |  |  | No |  | 4 | 32743 | 135 | 241 | 20 | 0.9 | 5000 | 83
PW81H69B | James Trading Company Limited | JAMES | ZY-S4-150W ANZ (5000K) | Indoor Luminaires | High-Bay | High-Bay Luminaires for Commercial and Industrial Buildings | Premium | FALSE | [9 empty] | 42640 |  |  | No |  | 4 | 20496 | 135 | 151.4 | 20 | 0.9 | 5000 | 83
P75RFUGZ | James Trading Company Limited | JAMES | ZY-S4-100W ANZ (5000K) | Indoor Luminaires | High-Bay | High-Bay Luminaires for Commercial and Industrial Buildings | Premium | FALSE | [9 empty] | 42640 |  |  | No |  | 4 | 13809 | 135 | 101.5 | 20 | 0.9 | 5000 | 83
PT2YK38P | James Trading Company Limited | JAMES | ZY-S4-80W ANZ (5000K) | Indoor Luminaires | High-Bay | High-Bay Luminaires for Commercial and Industrial Buildings | Premium | FALSE | [9 empty] | 42640 |  |  | No |  | 4 | 10593 | 137 | 77.32 | 20 | 0.9 | 5000 | 83
PJ7AMTTJ | James Trading Company Limited | JAMES | ZY-S5-60W BNZ (5000K) | Indoor Luminaires | High-Bay | Low-Bay Luminaires for Commercial and Industrial Buildings | Premium | FALSE | [9 empty] | 42640 |  |  | No |  | 4 | 8554.6 | 140 | 61 | 20 | 0.9 | 5000 | 83
P29V1JRX | James Trading Company Limited | JAMES | ZY-S4-40W BNZ (5000K) | Indoor Luminaires | High-Bay | Low-Bay Luminaires for Commercial and Industrial Buildings | Premium | FALSE | [9 empty] | 42640 |  |  | No |  | 4 | 5777 | 141.14 | 40.93 | 20 | 0.9 | 5000 | 83
P2C1NA6N | James Trading Company Limited | JAMES | ZY-S4-225W ADZ (5000K) | Indoor Luminaires | High-Bay | High-Bay Luminaires for Commercial and Industrial Buildings | Premium | FALSE | [9 empty] | 42640 |  |  | No |  | 4 | 32743 | 135 | 241 | 20 | 0.9 | 5000 | 83
PQQVU524 | James Trading Company Limited | JAMES | ZY-S4-150W ADZ (5000K) | Indoor Luminaires | High-Bay | High-Bay Luminaires for Commercial and Industrial Buildings | Premium | FALSE | [9 empty] | 42640 |  |  | No |  | 4 | 20496 | 135 | 151.4 | 20 | 0.9 | 5000 | 83
PM16GQ7N | James Trading Company Limited | JAMES | ZY-S4-100W ADZ (5000K) | Indoor Luminaires | High-Bay | High-Bay Luminaires for Commercial and Industrial Buildings | Premium | FALSE | [9 empty] | 42640 |  |  | No |  | 4 | 13809 | 135 | 101.5 | 20 | 0.9 | 5000 | 83
P5PJRNGJ | James Trading Company Limited | JAMES | ZY-S4-80W ADZ (5000K) | Indoor Luminaires | High-Bay | High-Bay Luminaires for Commercial and Industrial Buildings | Premium | FALSE | [9 empty] | 42640 |  |  | No |  | 4 | 10593 | 137 | 77.32 | 20 | 0.9 | 5000 | 83
PJDPFCUX | James Trading Company Limited | JAMES | ZY-S5-60W BDZ (5000K) | Indoor Luminaires | High-Bay | Low-Bay Luminaires for Commercial and Industrial Buildings | Premium | FALSE | [9 empty] | 42640 |  |  | No |  | 4 | 8554.6 | 140 | 61 | 20 | 0.9 | 5000 | 83
PGG5R6GP | James Trading Company Limited | JAMES | ZY-S4-40W BDZ (5000K) | Indoor Luminaires | High-Bay | Low-Bay Luminaires for Commercial and Industrial Buildings | Premium | FALSE | [9 empty] | 42640 |  |  | No |  | 4 | 5777 | 141.14 | 40.93 | 20 | 0.9 | 5000 | 83
P3E8U8K1 | James Trading Company Limited | JAMES | ZY-S4-225W ANZ (4000K) | Indoor Luminaires | High-Bay | High-Bay Luminaires for Commercial and Industrial Buildings | Premium | FALSE | [9 empty] | 42640 |  |  | No |  | 4 | 32743 | 135 | 241 | 20 | 0.9 | 4000 | 83
PU3J4AVR | James Trading Company Limited | JAMES | ZY-S4-150W ANZ (4000K) | Indoor Luminaires | High-Bay | High-Bay Luminaires for Commercial and Industrial Buildings | Premium | FALSE | [9 empty] | 42640 |  |  | No |  | 4 | 20496 | 135 | 151.4 | 20 | 0.9 | 4000 | 83
P5AF7QQP | James Trading Company Limited | JAMES | ZY-S5-60W BNZ (4000K) | Indoor Luminaires | High-Bay | Low-Bay Luminaires for Commercial and Industrial Buildings | Premium | FALSE | [9 empty] | 42640 |  |  | No |  | 4 | 8554.6 | 140 | 61 | 20 | 0.9 | 4000 | 83
PTEZBHHF | James Trading Company Limited | JAMES | ZY-S4-225W ADZ (4000K) | Indoor Luminaires | High-Bay | High-Bay Luminaires for Commercial and Industrial Buildings | Premium | FALSE | [9 empty] | 42640 |  |  | No |  | 4 | 32743 | 135 | 241 | 20 | 0.9 | 4000 | 83
PEV9DJNB | James Trading Company Limited | JAMES | ZY-S4-150W ADZ (4000K) | Indoor Luminaires | High-Bay | High-Bay Luminaires for Commercial and Industrial Buildings | Premium | FALSE | [9 empty] | 42640 |  |  | No |  | 4 | 20496 | 135 | 151.4 | 20 | 0.9 | 4000 | 83
PNQ4Q2DN | James Trading Company Limited | JAMES | ZY-S4-100W ADZ (4000K) | Indoor Luminaires | High-Bay | High-Bay Luminaires for Commercial and Industrial Buildings | Premium | FALSE | [9 empty] | 42640 |  |  | No |  | 4 | 13809 | 135 | 101.5 | 20 | 0.9 | 4000 | 83
P2ZJNJJF | James Trading Company Limited | JAMES | ZY-S4-80W ADZ (4000K) | Indoor Luminaires | High-Bay | High-Bay Luminaires for Commercial and Industrial Buildings | Premium | FALSE | [9 empty] | 42640 |  |  | No |  | 4 | 10593 | 137 | 77.32 | 20 | 0.9 | 4000 | 83
PR4A7QB3 | James Trading Company Limited | JAMES | ZY-S5-60W BDZ (4000K) | Indoor Luminaires | High-Bay | Low-Bay Luminaires for Commercial and Industrial Buildings | Premium | FALSE | [9 empty] | 42640 |  |  | No |  | 4 | 8554.6 | 140 | 61 | 20 | 0.9 | 4000 | 83
P2K6VJFU | James Trading Company Limited | JAMES | ZY-S4-40W BDZ (4000K) | Indoor Luminaires | High-Bay | Low-Bay Luminaires for Commercial and Industrial Buildings | Premium | FALSE | [9 empty] | 42640 |  |  | No |  | 4 | 5777 | 141.14 | 40.93 | 20 | 0.9 | 4000 | 83
P1PQQ995 | CIXI YUANHUI LIGHTING ELECTRIC CO.LTD | YUANHUI | HBRSF100V2C-S | Indoor Luminaires | High-Bay | High-Bay Luminaires for Commercial and Industrial Buildings | Standard | FALSE | [9 empty] | 42640 |  |  | Yes |  | 4 | 12026 | 124.65 | 96.48 | 10.74 | 0.93 | 5700 | 84.2
P943MBTP | CIXI YUANHUI LIGHTING ELECTRIC CO.LTD | YUANHUI | HBRSF100V2C | Indoor Luminaires | High-Bay | High-Bay Luminaires for Commercial and Industrial Buildings | Standard | FALSE | [9 empty] | 42640 |  |  | No |  | 4 | 12026 | 124.65 | 96.48 | 10.74 | 0.93 | 5700 | 84.2
PAJHCYY7 | CIXI YUANHUI LIGHTING ELECTRIC CO.LTD | YUANHUI | HBRSF100V1C-S | Indoor Luminaires | High-Bay | High-Bay Luminaires for Commercial and Industrial Buildings | Standard | FALSE | [9 empty] | 42640 |  |  | Yes |  | 4 | 11907 | 124.99 | 95.26 | 12.58 | 0.93 | 5700 | 84.1
PEEMFGZA | CIXI YUANHUI LIGHTING ELECTRIC CO.LTD | YUANHUI | HBRSF100V1C | Indoor Luminaires | High-Bay | High-Bay Luminaires for Commercial and Industrial Buildings | Standard | FALSE | [9 empty] | 42640 |  |  | No |  | 4 | 11907 | 124.99 | 95.26 | 12.58 | 0.93 | 5700 | 84.1
PBUF5HVV | CIXI YUANHUI LIGHTING ELECTRIC CO.LTD | YUANHUI | HBRSF75V2C-S | Indoor Luminaires | High-Bay | Low-Bay Luminaires for Commercial and Industrial Buildings | Standard | FALSE | [9 empty] | 42640 |  |  | Yes |  | 4 | 9081 | 127.26 | 71.36 | 12.71 | 0.9 | 5700 | 83.5
PG5RPJU9 | CIXI YUANHUI LIGHTING ELECTRIC CO.LTD | YUANHUI | HBRSF75V2C | Indoor Luminaires | High-Bay | Low-Bay Luminaires for Commercial and Industrial Buildings | Standard | FALSE | [9 empty] | 42640 |  |  | No |  | 4 | 9081 | 127.26 | 71.36 | 12.71 | 0.9 | 5700 | 83.5
P62H214Q | CIXI YUANHUI LIGHTING ELECTRIC CO.LTD | YUANHUI | HBRSF75V1C-S | Indoor Luminaires | High-Bay | Low-Bay Luminaires for Commercial and Industrial Buildings | Standard | FALSE | [9 empty] | 42640 |  |  | Yes |  | 4 | 9187 | 125.63 | 73.13 | 13.58 | 0.93 | 5700 | 83.4
P7BPAEYK | CIXI YUANHUI LIGHTING ELECTRIC CO.LTD | YUANHUI | HBRSF75V1C | Indoor Luminaires | High-Bay | Low-Bay Luminaires for Commercial and Industrial Buildings | Standard | FALSE | [9 empty] | 42640 |  |  | No |  | 4 | 9187 | 125.63 | 73.13 | 13.58 | 0.93 | 5700 | 83.4
PQPTUAPN | CIXI YUANHUI LIGHTING ELECTRIC CO.LTD | YUANHUI | HBRSF150V2C-S | Indoor Luminaires | High-Bay | High-Bay Luminaires for Commercial and Industrial Buildings | Standard | FALSE | [9 empty] | 42640 |  |  | Yes |  | 4 | 19272 | 126.62 | 152.2 | 8.55 | 0.94 | 5700 | 83.4
PM5CHEAK | CIXI YUANHUI LIGHTING ELECTRIC CO.LTD | YUANHUI | HBRSF150V2C | Indoor Luminaires | High-Bay | High-Bay Luminaires for Commercial and Industrial Buildings | Standard | FALSE | [9 empty] | 42640 |  |  | No |  | 4 | 19272 | 126.62 | 152.2 | 8.55 | 0.94 | 5700 | 83.4
PSQBYSPK | CIXI YUANHUI LIGHTING ELECTRIC CO.LTD | YUANHUI | HBRSF150V1C-S | Indoor Luminaires | High-Bay | High-Bay Luminaires for Commercial and Industrial Buildings | Standard | FALSE | [9 empty] | 42640 |  |  | Yes |  | 4 | 19124 | 124.75 | 153.3 | 16.29 | 0.93 | 5700 | 83.3
PWNPJWQG | CIXI YUANHUI LIGHTING ELECTRIC CO.LTD | YUANHUI | HBRSF150V1C | Indoor Luminaires | High-Bay | High-Bay Luminaires for Commercial and Industrial Buildings | Standard | FALSE | [9 empty] | 42640 |  |  | No |  | 4 | 19124 | 124.75 | 153.3 | 16.29 | 0.93 | 5700 | 83.3
PDMZMYPC | CIXI YUANHUI LIGHTING ELECTRIC CO.LTD | YUANHUI | HBRSF55V1C-S | Indoor Luminaires | High-Bay | Low-Bay Luminaires for Commercial and Industrial Buildings | Standard | FALSE | [9 empty] | 42640 |  |  | Yes |  | 4 | 6496 | 124.4 | 52.22 | 14.39 | 0.95 | 5700 | 83.3
PZATV1EN | CIXI YUANHUI LIGHTING ELECTRIC CO.LTD | YUANHUI | HBRSF55V1C | Indoor Luminaires | High-Bay | Low-Bay Luminaires for Commercial and Industrial Buildings | Standard | FALSE | [9 empty] | 42640 |  |  | No |  | 4 | 6496 | 124.4 | 52.22 | 14.39 | 0.95 | 5700 | 83.3
PW7HSD53 | CIXI YUANHUI LIGHTING ELECTRIC CO.LTD | YUANHUI | HBRSF55V2C-S | Indoor Luminaires | High-Bay | Low-Bay Luminaires for Commercial and Industrial Buildings | Standard | FALSE | [9 empty] | 42640 |  |  | Yes |  | 4 | 7338 | 126.82 | 57.86 | 14.51 | 0.92 | 5700 | 83.2
PCVE2ZCM | CIXI YUANHUI LIGHTING ELECTRIC CO.LTD | YUANHUI | HBRSF55V2C | Indoor Luminaires | High-Bay | Low-Bay Luminaires for Commercial and Industrial Buildings | Standard | FALSE | [9 empty] | 42640 |  |  | No |  | 4 | 7338 | 126.82 | 57.86 | 14.51 | 0.92 | 5700 | 83.2
PTJ1UXQP | CIXI YUANHUI LIGHTING ELECTRIC CO.LTD | YUANHUI | HBRSF55V1P-S | Indoor Luminaires | High-Bay | Low-Bay Luminaires for Commercial and Industrial Buildings | Standard | FALSE | [9 empty] | 42640 |  |  | Yes |  | 4 | 6146.9 | 118.3 | 51.96 | 14.04 | 0.95 | 5000 | 81.6
PW1BWWWX | CIXI YUANHUI LIGHTING ELECTRIC CO.LTD | YUANHUI | HBRSF55V1P | Indoor Luminaires | High-Bay | Low-Bay Luminaires for Commercial and Industrial Buildings | Standard | FALSE | [9 empty] | 42640 |  |  | No |  | 4 | 6146.9 | 118.3 | 51.96 | 14.04 | 0.95 | 5000 | 81.6
PKXTJV74 | CIXI YUANHUI LIGHTING ELECTRIC CO.LTD | YUANHUI | HBRSF100V2P-S | Indoor Luminaires | High-Bay | High-Bay Luminaires for Commercial and Industrial Buildings | Standard | FALSE | [9 empty] | 42640 |  |  | Yes |  | 4 | 11549 | 119.42 | 96.71 | 10.19 | 0.93 | 5000 | 81.6
PHBYNUS8 | CIXI YUANHUI LIGHTING ELECTRIC CO.LTD | YUANHUI | HBRSF100V2P | Indoor Luminaires | High-Bay | High-Bay Luminaires for Commercial and Industrial Buildings | Standard | FALSE | [9 empty] | 42640 |  |  | No |  | 4 | 11549 | 119.42 | 96.71 | 10.19 | 0.93 | 5000 | 81.6
PC49QXJG | CIXI YUANHUI LIGHTING ELECTRIC CO.LTD | YUANHUI | HBRSF75V1P-S | Indoor Luminaires | High-Bay | Low-Bay Luminaires for Commercial and Industrial Buildings | Standard | FALSE | [9 empty] | 42640 |  |  | Yes |  | 4 | 8709.5 | 119.77 | 72.72 | 13.78 | 0.94 | 5000 | 81.3
PSS9USAG | CIXI YUANHUI LIGHTING ELECTRIC CO.LTD | YUANHUI | HBRSF75V1P | Indoor Luminaires | High-Bay | Low-Bay Luminaires for Commercial and Industrial Buildings | Standard | FALSE | [9 empty] | 42640 |  |  | No |  | 4 | 8709.5 | 119.77 | 72.72 | 13.78 | 0.94 | 5000 | 81.3
PT5NXQHX | CIXI YUANHUI LIGHTING ELECTRIC CO.LTD | YUANHUI | HBRSF55V2P-S | Indoor Luminaires | High-Bay | Low-Bay Luminaires for Commercial and Industrial Buildings | Standard | FALSE | [9 empty] | 42640 |  |  | Yes |  | 4 | 6957.6 | 120.08 | 57.94 | 14.04 | 0.92 | 5000 | 81.2
PKYP59X2 | CIXI YUANHUI LIGHTING ELECTRIC CO.LTD | YUANHUI | HBRSF55V2P | Indoor Luminaires | High-Bay | Low-Bay Luminaires for Commercial and Industrial Buildings | Standard | FALSE | [9 empty] | 42640 |  |  | No |  | 4 | 6957.6 | 120.08 | 57.94 | 14.04 | 0.92 | 5000 | 81.2
PF2VJ1ZD | CIXI YUANHUI LIGHTING ELECTRIC CO.LTD | YUANHUI | HBRSF75V2P-S | Indoor Luminaires | High-Bay | Low-Bay Luminaires for Commercial and Industrial Buildings | Standard | FALSE | [9 empty] | 42640 |  |  | Yes |  | 4 | 8624.6 | 120.98 | 71.29 | 12.9 | 0.9 | 5000 | 81.1
PZVEQSWX | CIXI YUANHUI LIGHTING ELECTRIC CO.LTD | YUANHUI | HBRSF75V2P | Indoor Luminaires | High-Bay | Low-Bay Luminaires for Commercial and Industrial Buildings | Standard | FALSE | [9 empty] | 42640 |  |  | No |  | 4 | 8624.6 | 120.98 | 71.29 | 12.9 | 0.9 | 5000 | 81.1
PYURES2N | CIXI YUANHUI LIGHTING ELECTRIC CO.LTD | YUANHUI | HBRSF100V1P-S | Indoor Luminaires | High-Bay | High-Bay Luminaires for Commercial and Industrial Buildings | Standard | FALSE | [9 empty] | 42640 |  |  | Yes |  | 4 | 11282 | 118.7 | 95.05 | 12.75 | 0.92 | 5000 | 81.1
PJJHVRE5 | CIXI YUANHUI LIGHTING ELECTRIC CO.LTD | YUANHUI | HBRSF100V1P | Indoor Luminaires | High-Bay | High-Bay Luminaires for Commercial and Industrial Buildings | Standard | FALSE | [9 empty] | 42640 |  |  | No |  | 4 | 11282 | 118.7 | 95.05 | 12.75 | 0.92 | 5000 | 81.1
P1E1KGYW | CIXI YUANHUI LIGHTING ELECTRIC CO.LTD | YUANHUI | HBRSF150V1P-S | Indoor Luminaires | High-Bay | High-Bay Luminaires for Commercial and Industrial Buildings | Standard | FALSE | [9 empty] | 42640 |  |  | Yes |  | 4 | 17962 | 118.09 | 152.1 | 16.32 | 0.94 | 5000 | 81
PKGQXV5M | CIXI YUANHUI LIGHTING ELECTRIC CO.LTD | YUANHUI | HBRSF150V1P | Indoor Luminaires | High-Bay | High-Bay Luminaires for Commercial and Industrial Buildings | Standard | FALSE | [9 empty] | 42640 |  |  | No |  | 4 | 17962 | 118.09 | 152.1 | 16.32 | 0.94 | 5000 | 81
PKJHGZZ9 | CIXI YUANHUI LIGHTING ELECTRIC CO.LTD | YUANHUI | HBRSF150V2P-S | Indoor Luminaires | High-Bay | High-Bay Luminaires for Commercial and Industrial Buildings | Standard | FALSE | [9 empty] | 42640 |  |  | Yes |  | 4 | 18325 | 119.38 | 153.5 | 8.29 | 0.94 | 5000 | 80.9
P1HZ1XJY | CIXI YUANHUI LIGHTING ELECTRIC CO.LTD | YUANHUI | HBRSF150V2P | Indoor Luminaires | High-Bay | High-Bay Luminaires for Commercial and Industrial Buildings | Standard | FALSE | [9 empty] | 42640 |  |  | No |  | 4 | 18325 | 119.38 | 153.5 | 8.29 | 0.94 | 5000 | 80.9
PWT3KE3N | CIXI YUANHUI LIGHTING ELECTRIC CO.LTD | YUANHUI | HBRSF55V1N-S | Indoor Luminaires | High-Bay | Low-Bay Luminaires for Commercial and Industrial Buildings | Standard | FALSE | [9 empty] | 42640 |  |  | Yes |  | 4 | 6146.9 | 118.3 | 51.96 | 14.04 | 0.95 | 4000 | 81.6
PFKZZ4Z9 | CIXI YUANHUI LIGHTING ELECTRIC CO.LTD | YUANHUI | HBRSF55V1N | Indoor Luminaires | High-Bay | Low-Bay Luminaires for Commercial and Industrial Buildings | Standard | FALSE | [9 empty] | 42640 |  |  | No |  | 4 | 6146.9 | 118.3 | 51.96 | 14.04 | 0.95 | 4000 | 81.6
PJPPJQZV | CIXI YUANHUI LIGHTING ELECTRIC CO.LTD | YUANHUI | HBRSF100V2N-S | Indoor Luminaires | High-Bay | High-Bay Luminaires for Commercial and Industrial Buildings | Standard | FALSE | [9 empty] | 42640 |  |  | Yes |  | 4 | 11549 | 119.42 | 96.71 | 10.19 | 0.93 | 4000 | 81.6
P7EYJG8V | CIXI YUANHUI LIGHTING ELECTRIC CO.LTD | YUANHUI | HBRSF100V2N | Indoor Luminaires | High-Bay | High-Bay Luminaires for Commercial and Industrial Buildings | Standard | FALSE | [9 empty] | 42640 |  |  | No |  | 4 | 11549 | 119.42 | 96.71 | 10.19 | 0.93 | 4000 | 81.6
P15HZZMK | CIXI YUANHUI LIGHTING ELECTRIC CO.LTD | YUANHUI | HBRSF75V1N-S | Indoor Luminaires | High-Bay | Low-Bay Luminaires for Commercial and Industrial Buildings | Standard | FALSE | [9 empty] | 42640 |  |  | Yes |  | 4 | 8709.5 | 119.77 | 72.72 | 13.78 | 0.94 | 4000 | 81.3
P54MXU6J | CIXI YUANHUI LIGHTING ELECTRIC CO.LTD | YUANHUI | HBRSF75V1N | Indoor Luminaires | High-Bay | Low-Bay Luminaires for Commercial and Industrial Buildings | Standard | FALSE | [9 empty] | 42640 |  |  | No |  | 4 | 8709.5 | 119.77 | 72.72 | 13.78 | 0.94 | 4000 | 81.3
PMP5BAHW | CIXI YUANHUI LIGHTING ELECTRIC CO.LTD | YUANHUI | HBRSF55V2N-S | Indoor Luminaires | High-Bay | Low-Bay Luminaires for Commercial and Industrial Buildings | Standard | FALSE | [9 empty] | 42640 |  |  | Yes |  | 4 | 6957.6 | 120.08 | 57.94 | 14.04 | 0.92 | 4000 | 81.2
PKRN9NAU | CIXI YUANHUI LIGHTING ELECTRIC CO.LTD | YUANHUI | HBRSF55V2N | Indoor Luminaires | High-Bay | Low-Bay Luminaires for Commercial and Industrial Buildings | Standard | FALSE | [9 empty] | 42640 |  |  | No |  | 4 | 6957.6 | 120.08 | 57.94 | 14.04 | 0.92 | 4000 | 81.2
PCAWCXAD | CIXI YUANHUI LIGHTING ELECTRIC CO.LTD | YUANHUI | HBRSF75V2N-S | Indoor Luminaires | High-Bay | Low-Bay Luminaires for Commercial and Industrial Buildings | Standard | FALSE | [9 empty] | 42640 |  |  | Yes |  | 4 | 8624.6 | 120.98 | 71.29 | 12.9 | 0.9 | 4000 | 81.1
P9AXB4D3 | CIXI YUANHUI LIGHTING ELECTRIC CO.LTD | YUANHUI | HBRSF75V2N | Indoor Luminaires | High-Bay | Low-Bay Luminaires for Commercial and Industrial Buildings | Standard | FALSE | [9 empty] | 42640 |  |  | No |  | 4 | 8624.6 | 120.98 | 71.29 | 12.9 | 0.9 | 4000 | 81.1
PAN3FFC9 | CIXI YUANHUI LIGHTING ELECTRIC CO.LTD | YUANHUI | HBRSF100V1N-S | Indoor Luminaires | High-Bay | High-Bay Luminaires for Commercial and Industrial Buildings | Standard | FALSE | [9 empty] | 42640 |  |  | Yes |  | 4 | 11282 | 118.7 | 95.05 | 12.75 | 0.92 | 4000 | 81.1
PQPBW443 | CIXI YUANHUI LIGHTING ELECTRIC CO.LTD | YUANHUI | HBRSF100V1N | Indoor Luminaires | High-Bay | High-Bay Luminaires for Commercial and Industrial Buildings | Standard | FALSE | [9 empty] | 42640 |  |  | No |  | 4 | 11282 | 118.7 | 95.05 | 12.75 | 0.92 | 4000 | 81.1
PGQHWMHH | CIXI YUANHUI LIGHTING ELECTRIC CO.LTD | YUANHUI | HBRSF150V1N-S | Indoor Luminaires | High-Bay | High-Bay Luminaires for Commercial and Industrial Buildings | Standard | FALSE | [9 empty] | 42640 |  |  | Yes |  | 4 | 17962 | 118.09 | 152.1 | 16.32 | 0.94 | 4000 | 81
PWFDKQBE | CIXI YUANHUI LIGHTING ELECTRIC CO.LTD | YUANHUI | HBRSF150V1N | Indoor Luminaires | High-Bay | High-Bay Luminaires for Commercial and Industrial Buildings | Standard | FALSE | [9 empty] | 42640 |  |  | No |  | 4 | 17962 | 118.09 | 152.1 | 16.32 | 0.94 | 4000 | 81
P1J7E4WH | CIXI YUANHUI LIGHTING ELECTRIC CO.LTD | YUANHUI | HBRSF150V2N-S | Indoor Luminaires | High-Bay | High-Bay Luminaires for Commercial and Industrial Buildings | Standard | FALSE | [9 empty] | 42640 |  |  | Yes |  | 4 | 18325 | 119.38 | 153.5 | 8.29 | 0.94 | 4000 | 80.9
P3DNFYE6 | CIXI YUANHUI LIGHTING ELECTRIC CO.LTD | YUANHUI | HBRSF150V2N | Indoor Luminaires | High-Bay | High-Bay Luminaires for Commercial and Industrial Buildings | Standard | FALSE | [9 empty] | 42640 |  |  | No |  | 4 | 18325 | 119.38 | 153.5 | 8.29 | 0.94 | 4000 | 80.9
P1TNNQ7Q | CIXI YUANHUI LIGHTING ELECTRIC CO.LTD | YUANHUI | HBRSF55V1W-S | Indoor Luminaires | High-Bay | Low-Bay Luminaires for Commercial and Industrial Buildings | Standard | FALSE | [9 empty] | 42640 |  |  | Yes |  | 4 | 6146.9 | 118.3 | 51.96 | 14.04 | 0.95 | 3000 | 81.6
PCD4KC41 | CIXI YUANHUI LIGHTING ELECTRIC CO.LTD | YUANHUI | HBRSF55V1W | Indoor Luminaires | High-Bay | Low-Bay Luminaires for Commercial and Industrial Buildings | Standard | FALSE | [9 empty] | 42640 |  |  | No |  | 4 | 6146.9 | 118.3 | 51.96 | 14.04 | 0.95 | 3000 | 81.6
PVUU1EGV | CIXI YUANHUI LIGHTING ELECTRIC CO.LTD | YUANHUI | HBRSF100V2W-S | Indoor Luminaires | High-Bay | High-Bay Luminaires for Commercial and Industrial Buildings | Standard | FALSE | [9 empty] | 42640 |  |  | Yes |  | 4 | 11549 | 119.42 | 96.71 | 10.19 | 0.93 | 3000 | 81.6
P3UF2RTP | CIXI YUANHUI LIGHTING ELECTRIC CO.LTD | YUANHUI | HBRSF100V2W | Indoor Luminaires | High-Bay | High-Bay Luminaires for Commercial and Industrial Buildings | Standard | FALSE | [9 empty] | 42640 |  |  | No |  | 4 | 11549 | 119.42 | 96.71 | 10.19 | 0.93 | 3000 | 81.6
P5QA4K9F | CIXI YUANHUI LIGHTING ELECTRIC CO.LTD | YUANHUI | HBRSF75V1W-S | Indoor Luminaires | High-Bay | Low-Bay Luminaires for Commercial and Industrial Buildings | Standard | FALSE | [9 empty] | 42640 |  |  | Yes |  | 4 | 8709.5 | 119.77 | 72.72 | 13.78 | 0.94 | 3000 | 81.3
PD7FJ7PE | CIXI YUANHUI LIGHTING ELECTRIC CO.LTD | YUANHUI | HBRSF75V1W | Indoor Luminaires | High-Bay | Low-Bay Luminaires for Commercial and Industrial Buildings | Standard | FALSE | [9 empty] | 42640 |  |  | No |  | 4 | 8709.5 | 119.77 | 72.72 | 13.78 | 0.94 | 3000 | 81.3
PHWJAZV8 | CIXI YUANHUI LIGHTING ELECTRIC CO.LTD | YUANHUI | HBRSF55V2W-S | Indoor Luminaires | High-Bay | Low-Bay Luminaires for Commercial and Industrial Buildings | Standard | FALSE | [9 empty] | 42640 |  |  | Yes |  | 4 | 6957.6 | 120.08 | 57.94 | 14.04 | 0.92 | 3000 | 81.2
PZFBAGFF | CIXI YUANHUI LIGHTING ELECTRIC CO.LTD | YUANHUI | HBRSF55V2W | Indoor Luminaires | High-Bay | Low-Bay Luminaires for Commercial and Industrial Buildings | Standard | FALSE | [9 empty] | 42640 |  |  | No |  | 4 | 6957.6 | 120.08 | 57.94 | 14.04 | 0.92 | 3000 | 81.2
PHSGJHZH | CIXI YUANHUI LIGHTING ELECTRIC CO.LTD | YUANHUI | HBRSF75V2W-S | Indoor Luminaires | High-Bay | Low-Bay Luminaires for Commercial and Industrial Buildings | Standard | FALSE | [9 empty] | 42640 |  |  | Yes |  | 4 | 8624.6 | 120.98 | 71.29 | 12.9 | 0.9 | 3000 | 81.1
PK7AVD2U | CIXI YUANHUI LIGHTING ELECTRIC CO.LTD | YUANHUI | HBRSF75V2W | Indoor Luminaires | High-Bay | Low-Bay Luminaires for Commercial and Industrial Buildings | Standard | FALSE | [9 empty] | 42640 |  |  | No |  | 4 | 8624.6 | 120.98 | 71.29 | 12.9 | 0.9 | 3000 | 81.1
PT66KUDK | CIXI YUANHUI LIGHTING ELECTRIC CO.LTD | YUANHUI | HBRSF100V1W-S | Indoor Luminaires | High-Bay | High-Bay Luminaires for Commercial and Industrial Buildings | Standard | FALSE | [9 empty] | 42640 |  |  | Yes |  | 4 | 11282 | 118.7 | 95.05 | 12.75 | 0.92 | 3000 | 81.1
PTEWPKPZ | CIXI YUANHUI LIGHTING ELECTRIC CO.LTD | YUANHUI | HBRSF100V1W | Indoor Luminaires | High-Bay | High-Bay Luminaires for Commercial and Industrial Buildings | Standard | FALSE | [9 empty] | 42640 |  |  | No |  | 4 | 11282 | 118.7 | 95.05 | 12.75 | 0.92 | 3000 | 81.1
PQP6R4Q3 | CIXI YUANHUI LIGHTING ELECTRIC CO.LTD | YUANHUI | HBRSF150V1W-S | Indoor Luminaires | High-Bay | High-Bay Luminaires for Commercial and Industrial Buildings | Standard | FALSE | [9 empty] | 42640 |  |  | Yes |  | 4 | 17962 | 118.09 | 152.1 | 16.32 | 0.94 | 3000 | 81
PG44MJ6V | CIXI YUANHUI LIGHTING ELECTRIC CO.LTD | YUANHUI | HBRSF150V1W | Indoor Luminaires | High-Bay | High-Bay Luminaires for Commercial and Industrial Buildings | Standard | FALSE | [9 empty] | 42640 |  |  | No |  | 4 | 17962 | 118.09 | 152.1 | 16.32 | 0.94 | 3000 | 81
P1A67K92 | CIXI YUANHUI LIGHTING ELECTRIC CO.LTD | YUANHUI | HBRSF150V2W-S | Indoor Luminaires | High-Bay | High-Bay Luminaires for Commercial and Industrial Buildings | Standard | FALSE | [9 empty] | 42640 |  |  | Yes |  | 4 | 18325 | 119.38 | 153.5 | 8.29 | 0.94 | 3000 | 80.9
PMKS2YBY | CIXI YUANHUI LIGHTING ELECTRIC CO.LTD | YUANHUI | HBRSF150V2W | Indoor Luminaires | High-Bay | High-Bay Luminaires for Commercial and Industrial Buildings | Standard | FALSE | [9 empty] | 42640 |  |  | No |  | 4 | 18325 | 119.38 | 153.5 | 8.29 | 0.94 | 3000 | 80.9
PDT149VQ | CIXI YUANHUI LIGHTING ELECTRIC CO.LTD | YUANHUI | HBRSF55V1D-S | Indoor Luminaires | High-Bay | Low-Bay Luminaires for Commercial and Industrial Buildings | Standard | FALSE | [9 empty] | 42640 |  |  | Yes |  | 4 | 6146.9 | 118.3 | 51.96 | 14.04 | 0.95 | 2700 | 81.6
PC62TFN8 | CIXI YUANHUI LIGHTING ELECTRIC CO.LTD | YUANHUI | HBRSF100V2D-S | Indoor Luminaires | High-Bay | High-Bay Luminaires for Commercial and Industrial Buildings | Standard | FALSE | [9 empty] | 42640 |  |  | Yes |  | 4 | 11549 | 119.42 | 96.71 | 10.19 | 0.93 | 2700 | 81.6
PR4T1MXB | CIXI YUANHUI LIGHTING ELECTRIC CO.LTD | YUANHUI | HBRSF75V1D-S | Indoor Luminaires | High-Bay | Low-Bay Luminaires for Commercial and Industrial Buildings | Standard | FALSE | [9 empty] | 42640 |  |  | Yes |  | 4 | 8709.5 | 119.77 | 72.72 | 13.78 | 0.94 | 2700 | 81.3
PTRDYA4J | CIXI YUANHUI LIGHTING ELECTRIC CO.LTD | YUANHUI | HBRSF55V2D-S | Indoor Luminaires | High-Bay | Low-Bay Luminaires for Commercial and Industrial Buildings | Standard | FALSE | [9 empty] | 42640 |  |  | Yes |  | 4 | 6957.6 | 120.08 | 57.94 | 14.04 | 0.92 | 2700 | 81.2
PQJCHKFE | CIXI YUANHUI LIGHTING ELECTRIC CO.LTD | YUANHUI | HBRSF75V2D-S | Indoor Luminaires | High-Bay | Low-Bay Luminaires for Commercial and Industrial Buildings | Standard | FALSE | [9 empty] | 42640 |  |  | Yes |  | 4 | 8624.6 | 120.98 | 71.29 | 12.9 | 0.9 | 2700 | 81.1
PSXH4C73 | CIXI YUANHUI LIGHTING ELECTRIC CO.LTD | YUANHUI | HBRSF100V1D-S | Indoor Luminaires | High-Bay | High-Bay Luminaires for Commercial and Industrial Buildings | Standard | FALSE | [9 empty] | 42640 |  |  | Yes |  | 4 | 11282 | 118.7 | 95.05 | 12.75 | 0.92 | 2700 | 81.1
PMN29UHC | CIXI YUANHUI LIGHTING ELECTRIC CO.LTD | YUANHUI | HBRSF150V1D-S | Indoor Luminaires | High-Bay | High-Bay Luminaires for Commercial and Industrial Buildings | Standard | FALSE | [9 empty] | 42640 |  |  | Yes |  | 4 | 17962 | 118.09 | 152.1 | 16.32 | 0.94 | 2700 | 81
PQVQWMJ5 | CIXI YUANHUI LIGHTING ELECTRIC CO.LTD | YUANHUI | HBRSF150V2D-S | Indoor Luminaires | High-Bay | High-Bay Luminaires for Commercial and Industrial Buildings | Standard | FALSE | [9 empty] | 42640 |  |  | Yes |  | 4 | 18325 | 119.38 | 153.5 | 8.29 | 0.94 | 2700 | 80.9
PHVQAXKT | SHENZHEN XINTIANWELL TECHNOLOGY CO.LTD. | XINTIANWELL | XTFL-HB/G-150W(5700K) | Indoor Luminaires | High-Bay | High-Bay Luminaires for Commercial and Industrial Buildings | Standard | FALSE | [9 empty] | 42640 | Not Dimmable | Not Dimmable | No |  | 4 | 19501 | 132.21 | 147.5 | 12.57 | 0.93 | 5700 | 84.2
PBBPGQFF | SHENZHEN XINTIANWELL TECHNOLOGY CO.LTD. | XINTIANWELL | XTFL-HB/G-150W(5000K) | Indoor Luminaires | High-Bay | High-Bay Luminaires for Commercial and Industrial Buildings | Standard | FALSE | [9 empty] | 42640 | Not Dimmable | Not Dimmable | No |  | 4 | 18701 | 129.24 | 144.7 | 12.2 | 0.92 | 5000 | 81.6
P5267PR5 | SHENZHEN XINTIANWELL TECHNOLOGY CO.LTD. | XINTIANWELL | XTFL-HB/G-150W(4500K) | Indoor Luminaires | High-Bay | High-Bay Luminaires for Commercial and Industrial Buildings | Standard | FALSE | [9 empty] | 42640 | Not Dimmable | Not Dimmable | No |  | 4 | 18701 | 129.24 | 144.7 | 12.2 | 0.92 | 4500 | 81.6
P27DMFDY | SHENZHEN XINTIANWELL TECHNOLOGY CO.LTD. | XINTIANWELL | XTFL-HB/G-150W(4000K) | Indoor Luminaires | High-Bay | High-Bay Luminaires for Commercial and Industrial Buildings | Standard | FALSE | [9 empty] | 42640 | Not Dimmable | Not Dimmable | No |  | 4 | 18701 | 129.24 | 144.7 | 12.2 | 0.92 | 4000 | 81.6
PC1U6J2R | SHENZHEN XINTIANWELL TECHNOLOGY CO.LTD. | XINTIANWELL | XTFL-HB/G-150W(3500K) | Indoor Luminaires | High-Bay | High-Bay Luminaires for Commercial and Industrial Buildings | Standard | FALSE | [9 empty] | 42640 | Not Dimmable | Not Dimmable | No |  | 4 | 18701 | 129.24 | 144.7 | 12.2 | 0.92 | 3500 | 81.6
P6V3X16G | LEDRHYTHM Optronic Technology (Suzhou) Co.LTD | LEDRHYTHM | DHB_150 5700K | Indoor Luminaires | High-Bay | High-Bay Luminaires for Commercial and Industrial Buildings | Premium | FALSE | [9 empty] | 42640 | Not Dimmable | Not Dimmable | Yes |  | 4 | 21000 | 140 | 150 | 14 | 0.93 | 5700 | 73
PFKCZHAH | LEDRHYTHM Optronic Technology (Suzhou) Co.LTD | LEDRHYTHM | DHB_100 5700K | Indoor Luminaires | High-Bay | High-Bay Luminaires for Commercial and Industrial Buildings | Premium | FALSE | [9 empty] | 42640 | Not Dimmable | Not Dimmable | Yes |  | 4 | 14000 | 140 | 100 | 12 | 0.95 | 5700 | 73
P34FJ4PV | LEDRHYTHM Optronic Technology (Suzhou) Co.LTD | LEDRHYTHM | DHB_150 5000K | Indoor Luminaires | High-Bay | High-Bay Luminaires for Commercial and Industrial Buildings | Premium | FALSE | [9 empty] | 42640 | Not Dimmable | Not Dimmable | Yes |  | 4 | 20700 | 138 | 150 | 14 | 0.93 | 5000 | 73
PCHRYHQR | LEDRHYTHM Optronic Technology (Suzhou) Co.LTD | LEDRHYTHM | DHB_100 5000K | Indoor Luminaires | High-Bay | High-Bay Luminaires for Commercial and Industrial Buildings | Premium | FALSE | [9 empty] | 42640 | Not Dimmable | Not Dimmable | Yes |  | 4 | 13800 | 138 | 100 | 12 | 0.95 | 5000 | 73
PYY1UUWU | LEDRHYTHM Optronic Technology (Suzhou) Co.LTD | LEDRHYTHM | DHB_150 4500K | Indoor Luminaires | High-Bay | High-Bay Luminaires for Commercial and Industrial Buildings | Premium | FALSE | [9 empty] | 42640 | Not Dimmable | Not Dimmable | Yes |  | 4 | 20250 | 135 | 150 | 14 | 0.93 | 4500 | 73
PFY73FHH | LEDRHYTHM Optronic Technology (Suzhou) Co.LTD | LEDRHYTHM | DHB_100 4500K | Indoor Luminaires | High-Bay | High-Bay Luminaires for Commercial and Industrial Buildings | Premium | FALSE | [9 empty] | 42640 | Not Dimmable | Not Dimmable | Yes |  | 4 | 13500 | 135 | 100 | 12 | 0.95 | 4500 | 73
P1AWJHPE | Renesola Zhejiang Ltd | Renesola | RLHB4-160/50K | Indoor Luminaires | High-Bay | High-Bay Luminaires for Commercial and Industrial Buildings | Standard | FALSE | [9 empty] | 42640 | Dimmable | Continuous Below 10 | No |  | 3.1 | 16000 | 110 | 160 | 20 | 0.99 | 5000 | 80
PHQJSZXS | Shenzhen Gleming Photoelectric Technology Co.Ltd | GLEMING | GM-PUBY420W200 5700K | Indoor Luminaires | High-Bay | High-Bay Luminaires for Commercial and Industrial Buildings | Premium | FALSE | [9 empty] | 42640 | Dimmable | Continuous Below 10 | No |  | 4 | 26500 | 130 | 200 | 10 | 0.95 | 5700 | 82
P9PV16KP | Shenzhen Gleming Photoelectric Technology Co.Ltd | GLEMING | GM-PUBY420W240 5700K | Indoor Luminaires | High-Bay | High-Bay Luminaires for Commercial and Industrial Buildings | Premium | FALSE | [9 empty] | 42640 | Dimmable | Continuous Below 10 | No |  | 4 | 31500 | 130 | 240 | 8 | 0.95 | 5700 | 82
PGCGKCW5 | Shenzhen Gleming Photoelectric Technology Co.Ltd | GLEMING | GM-PUBY420W200 5000K | Indoor Luminaires | High-Bay | High-Bay Luminaires for Commercial and Industrial Buildings | Premium | FALSE | [9 empty] | 42640 | Dimmable | Continuous Below 10 | No |  | 4 | 26300 | 129 | 200 | 10 | 0.95 | 5000 | 82
P62RVZUD | Shenzhen Gleming Photoelectric Technology Co.Ltd | GLEMING | GM-PUBY420W240 5000K | Indoor Luminaires | High-Bay | High-Bay Luminaires for Commercial and Industrial Buildings | Premium | FALSE | [9 empty] | 42640 | Dimmable | Continuous Below 10 | No |  | 4 | 31260 | 129 | 240 | 8 | 0.95 | 5000 | 82
PT2PH7HT | Shenzhen Gleming Photoelectric Technology Co.Ltd | GLEMING | GM-PUBY420W200 4500K | Indoor Luminaires | High-Bay | High-Bay Luminaires for Commercial and Industrial Buildings | Premium | FALSE | [9 empty] | 42640 | Dimmable | Continuous Below 10 | No |  | 4 | 26100 | 128 | 200 | 10 | 0.95 | 4500 | 82
PX5RUK5H | Shenzhen Gleming Photoelectric Technology Co.Ltd | GLEMING | GM-PUBY420W240 4500K | Indoor Luminaires | High-Bay | High-Bay Luminaires for Commercial and Industrial Buildings | Premium | FALSE | [9 empty] | 42640 | Dimmable | Continuous Below 10 | No |  | 4 | 31020 | 128 | 240 | 8 | 0.95 | 4500 | 82
PMCW63SE | Etlin-Daniels | ETLIN-DANIELS | HBL4-220U50-WH | Indoor Luminaires | High-Bay | High-Bay Luminaires for Commercial and Industrial Buildings | Premium | FALSE | [9 empty] | 42640 | Dimmable | Continuous Below 10 | No |  | 3.1 | 26730 | 121.5 | 220 | 9.2 | 0.969 | 5000 | 80
PAUU8Y7P | 3bl LED | 3BL LED | 3BL-LED-RPK-150W-DIM-480V-5700K | Indoor Retrofit Kit | High-Bay | Retrofit Kits for High-Bay Luminaires for Commercial and Industrial Buildings | Standard | FALSE | [9 empty] | 42640 | Dimmable | Continuous Below 10 | No |  | 3.1 | 17598 | 114.42 | 153.8 | 11.18 | 0.9154 | 5700 | 72.6
PQUCER17 | 3bl LED | 3BL LED | 3BL-LED-RPK-150W-DIM-5700K | Indoor Retrofit Kit | High-Bay | Retrofit Kits for High-Bay Luminaires for Commercial and Industrial Buildings | Premium | FALSE | [9 empty] | 42640 | Dimmable | Continuous Below 10 | Yes |  | 3.1 | 17520 | 110.54 | 158.5 | 10.68 | 0.9384 | 5700 | 72.6
PBPEWJAR | 3bl LED | 3BL LED | 3BL-LED-RPK-150W-DIM-480V-5000K | Indoor Retrofit Kit | High-Bay | Retrofit Kits for High-Bay Luminaires for Commercial and Industrial Buildings | Standard | FALSE | [9 empty] | 42640 | Dimmable | Continuous Below 10 | No |  | 3.1 | 16899 | 108.75 | 155.4 | 11.07 | 0.9128 | 5000 | 74.7
P1RKWF7B | 3bl LED | 3BL LED | 3BL-LED-RPK-150W-DIM-5000K | Indoor Retrofit Kit | High-Bay | Retrofit Kits for High-Bay Luminaires for Commercial and Industrial Buildings | Premium | FALSE | [9 empty] | 42640 | Dimmable | Continuous Below 10 | Yes |  | 3.1 | 16614 | 108.9 | 152.5 | 10.16 | 0.9217 | 5000 | 74.7
PV697KD8 | Mester LED Limited | MESTER | HBL22D110W48V40KHYMDY | Indoor Luminaires | High-Bay | High-Bay Luminaires for Commercial and Industrial Buildings | Standard | TRUE | 13038 | 116.96 | 111.5 | 12.02 | 0.9924 | 3897 | 83.8 | 5 | 50000 | 42639 |  |  | Yes |  | 4 | 13000 | 118 | 110 | 12 | 0.9 | 4000 | 82
PE87DT7X | Mester LED Limited | MESTER | HBL24D220W48V40KHYMDY | Indoor Luminaires | High-Bay | High-Bay Luminaires for Commercial and Industrial Buildings | Standard | TRUE | 24009 | 111.16 | 216 | 12.75 | 0.9917 | 3939 | 84.7 | 5 | 50000 | 42639 |  |  | Yes |  | 4 | 24500 | 111 | 220 | 13 | 0.9 | 4000 | 82
PVT8776E | Mester LED Limited | MESTER | HBL22D90W48V40KHYMDY | Indoor Luminaires | High-Bay | High-Bay Luminaires for Commercial and Industrial Buildings | Standard | TRUE | 11129 | 126.3 | 88.12 | 12.74 | 0.9901 | 3901 | 84.1 | 5 | 50000 | 42639 |  |  | Yes |  | 4 | 11300 | 126 | 90 | 13 | 0.9 | 4000 | 82
PBWWMSDK | Mester LED Limited | MESTER | HBL22D170W48V40KHYMDY | Indoor Luminaires | High-Bay | High-Bay Luminaires for Commercial and Industrial Buildings | Standard | TRUE | 22501 | 123.29 | 182.5 | 15.08 | 0.9855 | 3945 | 83.1 | 5 | 50000 | 42639 |  |  | Yes |  | 4 | 21000 | 124 | 170 | 15 | 0.9 | 4000 | 82
PAV4UZ7K | Mester LED Limited | MESTER | HBL24D350W48V40KHYMDY | Indoor Luminaires | High-Bay | High-Bay Luminaires for Commercial and Industrial Buildings | Standard | TRUE | 42068 | 117.68 | 357.5 | 16.52 | 0.9798 | 3974 | 85.1 | 5 | 50000 | 42639 |  |  | Yes |  | 4 | 42000 | 120 | 350 | 17 | 0.9 | 4000 | 82
PNGRUCTK | Luminix LED Lighting Canada Ltd | LiteLution | LM48-S100-FH-L-50K-Pa-0-P3-D3-1R-SL-CR-C0 | Indoor Luminaires | High-Bay | High-Bay Luminaires for Commercial and Industrial Buildings | Premium | TRUE | 10786 | 108.58 | 101.8 | 13.19 | 0.9784 | 4908 | 83.3 | 5 | 55000 | 42639 |  |  | No |  | 3.1 | 11051 | 108.58 | 101.8 | 13.19 | 0.98 | 4908 | 83.3
P13TS26N | Shanghai CKRA Lighting Technology Co. Ltd | CKRA | HB42A-150W-4000K | Indoor Luminaires | High-Bay | High-Bay Luminaires for Commercial and Industrial Buildings | Standard | TRUE | 19663.2 | 128.43 | 153.1 | 6.4 | 0.977 | 4241 | 83.8 | 5 | 50000 | 42639 |  |  | Yes |  | 4 | 19600 | 126 | 150 | 6.4 | 0.977 | 4000 | 80
P3VHFS7Q | Shanghai CKRA Lighting Technology Co. Ltd | CKRA | HB41A-100W-4000K | Indoor Luminaires | High-Bay | High-Bay Luminaires for Commercial and Industrial Buildings | Standard | TRUE | 11662 | 124.01 | 94.04 | 12.1 | 0.965 | 4227 | 84 | 5 | 50000 | 42639 |  |  | Yes |  | 4 | 11600 | 124 | 100 | 12.1 | 0.965 | 4000 | 80
PPQWR3X5 | Shanghai CKRA Lighting Technology Co. Ltd | CKRA | HB42A-200W-4000K | Indoor Luminaires | High-Bay | High-Bay Luminaires for Commercial and Industrial Buildings | Standard | TRUE | 26680 | 127.29 | 209.6 | 8 | 0.938 | 4252 | 83.8 | 5 | 50000 | 42639 |  |  | Yes |  | 4 | 26700 | 128 | 200 | 8 | 0.938 | 4000 | 80
PMC2EGU1 | Shenzhen Xinshengyang Opto-electronics Technology Co.Ltd. | XSY | XSY-HBPF150W-50K-120Â°-HA | Indoor Luminaires | High-Bay | High-Bay Luminaires for Commercial and Industrial Buildings | Premium | TRUE | 22373 | 143.79 | 155.6 | 13.67 | 0.9343 | 5171 | 74.3 | 5 | 50000 | 42639 |  |  | No |  | 4 | 22373 | 143.79 | 155.6 | 13.67 | 0.93 | 5000 | 74.3
PRSJP9H9 | Philips Day-Brite | Philips Day-Brite | RBX20L840-(UNV120208240277)-(WTBKST)-(_EMLED)-ARR16S | Indoor Luminaires | High-Bay | High-Bay Luminaires for Commercial and Industrial Buildings | Standard | TRUE | 21199.3 | 133.24 | 159.1 | 15.6 | 0.926 | 4026 | 83.1 | 5 | 50000 | 42639 |  |  | No |  | 4 | 20775 | 122.93 | 169 | 20 | 0.9 | 4000 | 80
PYAKB3VB | Philips Day-Brite | Philips Day-Brite | RBX15L835-(UNV120208240277)-(WTBKST)-ARR22SL | Indoor Luminaires | High-Bay | High-Bay Luminaires for Commercial and Industrial Buildings | Premium | TRUE | 17517.7 | 132.51 | 132.2 | 15.6 | 0.926 | 3606 | 83 | 5 | 50000 | 42639 |  |  | No |  | 4 | 17436 | 130.12 | 134 | 20 | 0.9 | 3500 | 80
PYUEPVGP | Philips Day-Brite | Philips Day-Brite | RBX10L835-(UNV120208240277)-(WTBKST)-(_EMLED)-ARR16SL-16DL | Indoor Luminaires | High-Bay | High-Bay Luminaires for Commercial and Industrial Buildings | Standard | TRUE | 10619.1 | 116.95 | 90.8 | 15.6 | 0.926 | 3609 | 83.14 | 5 | 50000 | 42639 |  |  | No |  | 4 | 9892 | 105.2 | 94 | 20 | 0.9 | 3500 | 80
PXJ48F26 | Philips Day-Brite | Philips Day-Brite | RBX20L830-347-(WTBKST)-ARR16SL-16FL | Indoor Luminaires | High-Bay | High-Bay Luminaires for Commercial and Industrial Buildings | Standard | TRUE | 17892.6 | 107.4 | 166.6 | 15.6 | 0.926 | 3103 | 82.7 | 5 | 50000 | 42639 |  |  | No |  | 4 | 17857 | 105.04 | 170 | 20 | 0.9 | 3000 | 80
PFJS39AX | Shenzhen Hitoplux Optoelectronic Co. Ltd. | Hitoplux LED High Bay | HL-HB150W13110 (4000K) | Indoor Luminaires | High-Bay | High-Bay Luminaires for Commercial and Industrial Buildings | Standard | TRUE | 19926 | 132.02 | 150.9 | 14.03 | 0.9232 | 4024 | 85 | 5 | 50000 | 42639 |  |  | No |  | 4 | 19926 | 132 | 150.95 | 14.03 | 0.95 | 4000 | 80
PQK3NUEV | Shenzhen Hitoplux Optoelectronic Co. Ltd. | Hitoplux LED High Bay | HL-HB200W13110 (4000K) | Indoor Luminaires | High-Bay | High-Bay Luminaires for Commercial and Industrial Buildings | Standard | TRUE | 26168 | 130.53 | 200.5 | 14.05 | 0.9204 | 4024 | 85.2 | 5 | 50000 | 42639 |  |  | No |  | 4 | 26168 | 130.5 | 200.52 | 14.05 | 0.95 | 4000 | 80
PQGX29MQ | Shenzhen Xinshengyang Opto-electronics Technology Co.Ltd. | XSY | XSY-HBPF100W-50K-120Â°-HA | Indoor Luminaires | High-Bay | High-Bay Luminaires for Commercial and Industrial Buildings | Premium | TRUE | 15671 | 144.7 | 108.3 | 11.15 | 0.9102 | 4806 | 74.9 | 5 | 50000 | 42639 |  |  | No |  | 4 | 15671 | 144.7 | 108.3 | 11.15 | 0.91 | 5000 | 74.9
PW7XMBK5 | Shenzhen Xinshengyang Opto-electronics Technology Co.Ltd. | XSY | XSY-HBPF200W-50K-120Â°-HA | Indoor Luminaires | High-Bay | High-Bay Luminaires for Commercial and Industrial Buildings | Premium | TRUE | 30581 | 144.45 | 211.7 | 13.15 | 0.8902 | 5173 | 74.1 | 5 | 50000 | 42639 |  |  | No |  | 4 | 30581 | 144.45 | 211.7 | 13.15 | 0.99 | 5000 | 74.1
P7HVRFG8 | Shenzhen Xinshengyang Opto-electronics Technology Co.Ltd. | XSY | XSY-HBPF200W-57K-120Â°-HA | Indoor Luminaires | High-Bay | High-Bay Luminaires for Commercial and Industrial Buildings | Premium | FALSE | [9 empty] | 42639 |  |  | No |  | 4 | 31928 | 148.57 | 214.9 | 13.23 | 1 | 5700 | 74.5
PG58RH1M | Shenzhen Xinshengyang Opto-electronics Technology Co.Ltd. | XSY | XSY-HBPF150W-57K-120Â°-HA | Indoor Luminaires | High-Bay | High-Bay Luminaires for Commercial and Industrial Buildings | Premium | FALSE | [9 empty] | 42639 |  |  | No |  | 4 | 22820 | 147.13 | 155.1 | 13.98 | 0.94 | 5700 | 74.4
P1FXZBUU | Shenzhen Xinshengyang Opto-electronics Technology Co.Ltd. | XSY | XSY-HBPF100W-57K-120Â°-HA | Indoor Luminaires | High-Bay | High-Bay Luminaires for Commercial and Industrial Buildings | Premium | FALSE | [9 empty] | 42639 |  |  | No |  | 4 | 16088 | 148.14 | 108.6 | 11.01 | 0.91 | 5700 | 74.4
PVAA3RPC | Shenzhen Xinshengyang Opto-electronics Technology Co.Ltd. | XSY | XSY-HBPF200W-57K-120Â°-HB | Indoor Luminaires | High-Bay | High-Bay Luminaires for Commercial and Industrial Buildings | Premium | FALSE | [9 empty] | 42639 |  |  | No |  | 4 | 31928 | 148.57 | 214.9 | 13.23 | 1 | 5700 | 74.5
PB7XTW62 | Shenzhen Xinshengyang Opto-electronics Technology Co.Ltd. | XSY | XSY-HBPF150W-57K-120Â°-HB | Indoor Luminaires | High-Bay | High-Bay Luminaires for Commercial and Industrial Buildings | Premium | FALSE | [9 empty] | 42639 |  |  | No |  | 4 | 22820 | 147.13 | 155.1 | 13.98 | 0.94 | 5700 | 74.4
PB1JFDWW | Shenzhen Xinshengyang Opto-electronics Technology Co.Ltd. | XSY | XSY-HBPF100W-57K-120Â°-HB | Indoor Luminaires | High-Bay | High-Bay Luminaires for Commercial and Industrial Buildings | Premium | FALSE | [9 empty] | 42639 |  |  | No |  | 4 | 16088 | 148.14 | 108.6 | 11.01 | 0.91 | 5700 | 74.4
PZCPSQ4Z | Shenzhen Xinshengyang Opto-electronics Technology Co.Ltd. | XSY | XSY-HBPF100W-50K-120Â°-HB | Indoor Luminaires | High-Bay | High-Bay Luminaires for Commercial and Industrial Buildings | Premium | FALSE | [9 empty] | 42639 |  |  | No |  | 4 | 15671 | 144.7 | 108.3 | 11.15 | 0.91 | 5000 | 74.9
PYKN35ZJ | Shenzhen Xinshengyang Opto-electronics Technology Co.Ltd. | XSY | XSY-HBPF150W-50K-120Â°-HB | Indoor Luminaires | High-Bay | High-Bay Luminaires for Commercial and Industrial Buildings | Premium | FALSE | [9 empty] | 42639 |  |  | No |  | 4 | 22373 | 143.79 | 155.6 | 13.67 | 0.93 | 5000 | 74.3
P51SXJ74 | Shenzhen Xinshengyang Opto-electronics Technology Co.Ltd. | XSY | XSY-HBPF200W-50K-120Â°-HB | Indoor Luminaires | High-Bay | High-Bay Luminaires for Commercial and Industrial Buildings | Premium | FALSE | [9 empty] | 42639 |  |  | No |  | 4 | 30581 | 144.45 | 211.7 | 13.15 | 0.99 | 5000 | 74.1
PE4822XE | Shanghai CKRA Lighting Technology Co. Ltd | CKRA | HB41A-100W-5000K | Indoor Luminaires | High-Bay | High-Bay Luminaires for Commercial and Industrial Buildings | Standard | FALSE | [9 empty] | 42639 |  |  | Yes |  | 4 | 12200 | 129 | 100 | 12.1 | 0.965 | 5000 | 80
PUSQ12QF | Shanghai CKRA Lighting Technology Co. Ltd | CKRA | HB42A-200W-5000K | Indoor Luminaires | High-Bay | High-Bay Luminaires for Commercial and Industrial Buildings | Standard | FALSE | [9 empty] | 42639 |  |  | Yes |  | 4 | 27200 | 133 | 200 | 8 | 0.938 | 5000 | 80
PH16JTQX | Shanghai CKRA Lighting Technology Co. Ltd | CKRA | HB42A-150W-5000K | Indoor Luminaires | High-Bay | High-Bay Luminaires for Commercial and Industrial Buildings | Standard | FALSE | [9 empty] | 42639 |  |  | Yes |  | 4 | 20000 | 131 | 150 | 6.4 | 0.977 | 5000 | 80
PVSMB2BE | Philips Day-Brite | Philips Day-Brite | RBX20L840-347-(WTBKST)-ARR16S | Indoor Luminaires | High-Bay | High-Bay Luminaires for Commercial and Industrial Buildings | Standard | FALSE | [9 empty] | 42639 |  |  | No |  | 4 | 20775 | 122.21 | 170 | 20 | 0.9 | 4000 | 80
PG7Y8K8Q | Philips Day-Brite | Philips Day-Brite | RBX20L840-(UNV120208240277)-(WTBKST)-(_EMLED)-ARR22S | Indoor Luminaires | High-Bay | High-Bay Luminaires for Commercial and Industrial Buildings | Standard | FALSE | [9 empty] | 42639 |  |  | No |  | 4 | 20713 | 122.56 | 169 | 20 | 0.9 | 4000 | 80
PBU1FFN1 | Philips Day-Brite | Philips Day-Brite | RBX20L840-347-(WTBKST)-ARR22S | Indoor Luminaires | High-Bay | High-Bay Luminaires for Commercial and Industrial Buildings | Standard | FALSE | [9 empty] | 42639 |  |  | No |  | 4 | 20713 | 121.84 | 170 | 20 | 0.9 | 4000 | 80
PR5MS3ZX | Philips Day-Brite | Philips Day-Brite | RBX20L840-(UNV120208240277)-(WTBKST)-(_EMLED)-ARR22SL | Indoor Luminaires | High-Bay | High-Bay Luminaires for Commercial and Industrial Buildings | Standard | FALSE | [9 empty] | 42639 |  |  | No |  | 4 | 20630 | 122.07 | 169 | 20 | 0.9 | 4000 | 80
PPQRAPSJ | Philips Day-Brite | Philips Day-Brite | RBX20L840-347-(WTBKST)-ARR22SL | Indoor Luminaires | High-Bay | High-Bay Luminaires for Commercial and Industrial Buildings | Standard | FALSE | [9 empty] | 42639 |  |  | No |  | 4 | 20630 | 121.35 | 170 | 20 | 0.9 | 4000 | 80
PNNVX8WJ | Philips Day-Brite | Philips Day-Brite | RBX20L840-347-(WTBKST)-ARR16SL | Indoor Luminaires | High-Bay | High-Bay Luminaires for Commercial and Industrial Buildings | Standard | FALSE | [9 empty] | 42639 |  |  | No |  | 4 | 20441 | 120.24 | 170 | 20 | 0.9 | 4000 | 80
PHU72EMM | Philips Day-Brite | Philips Day-Brite | RBX20L840-(UNV120208240277)-(WTBKST)-(_EMLED)-ARR16SL | Indoor Luminaires | High-Bay | High-Bay Luminaires for Commercial and Industrial Buildings | Standard | FALSE | [9 empty] | 42639 |  |  | No |  | 4 | 20441 | 120.95 | 169 | 20 | 0.9 | 4000 | 80
PRWQUU46 | Philips Day-Brite | Philips Day-Brite | RBX20L840-(UNV120208240277)-(WTBKST)-(_EMLED)-ARR22SL-22FL | Indoor Luminaires | High-Bay | High-Bay Luminaires for Commercial and Industrial Buildings | Standard | FALSE | [9 empty] | 42639 |  |  | No |  | 4 | 19793 | 117.12 | 169 | 20 | 0.9 | 4000 | 80
PHJVU5T3 | Philips Day-Brite | Philips Day-Brite | RBX20L840-347-(WTBKST)-ARR22SL-22FL | Indoor Luminaires | High-Bay | High-Bay Luminaires for Commercial and Industrial Buildings | Standard | FALSE | [9 empty] | 42639 |  |  | No |  | 4 | 19793 | 116.43 | 170 | 20 | 0.9 | 4000 | 80
PC46UXS3 | Philips Day-Brite | Philips Day-Brite | RBX20L840-347-(WTBKST)-ARR22 | Indoor Luminaires | High-Bay | High-Bay Luminaires for Commercial and Industrial Buildings | Standard | FALSE | [9 empty] | 42639 |  |  | No |  | 4 | 19702 | 115.89 | 170 | 20 | 0.9 | 4000 | 80
P7E86XH1 | Philips Day-Brite | Philips Day-Brite | RBX20L840-(UNV120208240277)-(WTBKST)-(_EMLED)-ARR22 | Indoor Luminaires | High-Bay | High-Bay Luminaires for Commercial and Industrial Buildings | Standard | FALSE | [9 empty] | 42639 |  |  | No |  | 4 | 19702 | 116.58 | 169 | 20 | 0.9 | 4000 | 80
PWW6UUYB | Philips Day-Brite | Philips Day-Brite | RBX20L840-347-(WTBKST)-ARR16S-16CL | Indoor Luminaires | High-Bay | High-Bay Luminaires for Commercial and Industrial Buildings | Standard | FALSE | [9 empty] | 42639 |  |  | No |  | 4 | 19694.7 | 115.85 | 170 | 20 | 0.9 | 4000 | 80
PEY1BXZ9 | Philips Day-Brite | Philips Day-Brite | RBX20L840-(UNV120208240277)-(WTBKST)-(_EMLED)-ARR16S-16CL | Indoor Luminaires | High-Bay | High-Bay Luminaires for Commercial and Industrial Buildings | Standard | FALSE | [9 empty] | 42639 |  |  | No |  | 4 | 19694.7 | 116.54 | 169 | 20 | 0.9 | 4000 | 80
PSH77REU | Philips Day-Brite | Philips Day-Brite | RBX20L840-(UNV120208240277)-(WTBKST)-(_EMLED)-ARR22S-22CL | Indoor Luminaires | High-Bay | High-Bay Luminaires for Commercial and Industrial Buildings | Standard | FALSE | [9 empty] | 42639 |  |  | No |  | 4 | 19635.92 | 116.19 | 169 | 20 | 0.9 | 4000 | 80
P4ZZMERT | Philips Day-Brite | Philips Day-Brite | RBX20L840-347-(WTBKST)-ARR22S-22CL | Indoor Luminaires | High-Bay | High-Bay Luminaires for Commercial and Industrial Buildings | Standard | FALSE | [9 empty] | 42639 |  |  | No |  | 4 | 19635.92 | 115.51 | 170 | 20 | 0.9 | 4000 | 80
PT1BR4HJ | Philips Day-Brite | Philips Day-Brite | RBX20L840-(UNV120208240277)-(WTBKST)-(_EMLED)-ARR22S-22FL | Indoor Luminaires | High-Bay | High-Bay Luminaires for Commercial and Industrial Buildings | Standard | FALSE | [9 empty] | 42639 |  |  | No |  | 4 | 19614 | 116.06 | 169 | 20 | 0.9 | 4000 | 80
P7EGQAPG | Philips Day-Brite | Philips Day-Brite | RBX20L840-347-(WTBKST)-ARR22S-22FL | Indoor Luminaires | High-Bay | High-Bay Luminaires for Commercial and Industrial Buildings | Standard | FALSE | [9 empty] | 42639 |  |  | No |  | 4 | 19614 | 115.38 | 170 | 20 | 0.9 | 4000 | 80
P3BR5YPJ | Philips Day-Brite | Philips Day-Brite | RBX20L840-347-(WTBKST)-ARR22SL-22CL | Indoor Luminaires | High-Bay | High-Bay Luminaires for Commercial and Industrial Buildings | Standard | FALSE | [9 empty] | 42639 |  |  | No |  | 4 | 19557.24 | 115.04 | 170 | 20 | 0.9 | 4000 | 80
P1DC3MR7 | Philips Day-Brite | Philips Day-Brite | RBX20L840-(UNV120208240277)-(WTBKST)-(_EMLED)-ARR22SL-22CL | Indoor Luminaires | High-Bay | High-Bay Luminaires for Commercial and Industrial Buildings | Standard | FALSE | [9 empty] | 42639 |  |  | No |  | 4 | 19557.24 | 115.72 | 169 | 20 | 0.9 | 4000 | 80
PW5ZFGTS | Philips Day-Brite | Philips Day-Brite | RBX20L840-(UNV120208240277)-(WTBKST)-(_EMLED)-ARR16S-16FL | Indoor Luminaires | High-Bay | High-Bay Luminaires for Commercial and Industrial Buildings | Standard | FALSE | [9 empty] | 42639 |  |  | No |  | 4 | 19536 | 115.6 | 169 | 20 | 0.9 | 4000 | 80
PFNDMQ2X | Philips Day-Brite | Philips Day-Brite | RBX20L840-347-(WTBKST)-ARR16S-16FL | Indoor Luminaires | High-Bay | High-Bay Luminaires for Commercial and Industrial Buildings | Standard | FALSE | [9 empty] | 42639 |  |  | No |  | 4 | 19536 | 114.92 | 170 | 20 | 0.9 | 4000 | 80
PFSARCJ9 | Philips Day-Brite | Philips Day-Brite | RBX20L840-(UNV120208240277)-(WTBKST)-(_EMLED)-ARR22L | Indoor Luminaires | High-Bay | High-Bay Luminaires for Commercial and Industrial Buildings | Standard | FALSE | [9 empty] | 42639 |  |  | No |  | 4 | 19505 | 115.41 | 169 | 20 | 0.9 | 4000 | 80
P9SQRGSQ | Philips Day-Brite | Philips Day-Brite | RBX20L840-347-(WTBKST)-ARR22L | Indoor Luminaires | High-Bay | High-Bay Luminaires for Commercial and Industrial Buildings | Standard | FALSE | [9 empty] | 42639 |  |  | No |  | 4 | 19505 | 114.74 | 170 | 20 | 0.9 | 4000 | 80
PMA8HYFH | Philips Day-Brite | Philips Day-Brite | RBX20L840-347-(WTBKST)-ARR16SL-16CL | Indoor Luminaires | High-Bay | High-Bay Luminaires for Commercial and Industrial Buildings | Standard | FALSE | [9 empty] | 42639 |  |  | No |  | 4 | 19378.07 | 113.99 | 170 | 20 | 0.9 | 4000 | 80
PF4QZVY3 | Philips Day-Brite | Philips Day-Brite | RBX20L840-(UNV120208240277)-(WTBKST)-(_EMLED)-ARR16SL-16CL | Indoor Luminaires | High-Bay | High-Bay Luminaires for Commercial and Industrial Buildings | Standard | FALSE | [9 empty] | 42639 |  |  | No |  | 4 | 19378.07 | 114.66 | 169 | 20 | 0.9 | 4000 | 80
PUBVZZ7D | Philips Day-Brite | Philips Day-Brite | RBX20L840-(UNV120208240277)-(WTBKST)-(_EMLED)-ARR16SL-16FL | Indoor Luminaires | High-Bay | High-Bay Luminaires for Commercial and Industrial Buildings | Standard | FALSE | [9 empty] | 42639 |  |  | No |  | 4 | 19322 | 114.33 | 169 | 20 | 0.9 | 4000 | 80
PNZ9A9AD | Philips Day-Brite | Philips Day-Brite | RBX20L840-347-(WTBKST)-ARR16SL-16FL | Indoor Luminaires | High-Bay | High-Bay Luminaires for Commercial and Industrial Buildings | Standard | FALSE | [9 empty] | 42639 |  |  | No |  | 4 | 19322 | 113.66 | 170 | 20 | 0.9 | 4000 | 80
PZNJ3BY7 | Philips Day-Brite | Philips Day-Brite | RBX20L840-347-(WTBKST)-ARR16S-16DL | Indoor Luminaires | High-Bay | High-Bay Luminaires for Commercial and Industrial Buildings | Standard | FALSE | [9 empty] | 42639 |  |  | No |  | 4 | 19175.33 | 112.8 | 170 | 20 | 0.9 | 4000 | 80
PE1EHSNB | Philips Day-Brite | Philips Day-Brite | RBX20L840-(UNV120208240277)-(WTBKST)-(_EMLED)-ARR16S-16DL | Indoor Luminaires | High-Bay | High-Bay Luminaires for Commercial and Industrial Buildings | Standard | FALSE | [9 empty] | 42639 |  |  | No |  | 4 | 19175.33 | 113.46 | 169 | 20 | 0.9 | 4000 | 80
PRR79ZRQ | Philips Day-Brite | Philips Day-Brite | RBX20L840-(UNV120208240277)-(WTBKST)-(_EMLED)-ARR22S-22DL | Indoor Luminaires | High-Bay | High-Bay Luminaires for Commercial and Industrial Buildings | Standard | FALSE | [9 empty] | 42639 |  |  | No |  | 4 | 19118.1 | 113.12 | 169 | 20 | 0.9 | 4000 | 80
P7JSUHYX | Philips Day-Brite | Philips Day-Brite | RBX20L840-347-(WTBKST)-ARR22S-22DL | Indoor Luminaires | High-Bay | High-Bay Luminaires for Commercial and Industrial Buildings | Standard | FALSE | [9 empty] | 42639 |  |  | No |  | 4 | 19118.1 | 112.46 | 170 | 20 | 0.9 | 4000 | 80
PET1UC6Z | Philips Day-Brite | Philips Day-Brite | RBX20L840-347-(WTBKST)-ARR22SL-22DL | Indoor Luminaires | High-Bay | High-Bay Luminaires for Commercial and Industrial Buildings | Standard | FALSE | [9 empty] | 42639 |  |  | No |  | 4 | 19041.49 | 112.01 | 170 | 20 | 0.9 | 4000 | 80
P7ZGPNNT | Philips Day-Brite | Philips Day-Brite | RBX20L840-(UNV120208240277)-(WTBKST)-(_EMLED)-ARR22SL-22DL | Indoor Luminaires | High-Bay | High-Bay Luminaires for Commercial and Industrial Buildings | Standard | FALSE | [9 empty] | 42639 |  |  | No |  | 4 | 19041.49 | 112.67 | 169 | 20 | 0.9 | 4000 | 80
PQZEFJCG | Philips Day-Brite | Philips Day-Brite | RBX20L840-(UNV120208240277)-(WTBKST)-(_EMLED)-ARR16SL-16DL | Indoor Luminaires | High-Bay | High-Bay Luminaires for Commercial and Industrial Buildings | Standard | FALSE | [9 empty] | 42639 |  |  | No |  | 4 | 18867.04 | 111.64 | 169 | 20 | 0.9 | 4000 | 80
P6UMPMK4 | Philips Day-Brite | Philips Day-Brite | RBX20L840-347-(WTBKST)-ARR16SL-16DL | Indoor Luminaires | High-Bay | High-Bay Luminaires for Commercial and Industrial Buildings | Standard | FALSE | [9 empty] | 42639 |  |  | No |  | 4 | 18867.04 | 110.98 | 170 | 20 | 0.9 | 4000 | 80
PYTQQ2M9 | Philips Day-Brite | Philips Day-Brite | RBX20L840-(UNV120208240277)-(WTBKST)-(_EMLED)-ARR22-22CL | Indoor Luminaires | High-Bay | High-Bay Luminaires for Commercial and Industrial Buildings | Standard | FALSE | [9 empty] | 42639 |  |  | No |  | 4 | 18677.5 | 110.52 | 169 | 20 | 0.9 | 4000 | 80
P6N15NK5 | Philips Day-Brite | Philips Day-Brite | RBX20L840-347-(WTBKST)-ARR22-22CL | Indoor Luminaires | High-Bay | High-Bay Luminaires for Commercial and Industrial Buildings | Standard | FALSE | [9 empty] | 42639 |  |  | No |  | 4 | 18677.5 | 109.87 | 170 | 20 | 0.9 | 4000 | 80
PMA6Q2JV | Philips Day-Brite | Philips Day-Brite | RBX20L840-347-(WTBKST)-ARR22-22FL | Indoor Luminaires | High-Bay | High-Bay Luminaires for Commercial and Industrial Buildings | Standard | FALSE | [9 empty] | 42639 |  |  | No |  | 4 | 18612 | 109.48 | 170 | 20 | 0.9 | 4000 | 80
PD8T42DT | Philips Day-Brite | Philips Day-Brite | RBX20L840-(UNV120208240277)-(WTBKST)-(_EMLED)-ARR22-22FL | Indoor Luminaires | High-Bay | High-Bay Luminaires for Commercial and Industrial Buildings | Standard | FALSE | [9 empty] | 42639 |  |  | No |  | 4 | 18612 | 110.13 | 169 | 20 | 0.9 | 4000 | 80
PSEAK9P4 | Philips Day-Brite | Philips Day-Brite | RBX20L840-(UNV120208240277)-(WTBKST)-(_EMLED)-ARR22L-22CL | Indoor Luminaires | High-Bay | High-Bay Luminaires for Commercial and Industrial Buildings | Standard | FALSE | [9 empty] | 42639 |  |  | No |  | 4 | 18490.74 | 109.41 | 169 | 20 | 0.9 | 4000 | 80
PCAF4Z4H | Philips Day-Brite | Philips Day-Brite | RBX20L840-347-(WTBKST)-ARR22L-22CL | Indoor Luminaires | High-Bay | High-Bay Luminaires for Commercial and Industrial Buildings | Standard | FALSE | [9 empty] | 42639 |  |  | No |  | 4 | 18490.74 | 108.77 | 170 | 20 | 0.9 | 4000 | 80
PEQQJP3W | Philips Day-Brite | Philips Day-Brite | RBX20L840-(UNV120208240277)-(WTBKST)-(_EMLED)-ARR22L-22FL | Indoor Luminaires | High-Bay | High-Bay Luminaires for Commercial and Industrial Buildings | Standard | FALSE | [9 empty] | 42639 |  |  | No |  | 4 | 18452 | 109.18 | 169 | 20 | 0.9 | 4000 | 80
P5YQDEK7 | Philips Day-Brite | Philips Day-Brite | RBX20L840-347-(WTBKST)-ARR22L-22FL | Indoor Luminaires | High-Bay | High-Bay Luminaires for Commercial and Industrial Buildings | Standard | FALSE | [9 empty] | 42639 |  |  | No |  | 4 | 18452 | 108.54 | 170 | 20 | 0.9 | 4000 | 80
PTR9A8WJ | Philips Day-Brite | Philips Day-Brite | RBX20L840-347-(WTBKST)-ARR22-22DL | Indoor Luminaires | High-Bay | High-Bay Luminaires for Commercial and Industrial Buildings | Standard | FALSE | [9 empty] | 42639 |  |  | No |  | 4 | 18184.95 | 106.97 | 170 | 20 | 0.9 | 4000 | 80
PJDZX4VY | Philips Day-Brite | Philips Day-Brite | RBX20L840-(UNV120208240277)-(WTBKST)-(_EMLED)-ARR22-22DL | Indoor Luminaires | High-Bay | High-Bay Luminaires for Commercial and Industrial Buildings | Standard | FALSE | [9 empty] | 42639 |  |  | No |  | 4 | 18184.95 | 107.6 | 169 | 20 | 0.9 | 4000 | 80
PUQ4E6DV | Philips Day-Brite | Philips Day-Brite | RBX20L840-347-(WTBKST)-ARR22L-22DL | Indoor Luminaires | High-Bay | High-Bay Luminaires for Commercial and Industrial Buildings | Standard | FALSE | [9 empty] | 42639 |  |  | No |  | 4 | 18003.12 | 105.9 | 170 | 20 | 0.9 | 4000 | 80
PBZQBT2P | Philips Day-Brite | Philips Day-Brite | RBX20L840-(UNV120208240277)-(WTBKST)-(_EMLED)-ARR22L-22DL | Indoor Luminaires | High-Bay | High-Bay Luminaires for Commercial and Industrial Buildings | Standard | FALSE | [9 empty] | 42639 |  |  | No |  | 4 | 18003.12 | 106.53 | 169 | 20 | 0.9 | 4000 | 80
PK23GB5Z | Philips Day-Brite | Philips Day-Brite | RBX15L840-(UNV120208240277)-(WTBKST)-ARR16S | Indoor Luminaires | High-Bay | High-Bay Luminaires for Commercial and Industrial Buildings | Premium | FALSE | [9 empty] | 42639 |  |  | No |  | 4 | 17629 | 131.56 | 134 | 20 | 0.9 | 4000 | 80
PBCTA4D4 | Philips Day-Brite | Philips Day-Brite | RBX15L840-(UNV120208240277)-(WTBKST)-(_EMLED)-ARR16S | Indoor Luminaires | High-Bay | High-Bay Luminaires for Commercial and Industrial Buildings | Standard | FALSE | [9 empty] | 42639 |  |  | No |  | 4 | 17629 | 124.59 | 141.5 | 20 | 0.9 | 4000 | 80
P2JBS82Q | Philips Day-Brite | Philips Day-Brite | RBX15L840-347-(WTBKST)-ARR16S | Indoor Luminaires | High-Bay | High-Bay Luminaires for Commercial and Industrial Buildings | Standard | FALSE | [9 empty] | 42639 |  |  | No |  | 4 | 17629 | 124.15 | 142 | 20 | 0.9 | 4000 | 80
PYMKY267 | Philips Day-Brite | Philips Day-Brite | RBX15L840-347-(WTBKST)-ARR22S | Indoor Luminaires | High-Bay | High-Bay Luminaires for Commercial and Industrial Buildings | Standard | FALSE | [9 empty] | 42639 |  |  | No |  | 4 | 17575 | 123.77 | 142 | 20 | 0.9 | 4000 | 80
PY6T7SC9 | Philips Day-Brite | Philips Day-Brite | RBX15L840-(UNV120208240277)-(WTBKST)-ARR22S | Indoor Luminaires | High-Bay | High-Bay Luminaires for Commercial and Industrial Buildings | Premium | FALSE | [9 empty] | 42639 |  |  | No |  | 4 | 17575 | 131.16 | 134 | 20 | 0.9 | 4000 | 80
P5VW6DRH | Philips Day-Brite | Philips Day-Brite | RBX15L840-(UNV120208240277)-(WTBKST)-(_EMLED)-ARR22S | Indoor Luminaires | High-Bay | High-Bay Luminaires for Commercial and Industrial Buildings | Standard | FALSE | [9 empty] | 42639 |  |  | No |  | 4 | 17575 | 124.2 | 141.5 | 20 | 0.9 | 4000 | 80
PHP8R6X2 | Philips Day-Brite | Philips Day-Brite | RBX15L840-(UNV120208240277)-(WTBKST)-ARR22SL | Indoor Luminaires | High-Bay | High-Bay Luminaires for Commercial and Industrial Buildings | Premium | FALSE | [9 empty] | 42639 |  |  | No |  | 4 | 17484 | 130.48 | 134 | 20 | 0.9 | 4000 | 80
PA8ZFG32 | Philips Day-Brite | Philips Day-Brite | RBX15L840-(UNV120208240277)-(WTBKST)-(_EMLED)-ARR22SL | Indoor Luminaires | High-Bay | High-Bay Luminaires for Commercial and Industrial Buildings | Standard | FALSE | [9 empty] | 42639 |  |  | No |  | 4 | 17484 | 123.56 | 141.5 | 20 | 0.9 | 4000 | 80
P7MVNX63 | Philips Day-Brite | Philips Day-Brite | RBX15L840-347-(WTBKST)-ARR22SL | Indoor Luminaires | High-Bay | High-Bay Luminaires for Commercial and Industrial Buildings | Standard | FALSE | [9 empty] | 42639 |  |  | No |  | 4 | 17484 | 123.13 | 142 | 20 | 0.9 | 4000 | 80
PB6HBFMU | Philips Day-Brite | Philips Day-Brite | RBX15L840-(UNV120208240277)-(WTBKST)-(_EMLED)-ARR16SL | Indoor Luminaires | High-Bay | High-Bay Luminaires for Commercial and Industrial Buildings | Standard | FALSE | [9 empty] | 42639 |  |  | No |  | 4 | 17364 | 122.71 | 141.5 | 20 | 0.9 | 4000 | 80
P5WSTD9F | Philips Day-Brite | Philips Day-Brite | RBX15L840-347-(WTBKST)-ARR16SL | Indoor Luminaires | High-Bay | High-Bay Luminaires for Commercial and Industrial Buildings | Standard | FALSE | [9 empty] | 42639 |  |  | No |  | 4 | 17364 | 122.28 | 142 | 20 | 0.9 | 4000 | 80
PATM65SJ | Philips Day-Brite | Philips Day-Brite | RBX15L840-(UNV120208240277)-(WTBKST)-(_EMLED)-ARR22SL-22FL | Indoor Luminaires | High-Bay | High-Bay Luminaires for Commercial and Industrial Buildings | Standard | FALSE | [9 empty] | 42639 |  |  | No |  | 4 | 16793 | 118.68 | 141.5 | 20 | 0.9 | 4000 | 80
P17PS117 | Philips Day-Brite | Philips Day-Brite | RBX15L840-347-(WTBKST)-ARR22SL-22FL | Indoor Luminaires | High-Bay | High-Bay Luminaires for Commercial and Industrial Buildings | Standard | FALSE | [9 empty] | 42639 |  |  | No |  | 4 | 16793 | 118.26 | 142 | 20 | 0.9 | 4000 | 80
PSBSZEXN | Philips Day-Brite | Philips Day-Brite | RBX15L840-(UNV120208240277)-(WTBKST)-(_EMLED)-ARR16S-16CL | Indoor Luminaires | High-Bay | High-Bay Luminaires for Commercial and Industrial Buildings | Standard | FALSE | [9 empty] | 42639 |  |  | No |  | 4 | 16712.29 | 118.11 | 141.5 | 20 | 0.9 | 4000 | 80
PPUXEFEY | Philips Day-Brite | Philips Day-Brite | RBX15L840-347-(WTBKST)-ARR16S-16CL | Indoor Luminaires | High-Bay | High-Bay Luminaires for Commercial and Industrial Buildings | Standard | FALSE | [9 empty] | 42639 |  |  | No |  | 4 | 16712.29 | 117.69 | 142 | 20 | 0.9 | 4000 | 80
PNPPC2YH | Philips Day-Brite | Philips Day-Brite | RBX15L840-(UNV120208240277)-(WTBKST)-(_EMLED)-ARR22 | Indoor Luminaires | High-Bay | High-Bay Luminaires for Commercial and Industrial Buildings | Standard | FALSE | [9 empty] | 42639 |  |  | No |  | 4 | 16711 | 118.1 | 141.5 | 20 | 0.9 | 4000 | 80
PGB3E85Z | Philips Day-Brite | Philips Day-Brite | RBX15L840-347-(WTBKST)-ARR22 | Indoor Luminaires | High-Bay | High-Bay Luminaires for Commercial and Industrial Buildings | Standard | FALSE | [9 empty] | 42639 |  |  | No |  | 4 | 16711 | 117.68 | 142 | 20 | 0.9 | 4000 | 80
PEUMYYJS | Philips Day-Brite | Philips Day-Brite | RBX15L840-347-(WTBKST)-ARR22S-22FL | Indoor Luminaires | High-Bay | High-Bay Luminaires for Commercial and Industrial Buildings | Standard | FALSE | [9 empty] | 42639 |  |  | No |  | 4 | 16699 | 117.6 | 142 | 20 | 0.9 | 4000 | 80
P3JDJTFZ | Philips Day-Brite | Philips Day-Brite | RBX15L840-(UNV120208240277)-(WTBKST)-(_EMLED)-ARR22S-22FL | Indoor Luminaires | High-Bay | High-Bay Luminaires for Commercial and Industrial Buildings | Standard | FALSE | [9 empty] | 42639 |  |  | No |  | 4 | 16699 | 118.01 | 141.5 | 20 | 0.9 | 4000 | 80
PHBUSVR5 | Philips Day-Brite | Philips Day-Brite | RBX15L840-(UNV120208240277)-(WTBKST)-(_EMLED)-ARR22S-22CL | Indoor Luminaires | High-Bay | High-Bay Luminaires for Commercial and Industrial Buildings | Standard | FALSE | [9 empty] | 42639 |  |  | No |  | 4 | 16661.1 | 117.75 | 141.5 | 20 | 0.9 | 4000 | 80
PCGPHZH5 | Philips Day-Brite | Philips Day-Brite | RBX15L840-347-(WTBKST)-ARR22S-22CL | Indoor Luminaires | High-Bay | High-Bay Luminaires for Commercial and Industrial Buildings | Standard | FALSE | [9 empty] | 42639 |  |  | No |  | 4 | 16661.1 | 117.33 | 142 | 20 | 0.9 | 4000 | 80
PPNSUTK7 | Philips Day-Brite | Philips Day-Brite | RBX15L840-(UNV120208240277)-(WTBKST)-(_EMLED)-ARR22SL-22CL | Indoor Luminaires | High-Bay | High-Bay Luminaires for Commercial and Industrial Buildings | Standard | FALSE | [9 empty] | 42639 |  |  | No |  | 4 | 16574.83 | 117.14 | 141.5 | 20 | 0.9 | 4000 | 80
P3HR3PTB | Philips Day-Brite | Philips Day-Brite | RBX15L840-347-(WTBKST)-ARR22SL-22CL | Indoor Luminaires | High-Bay | High-Bay Luminaires for Commercial and Industrial Buildings | Standard | FALSE | [9 empty] | 42639 |  |  | No |  | 4 | 16574.83 | 116.72 | 142 | 20 | 0.9 | 4000 | 80
PP83KC42 | Philips Day-Brite | Philips Day-Brite | RBX15L840-347-(WTBKST)-ARR16S-16FL | Indoor Luminaires | High-Bay | High-Bay Luminaires for Commercial and Industrial Buildings | Standard | FALSE | [9 empty] | 42639 |  |  | No |  | 4 | 16571 | 116.7 | 142 | 20 | 0.9 | 4000 | 80
PP6T43VK | Philips Day-Brite | Philips Day-Brite | RBX15L840-(UNV120208240277)-(WTBKST)-(_EMLED)-ARR16S-16FL | Indoor Luminaires | High-Bay | High-Bay Luminaires for Commercial and Industrial Buildings | Standard | FALSE | [9 empty] | 42639 |  |  | No |  | 4 | 16571 | 117.11 | 141.5 | 20 | 0.9 | 4000 | 80
PZG4N3UM | Philips Day-Brite | Philips Day-Brite | RBX15L840-(UNV120208240277)-(WTBKST)-(_EMLED)-ARR22L | Indoor Luminaires | High-Bay | High-Bay Luminaires for Commercial and Industrial Buildings | Standard | FALSE | [9 empty] | 42639 |  |  | No |  | 4 | 16543 | 116.91 | 141.5 | 20 | 0.9 | 4000 | 80
PVU9G1BR | Philips Day-Brite | Philips Day-Brite | RBX15L840-347-(WTBKST)-ARR22-22FL | Indoor Luminaires | High-Bay | High-Bay Luminaires for Commercial and Industrial Buildings | Standard | FALSE | [9 empty] | 42639 |  |  | No |  | 4 | 16543 | 116.5 | 142 | 20 | 0.9 | 4000 | 80
PSJ8V6JN | Philips Day-Brite | Philips Day-Brite | RBX15L840-(UNV120208240277)-(WTBKST)-(_EMLED)-ARR22-22FL | Indoor Luminaires | High-Bay | High-Bay Luminaires for Commercial and Industrial Buildings | Standard | FALSE | [9 empty] | 42639 |  |  | No |  | 4 | 16543 | 116.91 | 141.5 | 20 | 0.9 | 4000 | 80
PCY7D5VE | Philips Day-Brite | Philips Day-Brite | RBX15L840-347-(WTBKST)-ARR22L | Indoor Luminaires | High-Bay | High-Bay Luminaires for Commercial and Industrial Buildings | Standard | FALSE | [9 empty] | 42639 |  |  | No |  | 4 | 16543 | 116.5 | 142 | 20 | 0.9 | 4000 | 80
P8Q1CT3B | Philips Day-Brite | Philips Day-Brite | RBX15L840-(UNV120208240277)-(WTBKST)-(_EMLED)-ARR16SL-16CL | Indoor Luminaires | High-Bay | High-Bay Luminaires for Commercial and Industrial Buildings | Standard | FALSE | [9 empty] | 42639 |  |  | No |  | 4 | 16461.07 | 116.33 | 141.5 | 20 | 0.9 | 4000 | 80
P22V5GC9 | Philips Day-Brite | Philips Day-Brite | RBX15L840-347-(WTBKST)-ARR16SL-16CL | Indoor Luminaires | High-Bay | High-Bay Luminaires for Commercial and Industrial Buildings | Standard | FALSE | [9 empty] | 42639 |  |  | No |  | 4 | 16461.07 | 115.92 | 142 | 20 | 0.9 | 4000 | 80
PPTRHZ3F | Philips Day-Brite | Philips Day-Brite | RBX15L840-347-(WTBKST)-ARR16SL-16FL | Indoor Luminaires | High-Bay | High-Bay Luminaires for Commercial and Industrial Buildings | Standard | FALSE | [9 empty] | 42639 |  |  | No |  | 4 | 16379 | 115.35 | 142 | 20 | 0.9 | 4000 | 80
P34Z8H3C | Philips Day-Brite | Philips Day-Brite | RBX15L840-(UNV120208240277)-(WTBKST)-(_EMLED)-ARR16SL-16FL | Indoor Luminaires | High-Bay | High-Bay Luminaires for Commercial and Industrial Buildings | Standard | FALSE | [9 empty] | 42639 |  |  | No |  | 4 | 16379 | 115.75 | 141.5 | 20 | 0.9 | 4000 | 80
PPBWD3E7 | Philips Day-Brite | Philips Day-Brite | RBX15L840-(UNV120208240277)-(WTBKST)-(_EMLED)-ARR16S-16DL | Indoor Luminaires | High-Bay | High-Bay Luminaires for Commercial and Industrial Buildings | Standard | FALSE | [9 empty] | 42639 |  |  | No |  | 4 | 16271.57 | 114.99 | 141.5 | 20 | 0.9 | 4000 | 80
P7KV8FPQ | Philips Day-Brite | Philips Day-Brite | RBX15L840-347-(WTBKST)-ARR16S-16DL | Indoor Luminaires | High-Bay | High-Bay Luminaires for Commercial and Industrial Buildings | Standard | FALSE | [9 empty] | 42639 |  |  | No |  | 4 | 16271.57 | 114.59 | 142 | 20 | 0.9 | 4000 | 80
PT3GC4W8 | Philips Day-Brite | Philips Day-Brite | RBX15L840-347-(WTBKST)-ARR22S-22DL | Indoor Luminaires | High-Bay | High-Bay Luminaires for Commercial and Industrial Buildings | Standard | FALSE | [9 empty] | 42639 |  |  | No |  | 4 | 16221.73 | 114.24 | 142 | 20 | 0.9 | 4000 | 80
PN123R36 | Philips Day-Brite | Philips Day-Brite | RBX15L840-(UNV120208240277)-(WTBKST)-(_EMLED)-ARR22S-22DL | Indoor Luminaires | High-Bay | High-Bay Luminaires for Commercial and Industrial Buildings | Standard | FALSE | [9 empty] | 42639 |  |  | No |  | 4 | 16221.73 | 114.64 | 141.5 | 20 | 0.9 | 4000 | 80
PV68GQAR | Philips Day-Brite | Philips Day-Brite | RBX15L840-347-(WTBKST)-ARR22SL-22DL | Indoor Luminaires | High-Bay | High-Bay Luminaires for Commercial and Industrial Buildings | Standard | FALSE | [9 empty] | 42639 |  |  | No |  | 4 | 16137.73 | 113.65 | 142 | 20 | 0.9 | 4000 | 80
PM7YEJPN | Philips Day-Brite | Philips Day-Brite | RBX15L840-(UNV120208240277)-(WTBKST)-(_EMLED)-ARR22SL-22DL | Indoor Luminaires | High-Bay | High-Bay Luminaires for Commercial and Industrial Buildings | Standard | FALSE | [9 empty] | 42639 |  |  | No |  | 4 | 16137.73 | 114.05 | 141.5 | 20 | 0.9 | 4000 | 80
PKB3BYQR | Philips Day-Brite | Philips Day-Brite | RBX15L840-(UNV120208240277)-(WTBKST)-(_EMLED)-ARR16SL-16DL | Indoor Luminaires | High-Bay | High-Bay Luminaires for Commercial and Industrial Buildings | Standard | FALSE | [9 empty] | 42639 |  |  | No |  | 4 | 16026.97 | 113.26 | 141.5 | 20 | 0.9 | 4000 | 80
PC1EF9DZ | Philips Day-Brite | Philips Day-Brite | RBX15L840-347-(WTBKST)-ARR16SL-16DL | Indoor Luminaires | High-Bay | High-Bay Luminaires for Commercial and Industrial Buildings | Standard | FALSE | [9 empty] | 42639 |  |  | No |  | 4 | 16026.97 | 112.87 | 142 | 20 | 0.9 | 4000 | 80
PZS96DCZ | Philips Day-Brite | Philips Day-Brite | RBX15L840-(UNV120208240277)-(WTBKST)-(_EMLED)-ARR22-22CL | Indoor Luminaires | High-Bay | High-Bay Luminaires for Commercial and Industrial Buildings | Standard | FALSE | [9 empty] | 42639 |  |  | No |  | 4 | 15842.03 | 111.96 | 141.5 | 20 | 0.9 | 4000 | 80
P24UCVND | Philips Day-Brite | Philips Day-Brite | RBX15L840-347-(WTBKST)-ARR22-22CL | Indoor Luminaires | High-Bay | High-Bay Luminaires for Commercial and Industrial Buildings | Standard | FALSE | [9 empty] | 42639 |  |  | No |  | 4 | 15842.03 | 111.56 | 142 | 20 | 0.9 | 4000 | 80
PWQJM2SQ | Philips Day-Brite | Philips Day-Brite | RBX15L840-(UNV120208240277)-(WTBKST)-(_EMLED)-ARR22L-22FL | Indoor Luminaires | High-Bay | High-Bay Luminaires for Commercial and Industrial Buildings | Standard | FALSE | [9 empty] | 42639 |  |  | No |  | 4 | 15809 | 111.72 | 141.5 | 20 | 0.9 | 4000 | 80
PY5ECT6S | Philips Day-Brite | Philips Day-Brite | RBX15L840-(UNV120208240277)-(WTBKST)-(_EMLED)-ARR22L-22CL | Indoor Luminaires | High-Bay | High-Bay Luminaires for Commercial and Industrial Buildings | Standard | FALSE | [9 empty] | 42639 |  |  | No |  | 4 | 15682.76 | 110.83 | 141.5 | 20 | 0.9 | 4000 | 80
PJX2DD1T | Philips Day-Brite | Philips Day-Brite | RBX15L840-347-(WTBKST)-ARR22L-22CL | Indoor Luminaires | High-Bay | High-Bay Luminaires for Commercial and Industrial Buildings | Standard | FALSE | [9 empty] | 42639 |  |  | No |  | 4 | 15682.76 | 110.44 | 142 | 20 | 0.9 | 4000 | 80
P99V368J | Philips Day-Brite | Philips Day-Brite | RBX15L840-347-(WTBKST)-ARR22L-22FL | Indoor Luminaires | High-Bay | High-Bay Luminaires for Commercial and Industrial Buildings | Standard | FALSE | [9 empty] | 42639 |  |  | No |  | 4 | 15651 | 110.22 | 142 | 20 | 0.9 | 4000 | 80
PKN39KC6 | Philips Day-Brite | Philips Day-Brite | RBX15L840-(UNV120208240277)-(WTBKST)-(_EMLED)-ARR22-22DL | Indoor Luminaires | High-Bay | High-Bay Luminaires for Commercial and Industrial Buildings | Standard | FALSE | [9 empty] | 42639 |  |  | No |  | 4 | 15424.25 | 109.01 | 141.5 | 20 | 0.9 | 4000 | 80
PC9MW824 | Philips Day-Brite | Philips Day-Brite | RBX15L840-347-(WTBKST)-ARR22-22DL | Indoor Luminaires | High-Bay | High-Bay Luminaires for Commercial and Industrial Buildings | Standard | FALSE | [9 empty] | 42639 |  |  | No |  | 4 | 15424.25 | 108.62 | 142 | 20 | 0.9 | 4000 | 80
PVZJFEKM | Philips Day-Brite | Philips Day-Brite | RBX15L840-(UNV120208240277)-(WTBKST)-(_EMLED)-ARR22L-22DL | Indoor Luminaires | High-Bay | High-Bay Luminaires for Commercial and Industrial Buildings | Standard | FALSE | [9 empty] | 42639 |  |  | No |  | 4 | 15269.19 | 107.91 | 141.5 | 20 | 0.9 | 4000 | 80
PDR1PC3R | Philips Day-Brite | Philips Day-Brite | RBX15L840-347-(WTBKST)-ARR22L-22DL | Indoor Luminaires | High-Bay | High-Bay Luminaires for Commercial and Industrial Buildings | Standard | FALSE | [9 empty] | 42639 |  |  | No |  | 4 | 15269.19 | 107.53 | 142 | 20 | 0.9 | 4000 | 80
PQ8U5BS7 | Philips Day-Brite | Philips Day-Brite | RBX10L840-347-(WTBKST)-ARR16S | Indoor Luminaires | High-Bay | High-Bay Luminaires for Commercial and Industrial Buildings | Standard | FALSE | [9 empty] | 42639 |  |  | No |  | 4 | 10943.6 | 117.67 | 93 | 20 | 0.9 | 4000 | 80
P4QYHYU3 | Philips Day-Brite | Philips Day-Brite | RBX10L840-(UNV120208240277)-(WTBKST)-(_EMLED)-ARR16S | Indoor Luminaires | High-Bay | High-Bay Luminaires for Commercial and Industrial Buildings | Standard | FALSE | [9 empty] | 42639 |  |  | No |  | 4 | 10943.6 | 116.42 | 94 | 20 | 0.9 | 4000 | 80
PZ9YZSJE | Philips Day-Brite | Philips Day-Brite | RBX10L840-347-(WTBKST)-ARR22S | Indoor Luminaires | High-Bay | High-Bay Luminaires for Commercial and Industrial Buildings | Standard | FALSE | [9 empty] | 42639 |  |  | No |  | 4 | 10932.56 | 117.55 | 93 | 20 | 0.9 | 4000 | 80
PJSDM39X | Philips Day-Brite | Philips Day-Brite | RBX10L840-(UNV120208240277)-(WTBKST)-(_EMLED)-ARR22S | Indoor Luminaires | High-Bay | High-Bay Luminaires for Commercial and Industrial Buildings | Standard | FALSE | [9 empty] | 42639 |  |  | No |  | 4 | 10932.56 | 116.3 | 94 | 20 | 0.9 | 4000 | 80
PSEGA1AP | Philips Day-Brite | Philips Day-Brite | RBX10L840-347-(WTBKST)-ARR22SL | Indoor Luminaires | High-Bay | High-Bay Luminaires for Commercial and Industrial Buildings | Standard | FALSE | [9 empty] | 42639 |  |  | No |  | 4 | 10833.16 | 116.49 | 93 | 20 | 0.9 | 4000 | 80
P4X46SJN | Philips Day-Brite | Philips Day-Brite | RBX10L840-(UNV120208240277)-(WTBKST)-(_EMLED)-ARR22SL | Indoor Luminaires | High-Bay | High-Bay Luminaires for Commercial and Industrial Buildings | Standard | FALSE | [9 empty] | 42639 |  |  | No |  | 4 | 10833.16 | 115.25 | 94 | 20 | 0.9 | 4000 | 80
PNVNX5TN | Philips Day-Brite | Philips Day-Brite | RBX10L840-(UNV120208240277)-(WTBKST)-(_EMLED)-ARR16SL | Indoor Luminaires | High-Bay | High-Bay Luminaires for Commercial and Industrial Buildings | Standard | FALSE | [9 empty] | 42639 |  |  | No |  | 4 | 10759.87 | 114.47 | 94 | 20 | 0.9 | 4000 | 80
PJ47E79U | Philips Day-Brite | Philips Day-Brite | RBX10L840-347-(WTBKST)-ARR16SL | Indoor Luminaires | High-Bay | High-Bay Luminaires for Commercial and Industrial Buildings | Standard | FALSE | [9 empty] | 42639 |  |  | No |  | 4 | 10759.87 | 115.7 | 93 | 20 | 0.9 | 4000 | 80
PY55RRH9 | Philips Day-Brite | Philips Day-Brite | RBX10L840-347-(WTBKST)-ARR22S-22FL | Indoor Luminaires | High-Bay | High-Bay Luminaires for Commercial and Industrial Buildings | Standard | FALSE | [9 empty] | 42639 |  |  | No |  | 4 | 10407.46 | 111.91 | 93 | 20 | 0.9 | 4000 | 80
PEH1GX9W | Philips Day-Brite | Philips Day-Brite | RBX10L840-(UNV120208240277)-(WTBKST)-(_EMLED)-ARR22S-22FL | Indoor Luminaires | High-Bay | High-Bay Luminaires for Commercial and Industrial Buildings | Standard | FALSE | [9 empty] | 42639 |  |  | No |  | 4 | 10407.46 | 110.72 | 94 | 20 | 0.9 | 4000 | 80
PYSDEHJ2 | Philips Day-Brite | Philips Day-Brite | RBX10L840-347-(WTBKST)-ARR22SL-22FL | Indoor Luminaires | High-Bay | High-Bay Luminaires for Commercial and Industrial Buildings | Standard | FALSE | [9 empty] | 42639 |  |  | No |  | 4 | 10403.45 | 111.87 | 93 | 20 | 0.9 | 4000 | 80
PMTHC8B7 | Philips Day-Brite | Philips Day-Brite | RBX10L840-(UNV120208240277)-(WTBKST)-(_EMLED)-ARR22SL-22FL | Indoor Luminaires | High-Bay | High-Bay Luminaires for Commercial and Industrial Buildings | Standard | FALSE | [9 empty] | 42639 |  |  | No |  | 4 | 10403.45 | 110.67 | 94 | 20 | 0.9 | 4000 | 80
PW1D1VH9 | Philips Day-Brite | Philips Day-Brite | RBX10L840-(UNV120208240277)-(WTBKST)-(_EMLED)-ARR16S-16CL | Indoor Luminaires | High-Bay | High-Bay Luminaires for Commercial and Industrial Buildings | Standard | FALSE | [9 empty] | 42639 |  |  | No |  | 4 | 10374.53 | 110.37 | 94 | 20 | 0.9 | 4000 | 80
PH8RBEY1 | Philips Day-Brite | Philips Day-Brite | RBX10L840-347-(WTBKST)-ARR16S-16CL | Indoor Luminaires | High-Bay | High-Bay Luminaires for Commercial and Industrial Buildings | Standard | FALSE | [9 empty] | 42639 |  |  | No |  | 4 | 10374.53 | 111.55 | 93 | 20 | 0.9 | 4000 | 80
PN7MB8HU | Philips Day-Brite | Philips Day-Brite | RBX10L840-(UNV120208240277)-(WTBKST)-(_EMLED)-ARR22S-22CL | Indoor Luminaires | High-Bay | High-Bay Luminaires for Commercial and Industrial Buildings | Standard | FALSE | [9 empty] | 42639 |  |  | No |  | 4 | 10364.06 | 110.26 | 94 | 20 | 0.9 | 4000 | 80
P18S5JTF | Philips Day-Brite | Philips Day-Brite | RBX10L840-347-(WTBKST)-ARR22S-22CL | Indoor Luminaires | High-Bay | High-Bay Luminaires for Commercial and Industrial Buildings | Standard | FALSE | [9 empty] | 42639 |  |  | No |  | 4 | 10364.06 | 111.44 | 93 | 20 | 0.9 | 4000 | 80
PEETHMWH | Philips Day-Brite | Philips Day-Brite | RBX10L840-347-(WTBKST)-ARR22 | Indoor Luminaires | High-Bay | High-Bay Luminaires for Commercial and Industrial Buildings | Standard | FALSE | [9 empty] | 42639 |  |  | No |  | 4 | 10351.24 | 111.3 | 93 | 20 | 0.9 | 4000 | 80
P76G4HVA | Philips Day-Brite | Philips Day-Brite | RBX10L840-(UNV120208240277)-(WTBKST)-(_EMLED)-ARR22 | Indoor Luminaires | High-Bay | High-Bay Luminaires for Commercial and Industrial Buildings | Standard | FALSE | [9 empty] | 42639 |  |  | No |  | 4 | 10351.24 | 110.12 | 94 | 20 | 0.9 | 4000 | 80
PW4E9C2J | Philips Day-Brite | Philips Day-Brite | RBX10L840-347-(WTBKST)-ARR16S-16FL | Indoor Luminaires | High-Bay | High-Bay Luminaires for Commercial and Industrial Buildings | Standard | FALSE | [9 empty] | 42639 |  |  | No |  | 4 | 10283.97 | 110.58 | 93 | 20 | 0.9 | 4000 | 80
PR1WQANJ | Philips Day-Brite | Philips Day-Brite | RBX10L840-(UNV120208240277)-(WTBKST)-(_EMLED)-ARR16S-16FL | Indoor Luminaires | High-Bay | High-Bay Luminaires for Commercial and Industrial Buildings | Standard | FALSE | [9 empty] | 42639 |  |  | No |  | 4 | 10283.97 | 109.4 | 94 | 20 | 0.9 | 4000 | 80
PW8739SS | Philips Day-Brite | Philips Day-Brite | RBX10L840-347-(WTBKST)-ARR22SL-22CL | Indoor Luminaires | High-Bay | High-Bay Luminaires for Commercial and Industrial Buildings | Standard | FALSE | [9 empty] | 42639 |  |  | No |  | 4 | 10269.84 | 110.43 | 93 | 20 | 0.9 | 4000 | 80
P28QAAPF | Philips Day-Brite | Philips Day-Brite | RBX10L840-(UNV120208240277)-(WTBKST)-(_EMLED)-ARR22SL-22CL | Indoor Luminaires | High-Bay | High-Bay Luminaires for Commercial and Industrial Buildings | Standard | FALSE | [9 empty] | 42639 |  |  | No |  | 4 | 10269.84 | 109.25 | 94 | 20 | 0.9 | 4000 | 80
PYXG6A11 | Philips Day-Brite | Philips Day-Brite | RBX10L840-347-(WTBKST)-ARR22L | Indoor Luminaires | High-Bay | High-Bay Luminaires for Commercial and Industrial Buildings | Standard | FALSE | [9 empty] | 42639 |  |  | No |  | 4 | 10247.83 | 110.19 | 93 | 20 | 0.9 | 4000 | 80
PM3E47DC | Philips Day-Brite | Philips Day-Brite | RBX10L840-(UNV120208240277)-(WTBKST)-(_EMLED)-ARR22L | Indoor Luminaires | High-Bay | High-Bay Luminaires for Commercial and Industrial Buildings | Standard | FALSE | [9 empty] | 42639 |  |  | No |  | 4 | 10247.83 | 109.02 | 94 | 20 | 0.9 | 4000 | 80
PHPWGTC8 | Philips Day-Brite | Philips Day-Brite | RBX10L840-347-(WTBKST)-ARR16SL-16CL | Indoor Luminaires | High-Bay | High-Bay Luminaires for Commercial and Industrial Buildings | Standard | FALSE | [9 empty] | 42639 |  |  | No |  | 4 | 10200.35 | 109.68 | 93 | 20 | 0.9 | 4000 | 80
P2HX21DY | Philips Day-Brite | Philips Day-Brite | RBX10L840-(UNV120208240277)-(WTBKST)-(_EMLED)-ARR16SL-16CL | Indoor Luminaires | High-Bay | High-Bay Luminaires for Commercial and Industrial Buildings | Standard | FALSE | [9 empty] | 42639 |  |  | No |  | 4 | 10200.35 | 108.51 | 94 | 20 | 0.9 | 4000 | 80
PVVTUZSS | Philips Day-Brite | Philips Day-Brite | RBX10L840-(UNV120208240277)-(WTBKST)-(_EMLED)-ARR16SL-16FL | Indoor Luminaires | High-Bay | High-Bay Luminaires for Commercial and Industrial Buildings | Standard | FALSE | [9 empty] | 42639 |  |  | No |  | 4 | 10199.64 | 108.51 | 94 | 20 | 0.9 | 4000 | 80
PT764U5V | Philips Day-Brite | Philips Day-Brite | RBX10L840-347-(WTBKST)-ARR16SL-16FL | Indoor Luminaires | High-Bay | High-Bay Luminaires for Commercial and Industrial Buildings | Standard | FALSE | [9 empty] | 42639 |  |  | No |  | 4 | 10199.64 | 109.67 | 93 | 20 | 0.9 | 4000 | 80
PCBHTUJM | Philips Day-Brite | Philips Day-Brite | RBX10L840-347-(WTBKST)-ARR16S-16DL | Indoor Luminaires | High-Bay | High-Bay Luminaires for Commercial and Industrial Buildings | Standard | FALSE | [9 empty] | 42639 |  |  | No |  | 4 | 10100.94 | 108.61 | 93 | 20 | 0.9 | 4000 | 80
P3ZVRSYA | Philips Day-Brite | Philips Day-Brite | RBX10L840-(UNV120208240277)-(WTBKST)-(_EMLED)-ARR16S-16DL | Indoor Luminaires | High-Bay | High-Bay Luminaires for Commercial and Industrial Buildings | Standard | FALSE | [9 empty] | 42639 |  |  | No |  | 4 | 10100.94 | 107.46 | 94 | 20 | 0.9 | 4000 | 80
P8UPS9QV | Philips Day-Brite | Philips Day-Brite | RBX10L840-347-(WTBKST)-ARR22S-22DL | Indoor Luminaires | High-Bay | High-Bay Luminaires for Commercial and Industrial Buildings | Standard | FALSE | [9 empty] | 42639 |  |  | No |  | 4 | 10090.75 | 108.5 | 93 | 20 | 0.9 | 4000 | 80
P2WBPZ4M | Philips Day-Brite | Philips Day-Brite | RBX10L840-(UNV120208240277)-(WTBKST)-(_EMLED)-ARR22S-22DL | Indoor Luminaires | High-Bay | High-Bay Luminaires for Commercial and Industrial Buildings | Standard | FALSE | [9 empty] | 42639 |  |  | No |  | 4 | 10090.75 | 107.35 | 94 | 20 | 0.9 | 4000 | 80
PV2HZT26 | Philips Day-Brite | Philips Day-Brite | RBX10L840-(UNV120208240277)-(WTBKST)-(_EMLED)-ARR22SL-22DL | Indoor Luminaires | High-Bay | High-Bay Luminaires for Commercial and Industrial Buildings | Standard | FALSE | [9 empty] | 42639 |  |  | No |  | 4 | 9999.01 | 106.37 | 94 | 20 | 0.9 | 4000 | 80
PTZEG5W1 | Philips Day-Brite | Philips Day-Brite | RBX10L840-347-(WTBKST)-ARR22SL-22DL | Indoor Luminaires | High-Bay | High-Bay Luminaires for Commercial and Industrial Buildings | Standard | FALSE | [9 empty] | 42639 |  |  | No |  | 4 | 9999.01 | 107.52 | 93 | 20 | 0.9 | 4000 | 80
PZHC326N | Philips Day-Brite | Philips Day-Brite | RBX10L840-347-(WTBKST)-ARR16SL-16DL | Indoor Luminaires | High-Bay | High-Bay Luminaires for Commercial and Industrial Buildings | Standard | FALSE | [9 empty] | 42639 |  |  | No |  | 4 | 9931.36 | 106.79 | 93 | 20 | 0.9 | 4000 | 80
PXCSV311 | Philips Day-Brite | Philips Day-Brite | RBX10L840-(UNV120208240277)-(WTBKST)-(_EMLED)-ARR16SL-16DL | Indoor Luminaires | High-Bay | High-Bay Luminaires for Commercial and Industrial Buildings | Standard | FALSE | [9 empty] | 42639 |  |  | No |  | 4 | 9931.36 | 105.65 | 94 | 20 | 0.9 | 4000 | 80
PQ84YJYV | Philips Day-Brite | Philips Day-Brite | RBX20L835-(UNV120208240277)-(WTBKST)-(_EMLED)-ARR22S | Indoor Luminaires | High-Bay | High-Bay Luminaires for Commercial and Industrial Buildings | Standard | FALSE | [9 empty] | 42639 |  |  | No |  | 4 | 19966 | 118.14 | 169 | 20 | 0.9 | 3500 | 80
P1HCHH4B | Philips Day-Brite | Philips Day-Brite | RBX20L835-347-(WTBKST)-ARR22S | Indoor Luminaires | High-Bay | High-Bay Luminaires for Commercial and Industrial Buildings | Standard | FALSE | [9 empty] | 42639 |  |  | No |  | 4 | 19966 | 117.45 | 170 | 20 | 0.9 | 3500 | 80
PZUYUDVH | Philips Day-Brite | Philips Day-Brite | RBX20L835-347-(WTBKST)-ARR16S | Indoor Luminaires | High-Bay | High-Bay Luminaires for Commercial and Industrial Buildings | Standard | FALSE | [9 empty] | 42639 |  |  | No |  | 4 | 19951 | 117.36 | 170 | 20 | 0.9 | 3500 | 80
P32JDYNC | Philips Day-Brite | Philips Day-Brite | RBX20L835-(UNV120208240277)-(WTBKST)-(_EMLED)-ARR16S | Indoor Luminaires | High-Bay | High-Bay Luminaires for Commercial and Industrial Buildings | Standard | FALSE | [9 empty] | 42639 |  |  | No |  | 4 | 19951 | 118.05 | 169 | 20 | 0.9 | 3500 | 80
PN5H9UA9 | Philips Day-Brite | Philips Day-Brite | RBX20L835-347-(WTBKST)-ARR22SL | Indoor Luminaires | High-Bay | High-Bay Luminaires for Commercial and Industrial Buildings | Standard | FALSE | [9 empty] | 42639 |  |  | No |  | 4 | 19869 | 116.88 | 170 | 20 | 0.9 | 3500 | 80
PKH3HJUZ | Philips Day-Brite | Philips Day-Brite | RBX20L835-(UNV120208240277)-(WTBKST)-(_EMLED)-ARR22SL | Indoor Luminaires | High-Bay | High-Bay Luminaires for Commercial and Industrial Buildings | Standard | FALSE | [9 empty] | 42639 |  |  | No |  | 4 | 19869 | 117.57 | 169 | 20 | 0.9 | 3500 | 80
PY54KPEN | Philips Day-Brite | Philips Day-Brite | RBX20L835-(UNV120208240277)-(WTBKST)-(_EMLED)-ARR16SL | Indoor Luminaires | High-Bay | High-Bay Luminaires for Commercial and Industrial Buildings | Standard | FALSE | [9 empty] | 42639 |  |  | No |  | 4 | 19718 | 116.67 | 169 | 20 | 0.9 | 3500 | 80
PP5P6G6N | Philips Day-Brite | Philips Day-Brite | RBX20L835-347-(WTBKST)-ARR16SL | Indoor Luminaires | High-Bay | High-Bay Luminaires for Commercial and Industrial Buildings | Standard | FALSE | [9 empty] | 42639 |  |  | No |  | 4 | 19718 | 115.99 | 170 | 20 | 0.9 | 3500 | 80
P475GTKZ | Philips Day-Brite | Philips Day-Brite | RBX20L835-(UNV120208240277)-(WTBKST)-(_EMLED)-ARR22SL-22FL | Indoor Luminaires | High-Bay | High-Bay Luminaires for Commercial and Industrial Buildings | Standard | FALSE | [9 empty] | 42639 |  |  | No |  | 4 | 19053 | 112.74 | 169 | 20 | 0.9 | 3500 | 80
P1W3BKDC | Philips Day-Brite | Philips Day-Brite | RBX20L835-347-(WTBKST)-ARR22SL-22FL | Indoor Luminaires | High-Bay | High-Bay Luminaires for Commercial and Industrial Buildings | Standard | FALSE | [9 empty] | 42639 |  |  | No |  | 4 | 19053 | 112.08 | 170 | 20 | 0.9 | 3500 | 80
P8FQWV11 | Philips Day-Brite | Philips Day-Brite | RBX20L835-(UNV120208240277)-(WTBKST)-(_EMLED)-ARR22 | Indoor Luminaires | High-Bay | High-Bay Luminaires for Commercial and Industrial Buildings | Standard | FALSE | [9 empty] | 42639 |  |  | No |  | 4 | 18977 | 112.29 | 169 | 20 | 0.9 | 3500 | 80
P3P3RPJZ | Philips Day-Brite | Philips Day-Brite | RBX20L835-347-(WTBKST)-ARR22 | Indoor Luminaires | High-Bay | High-Bay Luminaires for Commercial and Industrial Buildings | Standard | FALSE | [9 empty] | 42639 |  |  | No |  | 4 | 18977 | 111.63 | 170 | 20 | 0.9 | 3500 | 80
PDVZZXW9 | Philips Day-Brite | Philips Day-Brite | RBX20L835-(UNV120208240277)-(WTBKST)-(_EMLED)-ARR22S-22CL | Indoor Luminaires | High-Bay | High-Bay Luminaires for Commercial and Industrial Buildings | Standard | FALSE | [9 empty] | 42639 |  |  | No |  | 4 | 18927.77 | 112 | 169 | 20 | 0.9 | 3500 | 80
PAY548V3 | Philips Day-Brite | Philips Day-Brite | RBX20L835-347-(WTBKST)-ARR22S-22CL | Indoor Luminaires | High-Bay | High-Bay Luminaires for Commercial and Industrial Buildings | Standard | FALSE | [9 empty] | 42639 |  |  | No |  | 4 | 18927.77 | 111.34 | 170 | 20 | 0.9 | 3500 | 80
PWC93NK7 | Philips Day-Brite | Philips Day-Brite | RBX20L835-347-(WTBKST)-ARR16S-16CL | Indoor Luminaires | High-Bay | High-Bay Luminaires for Commercial and Industrial Buildings | Standard | FALSE | [9 empty] | 42639 |  |  | No |  | 4 | 18913.55 | 111.26 | 170 | 20 | 0.9 | 3500 | 80
P65HSSZ6 | Philips Day-Brite | Philips Day-Brite | RBX20L835-(UNV120208240277)-(WTBKST)-(_EMLED)-ARR16S-16CL | Indoor Luminaires | High-Bay | High-Bay Luminaires for Commercial and Industrial Buildings | Standard | FALSE | [9 empty] | 42639 |  |  | No |  | 4 | 18913.55 | 111.91 | 169 | 20 | 0.9 | 3500 | 80
PTBTU3M8 | Philips Day-Brite | Philips Day-Brite | RBX20L835-347-(WTBKST)-ARR22S-22FL | Indoor Luminaires | High-Bay | High-Bay Luminaires for Commercial and Industrial Buildings | Standard | FALSE | [9 empty] | 42639 |  |  | No |  | 4 | 18909 | 111.23 | 170 | 20 | 0.9 | 3500 | 80
P2GQNP6S | Philips Day-Brite | Philips Day-Brite | RBX20L835-(UNV120208240277)-(WTBKST)-(_EMLED)-ARR22S-22FL | Indoor Luminaires | High-Bay | High-Bay Luminaires for Commercial and Industrial Buildings | Standard | FALSE | [9 empty] | 42639 |  |  | No |  | 4 | 18909 | 111.89 | 169 | 20 | 0.9 | 3500 | 80
PGJZRG2T | Philips Day-Brite | Philips Day-Brite | RBX20L835-(UNV120208240277)-(WTBKST)-(_EMLED)-ARR22SL-22CL | Indoor Luminaires | High-Bay | High-Bay Luminaires for Commercial and Industrial Buildings | Standard | FALSE | [9 empty] | 42639 |  |  | No |  | 4 | 18835.81 | 111.45 | 169 | 20 | 0.9 | 3500 | 80
P7P3BZKB | Philips Day-Brite | Philips Day-Brite | RBX20L835-347-(WTBKST)-ARR22SL-22CL | Indoor Luminaires | High-Bay | High-Bay Luminaires for Commercial and Industrial Buildings | Standard | FALSE | [9 empty] | 42639 |  |  | No |  | 4 | 18835.81 | 110.8 | 170 | 20 | 0.9 | 3500 | 80
P7TRKV45 | Philips Day-Brite | Philips Day-Brite | RBX20L835-347-(WTBKST)-ARR22L | Indoor Luminaires | High-Bay | High-Bay Luminaires for Commercial and Industrial Buildings | Standard | FALSE | [9 empty] | 42639 |  |  | No |  | 4 | 18787 | 110.51 | 170 | 20 | 0.9 | 3500 | 80
P749NJZK | Philips Day-Brite | Philips Day-Brite | RBX20L835-(UNV120208240277)-(WTBKST)-(_EMLED)-ARR22L | Indoor Luminaires | High-Bay | High-Bay Luminaires for Commercial and Industrial Buildings | Standard | FALSE | [9 empty] | 42639 |  |  | No |  | 4 | 18787 | 111.17 | 169 | 20 | 0.9 | 3500 | 80
P47VUKH7 | Philips Day-Brite | Philips Day-Brite | RBX20L835-(UNV120208240277)-(WTBKST)-(_EMLED)-ARR16S-16FL | Indoor Luminaires | High-Bay | High-Bay Luminaires for Commercial and Industrial Buildings | Standard | FALSE | [9 empty] | 42639 |  |  | No |  | 4 | 18782 | 111.14 | 169 | 20 | 0.9 | 3500 | 80
P236D9AU | Philips Day-Brite | Philips Day-Brite | RBX20L835-347-(WTBKST)-ARR16S-16FL | Indoor Luminaires | High-Bay | High-Bay Luminaires for Commercial and Industrial Buildings | Standard | FALSE | [9 empty] | 42639 |  |  | No |  | 4 | 18782 | 110.48 | 170 | 20 | 0.9 | 3500 | 80
PUP1GDZY | Philips Day-Brite | Philips Day-Brite | RBX20L835-347-(WTBKST)-ARR16SL-16CL | Indoor Luminaires | High-Bay | High-Bay Luminaires for Commercial and Industrial Buildings | Standard | FALSE | [9 empty] | 42639 |  |  | No |  | 4 | 18692.66 | 109.96 | 170 | 20 | 0.9 | 3500 | 80
PC7FQD3C | Philips Day-Brite | Philips Day-Brite | RBX20L835-(UNV120208240277)-(WTBKST)-(_EMLED)-ARR16SL-16CL | Indoor Luminaires | High-Bay | High-Bay Luminaires for Commercial and Industrial Buildings | Standard | FALSE | [9 empty] | 42639 |  |  | No |  | 4 | 18692.66 | 110.61 | 169 | 20 | 0.9 | 3500 | 80
PMKAF92Y | Philips Day-Brite | Philips Day-Brite | RBX20L835-(UNV120208240277)-(WTBKST)-(_EMLED)-ARR16SL-16FL | Indoor Luminaires | High-Bay | High-Bay Luminaires for Commercial and Industrial Buildings | Standard | FALSE | [9 empty] | 42639 |  |  | No |  | 4 | 18596 | 110.04 | 169 | 20 | 0.9 | 3500 | 80
PEKCB48P | Philips Day-Brite | Philips Day-Brite | RBX20L835-347-(WTBKST)-ARR16SL-16FL | Indoor Luminaires | High-Bay | High-Bay Luminaires for Commercial and Industrial Buildings | Standard | FALSE | [9 empty] | 42639 |  |  | No |  | 4 | 18596 | 109.39 | 170 | 20 | 0.9 | 3500 | 80
PWWMD3PQ | Philips Day-Brite | Philips Day-Brite | RBX20L835-(UNV120208240277)-(WTBKST)-(_EMLED)-ARR22S-22DL | Indoor Luminaires | High-Bay | High-Bay Luminaires for Commercial and Industrial Buildings | Standard | FALSE | [9 empty] | 42639 |  |  | No |  | 4 | 18428.62 | 109.05 | 169 | 20 | 0.9 | 3500 | 80
PR44E183 | Philips Day-Brite | Philips Day-Brite | RBX20L835-347-(WTBKST)-ARR22S-22DL | Indoor Luminaires | High-Bay | High-Bay Luminaires for Commercial and Industrial Buildings | Standard | FALSE | [9 empty] | 42639 |  |  | No |  | 4 | 18428.62 | 108.4 | 170 | 20 | 0.9 | 3500 | 80
PXTTRKU5 | Philips Day-Brite | Philips Day-Brite | RBX20L835-(UNV120208240277)-(WTBKST)-(_EMLED)-ARR16S-16DL | Indoor Luminaires | High-Bay | High-Bay Luminaires for Commercial and Industrial Buildings | Standard | FALSE | [9 empty] | 42639 |  |  | No |  | 4 | 18414.77 | 108.96 | 169 | 20 | 0.9 | 3500 | 80
P8YXSMY1 | Philips Day-Brite | Philips Day-Brite | RBX20L835-347-(WTBKST)-ARR16S-16DL | Indoor Luminaires | High-Bay | High-Bay Luminaires for Commercial and Industrial Buildings | Standard | FALSE | [9 empty] | 42639 |  |  | No |  | 4 | 18414.77 | 108.32 | 170 | 20 | 0.9 | 3500 | 80
PMDVCMVF | Philips Day-Brite | Philips Day-Brite | RBX20L835-347-(WTBKST)-ARR22SL-22DL | Indoor Luminaires | High-Bay | High-Bay Luminaires for Commercial and Industrial Buildings | Standard | FALSE | [9 empty] | 42639 |  |  | No |  | 4 | 18339.09 | 107.88 | 170 | 20 | 0.9 | 3500 | 80
PJANVZ6U | Philips Day-Brite | Philips Day-Brite | RBX20L835-(UNV120208240277)-(WTBKST)-(_EMLED)-ARR22SL-22DL | Indoor Luminaires | High-Bay | High-Bay Luminaires for Commercial and Industrial Buildings | Standard | FALSE | [9 empty] | 42639 |  |  | No |  | 4 | 18339.09 | 108.52 | 169 | 20 | 0.9 | 3500 | 80
PN6X1EMM | Philips Day-Brite | Philips Day-Brite | RBX20L835-347-(WTBKST)-ARR16SL-16DL | Indoor Luminaires | High-Bay | High-Bay Luminaires for Commercial and Industrial Buildings | Standard | FALSE | [9 empty] | 42639 |  |  | No |  | 4 | 18199.71 | 107.06 | 170 | 20 | 0.9 | 3500 | 80
PHANXR2C | Philips Day-Brite | Philips Day-Brite | RBX20L835-(UNV120208240277)-(WTBKST)-(_EMLED)-ARR16SL-16DL | Indoor Luminaires | High-Bay | High-Bay Luminaires for Commercial and Industrial Buildings | Standard | FALSE | [9 empty] | 42639 |  |  | No |  | 4 | 18199.71 | 107.69 | 169 | 20 | 0.9 | 3500 | 80
PX8M975V | Philips Day-Brite | Philips Day-Brite | RBX20L835-347-(WTBKST)-ARR22-22CL | Indoor Luminaires | High-Bay | High-Bay Luminaires for Commercial and Industrial Buildings | Standard | FALSE | [9 empty] | 42639 |  |  | No |  | 4 | 17990.2 | 105.82 | 170 | 20 | 0.9 | 3500 | 80
PQS82BAA | Philips Day-Brite | Philips Day-Brite | RBX20L835-(UNV120208240277)-(WTBKST)-(_EMLED)-ARR22-22CL | Indoor Luminaires | High-Bay | High-Bay Luminaires for Commercial and Industrial Buildings | Standard | FALSE | [9 empty] | 42639 |  |  | No |  | 4 | 17990.2 | 106.45 | 169 | 20 | 0.9 | 3500 | 80
PX74QPCB | Philips Day-Brite | Philips Day-Brite | RBX20L835-347-(WTBKST)-ARR22-22FL | Indoor Luminaires | High-Bay | High-Bay Luminaires for Commercial and Industrial Buildings | Standard | FALSE | [9 empty] | 42639 |  |  | No |  | 4 | 17955 | 105.62 | 170 | 20 | 0.9 | 3500 | 80
PGXR2TCK | Philips Day-Brite | Philips Day-Brite | RBX20L835-(UNV120208240277)-(WTBKST)-(_EMLED)-ARR22-22FL | Indoor Luminaires | High-Bay | High-Bay Luminaires for Commercial and Industrial Buildings | Standard | FALSE | [9 empty] | 42639 |  |  | No |  | 4 | 17955 | 106.24 | 169 | 20 | 0.9 | 3500 | 80
P2NZ6GPK | Philips Day-Brite | Philips Day-Brite | RBX20L835-(UNV120208240277)-(WTBKST)-(_EMLED)-ARR22L-22CL | Indoor Luminaires | High-Bay | High-Bay Luminaires for Commercial and Industrial Buildings | Standard | FALSE | [9 empty] | 42639 |  |  | No |  | 4 | 17810.08 | 105.39 | 169 | 20 | 0.9 | 3500 | 80
PFRXPAFP | Philips Day-Brite | Philips Day-Brite | RBX20L835-(UNV120208240277)-(WTBKST)-(_EMLED)-ARR22L-22FL | Indoor Luminaires | High-Bay | High-Bay Luminaires for Commercial and Industrial Buildings | Standard | FALSE | [9 empty] | 42639 |  |  | No |  | 4 | 17775 | 105.18 | 169 | 20 | 0.9 | 3500 | 80
PTHWCT1W | Philips Day-Brite | Philips Day-Brite | RBX15L835-(UNV120208240277)-(WTBKST)-ARR16S | Indoor Luminaires | High-Bay | High-Bay Luminaires for Commercial and Industrial Buildings | Premium | FALSE | [9 empty] | 42639 |  |  | No |  | 4 | 17572 | 131.13 | 134 | 20 | 0.9 | 3500 | 80
PJAGUZF9 | Philips Day-Brite | Philips Day-Brite | RBX15L835-(UNV120208240277)-(WTBKST)-ARR22S | Indoor Luminaires | High-Bay | High-Bay Luminaires for Commercial and Industrial Buildings | Premium | FALSE | [9 empty] | 42639 |  |  | No |  | 4 | 17561 | 131.05 | 134 | 20 | 0.9 | 3500 | 80
P6MQVJVY | Philips Day-Brite | Philips Day-Brite | RBX15L835-347-(WTBKST)-ARR22S | Indoor Luminaires | High-Bay | High-Bay Luminaires for Commercial and Industrial Buildings | Standard | FALSE | [9 empty] | 42639 |  |  | No |  | 4 | 17561 | 123.67 | 142 | 20 | 0.9 | 3500 | 80
P5U81NRD | Philips Day-Brite | Philips Day-Brite | RBX15L835-(UNV120208240277)-(WTBKST)-(_EMLED)-ARR22S | Indoor Luminaires | High-Bay | High-Bay Luminaires for Commercial and Industrial Buildings | Standard | FALSE | [9 empty] | 42639 |  |  | No |  | 4 | 17561 | 124.11 | 141.5 | 20 | 0.9 | 3500 | 80
PVD5JZYX | Philips Day-Brite | Philips Day-Brite | RBX15L835-347-(WTBKST)-ARR16S | Indoor Luminaires | High-Bay | High-Bay Luminaires for Commercial and Industrial Buildings | Standard | FALSE | [9 empty] | 42639 |  |  | No |  | 4 | 17554 | 123.62 | 142 | 20 | 0.9 | 3500 | 80
P2Q671RZ | Philips Day-Brite | Philips Day-Brite | RBX15L835-(UNV120208240277)-(WTBKST)-(_EMLED)-ARR16S | Indoor Luminaires | High-Bay | High-Bay Luminaires for Commercial and Industrial Buildings | Standard | FALSE | [9 empty] | 42639 |  |  | No |  | 4 | 17554 | 124.06 | 141.5 | 20 | 0.9 | 3500 | 80
PVEFSBKG | Philips Day-Brite | Philips Day-Brite | RBX15L835-(UNV120208240277)-(WTBKST)-(_EMLED)-ARR22SL | Indoor Luminaires | High-Bay | High-Bay Luminaires for Commercial and Industrial Buildings | Standard | FALSE | [9 empty] | 42639 |  |  | No |  | 4 | 17436 | 123.22 | 141.5 | 20 | 0.9 | 3500 | 80
PBF49FUX | Philips Day-Brite | Philips Day-Brite | RBX15L835-347-(WTBKST)-ARR22SL | Indoor Luminaires | High-Bay | High-Bay Luminaires for Commercial and Industrial Buildings | Standard | FALSE | [9 empty] | 42639 |  |  | No |  | 4 | 17436 | 122.79 | 142 | 20 | 0.9 | 3500 | 80
PACTCGF6 | Philips Day-Brite | Philips Day-Brite | RBX15L835-(UNV120208240277)-(WTBKST)-(_EMLED)-ARR16SL | Indoor Luminaires | High-Bay | High-Bay Luminaires for Commercial and Industrial Buildings | Standard | FALSE | [9 empty] | 42639 |  |  | No |  | 4 | 17342 | 122.56 | 141.5 | 20 | 0.9 | 3500 | 80
P1A6PUB3 | Philips Day-Brite | Philips Day-Brite | RBX15L835-347-(WTBKST)-ARR16SL | Indoor Luminaires | High-Bay | High-Bay Luminaires for Commercial and Industrial Buildings | Standard | FALSE | [9 empty] | 42639 |  |  | No |  | 4 | 17342 | 122.13 | 142 | 20 | 0.9 | 3500 | 80
PPE1G7S1 | Philips Day-Brite | Philips Day-Brite | RBX15L835-(UNV120208240277)-(WTBKST)-(_EMLED)-ARR22S-22CL | Indoor Luminaires | High-Bay | High-Bay Luminaires for Commercial and Industrial Buildings | Standard | FALSE | [9 empty] | 42639 |  |  | No |  | 4 | 16647.83 | 117.65 | 141.5 | 20 | 0.9 | 3500 | 80
PJEGAW4U | Philips Day-Brite | Philips Day-Brite | RBX15L835-347-(WTBKST)-ARR22S-22CL | Indoor Luminaires | High-Bay | High-Bay Luminaires for Commercial and Industrial Buildings | Standard | FALSE | [9 empty] | 42639 |  |  | No |  | 4 | 16647.83 | 117.24 | 142 | 20 | 0.9 | 3500 | 80
PP9UGP7N | Philips Day-Brite | Philips Day-Brite | RBX15L835-(UNV120208240277)-(WTBKST)-(_EMLED)-ARR16S-16CL | Indoor Luminaires | High-Bay | High-Bay Luminaires for Commercial and Industrial Buildings | Standard | FALSE | [9 empty] | 42639 |  |  | No |  | 4 | 16641.19 | 117.61 | 141.5 | 20 | 0.9 | 3500 | 80
PER6BZ3Z | Philips Day-Brite | Philips Day-Brite | RBX15L835-347-(WTBKST)-ARR16S-16CL | Indoor Luminaires | High-Bay | High-Bay Luminaires for Commercial and Industrial Buildings | Standard | FALSE | [9 empty] | 42639 |  |  | No |  | 4 | 16641.19 | 117.19 | 142 | 20 | 0.9 | 3500 | 80
PZT773H6 | Philips Day-Brite | Philips Day-Brite | RBX15L835-347-(WTBKST)-ARR22 | Indoor Luminaires | High-Bay | High-Bay Luminaires for Commercial and Industrial Buildings | Standard | FALSE | [9 empty] | 42639 |  |  | No |  | 4 | 16626 | 117.08 | 142 | 20 | 0.9 | 3500 | 80
P53WA2RZ | Philips Day-Brite | Philips Day-Brite | RBX15L835-(UNV120208240277)-(WTBKST)-(_EMLED)-ARR22 | Indoor Luminaires | High-Bay | High-Bay Luminaires for Commercial and Industrial Buildings | Standard | FALSE | [9 empty] | 42639 |  |  | No |  | 4 | 16626 | 117.5 | 141.5 | 20 | 0.9 | 3500 | 80
PEBJPJ95 | Philips Day-Brite | Philips Day-Brite | RBX15L835-(UNV120208240277)-(WTBKST)-(_EMLED)-ARR22S-22FL | Indoor Luminaires | High-Bay | High-Bay Luminaires for Commercial and Industrial Buildings | Standard | FALSE | [9 empty] | 42639 |  |  | No |  | 4 | 16575 | 117.14 | 141.5 | 20 | 0.9 | 3500 | 80
PBYRNEK5 | Philips Day-Brite | Philips Day-Brite | RBX15L835-347-(WTBKST)-ARR22S-22FL | Indoor Luminaires | High-Bay | High-Bay Luminaires for Commercial and Industrial Buildings | Standard | FALSE | [9 empty] | 42639 |  |  | No |  | 4 | 16575 | 116.73 | 142 | 20 | 0.9 | 3500 | 80
PMK9YGBU | Philips Day-Brite | Philips Day-Brite | RBX15L835-347-(WTBKST)-ARR16S-16FL | Indoor Luminaires | High-Bay | High-Bay Luminaires for Commercial and Industrial Buildings | Standard | FALSE | [9 empty] | 42639 |  |  | No |  | 4 | 16543 | 116.5 | 142 | 20 | 0.9 | 3500 | 80
PH9PPX85 | Philips Day-Brite | Philips Day-Brite | RBX15L835-(UNV120208240277)-(WTBKST)-(_EMLED)-ARR16S-16FL | Indoor Luminaires | High-Bay | High-Bay Luminaires for Commercial and Industrial Buildings | Standard | FALSE | [9 empty] | 42639 |  |  | No |  | 4 | 16543 | 116.91 | 141.5 | 20 | 0.9 | 3500 | 80
PR1D79MK | Philips Day-Brite | Philips Day-Brite | RBX15L835-(UNV120208240277)-(WTBKST)-(_EMLED)-ARR22SL-22CL | Indoor Luminaires | High-Bay | High-Bay Luminaires for Commercial and Industrial Buildings | Standard | FALSE | [9 empty] | 42639 |  |  | No |  | 4 | 16529.33 | 116.82 | 141.5 | 20 | 0.9 | 3500 | 80
P6KFVBNJ | Philips Day-Brite | Philips Day-Brite | RBX15L835-347-(WTBKST)-ARR22SL-22CL | Indoor Luminaires | High-Bay | High-Bay Luminaires for Commercial and Industrial Buildings | Standard | FALSE | [9 empty] | 42639 |  |  | No |  | 4 | 16529.33 | 116.4 | 142 | 20 | 0.9 | 3500 | 80
PVTT2B9S | Philips Day-Brite | Philips Day-Brite | RBX15L835-347-(WTBKST)-ARR22L | Indoor Luminaires | High-Bay | High-Bay Luminaires for Commercial and Industrial Buildings | Standard | FALSE | [9 empty] | 42639 |  |  | No |  | 4 | 16460 | 115.92 | 142 | 20 | 0.9 | 3500 | 80
PJH63QSA | Philips Day-Brite | Philips Day-Brite | RBX15L835-(UNV120208240277)-(WTBKST)-(_EMLED)-ARR22L | Indoor Luminaires | High-Bay | High-Bay Luminaires for Commercial and Industrial Buildings | Standard | FALSE | [9 empty] | 42639 |  |  | No |  | 4 | 16460 | 116.33 | 141.5 | 20 | 0.9 | 3500 | 80
P5A3TUA3 | Philips Day-Brite | Philips Day-Brite | RBX15L835-347-(WTBKST)-ARR22SL-22FL | Indoor Luminaires | High-Bay | High-Bay Luminaires for Commercial and Industrial Buildings | Standard | FALSE | [9 empty] | 42639 |  |  | No |  | 4 | 16457 | 115.89 | 142 | 20 | 0.9 | 3500 | 80
P2JU4WTJ | Philips Day-Brite | Philips Day-Brite | RBX15L835-(UNV120208240277)-(WTBKST)-(_EMLED)-ARR22SL-22FL | Indoor Luminaires | High-Bay | High-Bay Luminaires for Commercial and Industrial Buildings | Standard | FALSE | [9 empty] | 42639 |  |  | No |  | 4 | 16457 | 116.3 | 141.5 | 20 | 0.9 | 3500 | 80
PB8RYPDH | Philips Day-Brite | Philips Day-Brite | RBX15L835-347-(WTBKST)-ARR16SL-16CL | Indoor Luminaires | High-Bay | High-Bay Luminaires for Commercial and Industrial Buildings | Standard | FALSE | [9 empty] | 42639 |  |  | No |  | 4 | 16440.22 | 115.78 | 142 | 20 | 0.9 | 3500 | 80
P2TPAEN9 | Philips Day-Brite | Philips Day-Brite | RBX15L835-(UNV120208240277)-(WTBKST)-(_EMLED)-ARR16SL-16CL | Indoor Luminaires | High-Bay | High-Bay Luminaires for Commercial and Industrial Buildings | Standard | FALSE | [9 empty] | 42639 |  |  | No |  | 4 | 16440.22 | 116.19 | 141.5 | 20 | 0.9 | 3500 | 80
PAYZ2X1A | Philips Day-Brite | Philips Day-Brite | RBX15L835-347-(WTBKST)-ARR16SL-16FL | Indoor Luminaires | High-Bay | High-Bay Luminaires for Commercial and Industrial Buildings | Standard | FALSE | [9 empty] | 42639 |  |  | No |  | 4 | 16354 | 115.17 | 142 | 20 | 0.9 | 3500 | 80
P28876YZ | Philips Day-Brite | Philips Day-Brite | RBX15L835-(UNV120208240277)-(WTBKST)-(_EMLED)-ARR16SL-16FL | Indoor Luminaires | High-Bay | High-Bay Luminaires for Commercial and Industrial Buildings | Standard | FALSE | [9 empty] | 42639 |  |  | No |  | 4 | 16354 | 115.58 | 141.5 | 20 | 0.9 | 3500 | 80
PUZFH3ES | Philips Day-Brite | Philips Day-Brite | RBX15L835-347-(WTBKST)-ARR22S-22DL | Indoor Luminaires | High-Bay | High-Bay Luminaires for Commercial and Industrial Buildings | Standard | FALSE | [9 empty] | 42639 |  |  | No |  | 4 | 16208.8 | 114.15 | 142 | 20 | 0.9 | 3500 | 80
PBS5Z8BX | Philips Day-Brite | Philips Day-Brite | RBX15L835-(UNV120208240277)-(WTBKST)-(_EMLED)-ARR22S-22DL | Indoor Luminaires | High-Bay | High-Bay Luminaires for Commercial and Industrial Buildings | Standard | FALSE | [9 empty] | 42639 |  |  | No |  | 4 | 16208.8 | 114.55 | 141.5 | 20 | 0.9 | 3500 | 80
PMZXAG47 | Philips Day-Brite | Philips Day-Brite | RBX15L835-(UNV120208240277)-(WTBKST)-(_EMLED)-ARR16S-16DL | Indoor Luminaires | High-Bay | High-Bay Luminaires for Commercial and Industrial Buildings | Standard | FALSE | [9 empty] | 42639 |  |  | No |  | 4 | 16202.34 | 114.5 | 141.5 | 20 | 0.9 | 3500 | 80
PMRS3DGX | Philips Day-Brite | Philips Day-Brite | RBX15L835-347-(WTBKST)-ARR16S-16DL | Indoor Luminaires | High-Bay | High-Bay Luminaires for Commercial and Industrial Buildings | Standard | FALSE | [9 empty] | 42639 |  |  | No |  | 4 | 16202.34 | 114.1 | 142 | 20 | 0.9 | 3500 | 80
PJYWVZTS | Philips Day-Brite | Philips Day-Brite | RBX15L835-347-(WTBKST)-ARR22SL-22DL | Indoor Luminaires | High-Bay | High-Bay Luminaires for Commercial and Industrial Buildings | Standard | FALSE | [9 empty] | 42639 |  |  | No |  | 4 | 16093.43 | 113.33 | 142 | 20 | 0.9 | 3500 | 80
PEN49Y1P | Philips Day-Brite | Philips Day-Brite | RBX15L835-(UNV120208240277)-(WTBKST)-(_EMLED)-ARR22SL-22DL | Indoor Luminaires | High-Bay | High-Bay Luminaires for Commercial and Industrial Buildings | Standard | FALSE | [9 empty] | 42639 |  |  | No |  | 4 | 16093.43 | 113.73 | 141.5 | 20 | 0.9 | 3500 | 80
PTC5G6AH | Philips Day-Brite | Philips Day-Brite | RBX15L835-(UNV120208240277)-(WTBKST)-(_EMLED)-ARR16SL-16DL | Indoor Luminaires | High-Bay | High-Bay Luminaires for Commercial and Industrial Buildings | Standard | FALSE | [9 empty] | 42639 |  |  | No |  | 4 | 16006.67 | 113.12 | 141.5 | 20 | 0.9 | 3500 | 80
PEK1SPAM | Philips Day-Brite | Philips Day-Brite | RBX15L835-347-(WTBKST)-ARR16SL-16DL | Indoor Luminaires | High-Bay | High-Bay Luminaires for Commercial and Industrial Buildings | Standard | FALSE | [9 empty] | 42639 |  |  | No |  | 4 | 16006.67 | 112.72 | 142 | 20 | 0.9 | 3500 | 80
PS6DYKKQ | Philips Day-Brite | Philips Day-Brite | RBX15L835-347-(WTBKST)-ARR22-22CL | Indoor Luminaires | High-Bay | High-Bay Luminaires for Commercial and Industrial Buildings | Standard | FALSE | [9 empty] | 42639 |  |  | No |  | 4 | 15761.45 | 111 | 142 | 20 | 0.9 | 3500 | 80
PJDJ1SGQ | Philips Day-Brite | Philips Day-Brite | RBX15L835-(UNV120208240277)-(WTBKST)-(_EMLED)-ARR22-22CL | Indoor Luminaires | High-Bay | High-Bay Luminaires for Commercial and Industrial Buildings | Standard | FALSE | [9 empty] | 42639 |  |  | No |  | 4 | 15761.45 | 111.39 | 141.5 | 20 | 0.9 | 3500 | 80
PKAA3D7W | Philips Day-Brite | Philips Day-Brite | RBX15L835-(UNV120208240277)-(WTBKST)-(_EMLED)-ARR22-22FL | Indoor Luminaires | High-Bay | High-Bay Luminaires for Commercial and Industrial Buildings | Standard | FALSE | [9 empty] | 42639 |  |  | No |  | 4 | 15703 | 110.98 | 141.5 | 20 | 0.9 | 3500 | 80
P54HYTF4 | Philips Day-Brite | Philips Day-Brite | RBX15L835-347-(WTBKST)-ARR22-22FL | Indoor Luminaires | High-Bay | High-Bay Luminaires for Commercial and Industrial Buildings | Standard | FALSE | [9 empty] | 42639 |  |  | No |  | 4 | 15703 | 110.58 | 142 | 20 | 0.9 | 3500 | 80
PPYE6KG4 | Philips Day-Brite | Philips Day-Brite | RBX15L835-(UNV120208240277)-(WTBKST)-(_EMLED)-ARR22L-22CL | Indoor Luminaires | High-Bay | High-Bay Luminaires for Commercial and Industrial Buildings | Standard | FALSE | [9 empty] | 42639 |  |  | No |  | 4 | 15604.08 | 110.28 | 141.5 | 20 | 0.9 | 3500 | 80
P916MPR1 | Philips Day-Brite | Philips Day-Brite | RBX15L835-347-(WTBKST)-ARR22L-22CL | Indoor Luminaires | High-Bay | High-Bay Luminaires for Commercial and Industrial Buildings | Standard | FALSE | [9 empty] | 42639 |  |  | No |  | 4 | 15604.08 | 109.89 | 142 | 20 | 0.9 | 3500 | 80
PV2MZH2J | Philips Day-Brite | Philips Day-Brite | RBX15L835-347-(WTBKST)-ARR22L-22FL | Indoor Luminaires | High-Bay | High-Bay Luminaires for Commercial and Industrial Buildings | Standard | FALSE | [9 empty] | 42639 |  |  | No |  | 4 | 15546 | 109.48 | 142 | 20 | 0.9 | 3500 | 80
P2U261VA | Philips Day-Brite | Philips Day-Brite | RBX15L835-(UNV120208240277)-(WTBKST)-(_EMLED)-ARR22L-22FL | Indoor Luminaires | High-Bay | High-Bay Luminaires for Commercial and Industrial Buildings | Standard | FALSE | [9 empty] | 42639 |  |  | No |  | 4 | 15546 | 109.87 | 141.5 | 20 | 0.9 | 3500 | 80
PZ88B8QJ | Philips Day-Brite | Philips Day-Brite | RBX15L835-347-(WTBKST)-ARR22-22DL | Indoor Luminaires | High-Bay | High-Bay Luminaires for Commercial and Industrial Buildings | Standard | FALSE | [9 empty] | 42639 |  |  | No |  | 4 | 15345.8 | 108.07 | 142 | 20 | 0.9 | 3500 | 80
PJZC6FMV | Philips Day-Brite | Philips Day-Brite | RBX15L835-(UNV120208240277)-(WTBKST)-(_EMLED)-ARR22-22DL | Indoor Luminaires | High-Bay | High-Bay Luminaires for Commercial and Industrial Buildings | Standard | FALSE | [9 empty] | 42639 |  |  | No |  | 4 | 15345.8 | 108.45 | 141.5 | 20 | 0.9 | 3500 | 80
PXXGQKWF | Philips Day-Brite | Philips Day-Brite | RBX15L835-(UNV120208240277)-(WTBKST)-(_EMLED)-ARR22L-22DL | Indoor Luminaires | High-Bay | High-Bay Luminaires for Commercial and Industrial Buildings | Standard | FALSE | [9 empty] | 42639 |  |  | No |  | 4 | 15192.58 | 107.37 | 141.5 | 20 | 0.9 | 3500 | 80
PDG47VRK | Philips Day-Brite | Philips Day-Brite | RBX15L835-347-(WTBKST)-ARR22L-22DL | Indoor Luminaires | High-Bay | High-Bay Luminaires for Commercial and Industrial Buildings | Standard | FALSE | [9 empty] | 42639 |  |  | No |  | 4 | 15192.58 | 106.99 | 142 | 20 | 0.9 | 3500 | 80
P88ADYPG | Philips Day-Brite | Philips Day-Brite | RBX10L835-(UNV120208240277)-(WTBKST)-(_EMLED)-ARR16S | Indoor Luminaires | High-Bay | High-Bay Luminaires for Commercial and Industrial Buildings | Standard | FALSE | [9 empty] | 42639 |  |  | No |  | 4 | 10900 | 115.96 | 94 | 20 | 0.9 | 3500 | 80
P11YBYKP | Philips Day-Brite | Philips Day-Brite | RBX10L835-347-(WTBKST)-ARR16S | Indoor Luminaires | High-Bay | High-Bay Luminaires for Commercial and Industrial Buildings | Standard | FALSE | [9 empty] | 42639 |  |  | No |  | 4 | 10900 | 117.2 | 93 | 20 | 0.9 | 3500 | 80
PUZRNH6P | Philips Day-Brite | Philips Day-Brite | RBX10L835-347-(WTBKST)-ARR22S | Indoor Luminaires | High-Bay | High-Bay Luminaires for Commercial and Industrial Buildings | Standard | FALSE | [9 empty] | 42639 |  |  | No |  | 4 | 10889 | 117.09 | 93 | 20 | 0.9 | 3500 | 80
PRTX13Y1 | Philips Day-Brite | Philips Day-Brite | RBX10L835-(UNV120208240277)-(WTBKST)-(_EMLED)-ARR22S | Indoor Luminaires | High-Bay | High-Bay Luminaires for Commercial and Industrial Buildings | Standard | FALSE | [9 empty] | 42639 |  |  | No |  | 4 | 10889 | 115.84 | 94 | 20 | 0.9 | 3500 | 80
PH774BCU | Philips Day-Brite | Philips Day-Brite | RBX10L835-(UNV120208240277)-(WTBKST)-(_EMLED)-ARR22SL | Indoor Luminaires | High-Bay | High-Bay Luminaires for Commercial and Industrial Buildings | Standard | FALSE | [9 empty] | 42639 |  |  | No |  | 4 | 10790 | 114.79 | 94 | 20 | 0.9 | 3500 | 80
P44W7U2A | Philips Day-Brite | Philips Day-Brite | RBX10L835-347-(WTBKST)-ARR22SL | Indoor Luminaires | High-Bay | High-Bay Luminaires for Commercial and Industrial Buildings | Standard | FALSE | [9 empty] | 42639 |  |  | No |  | 4 | 10790 | 116.02 | 93 | 20 | 0.9 | 3500 | 80
P922VB1C | Philips Day-Brite | Philips Day-Brite | RBX10L835-(UNV120208240277)-(WTBKST)-(_EMLED)-ARR16SL | Indoor Luminaires | High-Bay | High-Bay Luminaires for Commercial and Industrial Buildings | Standard | FALSE | [9 empty] | 42639 |  |  | No |  | 4 | 10717 | 114.01 | 94 | 20 | 0.9 | 3500 | 80
P3YN1YRQ | Philips Day-Brite | Philips Day-Brite | RBX10L835-347-(WTBKST)-ARR16SL | Indoor Luminaires | High-Bay | High-Bay Luminaires for Commercial and Industrial Buildings | Standard | FALSE | [9 empty] | 42639 |  |  | No |  | 4 | 10717 | 115.24 | 93 | 20 | 0.9 | 3500 | 80
PP6M45N2 | Philips Day-Brite | Philips Day-Brite | RBX10L835-(UNV120208240277)-(WTBKST)-(_EMLED)-ARR22S-22FL | Indoor Luminaires | High-Bay | High-Bay Luminaires for Commercial and Industrial Buildings | Standard | FALSE | [9 empty] | 42639 |  |  | No |  | 4 | 10366 | 110.28 | 94 | 20 | 0.9 | 3500 | 80
PM78GB8W | Philips Day-Brite | Philips Day-Brite | RBX10L835-347-(WTBKST)-ARR22S-22FL | Indoor Luminaires | High-Bay | High-Bay Luminaires for Commercial and Industrial Buildings | Standard | FALSE | [9 empty] | 42639 |  |  | No |  | 4 | 10366 | 111.46 | 93 | 20 | 0.9 | 3500 | 80
PZ34WRGC | Philips Day-Brite | Philips Day-Brite | RBX10L835-(UNV120208240277)-(WTBKST)-(_EMLED)-ARR22SL-22FL | Indoor Luminaires | High-Bay | High-Bay Luminaires for Commercial and Industrial Buildings | Standard | FALSE | [9 empty] | 42639 |  |  | No |  | 4 | 10362 | 110.23 | 94 | 20 | 0.9 | 3500 | 80
PF16KDUX | Philips Day-Brite | Philips Day-Brite | RBX10L835-347-(WTBKST)-ARR22SL-22FL | Indoor Luminaires | High-Bay | High-Bay Luminaires for Commercial and Industrial Buildings | Standard | FALSE | [9 empty] | 42639 |  |  | No |  | 4 | 10362 | 111.42 | 93 | 20 | 0.9 | 3500 | 80
PKXN9838 | Philips Day-Brite | Philips Day-Brite | RBX10L835-(UNV120208240277)-(WTBKST)-(_EMLED)-ARR16S-16CL | Indoor Luminaires | High-Bay | High-Bay Luminaires for Commercial and Industrial Buildings | Standard | FALSE | [9 empty] | 42639 |  |  | No |  | 4 | 10333.2 | 109.93 | 94 | 20 | 0.9 | 3500 | 80
PE89Y9EC | Philips Day-Brite | Philips Day-Brite | RBX10L835-347-(WTBKST)-ARR16S-16CL | Indoor Luminaires | High-Bay | High-Bay Luminaires for Commercial and Industrial Buildings | Standard | FALSE | [9 empty] | 42639 |  |  | No |  | 4 | 10333.2 | 111.11 | 93 | 20 | 0.9 | 3500 | 80
PZB3H6ZF | Philips Day-Brite | Philips Day-Brite | RBX10L835-(UNV120208240277)-(WTBKST)-(_EMLED)-ARR22S-22CL | Indoor Luminaires | High-Bay | High-Bay Luminaires for Commercial and Industrial Buildings | Standard | FALSE | [9 empty] | 42639 |  |  | No |  | 4 | 10322.77 | 109.82 | 94 | 20 | 0.9 | 3500 | 80
P3EUPTX6 | Philips Day-Brite | Philips Day-Brite | RBX10L835-347-(WTBKST)-ARR22S-22CL | Indoor Luminaires | High-Bay | High-Bay Luminaires for Commercial and Industrial Buildings | Standard | FALSE | [9 empty] | 42639 |  |  | No |  | 4 | 10322.77 | 111 | 93 | 20 | 0.9 | 3500 | 80
PNQRUZ53 | Philips Day-Brite | Philips Day-Brite | RBX10L835-347-(WTBKST)-ARR22 | Indoor Luminaires | High-Bay | High-Bay Luminaires for Commercial and Industrial Buildings | Standard | FALSE | [9 empty] | 42639 |  |  | No |  | 4 | 10310 | 110.86 | 93 | 20 | 0.9 | 3500 | 80
P8PJ92C9 | Philips Day-Brite | Philips Day-Brite | RBX10L835-(UNV120208240277)-(WTBKST)-(_EMLED)-ARR22 | Indoor Luminaires | High-Bay | High-Bay Luminaires for Commercial and Industrial Buildings | Standard | FALSE | [9 empty] | 42639 |  |  | No |  | 4 | 10310 | 109.68 | 94 | 20 | 0.9 | 3500 | 80
P61PSMRV | Philips Day-Brite | Philips Day-Brite | RBX10L835-347-(WTBKST)-ARR16S-16FL | Indoor Luminaires | High-Bay | High-Bay Luminaires for Commercial and Industrial Buildings | Standard | FALSE | [9 empty] | 42639 |  |  | No |  | 4 | 10243 | 110.14 | 93 | 20 | 0.9 | 3500 | 80
P3VZB9KH | Philips Day-Brite | Philips Day-Brite | RBX10L835-(UNV120208240277)-(WTBKST)-(_EMLED)-ARR16S-16FL | Indoor Luminaires | High-Bay | High-Bay Luminaires for Commercial and Industrial Buildings | Standard | FALSE | [9 empty] | 42639 |  |  | No |  | 4 | 10243 | 108.97 | 94 | 20 | 0.9 | 3500 | 80
PB3MDV7G | Philips Day-Brite | Philips Day-Brite | RBX10L835-347-(WTBKST)-ARR22SL-22CL | Indoor Luminaires | High-Bay | High-Bay Luminaires for Commercial and Industrial Buildings | Standard | FALSE | [9 empty] | 42639 |  |  | No |  | 4 | 10228.92 | 109.99 | 93 | 20 | 0.9 | 3500 | 80
PA8W9D7E | Philips Day-Brite | Philips Day-Brite | RBX10L835-(UNV120208240277)-(WTBKST)-(_EMLED)-ARR22SL-22CL | Indoor Luminaires | High-Bay | High-Bay Luminaires for Commercial and Industrial Buildings | Standard | FALSE | [9 empty] | 42639 |  |  | No |  | 4 | 10228.92 | 108.82 | 94 | 20 | 0.9 | 3500 | 80
PQATA9VA | Philips Day-Brite | Philips Day-Brite | RBX10L835-(UNV120208240277)-(WTBKST)-(_EMLED)-ARR22L | Indoor Luminaires | High-Bay | High-Bay Luminaires for Commercial and Industrial Buildings | Standard | FALSE | [9 empty] | 42639 |  |  | No |  | 4 | 10207 | 108.59 | 94 | 20 | 0.9 | 3500 | 80
PGZDRZVH | Philips Day-Brite | Philips Day-Brite | RBX10L835-347-(WTBKST)-ARR22L | Indoor Luminaires | High-Bay | High-Bay Luminaires for Commercial and Industrial Buildings | Standard | FALSE | [9 empty] | 42639 |  |  | No |  | 4 | 10207 | 109.75 | 93 | 20 | 0.9 | 3500 | 80
PB48M1DP | Philips Day-Brite | Philips Day-Brite | RBX10L835-347-(WTBKST)-ARR16SL-16CL | Indoor Luminaires | High-Bay | High-Bay Luminaires for Commercial and Industrial Buildings | Standard | FALSE | [9 empty] | 42639 |  |  | No |  | 4 | 10159.72 | 109.24 | 93 | 20 | 0.9 | 3500 | 80
PAPC1KSC | Philips Day-Brite | Philips Day-Brite | RBX10L835-(UNV120208240277)-(WTBKST)-(_EMLED)-ARR16SL-16CL | Indoor Luminaires | High-Bay | High-Bay Luminaires for Commercial and Industrial Buildings | Standard | FALSE | [9 empty] | 42639 |  |  | No |  | 4 | 10159.72 | 108.08 | 94 | 20 | 0.9 | 3500 | 80
PZXU3N1K | Philips Day-Brite | Philips Day-Brite | RBX10L835-(UNV120208240277)-(WTBKST)-(_EMLED)-ARR16SL-16FL | Indoor Luminaires | High-Bay | High-Bay Luminaires for Commercial and Industrial Buildings | Standard | FALSE | [9 empty] | 42639 |  |  | No |  | 4 | 10159 | 108.07 | 94 | 20 | 0.9 | 3500 | 80
PPGFA5FE | Philips Day-Brite | Philips Day-Brite | RBX10L835-347-(WTBKST)-ARR16SL-16FL | Indoor Luminaires | High-Bay | High-Bay Luminaires for Commercial and Industrial Buildings | Standard | FALSE | [9 empty] | 42639 |  |  | No |  | 4 | 10159 | 109.24 | 93 | 20 | 0.9 | 3500 | 80
PNUAEDCW | Philips Day-Brite | Philips Day-Brite | RBX10L835-(UNV120208240277)-(WTBKST)-(_EMLED)-ARR16S-16DL | Indoor Luminaires | High-Bay | High-Bay Luminaires for Commercial and Industrial Buildings | Standard | FALSE | [9 empty] | 42639 |  |  | No |  | 4 | 10060.7 | 107.03 | 94 | 20 | 0.9 | 3500 | 80
PCATNYXU | Philips Day-Brite | Philips Day-Brite | RBX10L835-347-(WTBKST)-ARR16S-16DL | Indoor Luminaires | High-Bay | High-Bay Luminaires for Commercial and Industrial Buildings | Standard | FALSE | [9 empty] | 42639 |  |  | No |  | 4 | 10060.7 | 108.18 | 93 | 20 | 0.9 | 3500 | 80
PFQU14EX | Philips Day-Brite | Philips Day-Brite | RBX10L835-(UNV120208240277)-(WTBKST)-(_EMLED)-ARR22S-22DL | Indoor Luminaires | High-Bay | High-Bay Luminaires for Commercial and Industrial Buildings | Standard | FALSE | [9 empty] | 42639 |  |  | No |  | 4 | 10050.55 | 106.92 | 94 | 20 | 0.9 | 3500 | 80
P5E9FHR6 | Philips Day-Brite | Philips Day-Brite | RBX10L835-347-(WTBKST)-ARR22S-22DL | Indoor Luminaires | High-Bay | High-Bay Luminaires for Commercial and Industrial Buildings | Standard | FALSE | [9 empty] | 42639 |  |  | No |  | 4 | 10050.55 | 108.07 | 93 | 20 | 0.9 | 3500 | 80
PYKG7VGF | Philips Day-Brite | Philips Day-Brite | RBX10L835-(UNV120208240277)-(WTBKST)-(_EMLED)-ARR22SL-22DL | Indoor Luminaires | High-Bay | High-Bay Luminaires for Commercial and Industrial Buildings | Standard | FALSE | [9 empty] | 42639 |  |  | No |  | 4 | 9959.17 | 105.95 | 94 | 20 | 0.9 | 3500 | 80
P2KKAWSX | Philips Day-Brite | Philips Day-Brite | RBX10L835-347-(WTBKST)-ARR22SL-22DL | Indoor Luminaires | High-Bay | High-Bay Luminaires for Commercial and Industrial Buildings | Standard | FALSE | [9 empty] | 42639 |  |  | No |  | 4 | 9959.17 | 107.09 | 93 | 20 | 0.9 | 3500 | 80
P4CKUYCH | Philips Day-Brite | Philips Day-Brite | RBX10L835-347-(WTBKST)-ARR16SL-16DL | Indoor Luminaires | High-Bay | High-Bay Luminaires for Commercial and Industrial Buildings | Standard | FALSE | [9 empty] | 42639 |  |  | No |  | 4 | 9892 | 106.4 | 93 | 20 | 0.9 | 3500 | 80
PY339U1S | Philips Day-Brite | Philips Day-Brite | RBX20L830-(UNV120208240277)-(WTBKST)-(_EMLED)-ARR22S | Indoor Luminaires | High-Bay | High-Bay Luminaires for Commercial and Industrial Buildings | Standard | FALSE | [9 empty] | 42639 |  |  | No |  | 4 | 19196 | 113.59 | 169 | 20 | 0.9 | 3000 | 80
P61MBKAS | Philips Day-Brite | Philips Day-Brite | RBX20L830-347-(WTBKST)-ARR22S | Indoor Luminaires | High-Bay | High-Bay Luminaires for Commercial and Industrial Buildings | Standard | FALSE | [9 empty] | 42639 |  |  | No |  | 4 | 19196 | 112.92 | 170 | 20 | 0.9 | 3000 | 80
PR2CJJHV | Philips Day-Brite | Philips Day-Brite | RBX20L830-347-(WTBKST)-ARR16S | Indoor Luminaires | High-Bay | High-Bay Luminaires for Commercial and Industrial Buildings | Standard | FALSE | [9 empty] | 42639 |  |  | No |  | 4 | 19164 | 112.73 | 170 | 20 | 0.9 | 3000 | 80
P4G2ANGR | Philips Day-Brite | Philips Day-Brite | RBX20L830-(UNV120208240277)-(WTBKST)-(_EMLED)-ARR16S | Indoor Luminaires | High-Bay | High-Bay Luminaires for Commercial and Industrial Buildings | Standard | FALSE | [9 empty] | 42639 |  |  | No |  | 4 | 19164 | 113.4 | 169 | 20 | 0.9 | 3000 | 80
PRE6TA66 | Philips Day-Brite | Philips Day-Brite | RBX20L830-(UNV120208240277)-(WTBKST)-(_EMLED)-ARR22SL | Indoor Luminaires | High-Bay | High-Bay Luminaires for Commercial and Industrial Buildings | Standard | FALSE | [9 empty] | 42639 |  |  | No |  | 4 | 19081 | 112.91 | 169 | 20 | 0.9 | 3000 | 80
PK3CPCBJ | Philips Day-Brite | Philips Day-Brite | RBX20L830-347-(WTBKST)-ARR22SL | Indoor Luminaires | High-Bay | High-Bay Luminaires for Commercial and Industrial Buildings | Standard | FALSE | [9 empty] | 42639 |  |  | No |  | 4 | 19081 | 112.24 | 170 | 20 | 0.9 | 3000 | 80
P8T79QFG | Philips Day-Brite | Philips Day-Brite | RBX20L830-347-(WTBKST)-ARR16SL | Indoor Luminaires | High-Bay | High-Bay Luminaires for Commercial and Industrial Buildings | Standard | FALSE | [9 empty] | 42639 |  |  | No |  | 4 | 18926 | 111.33 | 170 | 20 | 0.9 | 3000 | 80
P64RUDXY | Philips Day-Brite | Philips Day-Brite | RBX20L830-(UNV120208240277)-(WTBKST)-(_EMLED)-ARR16SL | Indoor Luminaires | High-Bay | High-Bay Luminaires for Commercial and Industrial Buildings | Standard | FALSE | [9 empty] | 42639 |  |  | No |  | 4 | 18926 | 111.99 | 169 | 20 | 0.9 | 3000 | 80
PPQ5MQ7N | Philips Day-Brite | Philips Day-Brite | RBX20L830-347-(WTBKST)-ARR22SL-22FL | Indoor Luminaires | High-Bay | High-Bay Luminaires for Commercial and Industrial Buildings | Standard | FALSE | [9 empty] | 42639 |  |  | No |  | 4 | 18300 | 107.65 | 170 | 20 | 0.9 | 3000 | 80
P83D9B1Q | Philips Day-Brite | Philips Day-Brite | RBX20L830-(UNV120208240277)-(WTBKST)-(_EMLED)-ARR22SL-22FL | Indoor Luminaires | High-Bay | High-Bay Luminaires for Commercial and Industrial Buildings | Standard | FALSE | [9 empty] | 42639 |  |  | No |  | 4 | 18300 | 108.28 | 169 | 20 | 0.9 | 3000 | 80
PH3NQ9D3 | Philips Day-Brite | Philips Day-Brite | RBX20L830-347-(WTBKST)-ARR22 | Indoor Luminaires | High-Bay | High-Bay Luminaires for Commercial and Industrial Buildings | Standard | FALSE | [9 empty] | 42639 |  |  | No |  | 4 | 18208 | 107.11 | 170 | 20 | 0.9 | 3000 | 80
PGSC22JN | Philips Day-Brite | Philips Day-Brite | RBX20L830-(UNV120208240277)-(WTBKST)-(_EMLED)-ARR22 | Indoor Luminaires | High-Bay | High-Bay Luminaires for Commercial and Industrial Buildings | Standard | FALSE | [9 empty] | 42639 |  |  | No |  | 4 | 18208 | 107.74 | 169 | 20 | 0.9 | 3000 | 80
P91VRZGZ | Philips Day-Brite | Philips Day-Brite | RBX20L830-(UNV120208240277)-(WTBKST)-(_EMLED)-ARR22S-22CL | Indoor Luminaires | High-Bay | High-Bay Luminaires for Commercial and Industrial Buildings | Standard | FALSE | [9 empty] | 42639 |  |  | No |  | 4 | 18197.81 | 107.68 | 169 | 20 | 0.9 | 3000 | 80
P6S6G3R6 | Philips Day-Brite | Philips Day-Brite | RBX20L830-347-(WTBKST)-ARR22S-22CL | Indoor Luminaires | High-Bay | High-Bay Luminaires for Commercial and Industrial Buildings | Standard | FALSE | [9 empty] | 42639 |  |  | No |  | 4 | 18197.81 | 107.05 | 170 | 20 | 0.9 | 3000 | 80
PZTBA3MD | Philips Day-Brite | Philips Day-Brite | RBX20L830-347-(WTBKST)-ARR16S-16CL | Indoor Luminaires | High-Bay | High-Bay Luminaires for Commercial and Industrial Buildings | Standard | FALSE | [9 empty] | 42639 |  |  | No |  | 4 | 18167.47 | 106.87 | 170 | 20 | 0.9 | 3000 | 80
PZ4B7AJU | Philips Day-Brite | Philips Day-Brite | RBX20L830-(UNV120208240277)-(WTBKST)-(_EMLED)-ARR16S-16CL | Indoor Luminaires | High-Bay | High-Bay Luminaires for Commercial and Industrial Buildings | Standard | FALSE | [9 empty] | 42639 |  |  | No |  | 4 | 18167.47 | 107.5 | 169 | 20 | 0.9 | 3000 | 80
PVR4T7RU | Philips Day-Brite | Philips Day-Brite | RBX20L830-347-(WTBKST)-ARR22S-22FL | Indoor Luminaires | High-Bay | High-Bay Luminaires for Commercial and Industrial Buildings | Standard | FALSE | [9 empty] | 42639 |  |  | No |  | 4 | 18102 | 106.48 | 170 | 20 | 0.9 | 3000 | 80
PG44FCGA | Philips Day-Brite | Philips Day-Brite | RBX20L830-(UNV120208240277)-(WTBKST)-(_EMLED)-ARR22S-22FL | Indoor Luminaires | High-Bay | High-Bay Luminaires for Commercial and Industrial Buildings | Standard | FALSE | [9 empty] | 42639 |  |  | No |  | 4 | 18102 | 107.11 | 169 | 20 | 0.9 | 3000 | 80
PYCACQNN | Philips Day-Brite | Philips Day-Brite | RBX20L830-(UNV120208240277)-(WTBKST)-(_EMLED)-ARR22SL-22CL | Indoor Luminaires | High-Bay | High-Bay Luminaires for Commercial and Industrial Buildings | Standard | FALSE | [9 empty] | 42639 |  |  | No |  | 4 | 18088.79 | 107.03 | 169 | 20 | 0.9 | 3000 | 80
PA8PBM43 | Philips Day-Brite | Philips Day-Brite | RBX20L830-347-(WTBKST)-ARR22SL-22CL | Indoor Luminaires | High-Bay | High-Bay Luminaires for Commercial and Industrial Buildings | Standard | FALSE | [9 empty] | 42639 |  |  | No |  | 4 | 18088.79 | 106.4 | 170 | 20 | 0.9 | 3000 | 80
PMJRMA2K | Philips Day-Brite | Philips Day-Brite | RBX20L830-347-(WTBKST)-ARR22L | Indoor Luminaires | High-Bay | High-Bay Luminaires for Commercial and Industrial Buildings | Standard | FALSE | [9 empty] | 42639 |  |  | No |  | 4 | 18026 | 106.04 | 170 | 20 | 0.9 | 3000 | 80
P5VHC3K5 | Philips Day-Brite | Philips Day-Brite | RBX20L830-(UNV120208240277)-(WTBKST)-(_EMLED)-ARR22L | Indoor Luminaires | High-Bay | High-Bay Luminaires for Commercial and Industrial Buildings | Standard | FALSE | [9 empty] | 42639 |  |  | No |  | 4 | 18026 | 106.66 | 169 | 20 | 0.9 | 3000 | 80
P7BVHJQH | Philips Day-Brite | Philips Day-Brite | RBX20L830-(UNV120208240277)-(WTBKST)-(_EMLED)-ARR16S-16FL | Indoor Luminaires | High-Bay | High-Bay Luminaires for Commercial and Industrial Buildings | Standard | FALSE | [9 empty] | 42639 |  |  | No |  | 4 | 17996 | 106.49 | 169 | 20 | 0.9 | 3000 | 80
P2UVVUND | Philips Day-Brite | Philips Day-Brite | RBX20L830-347-(WTBKST)-ARR16S-16FL | Indoor Luminaires | High-Bay | High-Bay Luminaires for Commercial and Industrial Buildings | Standard | FALSE | [9 empty] | 42639 |  |  | No |  | 4 | 17996 | 105.86 | 170 | 20 | 0.9 | 3000 | 80
PMADNR9K | Philips Day-Brite | Philips Day-Brite | RBX20L830-347-(WTBKST)-ARR16SL-16CL | Indoor Luminaires | High-Bay | High-Bay Luminaires for Commercial and Industrial Buildings | Standard | FALSE | [9 empty] | 42639 |  |  | No |  | 4 | 17941.85 | 105.54 | 170 | 20 | 0.9 | 3000 | 80
PJ59VJVA | Philips Day-Brite | Philips Day-Brite | RBX20L830-(UNV120208240277)-(WTBKST)-(_EMLED)-ARR16SL-16CL | Indoor Luminaires | High-Bay | High-Bay Luminaires for Commercial and Industrial Buildings | Standard | FALSE | [9 empty] | 42639 |  |  | No |  | 4 | 17941.85 | 106.16 | 169 | 20 | 0.9 | 3000 | 80
P8F75C1H | Philips Day-Brite | Philips Day-Brite | RBX20L830-(UNV120208240277)-(WTBKST)-(_EMLED)-ARR16SL-16FL | Indoor Luminaires | High-Bay | High-Bay Luminaires for Commercial and Industrial Buildings | Standard | FALSE | [9 empty] | 42639 |  |  | No |  | 4 | 17857 | 105.66 | 169 | 20 | 0.9 | 3000 | 80
PSBAPA1A | Philips Day-Brite | Philips Day-Brite | RBX15L830-347-(WTBKST)-ARR22S | Indoor Luminaires | High-Bay | High-Bay Luminaires for Commercial and Industrial Buildings | Standard | FALSE | [9 empty] | 42639 |  |  | No |  | 4 | 16310 | 114.86 | 142 | 20 | 0.9 | 3000 | 80
PJ748VNA | Philips Day-Brite | Philips Day-Brite | RBX15L830-(UNV120208240277)-(WTBKST)-(_EMLED)-ARR22S | Indoor Luminaires | High-Bay | High-Bay Luminaires for Commercial and Industrial Buildings | Standard | FALSE | [9 empty] | 42639 |  |  | No |  | 4 | 16310 | 115.27 | 141.5 | 20 | 0.9 | 3000 | 80
PZFTCT2Q | Philips Day-Brite | Philips Day-Brite | RBX15L830-(UNV120208240277)-(WTBKST)-(_EMLED)-ARR16S | Indoor Luminaires | High-Bay | High-Bay Luminaires for Commercial and Industrial Buildings | Standard | FALSE | [9 empty] | 42639 |  |  | No |  | 4 | 16280 | 115.05 | 141.5 | 20 | 0.9 | 3000 | 80
PTHZSK3K | Philips Day-Brite | Philips Day-Brite | RBX15L830-347-(WTBKST)-ARR16S | Indoor Luminaires | High-Bay | High-Bay Luminaires for Commercial and Industrial Buildings | Standard | FALSE | [9 empty] | 42639 |  |  | No |  | 4 | 16280 | 114.65 | 142 | 20 | 0.9 | 3000 | 80
PZ24TXUK | Philips Day-Brite | Philips Day-Brite | RBX15L830-347-(WTBKST)-ARR22SL | Indoor Luminaires | High-Bay | High-Bay Luminaires for Commercial and Industrial Buildings | Standard | FALSE | [9 empty] | 42639 |  |  | No |  | 4 | 16164 | 113.83 | 142 | 20 | 0.9 | 3000 | 80
PEEENQXR | Philips Day-Brite | Philips Day-Brite | RBX15L830-(UNV120208240277)-(WTBKST)-(_EMLED)-ARR22SL | Indoor Luminaires | High-Bay | High-Bay Luminaires for Commercial and Industrial Buildings | Standard | FALSE | [9 empty] | 42639 |  |  | No |  | 4 | 16164 | 114.23 | 141.5 | 20 | 0.9 | 3000 | 80
P693X936 | Philips Day-Brite | Philips Day-Brite | RBX15L830-(UNV120208240277)-(WTBKST)-(_EMLED)-ARR16SL | Indoor Luminaires | High-Bay | High-Bay Luminaires for Commercial and Industrial Buildings | Standard | FALSE | [9 empty] | 42639 |  |  | No |  | 4 | 16124 | 113.95 | 141.5 | 20 | 0.9 | 3000 | 80
P68X3SEJ | Philips Day-Brite | Philips Day-Brite | RBX15L830-347-(WTBKST)-ARR16SL | Indoor Luminaires | High-Bay | High-Bay Luminaires for Commercial and Industrial Buildings | Standard | FALSE | [9 empty] | 42639 |  |  | No |  | 4 | 16124 | 113.55 | 142 | 20 | 0.9 | 3000 | 80
PV93VSHU | Philips Day-Brite | Philips Day-Brite | RBX15L830-347-(WTBKST)-ARR22SL-22FL | Indoor Luminaires | High-Bay | High-Bay Luminaires for Commercial and Industrial Buildings | Standard | FALSE | [9 empty] | 42639 |  |  | No |  | 4 | 15487 | 109.06 | 142 | 20 | 0.9 | 3000 | 80
PA3YYYR8 | Philips Day-Brite | Philips Day-Brite | RBX15L830-(UNV120208240277)-(WTBKST)-(_EMLED)-ARR22SL-22FL | Indoor Luminaires | High-Bay | High-Bay Luminaires for Commercial and Industrial Buildings | Standard | FALSE | [9 empty] | 42639 |  |  | No |  | 4 | 15487 | 109.45 | 141.5 | 20 | 0.9 | 3000 | 80
PVBV9UN2 | Philips Day-Brite | Philips Day-Brite | RBX15L830-347-(WTBKST)-ARR22S-22CL | Indoor Luminaires | High-Bay | High-Bay Luminaires for Commercial and Industrial Buildings | Standard | FALSE | [9 empty] | 42639 |  |  | No |  | 4 | 15461.88 | 108.89 | 142 | 20 | 0.9 | 3000 | 80
PFAQ74ZG | Philips Day-Brite | Philips Day-Brite | RBX15L830-(UNV120208240277)-(WTBKST)-(_EMLED)-ARR22S-22CL | Indoor Luminaires | High-Bay | High-Bay Luminaires for Commercial and Industrial Buildings | Standard | FALSE | [9 empty] | 42639 |  |  | No |  | 4 | 15461.88 | 109.27 | 141.5 | 20 | 0.9 | 3000 | 80
PH1JRT57 | Philips Day-Brite | Philips Day-Brite | RBX15L830-347-(WTBKST)-ARR16S-16CL | Indoor Luminaires | High-Bay | High-Bay Luminaires for Commercial and Industrial Buildings | Standard | FALSE | [9 empty] | 42639 |  |  | No |  | 4 | 15433.44 | 108.69 | 142 | 20 | 0.9 | 3000 | 80
PG6JAWFJ | Philips Day-Brite | Philips Day-Brite | RBX15L830-(UNV120208240277)-(WTBKST)-(_EMLED)-ARR16S-16CL | Indoor Luminaires | High-Bay | High-Bay Luminaires for Commercial and Industrial Buildings | Standard | FALSE | [9 empty] | 42639 |  |  | No |  | 4 | 15433.44 | 109.07 | 141.5 | 20 | 0.9 | 3000 | 80
PRXQHR96 | Philips Day-Brite | Philips Day-Brite | RBX15L830-347-(WTBKST)-ARR22 | Indoor Luminaires | High-Bay | High-Bay Luminaires for Commercial and Industrial Buildings | Standard | FALSE | [9 empty] | 42639 |  |  | No |  | 4 | 15412 | 108.54 | 142 | 20 | 0.9 | 3000 | 80
P3CYF74Z | Philips Day-Brite | Philips Day-Brite | RBX15L830-(UNV120208240277)-(WTBKST)-(_EMLED)-ARR22 | Indoor Luminaires | High-Bay | High-Bay Luminaires for Commercial and Industrial Buildings | Standard | FALSE | [9 empty] | 42639 |  |  | No |  | 4 | 15412 | 108.92 | 141.5 | 20 | 0.9 | 3000 | 80
PN19VAQ3 | Philips Day-Brite | Philips Day-Brite | RBX15L830-347-(WTBKST)-ARR22S-22FL | Indoor Luminaires | High-Bay | High-Bay Luminaires for Commercial and Industrial Buildings | Standard | FALSE | [9 empty] | 42639 |  |  | No |  | 4 | 15363 | 108.19 | 142 | 20 | 0.9 | 3000 | 80
PKR84AGY | Philips Day-Brite | Philips Day-Brite | RBX15L830-(UNV120208240277)-(WTBKST)-(_EMLED)-ARR22S-22FL | Indoor Luminaires | High-Bay | High-Bay Luminaires for Commercial and Industrial Buildings | Standard | FALSE | [9 empty] | 42639 |  |  | No |  | 4 | 15363 | 108.57 | 141.5 | 20 | 0.9 | 3000 | 80
PPE3PGYZ | Philips Day-Brite | Philips Day-Brite | RBX15L830-(UNV120208240277)-(WTBKST)-(_EMLED)-ARR22SL-22CL | Indoor Luminaires | High-Bay | High-Bay Luminaires for Commercial and Industrial Buildings | Standard | FALSE | [9 empty] | 42639 |  |  | No |  | 4 | 15323.47 | 108.29 | 141.5 | 20 | 0.9 | 3000 | 80
P8E59CN1 | Philips Day-Brite | Philips Day-Brite | RBX15L830-347-(WTBKST)-ARR22SL-22CL | Indoor Luminaires | High-Bay | High-Bay Luminaires for Commercial and Industrial Buildings | Standard | FALSE | [9 empty] | 42639 |  |  | No |  | 4 | 15323.47 | 107.91 | 142 | 20 | 0.9 | 3000 | 80
PJA8G5JR | Philips Day-Brite | Philips Day-Brite | RBX15L830-(UNV120208240277)-(WTBKST)-(_EMLED)-ARR16S-16FL | Indoor Luminaires | High-Bay | High-Bay Luminaires for Commercial and Industrial Buildings | Standard | FALSE | [9 empty] | 42639 |  |  | No |  | 4 | 15304 | 108.16 | 141.5 | 20 | 0.9 | 3000 | 80
P89F4533 | Philips Day-Brite | Philips Day-Brite | RBX15L830-347-(WTBKST)-ARR16S-16FL | Indoor Luminaires | High-Bay | High-Bay Luminaires for Commercial and Industrial Buildings | Standard | FALSE | [9 empty] | 42639 |  |  | No |  | 4 | 15304 | 107.77 | 142 | 20 | 0.9 | 3000 | 80
PTKFFMSW | Philips Day-Brite | Philips Day-Brite | RBX15L830-347-(WTBKST)-ARR16SL-16CL | Indoor Luminaires | High-Bay | High-Bay Luminaires for Commercial and Industrial Buildings | Standard | FALSE | [9 empty] | 42639 |  |  | No |  | 4 | 15285.55 | 107.64 | 142 | 20 | 0.9 | 3000 | 80
PAX4E9CN | Philips Day-Brite | Philips Day-Brite | RBX15L830-(UNV120208240277)-(WTBKST)-(_EMLED)-ARR16SL-16CL | Indoor Luminaires | High-Bay | High-Bay Luminaires for Commercial and Industrial Buildings | Standard | FALSE | [9 empty] | 42639 |  |  | No |  | 4 | 15285.55 | 108.03 | 141.5 | 20 | 0.9 | 3000 | 80
PUKRZY8R | Philips Day-Brite | Philips Day-Brite | RBX15L830-(UNV120208240277)-(WTBKST)-(_EMLED)-ARR22L | Indoor Luminaires | High-Bay | High-Bay Luminaires for Commercial and Industrial Buildings | Standard | FALSE | [9 empty] | 42639 |  |  | No |  | 4 | 15258 | 107.83 | 141.5 | 20 | 0.9 | 3000 | 80
PK3YEEZ3 | Philips Day-Brite | Philips Day-Brite | RBX15L830-347-(WTBKST)-ARR22L | Indoor Luminaires | High-Bay | High-Bay Luminaires for Commercial and Industrial Buildings | Standard | FALSE | [9 empty] | 42639 |  |  | No |  | 4 | 15258 | 107.45 | 142 | 20 | 0.9 | 3000 | 80
PXPHA743 | Philips Day-Brite | Philips Day-Brite | RBX15L830-347-(WTBKST)-ARR16SL-16FL | Indoor Luminaires | High-Bay | High-Bay Luminaires for Commercial and Industrial Buildings | Standard | FALSE | [9 empty] | 42639 |  |  | No |  | 4 | 15204 | 107.07 | 142 | 20 | 0.9 | 3000 | 80
PURMXK32 | Philips Day-Brite | Philips Day-Brite | RBX15L830-(UNV120208240277)-(WTBKST)-(_EMLED)-ARR16SL-16FL | Indoor Luminaires | High-Bay | High-Bay Luminaires for Commercial and Industrial Buildings | Standard | FALSE | [9 empty] | 42639 |  |  | No |  | 4 | 15204 | 107.45 | 141.5 | 20 | 0.9 | 3000 | 80
PSFHU8DG | Philips Day-Brite | Philips Day-Brite | RBX15L830-(UNV120208240277)-(WTBKST)-(_EMLED)-ARR22S-22DL | Indoor Luminaires | High-Bay | High-Bay Luminaires for Commercial and Industrial Buildings | Standard | FALSE | [9 empty] | 42639 |  |  | No |  | 4 | 15054.13 | 106.39 | 141.5 | 20 | 0.9 | 3000 | 80
P1VXG1WQ | Philips Day-Brite | Philips Day-Brite | RBX15L830-347-(WTBKST)-ARR22S-22DL | Indoor Luminaires | High-Bay | High-Bay Luminaires for Commercial and Industrial Buildings | Standard | FALSE | [9 empty] | 42639 |  |  | No |  | 4 | 15054.13 | 106.02 | 142 | 20 | 0.9 | 3000 | 80
PW1F7QX1 | Philips Day-Brite | Philips Day-Brite | RBX15L830-(UNV120208240277)-(WTBKST)-(_EMLED)-ARR16S-16DL | Indoor Luminaires | High-Bay | High-Bay Luminaires for Commercial and Industrial Buildings | Standard | FALSE | [9 empty] | 42639 |  |  | No |  | 4 | 15026.44 | 106.19 | 141.5 | 20 | 0.9 | 3000 | 80
PD63HWUK | Philips Day-Brite | Philips Day-Brite | RBX15L830-347-(WTBKST)-ARR16S-16DL | Indoor Luminaires | High-Bay | High-Bay Luminaires for Commercial and Industrial Buildings | Standard | FALSE | [9 empty] | 42639 |  |  | No |  | 4 | 15026.44 | 105.82 | 142 | 20 | 0.9 | 3000 | 80
P4AGJV5H | Philips Day-Brite | Philips Day-Brite | RBX15L830-347-(WTBKST)-ARR22SL-22DL | Indoor Luminaires | High-Bay | High-Bay Luminaires for Commercial and Industrial Buildings | Standard | FALSE | [9 empty] | 42639 |  |  | No |  | 4 | 14919.37 | 105.07 | 142 | 20 | 0.9 | 3000 | 80
P2DZECFF | Philips Day-Brite | Philips Day-Brite | RBX15L830-(UNV120208240277)-(WTBKST)-(_EMLED)-ARR22SL-22DL | Indoor Luminaires | High-Bay | High-Bay Luminaires for Commercial and Industrial Buildings | Standard | FALSE | [9 empty] | 42639 |  |  | No |  | 4 | 14919.37 | 105.44 | 141.5 | 20 | 0.9 | 3000 | 80
PZCF284X | Philips Day-Brite | Philips Day-Brite | RBX15L830-(UNV120208240277)-(WTBKST)-(_EMLED)-ARR16SL-16DL | Indoor Luminaires | High-Bay | High-Bay Luminaires for Commercial and Industrial Buildings | Standard | FALSE | [9 empty] | 42639 |  |  | No |  | 4 | 14882.45 | 105.18 | 141.5 | 20 | 0.9 | 3000 | 80
PY8UREVV | Philips Day-Brite | Philips Day-Brite | RBX10L830-(UNV120208240277)-(WTBKST)-(_EMLED)-ARR16S | Indoor Luminaires | High-Bay | High-Bay Luminaires for Commercial and Industrial Buildings | Standard | FALSE | [9 empty] | 42639 |  |  | No |  | 4 | 10104.3 | 107.49 | 94 | 20 | 0.9 | 3000 | 80
PG42SF1X | Philips Day-Brite | Philips Day-Brite | RBX10L830-347-(WTBKST)-ARR16S | Indoor Luminaires | High-Bay | High-Bay Luminaires for Commercial and Industrial Buildings | Standard | FALSE | [9 empty] | 42639 |  |  | No |  | 4 | 10104.3 | 108.65 | 93 | 20 | 0.9 | 3000 | 80
PNSUBFBR | Philips Day-Brite | Philips Day-Brite | RBX10L830-(UNV120208240277)-(WTBKST)-(_EMLED)-ARR22S | Indoor Luminaires | High-Bay | High-Bay Luminaires for Commercial and Industrial Buildings | Standard | FALSE | [9 empty] | 42639 |  |  | No |  | 4 | 10094.1 | 107.38 | 94 | 20 | 0.9 | 3000 | 80
PH5VY9ZY | Philips Day-Brite | Philips Day-Brite | RBX10L830-347-(WTBKST)-ARR22S | Indoor Luminaires | High-Bay | High-Bay Luminaires for Commercial and Industrial Buildings | Standard | FALSE | [9 empty] | 42639 |  |  | No |  | 4 | 10094.1 | 108.54 | 93 | 20 | 0.9 | 3000 | 80
PMDXZMGC | Philips Day-Brite | Philips Day-Brite | RBX10L830-347-(WTBKST)-ARR22SL | Indoor Luminaires | High-Bay | High-Bay Luminaires for Commercial and Industrial Buildings | Standard | FALSE | [9 empty] | 42639 |  |  | No |  | 4 | 10002.33 | 107.55 | 93 | 20 | 0.9 | 3000 | 80
PFPJG4MW | Philips Day-Brite | Philips Day-Brite | RBX10L830-(UNV120208240277)-(WTBKST)-(_EMLED)-ARR22SL | Indoor Luminaires | High-Bay | High-Bay Luminaires for Commercial and Industrial Buildings | Standard | FALSE | [9 empty] | 42639 |  |  | No |  | 4 | 10002.33 | 106.41 | 94 | 20 | 0.9 | 3000 | 80
PMRKVRXD | Philips Day-Brite | Philips Day-Brite | RBX10L830-(UNV120208240277)-(WTBKST)-(_EMLED)-ARR16SL | Indoor Luminaires | High-Bay | High-Bay Luminaires for Commercial and Industrial Buildings | Standard | FALSE | [9 empty] | 42639 |  |  | No |  | 4 | 9934.66 | 105.69 | 94 | 20 | 0.9 | 3000 | 80
PJE91CVJ | Philips Day-Brite | Philips Day-Brite | RBX10L830-347-(WTBKST)-ARR16SL | Indoor Luminaires | High-Bay | High-Bay Luminaires for Commercial and Industrial Buildings | Standard | FALSE | [9 empty] | 42639 |  |  | No |  | 4 | 9934.66 | 106.82 | 93 | 20 | 0.9 | 3000 | 80
PANDTXM6 | Mester LED Limited | MESTER | HBL24D350W48V50KHYMDY | Indoor Luminaires | High-Bay | High-Bay Luminaires for Commercial and Industrial Buildings | Standard | FALSE | [9 empty] | 42639 |  |  | Yes |  | 4 | 43000 | 123 | 350 | 17 | 0.9 | 5000 | 82
P459GFB3 | Mester LED Limited | MESTER | HBL22D170W48V50KHYMDY | Indoor Luminaires | High-Bay | High-Bay Luminaires for Commercial and Industrial Buildings | Standard | FALSE | [9 empty] | 42639 |  |  | Yes |  | 4 | 21500 | 126 | 170 | 15 | 0.9 | 5000 | 82
PU7GNYW3 | Mester LED Limited | MESTER | HBL24D220W48V50KHYMDY | Indoor Luminaires | High-Bay | High-Bay Luminaires for Commercial and Industrial Buildings | Standard | FALSE | [9 empty] | 42639 |  |  | Yes |  | 4 | 25500 | 116 | 220 | 13 | 0.9 | 5000 | 82
P812ZPQF | Mester LED Limited | MESTER | HBL22D90W48V50KHYMDY | Indoor Luminaires | High-Bay | High-Bay Luminaires for Commercial and Industrial Buildings | Standard | FALSE | [9 empty] | 42639 |  |  | Yes |  | 4 | 11500 | 128 | 90 | 13 | 0.9 | 5000 | 82
PUMCQBRC | Mester LED Limited | MESTER | HBL22D110W48V50KHYMDY | Indoor Luminaires | High-Bay | High-Bay Luminaires for Commercial and Industrial Buildings | Standard | FALSE | [9 empty] | 42639 |  |  | Yes |  | 4 | 13000 | 118 | 110 | 12 | 0.9 | 5000 | 82
PWUH98ET | Shenzhen Hitoplux Optoelectronic Co. Ltd. | Hitoplux LED High Bay | HL-HB200W13110 (5700K) | Indoor Luminaires | High-Bay | High-Bay Luminaires for Commercial and Industrial Buildings | Standard | FALSE | [9 empty] | 42639 | Dimmable | Continuous Below 10 | No |  | 4 | 26573 | 132.3 | 200.85 | 14.05 | 0.95 | 5700 | 80
PYV8BB8Q | Shenzhen Hitoplux Optoelectronic Co. Ltd. | Hitoplux LED High Bay | HL-HB150W13110 (5700K) | Indoor Luminaires | High-Bay | High-Bay Luminaires for Commercial and Industrial Buildings | Standard | FALSE | [9 empty] | 42639 | Dimmable | Continuous Below 10 | No |  | 4 | 20540 | 135.5 | 151.59 | 14.03 | 0.95 | 5700 | 80
P4YXKTVY | Shenzhen Hitoplux Optoelectronic Co. Ltd. | Hitoplux LED High Bay | HL-HB200W13110 (5000K) | Indoor Luminaires | High-Bay | High-Bay Luminaires for Commercial and Industrial Buildings | Standard | FALSE | [9 empty] | 42639 | Dimmable | Continuous Below 10 | No |  | 4 | 26400 | 132 | 200 | 14.05 | 0.95 | 5000 | 80
P3VGAM5D | Shenzhen Hitoplux Optoelectronic Co. Ltd. | Hitoplux LED High Bay | HL-HB150W13110 (5000K) | Indoor Luminaires | High-Bay | High-Bay Luminaires for Commercial and Industrial Buildings | Standard | FALSE | [9 empty] | 42639 | Dimmable | Continuous Below 10 | No |  | 4 | 20235 | 134.9 | 150 | 14.03 | 0.95 | 5000 | 80
P77KP82H | Shenzhen Hitoplux Optoelectronic Co. Ltd. | Hitoplux LED High Bay | HL-HB200W13110 (4500K) | Indoor Luminaires | High-Bay | High-Bay Luminaires for Commercial and Industrial Buildings | Standard | FALSE | [9 empty] | 42639 | Dimmable | Continuous Below 10 | No |  | 4 | 26305 | 131.5 | 200.04 | 14.05 | 0.95 | 4500 | 80
P545JWBZ | Shenzhen Hitoplux Optoelectronic Co. Ltd. | Hitoplux LED High Bay | HL-HB150W13110 (4500K) | Indoor Luminaires | High-Bay | High-Bay Luminaires for Commercial and Industrial Buildings | Standard | FALSE | [9 empty] | 42639 | Dimmable | Continuous Below 10 | No |  | 4 | 20132 | 134.4 | 149.79 | 14.03 | 0.95 | 4500 | 80
PWBJZWTY | Aimlite Lighting Products | AimLite | H13L-175H-2xxx/xxxx[Qualified at 120V Only] | Indoor Luminaires | High-Bay | High-Bay Luminaires for Commercial and Industrial Buildings | Premium | TRUE | 19404 | 112.8 | 172.04 | 5.95 | 0.997 | 5140 | 77 | 5 | 50000 | 42636 |  |  | Yes | Updated 9/21/2016 | 3.1 | 19404 | 112.79 | 172.04 | 10 | 0.99 | 5140 | 77
PWACXWBS | Aimlite Lighting Products | AimLite | H13L-75H-2xxx/xxxx [Qualified at 120V Only] | Indoor Luminaires | High-Bay | High-Bay Luminaires for Commercial and Industrial Buildings | Premium | TRUE | 10748 | 136.5 | 78.76 | 7.77 | 0.994 | 5140 | 77 | 5 | 50000 | 42636 |  |  | Yes | Updated 9/21/2016 | 3.1 | 10748 | 136.46 | 78.76 | 10 | 0.99 | 5000 | 77
PDFKC48K | LiteSheet Solutions | LightSheet | BHBC-2-128-2D-3080 | Indoor Luminaires | High-Bay | High-Bay Luminaires for Commercial and Industrial Buildings | Standard | TRUE | 15717.78 | 119 | 132.09 | 15 | 0.99 |  |  | 5 |  | 42636 |  |  | No |  | 4 | 15717.78 | 119 | 132 | 15 | 0.99 | 3000 | 82
PXGBKJ17 | LiteSheet Solutions | LightSheet | BHBC-2-128-1D-3080 | Indoor Luminaires | High-Bay | High-Bay Luminaires for Commercial and Industrial Buildings | Standard | TRUE | 15118.14 | 123 | 122.66 | 18 | 0.98 | 3069 | 82 | 5 |  | 42636 |  |  | No |  | 4 | 15118.14 | 123 | 122.66 | 18 | 0.98 | 3069 | 82
PWE6VEZG | LiteSheet Solutions | LightSheet | BHBC-2-128-1D-5780 | Indoor Luminaires | High-Bay | High-Bay Luminaires for Commercial and Industrial Buildings | Standard | TRUE |  |  |  | 17 | 0.98 | 5760 | 84.6 | 5 |  | 42636 |  |  | No |  | 4 | 16256 | 127 | 128 | 18 | 0.98 | 5700 | 82
PQGFFM1C | Litecorr | litecorr | LCG-RHB-90W-40K-U | Indoor Luminaires | High-Bay | High-Bay Luminaires for Commercial and Industrial Buildings | Standard | TRUE | 10590.79 | 119.387 | 88.71 | 13.18 | 0.9762 | 3880 | 84.1 | 5 | 50000 | 42636 |  |  | No |  | 3.1 | 10600 | 118 | 90 | 13 | 0.98 | 4000 | 80
P1SYJBY4 | WareLight | Warelight | HBLED160W/4000KFR | Indoor Luminaires | High-Bay | High-Bay Luminaires for Commercial and Industrial Buildings | Premium | TRUE | 18520 | 116.7 | 158.7 | 8.8 | 0.972 | 4121 | 84 | 5 | 50000 | 42636 |  |  | No |  | 3.1 | 19246.2 | 120.3 | 160 | 8.8 | 0.972 | 4000 | 80
PD7MH3UA | WareLight | Warelight | HBLED320W/4000KFR | Indoor Luminaires | High-Bay | High-Bay Luminaires for Commercial and Industrial Buildings | Premium | TRUE | 37301 | 116.8 | 319.2 | 8.6 | 0.971 | 4189 | 84 | 5 | 50000 | 42636 |  |  | No |  | 3.1 | 38558.4 | 120.5 | 320 | 8.6 | 0.971 | 4000 | 80
PB1PAX27 | WareLight | Warelight | HBLED220W/4000KFR | Indoor Luminaires | High-Bay | High-Bay Luminaires for Commercial and Industrial Buildings | Premium | TRUE | 25161 | 117.1 | 214.9 | 9.2 | 0.969 | 4197 | 84 | 5 | 50000 | 42636 |  |  | No |  | 3.1 | 26665.4 | 121.2 | 220 | 9.2 | 0.969 | 4000 | 80
PMD31UJK | Litecorr | litecorr | LCG-RHB-180W-40K-U | Indoor Luminaires | High-Bay | High-Bay Luminaires for Commercial and Industrial Buildings | Standard | TRUE | 18958.19 | 105.54 | 179.63 | 12.17 | 0.9651 | 3940 | 83.8 | 5 | 50000 | 42636 |  |  | No |  | 3.1 | 19600 | 109 | 180 | 12 | 0.98 | 4000 | 80
PPP7AQZ4 | WareLight | Warelight | HBLED110W/4000KFR | Indoor Luminaires | High-Bay | High-Bay Luminaires for Commercial and Industrial Buildings | Premium | TRUE | 12282 | 115.2 | 106.6 | 15.2 | 0.963 | 4092 | 84 | 5 | 50000 | 42636 |  |  | No |  | 3.1 | 13061.6 | 118.7 | 110 | 15.2 | 0.963 | 4000 | 80
PZY2Y75D | LUMA America Corp. | Resilient | GC201-200W-P540-D1-PCD-HK | Indoor Luminaires | High-Bay | High-Bay Luminaires for Commercial and Industrial Buildings | Standard | TRUE | 25793 | 116.5 | 221.4 | 11.19 | 0.9512 | 3910 | 76.4 | 5 | 50000 | 42636 |  |  | Yes |  | 4 | 25793 | 116.5 | 221.4 | 11.19 | 0.95 | 4000 | 76.4
PV9NNTCT | Monmouth Lighting Corp | Monmouth Lighting | LED-HB1-750-4-50-PL-UNV | Indoor Luminaires | High-Bay | High-Bay Luminaires for Commercial and Industrial Buildings | Standard | TRUE | 35410.7 | 154.6 | 229.1 | 14.7 | 0.951 | 5162 | 83 | 5 | 50000 | 42636 |  |  | Yes |  | 4 | 35410 | 154 | 229 | 11.1 | 0.99 | 5162 | 83
PCFXJ2CW | Monmouth Lighting Corp | Monmouth Lighting | LED-HB1-1000-4-40-PL-UNV-CAL | Indoor Luminaires | High-Bay | High-Bay Luminaires for Commercial and Industrial Buildings | Standard | TRUE | 49527 | 131.1 | 377.9 | 14.7 | 0.951 | 4205 | 84 | 5 | 50000 | 42636 |  |  | Yes |  | 4 | 50896 | 134 | 378 | 10.5 | 0.99 | 4205 | 84
PSZAU8A5 | Monmouth Lighting Corp | Monmouth Lighting | LED-HB1-750-4-40-PL-UNV-CAL | Indoor Luminaires | High-Bay | High-Bay Luminaires for Commercial and Industrial Buildings | Standard | TRUE | 32177.8 | 139.35 | 230.9 | 14.7 | 0.951 | 4165 | 83 | 5 | 50000 | 42636 |  |  | Yes |  | 4 | 32177 | 139 | 231 | 11.1 | 0.99 | 4165 | 83
PEAPA71J | LUMA America Corp. | Resilient | GC201-150W-P540-D1-PCD-HK | Indoor Luminaires | High-Bay | High-Bay Luminaires for Commercial and Industrial Buildings | Standard | TRUE | 20071 | 121.35 | 165.4 | 12.47 | 0.9454 | 3898 | 76.3 | 5 | 50000 | 42636 |  |  | Yes |  | 4 | 20071 | 121.35 | 165.4 | 12.47 | 0.95 | 4000 | 76.3
P85RSGD9 | LUMA America Corp. | Resilient | GC201-180W-P540-D1-PCD-HK | Indoor Luminaires | High-Bay | High-Bay Luminaires for Commercial and Industrial Buildings | Standard | TRUE | 24026 | 119.71 | 200.7 | 12.21 | 0.9451 | 3907 | 76.3 | 5 | 50000 | 42636 |  |  | Yes |  | 4 | 24026 | 119.71 | 200.7 | 12.21 | 0.95 | 4000 | 76.3
PG12KK2T | LUMA America Corp. | Resilient | GC201-80W-P540-D1-PCD-HK | Indoor Luminaires | High-Bay | High-Bay Luminaires for Commercial and Industrial Buildings | Standard | TRUE | 10876 | 123.24 | 88.25 | 12.47 | 0.9429 | 3914 | 76 | 5 | 50000 | 42636 |  |  | Yes |  | 4 | 10876 | 123.24 | 88.25 | 12.47 | 0.94 | 4000 | 76
P37DGZ4E | Horner Lighting Group | Horner Lighting Group | ETG-WLL-6480-P1-C1 | Indoor Luminaires | High-Bay | High-Bay Luminaires for Commercial and Industrial Buildings | Standard | TRUE | 54428.52 | 112.92 | 467.18 | 11.99 | 0.9403 | 5215 | 84.3 | 5 | 50000 | 42636 |  |  | No |  | 4 | 54600 | 113.27 | 482 | 6.9 | 0.99 | 5215 | 84.3
P76UKSF1 | Ledsion Lighting Technology Co.Ltd | LEDSION | LS-HHBNF150W-4000K | Indoor Luminaires | High-Bay | High-Bay Luminaires for Commercial and Industrial Buildings | Premium | TRUE | 18765 | 129.86 | 144.5 | 14.12 | 0.9324 | 3885 | 71.5 | 5 | 50000 | 42636 |  |  | No |  | 3.1 | 18765 | 129.86 | 144.5 | 14.12 | 0.9324 | 4000 | 71.5
P8NWB8XE | LUMA America Corp. | Resilient | GC201-120W-P540-D1-PCD-HK | Indoor Luminaires | High-Bay | High-Bay Luminaires for Commercial and Industrial Buildings | Standard | TRUE | 15559 | 120.43 | 129.2 | 9.83 | 0.9298 | 3906 | 75.4 | 5 | 50000 | 42636 |  |  | Yes |  | 4 | 15559 | 120.43 | 129.2 | 9.83 | 0.93 | 4000 | 75.4
PRZGXK2P | Litecorr | litecorr | LCG-RHB-140W-40K-U | Indoor Luminaires | High-Bay | High-Bay Luminaires for Commercial and Industrial Buildings | Standard | TRUE | 16179.58 | 115.958 | 139.53 | 18.36 | 0.922 | 3901 | 83.7 | 5 | 50000 | 42636 |  |  | No |  | 3.1 | 16950 | 121 | 140 | 18 | 0.98 | 4000 | 80
PM2VKTR5 | Ledsion Lighting Technology Co.Ltd | LEDSION | LS-HHBN100W-4000K | Indoor Luminaires | High-Bay | High-Bay Luminaires for Commercial and Industrial Buildings | Premium | TRUE | 12469 | 128.56 | 96.99 | 13.24 | 0.9211 | 3928 | 70.7 | 5 | 50000 | 42636 |  |  | No |  | 3.1 | 12469 | 128.56 | 96.99 | 13.24 | 0.9211 | 4000 | 70.7
PUB6SP4Q | Shenzhen Xinshengyang Opto-electronics Technology Co.Ltd. | XSY | XSY-HBP120W-50K-120Â°-HA | Indoor Luminaires | High-Bay | High-Bay Luminaires for Commercial and Industrial Buildings | Premium | TRUE | 16312 | 138.12 | 118.1 | 16.17 | 0.9149 | 4811 | 74.6 | 5 | 50000 | 42636 |  |  | No |  | 4 | 16312 | 138.12 | 118.1 | 16.17 | 0.91 | 5000 | 74.6
PFEQTAY1 | LUMA America Corp. | Resilient | GC201-100W-P540-D1-PCD-HK | Indoor Luminaires | High-Bay | High-Bay Luminaires for Commercial and Industrial Buildings | Standard | TRUE | 13467 | 125.63 | 107.2 | 11.45 | 0.9084 | 3904 | 75.6 | 5 | 50000 | 42636 |  |  | Yes |  | 4 | 13467 | 125.63 | 107.2 | 11.45 | 0.91 | 4000 | 75.6
PKPKHGNC | Ledsion Lighting Technology Co.Ltd | LEDSION | LS-HHBN-HV100W-4000K | Indoor Luminaires | High-Bay | High-Bay Luminaires for Commercial and Industrial Buildings | Premium | TRUE | 12265 | 125.08 | 98.06 | 13.15 | 0.9021 | 3959 | 70.6 | 5 | 50000 | 42636 |  |  | No |  | 3.1 | 12329 | 125.49 | 98.25 | 13.15 | 0.9021 | 4000 | 70.6
PG24FF4T | Shenzhen Xinshengyang Opto-electronics Technology Co.Ltd. | XSY | XSY-HBP100W-50K-120Â°-HA | Indoor Luminaires | High-Bay | High-Bay Luminaires for Commercial and Industrial Buildings | Premium | TRUE | 13817 | 136.67 | 101.1 | 11.34 | 0.9018 | 5048 | 74.1 | 5 | 50000 | 42636 |  |  | No |  | 4 | 13817 | 136.67 | 101.1 | 11.34 | 0.9 | 5000 | 74.1
PA2JJM2F | LUMA America Corp. | Resilient | GC201-60W-P540-D1-PCD-HK | Indoor Luminaires | High-Bay | Low-Bay Luminaires for Commercial and Industrial Buildings | Standard | TRUE | 8233 | 125.46 | 65.62 | 18.43 | 0.9017 | 3912 | 76 | 5 | 50000 | 42636 |  |  | Yes |  | 4 | 8233 | 125.46 | 65.62 | 18.43 | 0.9 | 4000 | 76
PD6W2RSZ | LUMA America Corp. | Resilient | GC201-200W-P550-D0-PCD-HK | Indoor Luminaires | High-Bay | High-Bay Luminaires for Commercial and Industrial Buildings | Standard | FALSE | [9 empty] | 42636 |  |  | Yes |  | 4 | 26019 | 117.68 | 221.1 | 11.24 | 0.95 | 5000 | 82.1
P5UCZUGY | LUMA America Corp. | Resilient | GC201-180W-P550-D0-PCD-HK | Indoor Luminaires | High-Bay | High-Bay Luminaires for Commercial and Industrial Buildings | Standard | FALSE | [9 empty] | 42636 |  |  | Yes |  | 4 | 24206 | 120.91 | 200.2 | 12.25 | 0.94 | 5000 | 81.9
PV36PAD9 | LUMA America Corp. | Resilient | GC201-120W-P550-D0-PCD-HK | Indoor Luminaires | High-Bay | High-Bay Luminaires for Commercial and Industrial Buildings | Standard | FALSE | [9 empty] | 42636 |  |  | Yes |  | 4 | 15679 | 121.92 | 128.6 | 9.88 | 0.93 | 5000 | 81.9
PREXMVTZ | LUMA America Corp. | Resilient | GC201-150W-P550-D0-PCD-HK | Indoor Luminaires | High-Bay | High-Bay Luminaires for Commercial and Industrial Buildings | Standard | FALSE | [9 empty] | 42636 |  |  | Yes |  | 4 | 20186 | 122.49 | 164.8 | 12.54 | 0.95 | 5000 | 81.8
PJKX43FB | LUMA America Corp. | Resilient | GC201-200W-P550-D1-PCD-HK | Indoor Luminaires | High-Bay | High-Bay Luminaires for Commercial and Industrial Buildings | Standard | FALSE | [9 empty] | 42636 |  |  | Yes |  | 4 | 26019 | 117.68 | 221.1 | 11.24 | 0.95 | 5000 | 82.1
PSYAJ5US | LUMA America Corp. | Resilient | GC201-180W-P550-D1-PCD-HK | Indoor Luminaires | High-Bay | High-Bay Luminaires for Commercial and Industrial Buildings | Standard | FALSE | [9 empty] | 42636 |  |  | Yes |  | 4 | 24206 | 120.91 | 200.2 | 12.25 | 0.94 | 5000 | 81.9
PMZ31RCC | LUMA America Corp. | Resilient | GC201-120W-P550-D1-PCD-HK | Indoor Luminaires | High-Bay | High-Bay Luminaires for Commercial and Industrial Buildings | Standard | FALSE | [9 empty] | 42636 |  |  | Yes |  | 4 | 15679 | 121.92 | 128.6 | 9.88 | 0.93 | 5000 | 81.9
PRY8MMYE | LUMA America Corp. | Resilient | GC201-150W-P550-D1-PCD-HK | Indoor Luminaires | High-Bay | High-Bay Luminaires for Commercial and Industrial Buildings | Standard | FALSE | [9 empty] | 42636 |  |  | Yes |  | 4 | 20186 | 122.49 | 164.8 | 12.54 | 0.95 | 5000 | 81.8
P7GZSVGW | LUMA America Corp. | Resilient | GC201-200W-P545-D0-PCD-HK | Indoor Luminaires | High-Bay | High-Bay Luminaires for Commercial and Industrial Buildings | Standard | FALSE | [9 empty] | 42636 |  |  | Yes |  | 4 | 25793 | 116.5 | 221.4 | 11.19 | 0.95 | 4500 | 76.4
P2ATBTEW | LUMA America Corp. | Resilient | GC201-150W-P545-D0-PCD-HK | Indoor Luminaires | High-Bay | High-Bay Luminaires for Commercial and Industrial Buildings | Standard | FALSE | [9 empty] | 42636 |  |  | Yes |  | 4 | 20071 | 121.35 | 165.4 | 12.47 | 0.95 | 4500 | 76.3
PVFQ5UNK | LUMA America Corp. | Resilient | GC201-180W-P545-D0-PCD-HK | Indoor Luminaires | High-Bay | High-Bay Luminaires for Commercial and Industrial Buildings | Standard | FALSE | [9 empty] | 42636 |  |  | Yes |  | 4 | 24026 | 119.71 | 200.7 | 12.21 | 0.95 | 4500 | 76.3
PW3CV38N | LUMA America Corp. | Resilient | GC201-120W-P545-D0-PCD-HK | Indoor Luminaires | High-Bay | High-Bay Luminaires for Commercial and Industrial Buildings | Standard | FALSE | [9 empty] | 42636 |  |  | Yes |  | 4 | 15559 | 120.43 | 129.2 | 9.83 | 0.93 | 4500 | 75.4
PSQWZ34Q | LUMA America Corp. | Resilient | GC201-200W-P545-D1-PCD-HK | Indoor Luminaires | High-Bay | High-Bay Luminaires for Commercial and Industrial Buildings | Standard | FALSE | [9 empty] | 42636 |  |  | Yes |  | 4 | 25793 | 116.5 | 221.4 | 11.19 | 0.95 | 4500 | 76.4
PCCXVB7T | LUMA America Corp. | Resilient | GC201-150W-P545-D1-PCD-HK | Indoor Luminaires | High-Bay | High-Bay Luminaires for Commercial and Industrial Buildings | Standard | FALSE | [9 empty] | 42636 |  |  | Yes |  | 4 | 20071 | 121.35 | 165.4 | 12.47 | 0.95 | 4500 | 76.3
P7YCF2AW | LUMA America Corp. | Resilient | GC201-120W-P545-D1-PCD-HK | Indoor Luminaires | High-Bay | High-Bay Luminaires for Commercial and Industrial Buildings | Standard | FALSE | [9 empty] | 42636 |  |  | Yes |  | 4 | 15559 | 120.43 | 129.2 | 9.83 | 0.93 | 4500 | 75.4
PRJ2B1QT | LUMA America Corp. | Resilient | GC201-200W-P540-D0-PCD-HK | Indoor Luminaires | High-Bay | High-Bay Luminaires for Commercial and Industrial Buildings | Standard | FALSE | [9 empty] | 42636 |  |  | Yes |  | 4 | 25793 | 116.5 | 221.4 | 11.19 | 0.95 | 4000 | 76.4
PR68DXKR | LUMA America Corp. | Resilient | GC201-150W-P540-D0-PCD-HK | Indoor Luminaires | High-Bay | High-Bay Luminaires for Commercial and Industrial Buildings | Standard | FALSE | [9 empty] | 42636 |  |  | Yes |  | 4 | 20071 | 121.35 | 165.4 | 12.47 | 0.95 | 4000 | 76.3
PXVEJ5A5 | LUMA America Corp. | Resilient | GC201-180W-P540-D0-PCD-HK | Indoor Luminaires | High-Bay | High-Bay Luminaires for Commercial and Industrial Buildings | Standard | FALSE | [9 empty] | 42636 |  |  | Yes |  | 4 | 24026 | 119.71 | 200.7 | 12.21 | 0.95 | 4000 | 76.3
PU41ZJGY | LUMA America Corp. | Resilient | GC201-120W-P540-D0-PCD-HK | Indoor Luminaires | High-Bay | High-Bay Luminaires for Commercial and Industrial Buildings | Standard | FALSE | [9 empty] | 42636 |  |  | Yes |  | 4 | 15559 | 120.43 | 129.2 | 9.83 | 0.93 | 4000 | 75.4
PZ4KQ41X | LiteSheet Solutions | LightSheet | BHBC-4-256-1D-5780 | Indoor Luminaires | High-Bay | High-Bay Luminaires for Commercial and Industrial Buildings | Standard | FALSE | [9 empty] | 42636 |  |  | No |  | 4 | 33024 | 129 | 256 | 18 | 0.98 | 5700 | 82
PYVP1245 | LiteSheet Solutions | LightSheet | BHBC-4-256-2D-5780 | Indoor Luminaires | High-Bay | High-Bay Luminaires for Commercial and Industrial Buildings | Standard | FALSE | [9 empty] | 42636 |  |  | No |  | 4 | 31980 | 123 | 260 | 15 | 0.98 | 5700 | 82
P88W2YTR | LiteSheet Solutions | LightSheet | BHBC-2-128-2D-5780 | Indoor Luminaires | High-Bay | High-Bay Luminaires for Commercial and Industrial Buildings | Standard | FALSE | [9 empty] | 42636 |  |  | No |  | 4 | 16236 | 123 | 132 | 15 | 0.98 | 5700 | 82
PMWUXF8E | LiteSheet Solutions | LightSheet | BHBC-4-256-1D-5780/SC | Indoor Luminaires | High-Bay | High-Bay Luminaires for Commercial and Industrial Buildings | Standard | FALSE | [9 empty] | 42636 |  |  | No |  | 4 | 33024 | 129 | 256 | 18 | 0.98 | 5700 | 82
P4JSTPCE | LiteSheet Solutions | LightSheet | BHBC-2-128-1D-5780/SC | Indoor Luminaires | High-Bay | High-Bay Luminaires for Commercial and Industrial Buildings | Standard | FALSE | [9 empty] | 42636 |  |  | No |  | 4 | 16256 | 127 | 128 | 18 | 0.98 | 5700 | 82
P8FEA15Q | LiteSheet Solutions | LightSheet | BHBC-4-256-2D-5780/SC | Indoor Luminaires | High-Bay | High-Bay Luminaires for Commercial and Industrial Buildings | Standard | FALSE | [9 empty] | 42636 |  |  | No |  | 4 | 31980 | 123 | 260 | 15 | 0.98 | 5700 | 82
PD9ZN1K5 | LiteSheet Solutions | LightSheet | BHBC-2-128-2D-5780/SC | Indoor Luminaires | High-Bay | High-Bay Luminaires for Commercial and Industrial Buildings | Standard | FALSE | [9 empty] | 42636 |  |  | No |  | 4 | 16236 | 123 | 132 | 15 | 0.98 | 5700 | 82
PYWBZT93 | LiteSheet Solutions | LightSheet | BHBC-4-256-1D-5080 | Indoor Luminaires | High-Bay | High-Bay Luminaires for Commercial and Industrial Buildings | Standard | FALSE | [9 empty] | 42636 |  |  | No |  | 4 | 32768 | 128 | 256 | 18 | 0.98 | 5000 | 82
PQBX6X1T | LiteSheet Solutions | LightSheet | BHBC-2-128-1D-5080 | Indoor Luminaires | High-Bay | High-Bay Luminaires for Commercial and Industrial Buildings | Standard | FALSE | [9 empty] | 42636 |  |  | No |  | 4 | 16128 | 126 | 128 | 18 | 0.98 | 5000 | 82
P8D4VYG6 | LiteSheet Solutions | LightSheet | BHBC-4-256-2D-5080 | Indoor Luminaires | High-Bay | High-Bay Luminaires for Commercial and Industrial Buildings | Standard | FALSE | [9 empty] | 42636 |  |  | No |  | 4 | 31720 | 122 | 260 | 15 | 0.98 | 5000 | 82
PEQQX9PM | LiteSheet Solutions | LightSheet | BHBC-2-128-2D-5080 | Indoor Luminaires | High-Bay | High-Bay Luminaires for Commercial and Industrial Buildings | Standard | FALSE | [9 empty] | 42636 |  |  | No |  | 4 | 16104 | 122 | 132 | 15 | 0.98 | 5000 | 82
PNDA48PW | LiteSheet Solutions | LightSheet | BHBC-4-256-1D-5080/SC | Indoor Luminaires | High-Bay | High-Bay Luminaires for Commercial and Industrial Buildings | Standard | FALSE | [9 empty] | 42636 |  |  | No |  | 4 | 32768 | 128 | 256 | 18 | 0.98 | 5000 | 82
PGT7XFYT | LiteSheet Solutions | LightSheet | BHBC-2-128-1D-5080/SC | Indoor Luminaires | High-Bay | High-Bay Luminaires for Commercial and Industrial Buildings | Standard | FALSE | [9 empty] | 42636 |  |  | No |  | 4 | 16128 | 126 | 128 | 18 | 0.98 | 5000 | 82
P1FDMG54 | LiteSheet Solutions | LightSheet | BHBC-4-256-2D-5080/SC | Indoor Luminaires | High-Bay | High-Bay Luminaires for Commercial and Industrial Buildings | Standard | FALSE | [9 empty] | 42636 |  |  | No |  | 4 | 31720 | 122 | 260 | 15 | 0.98 | 5000 | 82
PRXVES9N | LiteSheet Solutions | LightSheet | BHBC-2-128-2D-5080/SC | Indoor Luminaires | High-Bay | High-Bay Luminaires for Commercial and Industrial Buildings | Standard | FALSE | [9 empty] | 42636 |  |  | No |  | 4 | 16104 | 122 | 132 | 15 | 0.98 | 5000 | 82
PFQKBTY1 | LiteSheet Solutions | LightSheet | BHBC-4-256-1D-4080 | Indoor Luminaires | High-Bay | High-Bay Luminaires for Commercial and Industrial Buildings | Standard | FALSE | [9 empty] | 42636 |  |  | No |  | 4 | 32512 | 127 | 256 | 18 | 0.98 | 4000 | 82
PVPM8AV1 | LiteSheet Solutions | LightSheet | BHBC-2-128-1D-4080 | Indoor Luminaires | High-Bay | High-Bay Luminaires for Commercial and Industrial Buildings | Standard | FALSE | [9 empty] | 42636 |  |  | No |  | 4 | 16000 | 125 | 128 | 18 | 0.98 | 4000 | 82
PJ9V6RSQ | LiteSheet Solutions | LightSheet | BHBC-4-256-2D-4080 | Indoor Luminaires | High-Bay | High-Bay Luminaires for Commercial and Industrial Buildings | Standard | FALSE | [9 empty] | 42636 |  |  | No |  | 4 | 31460 | 121 | 260 | 15 | 0.98 | 4000 | 82
P7GURH5H | LiteSheet Solutions | LightSheet | BHBC-2-128-2D-4080 | Indoor Luminaires | High-Bay | High-Bay Luminaires for Commercial and Industrial Buildings | Standard | FALSE | [9 empty] | 42636 |  |  | No |  | 4 | 15972 | 121 | 132 | 15 | 0.98 | 4000 | 82
PQDA2VJV | LiteSheet Solutions | LightSheet | BHBC-4-256-1D-4080/SC | Indoor Luminaires | High-Bay | High-Bay Luminaires for Commercial and Industrial Buildings | Standard | FALSE | [9 empty] | 42636 |  |  | No |  | 4 | 32512 | 127 | 256 | 18 | 0.98 | 4000 | 82
P51UNJHN | LiteSheet Solutions | LightSheet | BHBC-2-128-1D-4080/SC | Indoor Luminaires | High-Bay | High-Bay Luminaires for Commercial and Industrial Buildings | Standard | FALSE | [9 empty] | 42636 |  |  | No |  | 4 | 16000 | 125 | 128 | 18 | 0.98 | 4000 | 82
P6ZWFAKM | LiteSheet Solutions | LightSheet | BHBC-4-256-2D-4080/SC | Indoor Luminaires | High-Bay | High-Bay Luminaires for Commercial and Industrial Buildings | Standard | FALSE | [9 empty] | 42636 |  |  | No |  | 4 | 31460 | 121 | 260 | 15 | 0.98 | 4000 | 82
P45PTWT6 | LiteSheet Solutions | LightSheet | BHBC-2-128-2D-4080/SC | Indoor Luminaires | High-Bay | High-Bay Luminaires for Commercial and Industrial Buildings | Standard | FALSE | [9 empty] | 42636 |  |  | No |  | 4 | 15972 | 121 | 132 | 15 | 0.98 | 4000 | 82
P7M5TRKZ | LiteSheet Solutions | LightSheet | BHBC-4-256-1D-3580 | Indoor Luminaires | High-Bay | High-Bay Luminaires for Commercial and Industrial Buildings | Standard | FALSE | [9 empty] | 42636 |  |  | No |  | 4 | 32256 | 126 | 256 | 18 | 0.98 | 3500 | 82
P8C5G7NZ | LiteSheet Solutions | LightSheet | BHBC-2-128-1D-3580 | Indoor Luminaires | High-Bay | High-Bay Luminaires for Commercial and Industrial Buildings | Standard | FALSE | [9 empty] | 42636 |  |  | No |  | 4 | 15872 | 124 | 128 | 18 | 0.98 | 3500 | 82
PFPXGJH8 | LiteSheet Solutions | LightSheet | BHBC-4-256-2D-3580 | Indoor Luminaires | High-Bay | High-Bay Luminaires for Commercial and Industrial Buildings | Standard | FALSE | [9 empty] | 42636 |  |  | No |  | 4 | 31200 | 120 | 260 | 15 | 0.98 | 3500 | 82
PMEKBEKH | LiteSheet Solutions | LightSheet | BHBC-2-128-2D-3580 | Indoor Luminaires | High-Bay | High-Bay Luminaires for Commercial and Industrial Buildings | Standard | FALSE | [9 empty] | 42636 |  |  | No |  | 4 | 15840 | 120 | 132 | 15 | 0.98 | 3500 | 82
PFVZ2GZ9 | LiteSheet Solutions | LightSheet | BHBC-4-256-1D-3580/SC | Indoor Luminaires | High-Bay | High-Bay Luminaires for Commercial and Industrial Buildings | Standard | FALSE | [9 empty] | 42636 |  |  | No |  | 4 | 32256 | 126 | 256 | 18 | 0.98 | 3500 | 82
PGPSH24R | LiteSheet Solutions | LightSheet | BHBC-2-128-1D-3580/SC | Indoor Luminaires | High-Bay | High-Bay Luminaires for Commercial and Industrial Buildings | Standard | FALSE | [9 empty] | 42636 |  |  | No |  | 4 | 15872 | 124 | 128 | 18 | 0.98 | 3500 | 82
PC5NKKPY | LiteSheet Solutions | LightSheet | BHBC-4-256-2D-3580/SC | Indoor Luminaires | High-Bay | High-Bay Luminaires for Commercial and Industrial Buildings | Standard | FALSE | [9 empty] | 42636 |  |  | No |  | 4 | 31200 | 120 | 260 | 15 | 0.98 | 3500 | 82
P1MM7PR3 | LiteSheet Solutions | LightSheet | BHBC-2-128-2D-3580/SC | Indoor Luminaires | High-Bay | High-Bay Luminaires for Commercial and Industrial Buildings | Standard | FALSE | [9 empty] | 42636 |  |  | No |  | 4 | 15840 | 120 | 132 | 15 | 0.98 | 3500 | 82
PD8UGKFS | LiteSheet Solutions | LightSheet | BHBC-2-128-1D-3080/SC | Indoor Luminaires | High-Bay | High-Bay Luminaires for Commercial and Industrial Buildings | Standard | FALSE | [9 empty] | 42636 |  |  | No |  | 4 | 15118.14 | 123 | 122.66 | 18 | 0.98 | 3069 | 82
PHB5FWRC | LiteSheet Solutions | LightSheet | BHBC-4-256-1D-3080 | Indoor Luminaires | High-Bay | High-Bay Luminaires for Commercial and Industrial Buildings | Standard | FALSE | [9 empty] | 42636 |  |  | No |  | 4 | 30431.68 | 125 | 244.32 | 18 | 0.98 | 3000 | 82
PKMNSKPV | LiteSheet Solutions | LightSheet | BHBC-4-256-2D-3080 | Indoor Luminaires | High-Bay | High-Bay Luminaires for Commercial and Industrial Buildings | Standard | FALSE | [9 empty] | 42636 |  |  | No |  | 4 | 31079.69 | 119 | 260 | 15 | 0.99 | 3000 | 82
PZ5F8JVS | LiteSheet Solutions | LightSheet | BHBC-4-256-1D-3080/SC | Indoor Luminaires | High-Bay | High-Bay Luminaires for Commercial and Industrial Buildings | Standard | FALSE | [9 empty] | 42636 |  |  | No |  | 4 | 30431.68 | 125 | 244.32 | 18 | 0.98 | 3000 | 82
P9GUM7PJ | LiteSheet Solutions | LightSheet | BHBC-4-256-2D-3080/SC | Indoor Luminaires | High-Bay | High-Bay Luminaires for Commercial and Industrial Buildings | Standard | FALSE | [9 empty] | 42636 |  |  | No |  | 4 | 31079.69 | 119 | 260 | 15 | 0.99 | 3000 | 82
PAAYFM82 | LiteSheet Solutions | LightSheet | BHBC-2-128-2D-3080/SC | Indoor Luminaires | High-Bay | High-Bay Luminaires for Commercial and Industrial Buildings | Standard | FALSE | [9 empty] | 42636 |  |  | No |  | 4 | 15717.78 | 119 | 132 | 15 | 0.99 | 3000 | 82
P27CNTGV | Shenzhen Xinshengyang Opto-electronics Technology Co.Ltd. | XSY | XSY-HBP120W-57K-120Â°-HA | Indoor Luminaires | High-Bay | High-Bay Luminaires for Commercial and Industrial Buildings | Premium | FALSE | [9 empty] | 42636 |  |  | No |  | 4 | 16638 | 141.36 | 117.7 | 16.34 | 0.91 | 5700 | 74.8
PN8QCKNZ | Shenzhen Xinshengyang Opto-electronics Technology Co.Ltd. | XSY | XSY-HBP100W-57K-120Â°-HA | Indoor Luminaires | High-Bay | High-Bay Luminaires for Commercial and Industrial Buildings | Premium | FALSE | [9 empty] | 42636 |  |  | No |  | 4 | 14093 | 139.95 | 100.7 | 11.67 | 0.9 | 5700 | 74.8
PBFYHS3A | Shenzhen Xinshengyang Opto-electronics Technology Co.Ltd. | XSY | XSY-HBP120W-57K-120Â°-HB | Indoor Luminaires | High-Bay | High-Bay Luminaires for Commercial and Industrial Buildings | Premium | FALSE | [9 empty] | 42636 |  |  | No |  | 4 | 16638 | 141.36 | 117.7 | 16.34 | 0.91 | 5700 | 74.8
P9RPJS6G | Shenzhen Xinshengyang Opto-electronics Technology Co.Ltd. | XSY | XSY-HBP100W-57K-120Â°-HB | Indoor Luminaires | High-Bay | High-Bay Luminaires for Commercial and Industrial Buildings | Premium | FALSE | [9 empty] | 42636 |  |  | No |  | 4 | 14093 | 139.95 | 100.7 | 11.67 | 0.9 | 5700 | 74.8
P8CG3X4B | Shenzhen Xinshengyang Opto-electronics Technology Co.Ltd. | XSY | XSY-HBP120W-57K-120Â°-HB | Indoor Luminaires | High-Bay | High-Bay Luminaires for Commercial and Industrial Buildings | Premium | FALSE | [9 empty] | 42636 |  |  | No |  | 4 | 16312 | 138.12 | 118.1 | 16.17 | 0.91 | 5000 | 74.6
PR3RPPXW | Shenzhen Xinshengyang Opto-electronics Technology Co.Ltd. | XSY | XSY-HBP100W-50K-120Â°-HB | Indoor Luminaires | High-Bay | High-Bay Luminaires for Commercial and Industrial Buildings | Premium | FALSE | [9 empty] | 42636 |  |  | No |  | 4 | 13817 | 136.67 | 101.1 | 11.34 | 0.9 | 5000 | 74.1
PJQ8C9QY | Litecorr | litecorr | LCG-RHB-140W-50K-U | Indoor Luminaires | High-Bay | High-Bay Luminaires for Commercial and Industrial Buildings | Standard | FALSE | [9 empty] | 42636 |  |  | No |  | 3.1 | 16950 | 121 | 140 | 18 | 0.98 | 5000 | 80
PEEDYHDR | Litecorr | litecorr | LCG-RHB-90W-50K-U | Indoor Luminaires | High-Bay | High-Bay Luminaires for Commercial and Industrial Buildings | Standard | FALSE | [9 empty] | 42636 |  |  | No |  | 3.1 | 10600 | 118 | 90 | 13 | 0.98 | 5000 | 80
P7GF9T1V | Litecorr | litecorr | LCG-RHB-180W-50K-U | Indoor Luminaires | High-Bay | High-Bay Luminaires for Commercial and Industrial Buildings | Standard | FALSE | [9 empty] | 42636 |  |  | No |  | 3.1 | 19600 | 109 | 180 | 12 | 0.98 | 5000 | 80
PDN9PDYT | Ledsion Lighting Technology Co.Ltd | LEDSION | LS-HHBNF240W-5000K | Indoor Luminaires | High-Bay | High-Bay Luminaires for Commercial and Industrial Buildings | Premium | FALSE | [9 empty] | 42636 |  |  | No |  | 3.1 | 27908.5 | 122.62 | 227.6 | 14.21 | 0.9189 | 5000 | 71.4
PCXNP1GP | Ledsion Lighting Technology Co.Ltd | LEDSION | LS-HHBNF200W-5000K | Indoor Luminaires | High-Bay | High-Bay Luminaires for Commercial and Industrial Buildings | Premium | FALSE | [9 empty] | 42636 |  |  | No |  | 3.1 | 24247.09 | 127.54 | 190.1 | 13.61 | 0.9153 | 5000 | 71.4
P58VJ6WA | Ledsion Lighting Technology Co.Ltd | LEDSION | LS-HHBN-HV150W-5000K | Indoor Luminaires | High-Bay | High-Bay Luminaires for Commercial and Industrial Buildings | Premium | FALSE | [9 empty] | 42636 |  |  | No |  | 3.1 | 18871.79 | 130.06 | 145.1 | 14.76 | 0.9031 | 5000 | 70.7
P778QR99 | Ledsion Lighting Technology Co.Ltd | LEDSION | LS-HHBN100W-5000K | Indoor Luminaires | High-Bay | High-Bay Luminaires for Commercial and Industrial Buildings | Premium | FALSE | [9 empty] | 42636 |  |  | No |  | 3.1 | 12469 | 128.56 | 96.99 | 13.24 | 0.9211 | 5000 | 70.7
PAMYNRW8 | Aimlite Lighting Products | AimLite | H13L-150H-2xxx/xxxx[Qualified at 120V Only] | Indoor Luminaires | High-Bay | High-Bay Luminaires for Commercial and Industrial Buildings | Premium | FALSE | [9 empty] | 42636 | Dimmable | Stepped | Yes | Updated 9/21/2016 | 3.1 | 18782 | 118.45 | 158.65 | 10 | 0.99 | 5000 | 77
PKXGHJ5C | Aimlite Lighting Products | AimLite | H13L-125H-2xxx/xxxx[Qualified at 120V Only] | Indoor Luminaires | High-Bay | High-Bay Luminaires for Commercial and Industrial Buildings | Premium | FALSE | [9 empty] | 42636 | Dimmable | Stepped | Yes | Updated 9/21/2016 | 3.1 | 15558 | 122.95 | 126.54 | 10 | 0.99 | 5000 | 77
P1P9CWJZ | Aimlite Lighting Products | AimLite | H13L-100H-2xxx/xxxx[Qualified at 120V Only] | Indoor Luminaires | High-Bay | High-Bay Luminaires for Commercial and Industrial Buildings | Premium | FALSE | [9 empty] | 42636 | Dimmable | Stepped | Yes | Updated 9/21/2016 | 3.1 | 12755 | 127.65 | 99.92 | 10 | 0.99 | 5000 | 77
P53ESAGP | Monmouth Lighting Corp | Monmouth Lighting | LED-HB1-1000-4-50-PL-UNV-CAL | Indoor Luminaires | High-Bay | High-Bay Luminaires for Commercial and Industrial Buildings | Standard | FALSE | [9 empty] | 42636 | Dimmable | Continuous Below 10 | Yes |  | 4 | 52951 | 142 | 372 | 10.5 | 0.99 | 5254 | 83
PA6V6BQZ | Monmouth Lighting Corp | Monmouth Lighting | LED-HB1-1000-4-50-PL-UNV | Indoor Luminaires | High-Bay | High-Bay Luminaires for Commercial and Industrial Buildings | Standard | FALSE | [9 empty] | 42636 | Dimmable | Continuous Below 10 | Yes |  | 4 | 57142 | 152 | 374 | 10.4 | 0.99 | 5206 | 83
PXM27AME | Monmouth Lighting Corp | Monmouth Lighting | LED-HB1-750-4-50-PL-UNV-CAL | Indoor Luminaires | High-Bay | High-Bay Luminaires for Commercial and Industrial Buildings | Standard | FALSE | [9 empty] | 42636 | Dimmable | Continuous Below 10 | Yes |  | 4 | 33058 | 145 | 228 | 11.2 | 1 | 5198 | 83
PM5HYTZV | Monmouth Lighting Corp | Monmouth Lighting | LED-HB1-1000-4-40-PL-UNV | Indoor Luminaires | High-Bay | High-Bay Luminaires for Commercial and Industrial Buildings | Standard | FALSE | [9 empty] | 42636 | Dimmable | Continuous Below 10 | Yes |  | 4 | 54855 | 143 | 381 | 10.4 | 0.99 | 4171 | 84
PBG6BXSE | Monmouth Lighting Corp | Monmouth Lighting | LED-HB1-750-4-40-PL-UNV | Indoor Luminaires | High-Bay | High-Bay Luminaires for Commercial and Industrial Buildings | Standard | FALSE | [9 empty] | 42636 | Dimmable | Continuous Below 10 | Yes |  | 4 | 34335 | 148 | 232 | 11.2 | 0.99 | 4140 | 83
PTQBMMJV | WareLight | Warelight | HBLED110W/5700KCL | Indoor Luminaires | High-Bay | High-Bay Luminaires for Commercial and Industrial Buildings | Premium | FALSE | [9 empty] | 42636 | Dimmable | Continuous Below 10 | No |  | 3.1 | 14488.9 | 131.7 | 110 | 15.2 | 0.963 | 5700 | 80
P4B8614R | WareLight | Warelight | HBLED110W/5700KFR | Indoor Luminaires | High-Bay | High-Bay Luminaires for Commercial and Industrial Buildings | Premium | FALSE | [9 empty] | 42636 | Dimmable | Continuous Below 10 | No |  | 3.1 | 13949.4 | 126.8 | 110 | 15.2 | 0.963 | 5700 | 80
PYQCPG8J | WareLight | Warelight | HBLED220W/5700KCL | Indoor Luminaires | High-Bay | High-Bay Luminaires for Commercial and Industrial Buildings | Premium | FALSE | [9 empty] | 42636 | Dimmable | Continuous Below 10 | No |  | 3.1 | 29235.1 | 132.9 | 220 | 9.2 | 0.969 | 5700 | 80
PTSE2WFM | WareLight | Warelight | HBLED220W/5700KFR | Indoor Luminaires | High-Bay | High-Bay Luminaires for Commercial and Industrial Buildings | Premium | FALSE | [9 empty] | 42636 | Dimmable | Continuous Below 10 | No |  | 3.1 | 26938.6 | 122.4 | 220 | 9.2 | 0.969 | 5700 | 80
P6ZCC7AY | WareLight | Warelight | HBLED160W/5700KCL | Indoor Luminaires | High-Bay | High-Bay Luminaires for Commercial and Industrial Buildings | Premium | FALSE | [9 empty] | 42636 | Dimmable | Continuous Below 10 | No |  | 3.1 | 20734 | 129.6 | 160 | 8.8 | 0.972 | 5700 | 80
PBVYJD9Z | WareLight | Warelight | HBLED160W/5700KFR | Indoor Luminaires | High-Bay | High-Bay Luminaires for Commercial and Industrial Buildings | Premium | FALSE | [9 empty] | 42636 | Dimmable | Continuous Below 10 | No |  | 3.1 | 19458 | 121.6 | 160 | 8.8 | 0.972 | 5700 | 80
PMJ3JV8V | WareLight | Warelight | HBLED320W/5700KCL | Indoor Luminaires | High-Bay | High-Bay Luminaires for Commercial and Industrial Buildings | Premium | FALSE | [9 empty] | 42636 | Dimmable | Continuous Below 10 | No |  | 3.1 | 41845.4 | 130.8 | 320 | 8.6 | 0.971 | 5700 | 80
PQXGHG95 | WareLight | Warelight | HBLED320W/5700KFR | Indoor Luminaires | High-Bay | High-Bay Luminaires for Commercial and Industrial Buildings | Premium | FALSE | [9 empty] | 42636 | Dimmable | Continuous Below 10 | No |  | 3.1 | 39675.4 | 124 | 320 | 8.6 | 0.971 | 5700 | 80
PCBNQHCV | WareLight | Warelight | HBLED110W/5000KCL | Indoor Luminaires | High-Bay | High-Bay Luminaires for Commercial and Industrial Buildings | Premium | FALSE | [9 empty] | 42636 | Dimmable | Continuous Below 10 | No |  | 3.1 | 14080 | 128 | 110 | 15.2 | 0.963 | 5000 | 80
P2YT82HC | WareLight | Warelight | HBLED110W/5000KFR | Indoor Luminaires | High-Bay | High-Bay Luminaires for Commercial and Industrial Buildings | Premium | FALSE | [9 empty] | 42636 | Dimmable | Continuous Below 10 | No |  | 3.1 | 13750 | 125 | 110 | 15.2 | 0.963 | 5000 | 80
PNQ9WBJ1 | WareLight | Warelight | HBLED220W/5000KCL | Indoor Luminaires | High-Bay | High-Bay Luminaires for Commercial and Industrial Buildings | Premium | FALSE | [9 empty] | 42636 | Dimmable | Continuous Below 10 | No |  | 3.1 | 27764 | 126.2 | 220 | 9.2 | 0.969 | 5000 | 80
P39M9PQM | WareLight | Warelight | HBLED220W/5000KFR | Indoor Luminaires | High-Bay | High-Bay Luminaires for Commercial and Industrial Buildings | Premium | FALSE | [9 empty] | 42636 | Dimmable | Continuous Below 10 | No |  | 3.1 | 26730 | 121.5 | 220 | 9.2 | 0.969 | 5000 | 80
PW6UQV54 | WareLight | Warelight | HBLED160W/5000KCL | Indoor Luminaires | High-Bay | High-Bay Luminaires for Commercial and Industrial Buildings | Premium | FALSE | [9 empty] | 42636 | Dimmable | Continuous Below 10 | No |  | 3.1 | 20000 | 125 | 160 | 8.8 | 0.972 | 5000 | 80
PPESRD33 | WareLight | Warelight | HBLED160W/5000KFR | Indoor Luminaires | High-Bay | High-Bay Luminaires for Commercial and Industrial Buildings | Premium | FALSE | [9 empty] | 42636 | Dimmable | Continuous Below 10 | No |  | 3.1 | 19280 | 120.5 | 160 | 8.8 | 0.972 | 5000 | 80
PBN17P4A | WareLight | Warelight | HBLED320W/5000KCL | Indoor Luminaires | High-Bay | High-Bay Luminaires for Commercial and Industrial Buildings | Premium | FALSE | [9 empty] | 42636 | Dimmable | Continuous Below 10 | No |  | 3.1 | 40960 | 128 | 320 | 8.6 | 0.971 | 5000 | 80
PPMWJRVA | WareLight | Warelight | HBLED320W/5000KFR | Indoor Luminaires | High-Bay | High-Bay Luminaires for Commercial and Industrial Buildings | Premium | FALSE | [9 empty] | 42636 | Dimmable | Continuous Below 10 | No |  | 3.1 | 39360 | 123 | 320 | 8.6 | 0.971 | 5000 | 80
PVNNMEV5 | WareLight | Warelight | HBLED110W/4000KCL | Indoor Luminaires | High-Bay | High-Bay Luminaires for Commercial and Industrial Buildings | Premium | FALSE | [9 empty] | 42636 | Dimmable | Continuous Below 10 | No |  | 3.1 | 13811.1 | 125.6 | 110 | 15.2 | 0.963 | 4000 | 80
P96NB2AC | WareLight | Warelight | HBLED220W/4000KCL | Indoor Luminaires | High-Bay | High-Bay Luminaires for Commercial and Industrial Buildings | Premium | FALSE | [9 empty] | 42636 | Dimmable | Continuous Below 10 | No |  | 3.1 | 27348.9 | 124.3 | 220 | 9.2 | 0.969 | 4000 | 80
PWEUUESM | WareLight | Warelight | HBLED160W/4000KCL | Indoor Luminaires | High-Bay | High-Bay Luminaires for Commercial and Industrial Buildings | Premium | FALSE | [9 empty] | 42636 | Dimmable | Continuous Below 10 | No |  | 3.1 | 19943.4 | 124.6 | 160 | 8.8 | 0.972 | 4000 | 80
P2P4DB85 | WareLight | Warelight | HBLED320W/4000KCL | Indoor Luminaires | High-Bay | High-Bay Luminaires for Commercial and Industrial Buildings | Premium | FALSE | [9 empty] | 42636 | Dimmable | Continuous Below 10 | No |  | 3.1 | 40341.9 | 126.1 | 320 | 8.6 | 0.971 | 4000 | 80
P9KVTH2C | LUMA America Corp. | Resilient | GC201-60W-P550-D0-PCD-HK | Indoor Luminaires | High-Bay | Low-Bay Luminaires for Commercial and Industrial Buildings | Standard | FALSE | [9 empty] | 42636 | Not Dimmable | Not Dimmable | Yes |  | 4 | 8325 | 127.12 | 65.49 | 18.48 | 0.9 | 5000 | 82.1
PV2XBKEZ | LUMA America Corp. | Resilient | GC201-80W-P550-D0-PCD-HK | Indoor Luminaires | High-Bay | High-Bay Luminaires for Commercial and Industrial Buildings | Standard | FALSE | [9 empty] | 42636 | Not Dimmable | Not Dimmable | Yes |  | 4 | 11013 | 125.09 | 88.04 | 12.42 | 0.94 | 5000 | 82.1
PFRV9HQF | LUMA America Corp. | Resilient | GC201-100W-P550-D0-PCD-HK | Indoor Luminaires | High-Bay | High-Bay Luminaires for Commercial and Industrial Buildings | Standard | FALSE | [9 empty] | 42636 | Not Dimmable | Not Dimmable | Yes |  | 4 | 13752 | 127.81 | 107.6 | 11.42 | 0.91 | 5000 | 81.9
PRR4PPDJ | LUMA America Corp. | Resilient | GC201-60W-P550-D1-PCD-HK | Indoor Luminaires | High-Bay | Low-Bay Luminaires for Commercial and Industrial Buildings | Standard | FALSE | [9 empty] | 42636 | Dimmable | Continuous Above 10 | Yes |  | 4 | 8325 | 127.12 | 65.49 | 18.48 | 0.9 | 5000 | 82.1
P5CPC3HD | LUMA America Corp. | Resilient | GC201-80W-P550-D1-PCD-HK | Indoor Luminaires | High-Bay | High-Bay Luminaires for Commercial and Industrial Buildings | Standard | FALSE | [9 empty] | 42636 | Dimmable | Continuous Above 10 | Yes |  | 4 | 11013 | 125.09 | 88.04 | 12.42 | 0.94 | 5000 | 82.1
PBU66CXE | LUMA America Corp. | Resilient | GC201-100W-P550-D1-PCD-HK | Indoor Luminaires | High-Bay | High-Bay Luminaires for Commercial and Industrial Buildings | Standard | FALSE | [9 empty] | 42636 | Dimmable | Continuous Above 10 | Yes |  | 4 | 13752 | 127.81 | 107.6 | 11.42 | 0.91 | 5000 | 81.9
P4X1H5TX | LUMA America Corp. | Resilient | GC201-60W-P545-D0-PCD-HK | Indoor Luminaires | High-Bay | Low-Bay Luminaires for Commercial and Industrial Buildings | Standard | FALSE | [9 empty] | 42636 | Not Dimmable | Not Dimmable | Yes |  | 4 | 8233 | 125.46 | 65.62 | 18.43 | 0.9 | 4500 | 76
PA7KJF4F | LUMA America Corp. | Resilient | GC201-80W-P545-D0-PCD-HK | Indoor Luminaires | High-Bay | High-Bay Luminaires for Commercial and Industrial Buildings | Standard | FALSE | [9 empty] | 42636 | Not Dimmable | Not Dimmable | Yes |  | 4 | 10876 | 123.24 | 88.25 | 12.47 | 0.94 | 4500 | 76
PZGMD8UK | LUMA America Corp. | Resilient | GC201-100W-P545-D0-PCD-HK | Indoor Luminaires | High-Bay | High-Bay Luminaires for Commercial and Industrial Buildings | Standard | FALSE | [9 empty] | 42636 | Not Dimmable | Not Dimmable | Yes |  | 4 | 13467 | 125.63 | 107.2 | 11.45 | 0.91 | 4500 | 75.6
PDR9SVH6 | LUMA America Corp. | Resilient | GC201-60W-P545-D1-PCD-HK | Indoor Luminaires | High-Bay | Low-Bay Luminaires for Commercial and Industrial Buildings | Standard | FALSE | [9 empty] | 42636 | Dimmable | Continuous Above 10 | Yes |  | 4 | 8233 | 125.46 | 65.62 | 18.43 | 0.9 | 4500 | 76
P41E4Y4T | LUMA America Corp. | Resilient | GC201-80W-P545-D1-PCD-HK | Indoor Luminaires | High-Bay | High-Bay Luminaires for Commercial and Industrial Buildings | Standard | FALSE | [9 empty] | 42636 | Dimmable | Continuous Above 10 | Yes |  | 4 | 10876 | 123.24 | 88.25 | 12.47 | 0.94 | 4500 | 76
PZH9T6VY | LUMA America Corp. | Resilient | GC201-100W-P545-D1-PCD-HK | Indoor Luminaires | High-Bay | High-Bay Luminaires for Commercial and Industrial Buildings | Standard | FALSE | [9 empty] | 42636 | Dimmable | Continuous Above 10 | Yes |  | 4 | 13467 | 125.63 | 107.2 | 11.45 | 0.91 | 4500 | 75.6
PGNB6NCK | LUMA America Corp. | Resilient | GC201-60W-P540-D0-PCD-HK | Indoor Luminaires | High-Bay | Low-Bay Luminaires for Commercial and Industrial Buildings | Standard | FALSE | [9 empty] | 42636 | Not Dimmable | Not Dimmable | Yes |  | 4 | 8233 | 125.46 | 65.62 | 18.43 | 0.9 | 4000 | 76
PT7G5J97 | LUMA America Corp. | Resilient | GC201-80W-P540-D0-PCD-HK | Indoor Luminaires | High-Bay | High-Bay Luminaires for Commercial and Industrial Buildings | Standard | FALSE | [9 empty] | 42636 | Not Dimmable | Not Dimmable | Yes |  | 4 | 10876 | 123.24 | 88.25 | 12.47 | 0.94 | 4000 | 76
PUZGPPZ5 | LUMA America Corp. | Resilient | GC201-100W-P540-D0-PCD-HK | Indoor Luminaires | High-Bay | High-Bay Luminaires for Commercial and Industrial Buildings | Standard | FALSE | [9 empty] | 42636 | Not Dimmable | Not Dimmable | Yes |  | 4 | 13467 | 125.63 | 107.2 | 11.45 | 0.91 | 4000 | 75.6
PG52G3YD | Jiangsu Ever-Tie Lighting Co. Ltd | Ever-tie | ETLWRAP03-4FT/LW/42/DM 4000K(A1+B1) | Indoor Luminaires | High-Bay | Low-Bay Luminaires for Commercial and Industrial Buildings | Premium | TRUE | 5036.7 | 126.43 | 39.83 | 3.8 | 0.97 | 3958 | 81.99 | 5 | 50000 | 42635 |  |  | No |  | 4 | 5334 | 127 | 42 | 10 | 0.9 | 4000 | 80
PQHCZ1HE | Nuwave LLC | ALSET | HB-28L-30K-UH-IND | Indoor Luminaires | High-Bay | High-Bay Luminaires for Commercial and Industrial Buildings | Premium | TRUE | 27692 | 127.26 | 217.6 | 11.43 | 0.9522 | 2927 | 82.7 | 5 | 50000 | 42635 |  |  | No |  | 4 | 27692 | 127.26 | 217.6 | 11.43 | 0.95 | 3000 | 82.7
PVT3NJRT | Jiangsu Ever-Tie Lighting Co. Ltd | Ever-tie | ETLWRAP03-4FT/LW/42/DM 4000K(A3+B1) | Indoor Luminaires | High-Bay | Low-Bay Luminaires for Commercial and Industrial Buildings | Premium | TRUE | 5011.1 | 129 | 38.84 | 8.7 | 0.9506 | 3959 | 82 | 5 | 50000 | 42635 |  |  | No |  | 4 | 5334 | 127 | 42 | 10 | 0.9 | 4000 | 80
PRCJ2PEB | Nuwave LLC | ALSET | HB-18L-30K-UH-IND | Indoor Luminaires | High-Bay | High-Bay Luminaires for Commercial and Industrial Buildings | Premium | TRUE | 17726 | 126.16 | 140.5 | 10.55 | 0.9496 | 2946 | 82.6 | 5 | 50000 | 42635 |  |  | No |  | 4 | 17726 | 126.16 | 140.5 | 10.55 | 0.95 | 3000 | 82.6
PWHBYMRV | Digital Lumens | CLE | CLE-B1-ST-D-840 | Indoor Luminaires | High-Bay | High-Bay Luminaires for Commercial and Industrial Buildings | Standard | TRUE | 10780 | 135.99 | 79.27 | 10.37 | 0.9354 | 4001 | 82.75 | 5 | 50000 | 42635 |  |  | Yes |  | 4 | 10780 | 136 | 79.27 | 5.84 | 1 | 4000 | 82.75
P4A3YF7S | KeMeiLai Optoelectronic Co.Ltd | KML | KML-UFO-460-240W(2700K) | Indoor Luminaires | High-Bay | High-Bay Luminaires for Commercial and Industrial Buildings | Standard | TRUE | 26972.7 | 111.48 | 241.95 | 18.1 | 0.929 | 2698 | 83.1 | 5 | 50000 | 42635 |  |  | No |  | 4 | 27340.8 | 112.8 | 242.3 | 16.9 | 0.93 | 2698 | 83.1
PA3JYDCK | Eaton's Crouse-Hinds Business | Pauluhn Apex | APX13L/ [UNV1/UNV34] S903D [ /M25] | Indoor Luminaires | High-Bay | High-Bay Luminaires for Commercial and Industrial Buildings | Standard | TRUE | 14240 | 120 | 118.7 | 17.08 | 0.918 | 5191 | 83 | 5 | 60000 | 42635 |  |  | No |  | 4 | 13750 | 112.61 | 122.1 | 17.08 | 0.92 | 5000 | 80
PAEYP8H9 | SLT LIGHTING TECHNOLOGY(DONGGUAN)CO. LTD | SLTMAKS | STH-500AW1 | Indoor Luminaires | High-Bay | High-Bay Luminaires for Commercial and Industrial Buildings | Standard | TRUE | 50406.21 | 105.95 | 475.75 | 17.6 | 0.917 | 2980 | 84.5 | 5 | 50000 | 42635 |  |  | No |  | 4 | 51380.4 | 106.6 | 481.6 | 15.2 | 0.92 | 3000 | 84.5
PZWJWGUC | KeMeiLai Optoelectronic Co.Ltd | KML | KML-UFO-360-185W(2700K) | Indoor Luminaires | High-Bay | High-Bay Luminaires for Commercial and Industrial Buildings | Standard | TRUE | 21104.09 | 112.97 | 186.81 | 17.1 | 0.915 | 2695 | 83 | 5 | 50000 | 42635 |  |  | No |  | 4 | 21229 | 113.4 | 187.2 | 15.8 | 0.92 | 2695 | 83
PF8VET1N | Nuwave LLC | ALSET | HB-28L-57K-UH-IND | Indoor Luminaires | High-Bay | High-Bay Luminaires for Commercial and Industrial Buildings | Premium | FALSE | [9 empty] | 42635 |  |  | No |  | 4 | 28316 | 130.55 | 216.9 | 11.72 | 0.95 | 5700 | 84.3
PZ4A7GX5 | Nuwave LLC | ALSET | HB-18L-57K-UH-IND | Indoor Luminaires | High-Bay | High-Bay Luminaires for Commercial and Industrial Buildings | Premium | FALSE | [9 empty] | 42635 |  |  | No |  | 4 | 18565 | 130.65 | 142.1 | 10.52 | 0.95 | 5700 | 83.9
PTDHBCP4 | Nuwave LLC | ALSET | HB-28L-50K-UH-IND | Indoor Luminaires | High-Bay | High-Bay Luminaires for Commercial and Industrial Buildings | Premium | FALSE | [9 empty] | 42635 |  |  | No |  | 4 | 28191 | 129.76 | 217.3 | 11.43 | 0.95 | 5000 | 82.7
PWMXG4BK | Nuwave LLC | ALSET | HB-18L-50K-UH-IND | Indoor Luminaires | High-Bay | High-Bay Luminaires for Commercial and Industrial Buildings | Premium | FALSE | [9 empty] | 42635 |  |  | No |  | 4 | 18397 | 130.2 | 141.3 | 10.55 | 0.95 | 5000 | 82.6
P23D2KNZ | Nuwave LLC | ALSET | HB-28L-45K-UH-IND | Indoor Luminaires | High-Bay | High-Bay Luminaires for Commercial and Industrial Buildings | Premium | FALSE | [9 empty] | 42635 |  |  | No |  | 4 | 28066 | 129.19 | 217.3 | 11.43 | 0.95 | 4500 | 82.7
PJUFEFFK | Nuwave LLC | ALSET | HB-18L-45K-UH-IND | Indoor Luminaires | High-Bay | High-Bay Luminaires for Commercial and Industrial Buildings | Premium | FALSE | [9 empty] | 42635 |  |  | No |  | 4 | 18229 | 129.01 | 141.3 | 10.55 | 0.95 | 4500 | 82.6
PSU721UQ | Nuwave LLC | ALSET | HB-28L-40K-UH-IND | Indoor Luminaires | High-Bay | High-Bay Luminaires for Commercial and Industrial Buildings | Premium | FALSE | [9 empty] | 42635 |  |  | No |  | 4 | 27942 | 128.61 | 217.3 | 11.43 | 0.95 | 4000 | 82.7
PR98Q6R1 | Nuwave LLC | ALSET | HB-18L-40K-UH-IND | Indoor Luminaires | High-Bay | High-Bay Luminaires for Commercial and Industrial Buildings | Premium | FALSE | [9 empty] | 42635 |  |  | No |  | 4 | 18062 | 127.82 | 141.3 | 10.55 | 0.95 | 4000 | 82.6
PJP2HHVA | Nuwave LLC | ALSET | HB-28L-35K-UH-IND | Indoor Luminaires | High-Bay | High-Bay Luminaires for Commercial and Industrial Buildings | Premium | FALSE | [9 empty] | 42635 |  |  | No |  | 4 | 27817 | 128.04 | 217.3 | 11.43 | 0.95 | 3500 | 82.7
PXBDBM7Y | Nuwave LLC | ALSET | HB-18L-35K-UH-IND | Indoor Luminaires | High-Bay | High-Bay Luminaires for Commercial and Industrial Buildings | Premium | FALSE | [9 empty] | 42635 |  |  | No |  | 4 | 17894 | 126.64 | 141.3 | 10.55 | 0.95 | 3500 | 82.6
PCC4FFG1 | KeMeiLai Optoelectronic Co.Ltd | KML | KML-UFO-460-240W(5700K) | Indoor Luminaires | High-Bay | High-Bay Luminaires for Commercial and Industrial Buildings | Standard | FALSE | [9 empty] | 42635 |  |  | No |  | 4 | 28697.6 | 116.2 | 246.9 | 18.1 | 0.94 | 5404 | 81.9
PZG64MXE | KeMeiLai Optoelectronic Co.Ltd | KML | KML-UFO-360-185W(5700K) | Indoor Luminaires | High-Bay | High-Bay Luminaires for Commercial and Industrial Buildings | Standard | FALSE | [9 empty] | 42635 |  |  | No |  | 4 | 22007.9 | 116.8 | 188.3 | 17.1 | 0.92 | 5392 | 82.2
PU5A1YCY | KeMeiLai Optoelectronic Co.Ltd | KML | KML-UFO-460-240W(5000K) | Indoor Luminaires | High-Bay | High-Bay Luminaires for Commercial and Industrial Buildings | Standard | FALSE | [9 empty] | 42635 |  |  | No |  | 4 | 27340.8 | 112.8 | 242.3 | 16.9 | 0.93 | 5000 | 83.8
PWVQDF1P | KeMeiLai Optoelectronic Co.Ltd | KML | KML-UFO-360-185W(5000K) | Indoor Luminaires | High-Bay | High-Bay Luminaires for Commercial and Industrial Buildings | Standard | FALSE | [9 empty] | 42635 |  |  | No |  | 4 | 21229 | 113.4 | 187.2 | 15.8 | 0.92 | 5000 | 83.8
PB53BDDE | KeMeiLai Optoelectronic Co.Ltd | KML | KML-UFO-460-240W(4500K) | Indoor Luminaires | High-Bay | High-Bay Luminaires for Commercial and Industrial Buildings | Standard | FALSE | [9 empty] | 42635 |  |  | No |  | 4 | 27340.8 | 112.8 | 242.3 | 16.9 | 0.93 | 4500 | 83.8
PPZ9VYZ7 | KeMeiLai Optoelectronic Co.Ltd | KML | KML-UFO-360-185W(4500K) | Indoor Luminaires | High-Bay | High-Bay Luminaires for Commercial and Industrial Buildings | Standard | FALSE | [9 empty] | 42635 |  |  | No |  | 4 | 21229 | 113.4 | 187.2 | 15.8 | 0.92 | 4500 | 83.8
PJUQU4S6 | KeMeiLai Optoelectronic Co.Ltd | KML | KML-UFO-460-240W(4000K) | Indoor Luminaires | High-Bay | High-Bay Luminaires for Commercial and Industrial Buildings | Standard | FALSE | [9 empty] | 42635 |  |  | No |  | 4 | 27340.8 | 112.8 | 242.3 | 16.9 | 0.93 | 4000 | 83.8
PTZ36GQF | KeMeiLai Optoelectronic Co.Ltd | KML | KML-UFO-360-185W(4000K) | Indoor Luminaires | High-Bay | High-Bay Luminaires for Commercial and Industrial Buildings | Standard | FALSE | [9 empty] | 42635 |  |  | No |  | 4 | 21229 | 113.4 | 187.2 | 15.8 | 0.92 | 4000 | 83.8
PFPAUH7R | KeMeiLai Optoelectronic Co.Ltd | KML | KML-UFO-460-240W(3500K) | Indoor Luminaires | High-Bay | High-Bay Luminaires for Commercial and Industrial Buildings | Standard | FALSE | [9 empty] | 42635 |  |  | No |  | 4 | 27340.8 | 112.8 | 242.3 | 16.9 | 0.93 | 3500 | 83.8
P4S6N1F8 | KeMeiLai Optoelectronic Co.Ltd | KML | KML-UFO-360-185W(3500K) | Indoor Luminaires | High-Bay | High-Bay Luminaires for Commercial and Industrial Buildings | Standard | FALSE | [9 empty] | 42635 |  |  | No |  | 4 | 21229 | 113.4 | 187.2 | 15.8 | 0.92 | 3500 | 83.8
P1AD6HTA | KeMeiLai Optoelectronic Co.Ltd | KML | KML-UFO-460-240W(3000K) | Indoor Luminaires | High-Bay | High-Bay Luminaires for Commercial and Industrial Buildings | Standard | FALSE | [9 empty] | 42635 |  |  | No |  | 4 | 27340.8 | 112.8 | 242.3 | 16.9 | 0.93 | 3000 | 83.8
PWG91B1R | KeMeiLai Optoelectronic Co.Ltd | KML | KML-UFO-360-185W(3000K) | Indoor Luminaires | High-Bay | High-Bay Luminaires for Commercial and Industrial Buildings | Standard | FALSE | [9 empty] | 42635 |  |  | No |  | 4 | 21229 | 113.4 | 187.2 | 15.8 | 0.92 | 3000 | 83.8
PTZQCTVJ | Jiangsu Ever-Tie Lighting Co. Ltd | Ever-tie | ETLWRAP03-4FT/LW/42/DM 5000K(A1+B1) | Indoor Luminaires | High-Bay | Low-Bay Luminaires for Commercial and Industrial Buildings | Premium | FALSE | [9 empty] | 42635 |  |  | No |  | 4 | 5376 | 128 | 42 | 10 | 0.9 | 5000 | 80
PQ73ATAG | Jiangsu Ever-Tie Lighting Co. Ltd | Ever-tie | ETLWRAP03-4FT/LW/42/DM 5000K(A3+B1) | Indoor Luminaires | High-Bay | Low-Bay Luminaires for Commercial and Industrial Buildings | Premium | FALSE | [9 empty] | 42635 |  |  | No |  | 4 | 5376 | 128 | 42 | 10 | 0.9 | 5000 | 80
P92JYQG8 | Eaton's Crouse-Hinds Business | Pauluhn Apex | APX13L/ [UNV1/UNV34] S903 [ /M25] | Indoor Luminaires | High-Bay | High-Bay Luminaires for Commercial and Industrial Buildings | Standard | FALSE | [9 empty] | 42635 |  |  | No |  | 4 | 14400 | 117.94 | 122.1 | 17.08 | 0.92 | 5000 | 80
P4HS2FRN | Eaton's Crouse-Hinds Business | Pauluhn Apex | APX17L/[UNV1/UNV34] S903 [ /M25] | Indoor Luminaires | High-Bay | High-Bay Luminaires for Commercial and Industrial Buildings | Standard | FALSE | [9 empty] | 42635 |  |  | No |  | 4 | 17325 | 120.4 | 143.9 | 16.6 | 0.94 | 5000 | 80
PK637KS3 | Eaton's Crouse-Hinds Business | Pauluhn Apex | APX17L/[UNV1/UNV34] S903D [ /M25] | Indoor Luminaires | High-Bay | High-Bay Luminaires for Commercial and Industrial Buildings | Standard | FALSE | [9 empty] | 42635 |  |  | No |  | 4 | 16500 | 114.66 | 143.9 | 16.6 | 0.94 | 5000 | 80
P6VDW1K4 | Eaton's Crouse-Hinds Business | Pauluhn Apex | APX25L/[UNV1/UNV34] S903 [ /M25] | Indoor Luminaires | High-Bay | High-Bay Luminaires for Commercial and Industrial Buildings | Standard | FALSE | [9 empty] | 42635 |  |  | No |  | 4 | 25990 | 123.12 | 211.1 | 9.39 | 0.95 | 5000 | 80
PP92E89N | Eaton's Crouse-Hinds Business | Pauluhn Apex | APX25L/[UNV1/UNV34] S903D [ /M25] | Indoor Luminaires | High-Bay | High-Bay Luminaires for Commercial and Industrial Buildings | Standard | FALSE | [9 empty] | 42635 |  |  | No |  | 4 | 24750 | 117.24 | 211.1 | 9.39 | 0.95 | 5000 | 80
P1XNDJZZ | Digital Lumens | Digital Lumens | LLE-D1-ST-D-850-[00 to 12] | Indoor Luminaires | High-Bay | Low-Bay Luminaires for Commercial and Industrial Buildings | Premium | FALSE | [9 empty] | 42635 | Dimmable | Continuous Below 10 | Yes |  | 3 | 6519 | 125.34 | 52.01 | 13.74 | 0.88 | 5018 | 82.07
PC9UKFAA | Digital Lumens | CLE | CLE-F1-ST-D-840 | Indoor Luminaires | High-Bay | High-Bay Luminaires for Commercial and Industrial Buildings | Standard | FALSE | [9 empty] | 42635 |  |  | Yes |  | 3.1 | 20880 | 139.43 | 149.75 | 7.15 | 0.96 | 4040 | 82.96
P5KAFR2N | Digital Lumens | CLE | CLE-D1-ST-D-840 | Indoor Luminaires | High-Bay | High-Bay Luminaires for Commercial and Industrial Buildings | Standard | FALSE | [9 empty] | 42635 |  |  | Yes |  | 3.1 | 15940 | 139.68 | 114.11 | 7.69 | 0.95 | 4028 | 82.85
PTG5ZW1X | Digital Lumens | Digital Lumens | LLE-D1-ST-D-840-[00 to 12] | Indoor Luminaires | High-Bay | Low-Bay Luminaires for Commercial and Industrial Buildings | Premium | FALSE | [9 empty] | 42635 |  |  | Yes |  | 3 | 6266 | 123.1 | 50.9 | 14.07 | 0.88 | 3900 | 83.37
PW1NZDRT | SLT LIGHTING TECHNOLOGY(DONGGUAN)CO. LTD | SLTMAKS | STH-500AC2 | Indoor Luminaires | High-Bay | High-Bay Luminaires for Commercial and Industrial Buildings | Standard | FALSE | [9 empty] | 42635 | Dimmable | Continuous Below 10 | No |  | 4 | 52252 | 109.6 | 476.6 | 17.6 | 0.92 | 5700 | 76
P8ASZQK8 | SLT LIGHTING TECHNOLOGY(DONGGUAN)CO. LTD | SLTMAKS | STH-500AC1 | Indoor Luminaires | High-Bay | High-Bay Luminaires for Commercial and Industrial Buildings | Standard | FALSE | [9 empty] | 42635 | Dimmable | Continuous Below 10 | No |  | 4 | 51380.4 | 106.6 | 481.6 | 15.2 | 0.92 | 5000 | 84.5
P71SZXA4 | SLT LIGHTING TECHNOLOGY(DONGGUAN)CO. LTD | SLTMAKS | STH-500AN2 | Indoor Luminaires | High-Bay | High-Bay Luminaires for Commercial and Industrial Buildings | Standard | FALSE | [9 empty] | 42635 | Dimmable | Continuous Below 10 | No |  | 4 | 51380.4 | 106.6 | 481.6 | 15.2 | 0.92 | 4500 | 84.5
PXBHRSFF | SLT LIGHTING TECHNOLOGY(DONGGUAN)CO. LTD | SLTMAKS | STH-500AN1 | Indoor Luminaires | High-Bay | High-Bay Luminaires for Commercial and Industrial Buildings | Standard | FALSE | [9 empty] | 42635 | Dimmable | Continuous Below 10 | No |  | 4 | 51380.4 | 106.6 | 481.6 | 15.2 | 0.92 | 4000 | 84.5
P6N33B4M | SLT LIGHTING TECHNOLOGY(DONGGUAN)CO. LTD | SLTMAKS | STH-500AW2 | Indoor Luminaires | High-Bay | High-Bay Luminaires for Commercial and Industrial Buildings | Standard | FALSE | [9 empty] | 42635 | Dimmable | Continuous Below 10 | No |  | 4 | 51380.4 | 106.6 | 481.6 | 15.2 | 0.92 | 3500 | 84.5
PG5A84F4 | Stanpro Lighting Systems Inc. | Stanpro Lighting Systems Inc | HML175H-Wxxx/xxxx [Qualified at 120V Only] | Indoor Luminaires | High-Bay | High-Bay Luminaires for Commercial and Industrial Buildings | Premium | TRUE | 19404 | 112.8 | 172.04 | 5.95 | 0.997 | 5140 | 77 | 5 | 50000 | 42634 |  |  | Yes | Updated 9/21/2016 | 3.1 | 19404 | 112.79 | 172.04 | 10 | 0.99 | 5140 | 77
PB1MC575 | Stanpro Lighting Systems Inc. | Stanpro Lighting Systems Inc | HML75H-Wxxx/xxxx [Qualified at 120V Only] | Indoor Luminaires | High-Bay | High-Bay Luminaires for Commercial and Industrial Buildings | Premium | TRUE | 10748 | 136.5 | 78.76 | 7.77 | 0.994 | 5140 | 77 | 5 | 50000 | 42634 |  |  | Yes | Updated 9/21/2016 | 3.1 | 10748 | 136.46 | 78.76 | 10 | 0.99 | 5000 | 77
PWBTJYGV | Dialight | Vigilant | H6xGMC5WN-xxxx | Indoor Luminaires | High-Bay | High-Bay Luminaires for Commercial and Industrial Buildings | Standard | TRUE | 47780 | 127.75 | 374 | 6.9 | 0.98 | 5130 | 76.4 | 10 | 100000 | 42634 |  |  | No |  | 4 | 46800 | 118.42 | 380 | 20 | 0.9 | 5000 | 75
P3P7HW89 | Genesis Energy Technology LLC | Light Source Linear | LSL120-1UNCL-50xx | Indoor Luminaires | High-Bay | High-Bay Luminaires for Commercial and Industrial Buildings | Standard | TRUE | 13590 | 114.4 | 118.8 | 14.4 | 0.974 | 5080 | 81.8 | 5 | 50000 | 42634 |  |  | Yes |  | 4 | 14200 | 119.53 | 118.8 | 14.4 | 0.97 | 5080 | 81.8
PEJQSER8 | Genesis Energy Technology LLC | Light Source Linear | LSL060-1UNF2-50xx | Indoor Luminaires | High-Bay | Low-Bay Luminaires for Commercial and Industrial Buildings | Standard | TRUE | 6507 | 109.6 | 59.5 | 14.1 | 0.974 | 5076 | 81.8 | 5 | 50000 | 42634 |  |  | Yes |  | 4 | 6507 | 109.36 | 59.5 | 14.1 | 0.97 | 5076 | 81.8
P37CHHD2 | Shenzhen Gleming Photoelectric Technology Co.Ltd | GLEMING | GM-PUBY383W150 4000K | Indoor Luminaires | High-Bay | High-Bay Luminaires for Commercial and Industrial Buildings | Premium | TRUE | 19411 | 128.2 | 151.74 | 6.72 | 0.972 | 3962 | 82.4 | 5 | 50000 | 42634 |  |  | No |  | 4 | 19400 | 128 | 150 | 7 | 0.95 | 4000 | 82
PSPRHBJ8 | MS Electrical Distribution Inc | DIVA LITE | LHB-160W-U-40K-D10 | Indoor Luminaires | High-Bay | High-Bay Luminaires for Commercial and Industrial Buildings | Premium | TRUE | 18520 | 116.7 | 158.7 | 8.8 | 0.972 | 4121 | 84 | 5 | 50000 | 42634 |  |  | No |  | 3.1 | 19246.2 | 120.3 | 160 | 8.8 | 0.972 | 4000 | 80
PSDGHTWE | MS Electrical Distribution Inc | DIVA LITE | LHB-320W-U-40K-D10 | Indoor Luminaires | High-Bay | High-Bay Luminaires for Commercial and Industrial Buildings | Premium | TRUE | 37301 | 116.8 | 319.2 | 8.6 | 0.971 | 4189 | 84 | 5 | 50000 | 42634 |  |  | No |  | 3.1 | 38558.4 | 120.5 | 320 | 8.6 | 0.971 | 4000 | 80
P7MR1PK1 | MS Electrical Distribution Inc | DIVA LITE | LHB-220W-U-40K-D10 | Indoor Luminaires | High-Bay | High-Bay Luminaires for Commercial and Industrial Buildings | Premium | TRUE | 25161 | 117.1 | 214.9 | 9.2 | 0.969 | 4197 | 84 | 5 | 50000 | 42634 |  |  | No |  | 3.1 | 26665.4 | 121.2 | 220 | 9.2 | 0.969 | 4000 | 80
PMEHHB5Z | Aleo Lighting Inc. | Aleo Lighting Inc | SLB2-162/840/F (LD1) | Indoor Luminaires | High-Bay | High-Bay Luminaires for Commercial and Industrial Buildings | Premium | TRUE | 18300.4 | 116.02 | 157.73 | 8.7 | 0.9659 | 4244 | 83.16 | 5 | 50000 | 42634 |  |  | No |  | 3.1 | 18300.4 | 116.02 | 162 | 8.7 | 0.99 | 4000 | 83
PW78E7TB | Disruptive SSL | DISRUPTIVE SSL | DXL320 (3000K) | Indoor Luminaires | High-Bay | High-Bay Luminaires for Commercial and Industrial Buildings | Standard | TRUE | 38885.47 | 120.59 | 322.8 | 6.12 | 0.964 | 3096 | 71.9 | 5 | 50000 | 42634 |  |  | No |  | 3.1 | 36000 | 112.5 | 320 | 7 | 0.95 | 3000 | 70
PZ9K7UJV | MS Electrical Distribution Inc | DIVA LITE | LHB-110W-U-40K-D10 | Indoor Luminaires | High-Bay | High-Bay Luminaires for Commercial and Industrial Buildings | Premium | TRUE | 12282 | 115.2 | 106.6 | 15.2 | 0.963 | 4092 | 84 | 5 | 50000 | 42634 |  |  | No |  | 3.1 | 13061.6 | 118.7 | 110 | 15.2 | 0.963 | 4000 | 80
PZGN14GT | DECO Lighting | DECO Digital | DHL-LP-LED-2-140-40-UNV-F | Indoor Luminaires | High-Bay | High-Bay Luminaires for Commercial and Industrial Buildings | Premium | TRUE | 17463 | 126.84 | 137.68 | 8.1 | 0.9597 | 4006 | 82 | 5 | 50000 | 42634 |  |  | No |  | 4 | 18200 | 130 | 140 | 10 | 0.9 | 4000 | 80
PRVZF5BF | DECO Lighting | DECO Digital | DHL-LP-LED-4-275-40-UNV-F | Indoor Luminaires | High-Bay | High-Bay Luminaires for Commercial and Industrial Buildings | Premium | TRUE | 35248.7 | 126.91 | 277.75 | 9.1 | 0.9596 | 4075 | 82.6 | 5 | 50000 | 42634 |  |  | No |  | 4 | 35750 | 130 | 275 | 10 | 0.9 | 4000 | 80
PVQU3YD5 | DECO Lighting | DECO Digital | DHL-LP-LED-2-95-40-UNV-F | Indoor Luminaires | High-Bay | High-Bay Luminaires for Commercial and Industrial Buildings | Premium | TRUE | 11650.9 | 126.32 | 92.23 | 8.5 | 0.9591 | 3997 | 81.9 | 5 | 50000 | 42634 |  |  | No |  | 4 | 12350 | 130 | 95 | 10 | 0.9 | 4000 | 80
P5PTETE2 | DECO Lighting | DECO Digital | DHL-LP-LED-4-180-40-UNV-F | Indoor Luminaires | High-Bay | High-Bay Luminaires for Commercial and Industrial Buildings | Premium | TRUE | 23295.3 | 127.01 | 183.42 | 8.7 | 0.9589 | 4069 | 82.5 | 5 | 50000 | 42634 |  |  | No |  | 4 | 23400 | 130 | 180 | 10 | 0.9 | 4000 | 80
PPD2KXTN | Shenzhen Gleming Photoelectric Technology Co.Ltd | GLEMING | GM-PUBY383W240 4000K | Indoor Luminaires | High-Bay | High-Bay Luminaires for Commercial and Industrial Buildings | Premium | TRUE | 30678 | 127.2 | 241.96 | 7.89 | 0.953 | 4103 | 82.9 | 5 | 50000 | 42634 |  |  | No |  | 4 | 30700 | 127 | 240 | 8 | 0.95 | 4000 | 82
P923A38S | Disruptive SSL | DISRUPTIVE SSL | DXL500 (3000K) | Indoor Luminaires | High-Bay | High-Bay Luminaires for Commercial and Industrial Buildings | Standard | TRUE | 57564.64 | 117.72 | 489 | 8.41 | 0.951 | 3131 | 73.1 | 5 | 50000 | 42634 |  |  | No |  | 3.1 | 57000 | 114 | 500 | 7 | 0.95 | 3000 | 70
P4HVW38X | XtraLight Manufacturing Ltd. | XtraLight | LHB3-9000L-35K-UNV-N [ALL OCC Sensors Photocells & Mounting] | Indoor Luminaires | High-Bay | Low-Bay Luminaires for Commercial and Industrial Buildings | Standard | TRUE | 7679 | 109.2 | 70.25 | 7.98 | 0.947 | 3450 | 81.52 | 10 | 100000 | 42634 |  |  | Yes |  | 4 | 7679 | 109.2 | 70.25 | 6.17 | 1 | 3450 | 81.52
PC1QUXPE | XtraLight Manufacturing Ltd. | XtraLight | LHB3-9000L-50K-UNV-N [ALL OCC Sensors Photocells & Mounting] | Indoor Luminaires | High-Bay | Low-Bay Luminaires for Commercial and Industrial Buildings | Premium | TRUE | 8930 | 127.8 | 69.94 | 8.16 | 0.946 | 5088 | 71.02 | 10 | 100000 | 42634 |  |  | Yes |  | 4 | 8930 | 127.8 | 69.94 | 6.14 | 1 | 5088 | 71.02
PD14J6YV | XtraLight Manufacturing Ltd. | XtraLight | LHB3-9000L-40K-UNV-N [ALL OCC Sensors Photocells & Mounting] | Indoor Luminaires | High-Bay | Low-Bay Luminaires for Commercial and Industrial Buildings | Standard | TRUE | 8553 | 122.5 | 69.8 | 7.97 | 0.946 | 3965 | 71.85 | 10 | 100000 | 42634 |  |  | Yes |  | 4 | 8553 | 122.5 | 69.8 | 6.1 | 1 | 3965 | 71.85
PV19KKDY | WESTGATE MFG | WESTGATE | LLHB-240W-D | Indoor Luminaires | High-Bay | High-Bay Luminaires for Commercial and Industrial Buildings | Standard | TRUE | 30721.68 | 118.356 | 259.57 | 12.23 | 0.946 | 5172 | 82.1 | 5 | 50000 | 42634 |  |  | No | Product updated on 08/18/2016 | 3.1 | 30721.68 | 118.356 | 259.57 | 12.23 | 0.997 | 5000 | 82.1
PTCZWKF7 | XtraLight Manufacturing Ltd. | XtraLight | LHB3-9000L-35K-DIM-N [ALL OCC Sensors Photocells & Mounting] | Indoor Luminaires | High-Bay | Low-Bay Luminaires for Commercial and Industrial Buildings | Standard | TRUE | 7607 | 109.6 | 69.45 | 8.66 | 0.944 | 3448 | 81.5 | 10 | 100000 | 42634 |  |  | Yes |  | 4 | 7607 | 109.6 | 69.45 | 6.96 | 1 | 3448 | 81.5
P4ZRH7WF | Nuwave LLC | ALSET | HB-28L-30K-UH | Indoor Luminaires | High-Bay | High-Bay Luminaires for Commercial and Industrial Buildings | Premium | TRUE | 28676 | 133.42 | 214.9 | 10.41 | 0.94 | 2933 | 82.6 | 5 | 50000 | 42634 |  |  | No |  | 4 | 28676 | 133.42 | 214.9 | 10.41 | 0.94 | 3000 | 82.6
PQ128CQH | Disruptive SSL | DISRUPTIVE SSL | DXLC150-D (3000K) [120 Beam Angle Only] | Indoor Luminaires | High-Bay | High-Bay Luminaires for Commercial and Industrial Buildings | Standard | TRUE | 20162 | 129.83 | 155.3 | 13.47 | 0.9398 | 3040 | 70.5 | 5 | 50000 | 42634 |  |  | No | Updated on 12/7/2016 | 4 | 20162 | 129.83 | 155.3 | 13.47 | 0.94 | 3000 | 70.5
PETBDNY4 | Disruptive SSL | DISRUPTIVE SSL | DXL120 (3000K) | Indoor Luminaires | High-Bay | High-Bay Luminaires for Commercial and Industrial Buildings | Standard | TRUE | 13902.34 | 118.14 | 117.68 | 11.64 | 0.938 | 3071 | 71.3 | 5 | 50000 | 42634 |  |  | No |  | 3.1 | 13500 | 112.5 | 120 | 7 | 0.95 | 3000 | 70
PXJKH7D6 | Shenzhen Gleming Photoelectric Technology Co.Ltd | GLEMING | GM-PUBY383W200 4000K | Indoor Luminaires | High-Bay | High-Bay Luminaires for Commercial and Industrial Buildings | Premium | TRUE | 26001 | 126.6 | 205.07 | 8.87 | 0.936 | 3989 | 82.2 | 5 | 50000 | 42634 |  |  | No |  | 4 | 26000 | 127 | 200 | 9 | 0.93 | 4000 | 82
PZPRWZRF | Disruptive SSL | DISRUPTIVE SSL | DXL100 (3000K) | Indoor Luminaires | High-Bay | High-Bay Luminaires for Commercial and Industrial Buildings | Standard | TRUE | 11077.79 | 111.49 | 99.36 | 13.69 | 0.936 | 3070 | 71.2 | 5 | 50000 | 42634 |  |  | No |  | 3.1 | 11000 | 110 | 100 | 7 | 0.95 | 3000 | 70
P19XCA4C | WESTGATE MFG | WESTGATE | LLHB-180W-D | Indoor Luminaires | High-Bay | High-Bay Luminaires for Commercial and Industrial Buildings | Standard | TRUE | 22907.28 | 125.19 | 182.98 | 16.26 | 0.935 | 5218 | 82.3 | 5 | 50000 | 42634 |  |  | No | Product updated on 08/18/2016 | 3.1 | 22903.13 | 125.215 | 182.91 | 16.26 | 0.996 | 5000 | 82.3
PACHJHFF | Disruptive SSL | DISRUPTIVE SSL | DXL150 (3000K) | Indoor Luminaires | High-Bay | High-Bay Luminaires for Commercial and Industrial Buildings | Standard | TRUE | 17539.4 | 118.29 | 148.27 | 12.51 | 0.935 | 3095 | 71.7 | 5 | 50000 | 42634 |  |  | No |  | 3.1 | 18000 | 120 | 150 | 7 | 0.95 | 3000 | 70
PDVCZRM9 | Nuwave LLC | ALSET | HBC-28L-35K-UH | Indoor Luminaires | High-Bay | High-Bay Luminaires for Commercial and Industrial Buildings | Standard | TRUE | 24894 | 116.16 | 214.3 | 10.85 | 0.9334 | 3279 | 91 | 5 | 50000 | 42634 |  |  | No |  | 4 | 24894 | 116.16 | 214.3 | 10.85 | 0.93 | 3500 | 91
PGBXUXPJ | Samjin Lnd Co. Ltd. | SAMJIN | SU135-158OF40SUS | Indoor Luminaires | High-Bay | High-Bay Luminaires for Commercial and Industrial Buildings | Premium | TRUE | 23051.13 | 143.98 | 160.1 | 19.3 | 0.9296 | 4127 | 86.4 | 5 |  | 42634 |  |  | No |  | 4 | 23051.13 | 143.98 | 160.1 | 15.7 | 0.99 | 4127 | 86.4
PBADQRQ9 | Shanghai Supertek Lighting Co. Ltd | SUPERTEK | HB43A-230W-4000K | Indoor Luminaires | High-Bay | High-Bay Luminaires for Commercial and Industrial Buildings | Standard | TRUE | 29085.2 | 124.36 | 233.9 | 18.3 | 0.929 | 4060 | 81.9 | 5 | 50000 | 42634 |  |  | Yes |  | 4 | 28500 | 124 | 230 | 18.3 | 0.93 | 4000 | 80
P9JD3ZYK | Nuwave LLC | ALSET | HB-18L-30K-UH | Indoor Luminaires | High-Bay | High-Bay Luminaires for Commercial and Industrial Buildings | Premium | TRUE | 18063 | 129.67 | 139.3 | 11.48 | 0.9206 | 2931 | 82.7 | 5 | 50000 | 42634 |  |  | No |  | 4 | 18063 | 129.67 | 139.3 | 11.48 | 0.92 | 3000 | 82.7
PTCT2ND1 | Nuwave LLC | ALSET | HBC-18L-35K-UH | Indoor Luminaires | High-Bay | High-Bay Luminaires for Commercial and Industrial Buildings | Standard | TRUE | 16204 | 118.1 | 137.2 | 12.32 | 0.9186 | 3706 | 90.6 | 7 | 50000 | 42634 |  |  | No |  | 4 | 16198 | 119.1 | 136 | 12.32 | 0.92 | 3500 | 90.6
PS5YN8NT | Disruptive SSL | DISRUPTIVE SSL | DXL400 (3000K) | Indoor Luminaires | High-Bay | High-Bay Luminaires for Commercial and Industrial Buildings | Standard | TRUE | 45405.44 | 111.21 | 408.3 | 10.02 | 0.918 | 3106 | 71.9 | 5 | 50000 | 42634 |  |  | No |  | 3.1 | 45500 | 113.75 | 400 | 7 | 0.95 | 3000 | 70
PRTRMDZ2 | Disruptive SSL | DISRUPTIVE SSL | DXLC120 (3000K) [120 Beam Angle Only] | Indoor Luminaires | High-Bay | High-Bay Luminaires for Commercial and Industrial Buildings | Standard | TRUE | 14668 | 122.34 | 119.9 | 13.51 | 0.9176 | 3049 | 70.4 | 5 | 50000 | 42634 |  |  | No | Updated on 12/7/2016 | 4 | 14668 | 122.34 | 119.9 | 13.51 | 0.92 | 3000 | 70.4
PS21P89W | WESTGATE MFG | WESTGATE | LLHB-120W-D | Indoor Luminaires | High-Bay | High-Bay Luminaires for Commercial and Industrial Buildings | Standard | TRUE | 15198.188 | 125.129 | 122.02 | 16.48 | 0.915 | 5244 | 82.6 | 5 | 50000 | 42634 |  |  | No | Product updated on 08/18/2016 | 3.1 | 15198.188 | 125.129 | 122.02 | 16.48 | 0.996 | 5000 | 82.6
P6FTKH5M | Disruptive SSL | DISRUPTIVE SSL | DXLC200-D (3000K) [120 Beam Angle Only] | Indoor Luminaires | High-Bay | High-Bay Luminaires for Commercial and Industrial Buildings | Standard | TRUE | 27209 | 134.7 | 202 | 16.91 | 0.9074 | 3103 | 71.7 | 5 | 50000 | 42634 |  |  | No | Updated on 12/7/2016 | 4 | 27209 | 134.7 | 202 | 16.91 | 0.91 | 3000 | 71.7
PCMG64AR | Disruptive SSL | DISRUPTIVE SSL | DXLC100-D (3000K) [120 Beam Angle Only] | Indoor Luminaires | High-Bay | High-Bay Luminaires for Commercial and Industrial Buildings | Standard | TRUE | 13422 | 124.51 | 107.8 | 15.81 | 0.9002 | 3046 | 70.5 | 5 | 50000 | 42634 |  |  | No | Updated on 12/7/2016 | 4 | 13422 | 124.51 | 107.8 | 15.81 | 0.9 | 3000 | 70.5
PY17DJHH | Nuwave LLC | ALSET | HB-18L-57K-UH | Indoor Luminaires | High-Bay | High-Bay Luminaires for Commercial and Industrial Buildings | Premium | FALSE | [9 empty] | 42634 |  |  | No |  | 4 | 18830 | 134.31 | 140.2 | 11.5 | 0.92 | 5700 | 84.1
PSV8YAY2 | Nuwave LLC | ALSET | HB-28L-57K-UH | Indoor Luminaires | High-Bay | High-Bay Luminaires for Commercial and Industrial Buildings | Premium | FALSE | [9 empty] | 42634 |  |  | No |  | 4 | 29625 | 137.92 | 214.8 | 10.5 | 0.94 | 5700 | 83.8
PZXRB7FE | Nuwave LLC | ALSET | HB-18L-50K-UH | Indoor Luminaires | High-Bay | High-Bay Luminaires for Commercial and Industrial Buildings | Premium | FALSE | [9 empty] | 42634 |  |  | No |  | 4 | 18677 | 133.64 | 139.8 | 11.48 | 0.92 | 5000 | 82.7
PTBY7SP3 | Nuwave LLC | ALSET | HB-28L-50K-UH | Indoor Luminaires | High-Bay | High-Bay Luminaires for Commercial and Industrial Buildings | Premium | FALSE | [9 empty] | 42634 |  |  | No |  | 4 | 29435 | 137 | 214.9 | 10.41 | 0.94 | 5000 | 82.6
PAHFNWJM | Nuwave LLC | ALSET | HB-18L-45K-UH | Indoor Luminaires | High-Bay | High-Bay Luminaires for Commercial and Industrial Buildings | Premium | FALSE | [9 empty] | 42634 |  |  | No |  | 4 | 18523 | 132.55 | 139.8 | 11.48 | 0.92 | 4500 | 82.7
PE85137U | Nuwave LLC | ALSET | HB-28L-45K-UH | Indoor Luminaires | High-Bay | High-Bay Luminaires for Commercial and Industrial Buildings | Premium | FALSE | [9 empty] | 42634 |  |  | No |  | 4 | 29245 | 136.12 | 214.9 | 10.41 | 0.94 | 4500 | 82.6
P2WTDYWF | Nuwave LLC | ALSET | HB-18L-40K-UH | Indoor Luminaires | High-Bay | High-Bay Luminaires for Commercial and Industrial Buildings | Premium | FALSE | [9 empty] | 42634 |  |  | No |  | 4 | 18370 | 131.45 | 139.8 | 11.48 | 0.92 | 4000 | 82.7
P3KVDCW7 | Nuwave LLC | ALSET | HB-28L-40K-UH | Indoor Luminaires | High-Bay | High-Bay Luminaires for Commercial and Industrial Buildings | Premium | FALSE | [9 empty] | 42634 |  |  | No |  | 4 | 29056 | 135.24 | 214.9 | 10.41 | 0.94 | 4000 | 82.6
PJTWP1BY | Nuwave LLC | ALSET | HB-18L-35K-UH | Indoor Luminaires | High-Bay | High-Bay Luminaires for Commercial and Industrial Buildings | Premium | FALSE | [9 empty] | 42634 |  |  | No |  | 4 | 18216 | 130.35 | 139.8 | 11.48 | 0.92 | 3500 | 82.7
PYC7C4AB | Nuwave LLC | ALSET | HB-28L-35K-UH | Indoor Luminaires | High-Bay | High-Bay Luminaires for Commercial and Industrial Buildings | Premium | FALSE | [9 empty] | 42634 |  |  | No |  | 4 | 28866 | 134.35 | 214.9 | 10.41 | 0.94 | 3500 | 82.6
P22TDKQ1 | MS Electrical Distribution Inc | DIVA LITE | LHB-110W-U-57K-D10 | Indoor Luminaires | High-Bay | High-Bay Luminaires for Commercial and Industrial Buildings | Premium | FALSE | [9 empty] | 42634 |  |  | No |  | 3.1 | 13949.4 | 126.8 | 110 | 15.2 | 0.963 | 5700 | 80
PZRDFY4G | MS Electrical Distribution Inc | DIVA LITE | LHB-220W-U-57K-D10 | Indoor Luminaires | High-Bay | High-Bay Luminaires for Commercial and Industrial Buildings | Premium | FALSE | [9 empty] | 42634 |  |  | No |  | 3.1 | 26938.6 | 122.4 | 220 | 9.2 | 0.969 | 5700 | 80
PME34BFJ | MS Electrical Distribution Inc | DIVA LITE | LHB-160W-U-57K-D10 | Indoor Luminaires | High-Bay | High-Bay Luminaires for Commercial and Industrial Buildings | Premium | FALSE | [9 empty] | 42634 |  |  | No |  | 3.1 | 19458 | 121.6 | 160 | 8.8 | 0.972 | 5700 | 80
PXQYCXQ1 | MS Electrical Distribution Inc | DIVA LITE | LHB-320W-U-57K-D10 | Indoor Luminaires | High-Bay | High-Bay Luminaires for Commercial and Industrial Buildings | Premium | FALSE | [9 empty] | 42634 |  |  | No |  | 3.1 | 39675.4 | 124 | 320 | 8.6 | 0.971 | 5700 | 80
PP97WFYU | MS Electrical Distribution Inc | DIVA LITE | LHB-110W-U-50K-D10 | Indoor Luminaires | High-Bay | High-Bay Luminaires for Commercial and Industrial Buildings | Premium | FALSE | [9 empty] | 42634 |  |  | No |  | 3.1 | 13750 | 125 | 110 | 15.2 | 0.963 | 5000 | 80
PY5G2AN1 | MS Electrical Distribution Inc | DIVA LITE | LHB-220W-U-50K-D10 | Indoor Luminaires | High-Bay | High-Bay Luminaires for Commercial and Industrial Buildings | Premium | FALSE | [9 empty] | 42634 |  |  | No |  | 3.1 | 26730 | 121.5 | 220 | 9.2 | 0.969 | 5000 | 80
P8U78VUH | MS Electrical Distribution Inc | DIVA LITE | LHB-160W-U-50K-D10 | Indoor Luminaires | High-Bay | High-Bay Luminaires for Commercial and Industrial Buildings | Premium | FALSE | [9 empty] | 42634 |  |  | No |  | 3.1 | 19280 | 120.5 | 160 | 8.8 | 0.972 | 5000 | 80
PPMWHHQA | MS Electrical Distribution Inc | DIVA LITE | LHB-320W-U-50K-D10 | Indoor Luminaires | High-Bay | High-Bay Luminaires for Commercial and Industrial Buildings | Premium | FALSE | [9 empty] | 42634 |  |  | No |  | 3.1 | 39360 | 123 | 320 | 8.6 | 0.971 | 5000 | 80
P4C2E91S | XtraLight Manufacturing Ltd. | XtraLight | LHB3-9000L-50K-DIM-N [ALL OCC Sensors Photocells & Mounting] | Indoor Luminaires | High-Bay | Low-Bay Luminaires for Commercial and Industrial Buildings | Premium | FALSE | [9 empty] | 42634 |  |  | Yes |  | 4 | 8841 | 127.9 | 69.14 | 6.86 | 1 | 5084 | 71.05
PG1AGJRU | XtraLight Manufacturing Ltd. | XtraLight | LHB3-9000L-40K-DIM-N [ALL OCC Sensors Photocells & Mounting] | Indoor Luminaires | High-Bay | Low-Bay Luminaires for Commercial and Industrial Buildings | Standard | FALSE | [9 empty] | 42634 |  |  | Yes |  | 4 | 8554 | 122.5 | 69.4 | 7 | 1 | 3963 | 71.89
PWBQUSS8 | Stanpro Lighting Systems Inc. | Stanpro Lighting Systems Inc | HML150H-Wxxx/xxxx [Qualified at 120V Only] | Indoor Luminaires | High-Bay | High-Bay Luminaires for Commercial and Industrial Buildings | Premium | FALSE | [9 empty] | 42634 |  |  | Yes | Updated 9/21/2016 | 3.1 | 18782 | 118.45 | 158.65 | 10 | 0.99 | 5000 | 77
PK1CYEJ5 | Stanpro Lighting Systems Inc. | Stanpro Lighting Systems Inc | HML125H-Wxxx/xxxx [Qualified at 120V Only] | Indoor Luminaires | High-Bay | High-Bay Luminaires for Commercial and Industrial Buildings | Premium | FALSE | [9 empty] | 42634 |  |  | Yes | Updated 9/21/2016 | 3.1 | 15558 | 122.95 | 126.54 | 10 | 0.99 | 5000 | 77
PZXREVKQ | Stanpro Lighting Systems Inc. | Stanpro Lighting Systems Inc | HML100H-Wxxx/xxxx [Qualified at 120V Only] | Indoor Luminaires | High-Bay | High-Bay Luminaires for Commercial and Industrial Buildings | Premium | FALSE | [9 empty] | 42634 |  |  | Yes | Updated 9/21/2016 | 3.1 | 12755 | 127.65 | 99.92 | 10 | 0.99 | 5000 | 77
PK3KYSW4 | Samjin Lnd Co. Ltd. | SAMJIN | SU135-158OF50SUS | Indoor Luminaires | High-Bay | High-Bay Luminaires for Commercial and Industrial Buildings | Premium | FALSE | [9 empty] | 42634 |  |  | No |  | 4 | 24576.86 | 154.38 | 159.2 | 15.7 | 0.99 | 5159 | 85.5
PV5V55C5 | Dialight | Vigilant | H6xGMC54N-xxxx | Indoor Luminaires | High-Bay | High-Bay Luminaires for Commercial and Industrial Buildings | Standard | FALSE | [9 empty] | 42634 |  |  | No |  | 3 | 62400 | 115.38 | 520 | 20 | 0.9 | 5000 | 75
PD2ACM52 | Dialight | Vigilant | H6xGMC44N-xxxx | Indoor Luminaires | High-Bay | High-Bay Luminaires for Commercial and Industrial Buildings | Standard | FALSE | [9 empty] | 42634 |  |  | No |  | 3 | 62400 | 125 | 480 | 20 | 0.9 | 5000 | 75
P1T3XXFC | Dialight | Vigilant | H6xGMC94N-xxxx | Indoor Luminaires | High-Bay | High-Bay Luminaires for Commercial and Industrial Buildings | Standard | FALSE | [9 empty] | 42634 |  |  | No |  | 3 | 62400 | 115.38 | 520 | 20 | 0.9 | 5000 | 75
PUUHSATT | Dialight | Vigilant | H6xGMC9WN-xxxx | Indoor Luminaires | High-Bay | High-Bay Luminaires for Commercial and Industrial Buildings | Standard | FALSE | [9 empty] | 42634 |  |  | No |  | 3 | 46800 | 118.42 | 380 | 20 | 0.9 | 5000 | 75
PGMNQ2KQ | Dialight | Vigilant | H6xGMC4WN-xxxx | Indoor Luminaires | High-Bay | High-Bay Luminaires for Commercial and Industrial Buildings | Standard | FALSE | [9 empty] | 42634 |  |  | No |  | 3 | 46800 | 125 | 360 | 20 | 0.9 | 5000 | 75
PZ8KNGQF | Dialight | Vigilant | H6xGNC9WN-xxxx | Indoor Luminaires | High-Bay | High-Bay Luminaires for Commercial and Industrial Buildings | Standard | FALSE | [9 empty] | 42634 |  |  | No |  | 3 | 45000 | 118.42 | 380 | 20 | 0.9 | 5000 | 75
PUKZXNZA | Dialight | Vigilant | H6xGNC4WN-xxxx | Indoor Luminaires | High-Bay | High-Bay Luminaires for Commercial and Industrial Buildings | Standard | FALSE | [9 empty] | 42634 |  |  | No |  | 3 | 45000 | 125 | 360 | 20 | 0.9 | 5000 | 75
P1DKRRSK | Dialight | Vigilant | H6xGNC5WN-xxxx | Indoor Luminaires | High-Bay | High-Bay Luminaires for Commercial and Industrial Buildings | Standard | FALSE | [9 empty] | 42634 |  |  | No |  | 3 | 45000 | 118.42 | 380 | 20 | 0.9 | 5000 | 75
PTSHVB55 | Dialight | Vigilant | H6xGMC54D-xxxx | Indoor Luminaires | High-Bay | High-Bay Luminaires for Commercial and Industrial Buildings | Standard | FALSE | [9 empty] | 42634 |  |  | No |  | 3 | 62400 | 115.38 | 520 | 20 | 0.9 | 5000 | 75
PT5JFYMD | Dialight | Vigilant | H6xGMC94D-xxxx | Indoor Luminaires | High-Bay | High-Bay Luminaires for Commercial and Industrial Buildings | Standard | FALSE | [9 empty] | 42634 |  |  | No |  | 3 | 62400 | 115.38 | 520 | 20 | 0.9 | 5000 | 75
PM23GKK6 | Dialight | Vigilant | H6xGMC44D-xxxx | Indoor Luminaires | High-Bay | High-Bay Luminaires for Commercial and Industrial Buildings | Standard | FALSE | [9 empty] | 42634 |  |  | No |  | 3 | 62400 | 125 | 480 | 20 | 0.9 | 5000 | 75
PYCVHRFS | Dialight | Vigilant | H6xGMC4WD-xxxx | Indoor Luminaires | High-Bay | High-Bay Luminaires for Commercial and Industrial Buildings | Standard | FALSE | [9 empty] | 42634 |  |  | No |  | 3 | 46800 | 125 | 360 | 20 | 0.9 | 5000 | 75
PWJ77DXV | Dialight | Vigilant | H6xGMC5WD-xxxx | Indoor Luminaires | High-Bay | High-Bay Luminaires for Commercial and Industrial Buildings | Standard | FALSE | [9 empty] | 42634 |  |  | No |  | 3 | 46800 | 118.42 | 380 | 20 | 0.9 | 5000 | 75
PGAPVDWZ | Dialight | Vigilant | H6xGMC9WD-xxxx | Indoor Luminaires | High-Bay | High-Bay Luminaires for Commercial and Industrial Buildings | Standard | FALSE | [9 empty] | 42634 |  |  | No |  | 3 | 46800 | 118.42 | 380 | 20 | 0.9 | 5000 | 75
PS497HEB | Dialight | Vigilant | H6xGNC5WD-xxxx | Indoor Luminaires | High-Bay | High-Bay Luminaires for Commercial and Industrial Buildings | Standard | FALSE | [9 empty] | 42634 |  |  | No |  | 3 | 45000 | 118.42 | 380 | 20 | 0.9 | 5000 | 75
PKNP4UN6 | Dialight | Vigilant | H6xGNC4WD-xxxx | Indoor Luminaires | High-Bay | High-Bay Luminaires for Commercial and Industrial Buildings | Standard | FALSE | [9 empty] | 42634 |  |  | No |  | 3 | 45000 | 125 | 360 | 20 | 0.9 | 5000 | 75
PHD9KSC7 | Dialight | Vigilant | H6xGNC9WD-xxxx | Indoor Luminaires | High-Bay | High-Bay Luminaires for Commercial and Industrial Buildings | Standard | FALSE | [9 empty] | 42634 |  |  | No |  | 3 | 45000 | 118.42 | 380 | 20 | 0.9 | 5000 | 75
P7UNA1G1 | Disruptive SSL | DISRUPTIVE SSL | DXL500 (5700K) | Indoor Luminaires | High-Bay | High-Bay Luminaires for Commercial and Industrial Buildings | Standard | FALSE | [9 empty] | 42634 | Not Yet Verified | Not Yet Verified | No |  | 3.1 | 62000 | 124 | 500 | 7 | 0.95 | 5700 | 70
P1JTXV38 | Disruptive SSL | DISRUPTIVE SSL | DXL400 (5700K) | Indoor Luminaires | High-Bay | High-Bay Luminaires for Commercial and Industrial Buildings | Standard | FALSE | [9 empty] | 42634 | Not Yet Verified | Not Yet Verified | No |  | 3.1 | 49000 | 122.5 | 400 | 7 | 0.95 | 5700 | 70
PY7FM6ZC | Disruptive SSL | DISRUPTIVE SSL | DXL320 (5700K) | Indoor Luminaires | High-Bay | High-Bay Luminaires for Commercial and Industrial Buildings | Standard | FALSE | [9 empty] | 42634 | Not Yet Verified | Not Yet Verified | No |  | 3.1 | 42000 | 131.25 | 320 | 7 | 0.95 | 5700 | 70
P8WPW6G3 | Disruptive SSL | DISRUPTIVE SSL | DXL150 (5700K) | Indoor Luminaires | High-Bay | High-Bay Luminaires for Commercial and Industrial Buildings | Standard | FALSE | [9 empty] | 42634 | Not Yet Verified | Not Yet Verified | No |  | 3.1 | 20000 | 133.33 | 150 | 7 | 0.95 | 5700 | 70
PM6DFH1M | Disruptive SSL | DISRUPTIVE SSL | DXL120 (5700K) | Indoor Luminaires | High-Bay | High-Bay Luminaires for Commercial and Industrial Buildings | Standard | FALSE | [9 empty] | 42634 | Not Yet Verified | Not Yet Verified | No |  | 3.1 | 15900 | 132.5 | 120 | 7 | 0.95 | 5700 | 70
PPNNPQH9 | Disruptive SSL | DISRUPTIVE SSL | DXL100 (5700K) | Indoor Luminaires | High-Bay | High-Bay Luminaires for Commercial and Industrial Buildings | Standard | FALSE | [9 empty] | 42634 | Not Yet Verified | Not Yet Verified | No |  | 3.1 | 12300 | 123 | 100 | 7 | 0.95 | 5700 | 70
PP9JF977 | Disruptive SSL | DISRUPTIVE SSL | DXLC200 (5700K) [120 Beam Angle Only] | Indoor Luminaires | High-Bay | High-Bay Luminaires for Commercial and Industrial Buildings | Standard | FALSE | [9 empty] | 42634 | Not Yet Verified | Not Yet Verified | No | Updated on 12/7/2016 | 4 | 28203 | 138.59 | 203.5 | 16.75 | 0.91 | 5700 | 75.4
P6HJJN33 | Disruptive SSL | DISRUPTIVE SSL | DXLC150 (5700K) [120 Beam Angle Only] | Indoor Luminaires | High-Bay | High-Bay Luminaires for Commercial and Industrial Buildings | Standard | FALSE | [9 empty] | 42634 | Not Yet Verified | Not Yet Verified | No | Updated on 12/7/2016 | 4 | 22508 | 148.18 | 151.9 | 13.92 | 0.94 | 5700 | 74.1
P7WGB4N9 | Disruptive SSL | DISRUPTIVE SSL | DXLC120 (5700K) [120 Beam Angle Only] | Indoor Luminaires | High-Bay | High-Bay Luminaires for Commercial and Industrial Buildings | Standard | FALSE | [9 empty] | 42634 | Not Yet Verified | Not Yet Verified | No | Updated on 12/7/2016 | 4 | 16062 | 136.23 | 117.9 | 13.96 | 0.92 | 5700 | 73.3
PV27V1YR | Disruptive SSL | DISRUPTIVE SSL | DXLC100 (5700K) [120 Beam Angle Only] | Indoor Luminaires | High-Bay | High-Bay Luminaires for Commercial and Industrial Buildings | Standard | FALSE | [9 empty] | 42634 | Not Yet Verified | Not Yet Verified | No | Updated on 12/7/2016 | 4 | 14774 | 138.2 | 106.9 | 15.98 | 0.9 | 5700 | 73.1
P6NJXUXV | Disruptive SSL | DISRUPTIVE SSL | DXL500 (5000K) | Indoor Luminaires | High-Bay | High-Bay Luminaires for Commercial and Industrial Buildings | Standard | FALSE | [9 empty] | 42634 | Not Yet Verified | Not Yet Verified | No |  | 3.1 | 60700 | 121.4 | 500 | 7 | 0.95 | 5000 | 70
PDAX9696 | Disruptive SSL | DISRUPTIVE SSL | DXL400 (5000K) | Indoor Luminaires | High-Bay | High-Bay Luminaires for Commercial and Industrial Buildings | Standard | FALSE | [9 empty] | 42634 | Not Yet Verified | Not Yet Verified | No |  | 3.1 | 48000 | 120 | 400 | 7 | 0.95 | 5000 | 70
PB5DCHX9 | Disruptive SSL | DISRUPTIVE SSL | DXL320 (5000K) | Indoor Luminaires | High-Bay | High-Bay Luminaires for Commercial and Industrial Buildings | Standard | FALSE | [9 empty] | 42634 | Not Yet Verified | Not Yet Verified | No |  | 3.1 | 39900 | 124.69 | 320 | 7 | 0.95 | 5000 | 70
PMHF974W | Disruptive SSL | DISRUPTIVE SSL | DXL150 (5000K) | Indoor Luminaires | High-Bay | High-Bay Luminaires for Commercial and Industrial Buildings | Standard | FALSE | [9 empty] | 42634 | Not Yet Verified | Not Yet Verified | No |  | 3.1 | 19500 | 130 | 150 | 7 | 0.95 | 5000 | 70
P2Q2A4N2 | Disruptive SSL | DISRUPTIVE SSL | DXL120 (5000K) | Indoor Luminaires | High-Bay | High-Bay Luminaires for Commercial and Industrial Buildings | Standard | FALSE | [9 empty] | 42634 | Not Yet Verified | Not Yet Verified | No |  | 3.1 | 14920 | 124.33 | 120 | 7 | 0.95 | 5000 | 70
PHNVWVA8 | Disruptive SSL | DISRUPTIVE SSL | DXL100 (5000K) | Indoor Luminaires | High-Bay | High-Bay Luminaires for Commercial and Industrial Buildings | Standard | FALSE | [9 empty] | 42634 | Not Yet Verified | Not Yet Verified | No |  | 3.1 | 11890 | 118.9 | 100 | 7 | 0.95 | 5000 | 70
PYFXFE11 | Disruptive SSL | DISRUPTIVE SSL | DXLC200 (5000K) [120 Beam Angle Only] | Indoor Luminaires | High-Bay | High-Bay Luminaires for Commercial and Industrial Buildings | Standard | FALSE | [9 empty] | 42634 | Not Yet Verified | Not Yet Verified | No | Updated on 12/7/2016 | 4 | 27700 | 135.91 | 203.8 | 16.91 | 0.91 | 5000 | 71.7
P7PVY3FD | Disruptive SSL | DISRUPTIVE SSL | DXLC100 (5000K) [120 Beam Angle Only] | Indoor Luminaires | High-Bay | High-Bay Luminaires for Commercial and Industrial Buildings | Standard | FALSE | [9 empty] | 42634 | Not Yet Verified | Not Yet Verified | No | Updated on 12/7/2016 | 4 | 14400 | 135.6 | 106.1 | 15.81 | 0.9 | 5000 | 70.5
PJCVM7JT | Disruptive SSL | DISRUPTIVE SSL | DXLC150 (5000K) [120 Beam Angle Only] | Indoor Luminaires | High-Bay | High-Bay Luminaires for Commercial and Industrial Buildings | Standard | FALSE | [9 empty] | 42634 | Not Yet Verified | Not Yet Verified | No | Updated on 12/7/2016 | 4 | 22000 | 144.52 | 152.2 | 13.47 | 0.94 | 5000 | 70.5
P9T59Q1F | Disruptive SSL | DISRUPTIVE SSL | DXLC120 (5000K) [120 Beam Angle Only] | Indoor Luminaires | High-Bay | High-Bay Luminaires for Commercial and Industrial Buildings | Standard | FALSE | [9 empty] | 42634 | Not Yet Verified | Not Yet Verified | No | Updated on 12/7/2016 | 4 | 15800 | 132.81 | 118.9 | 13.51 | 0.92 | 5000 | 70.4
PKTA8VDV | Disruptive SSL | DISRUPTIVE SSL | DXL500 (4000K) | Indoor Luminaires | High-Bay | High-Bay Luminaires for Commercial and Industrial Buildings | Standard | FALSE | [9 empty] | 42634 | Not Yet Verified | Not Yet Verified | No |  | 3.1 | 59000 | 118 | 500 | 7 | 0.95 | 4000 | 70
PR824WCN | Disruptive SSL | DISRUPTIVE SSL | DXL400 (4000K) | Indoor Luminaires | High-Bay | High-Bay Luminaires for Commercial and Industrial Buildings | Standard | FALSE | [9 empty] | 42634 | Not Yet Verified | Not Yet Verified | No |  | 3.1 | 47000 | 117.5 | 400 | 7 | 0.95 | 4000 | 70
P8EFN78X | Disruptive SSL | DISRUPTIVE SSL | DXL320 (4000K) | Indoor Luminaires | High-Bay | High-Bay Luminaires for Commercial and Industrial Buildings | Standard | FALSE | [9 empty] | 42634 | Not Yet Verified | Not Yet Verified | No |  | 3.1 | 38300 | 119.69 | 320 | 7 | 0.95 | 4000 | 70
PEN661DE | Disruptive SSL | DISRUPTIVE SSL | DXL150 (4000K) | Indoor Luminaires | High-Bay | High-Bay Luminaires for Commercial and Industrial Buildings | Standard | FALSE | [9 empty] | 42634 | Not Yet Verified | Not Yet Verified | No |  | 3.1 | 19000 | 126.67 | 150 | 7 | 0.95 | 4000 | 70
PCBNRVDD | Disruptive SSL | DISRUPTIVE SSL | DXL120 (4000K) | Indoor Luminaires | High-Bay | High-Bay Luminaires for Commercial and Industrial Buildings | Standard | FALSE | [9 empty] | 42634 | Not Yet Verified | Not Yet Verified | No |  | 3.1 | 14150 | 117.92 | 120 | 7 | 0.95 | 4000 | 70
PKXP9JQ8 | Disruptive SSL | DISRUPTIVE SSL | DXL100 (4000K) | Indoor Luminaires | High-Bay | High-Bay Luminaires for Commercial and Industrial Buildings | Standard | FALSE | [9 empty] | 42634 | Not Yet Verified | Not Yet Verified | No |  | 3.1 | 11330 | 113.3 | 100 | 7 | 0.95 | 4000 | 70
P9AXMNNF | Disruptive SSL | DISRUPTIVE SSL | DXLC200 (4000K) [120 Beam Angle Only] | Indoor Luminaires | High-Bay | High-Bay Luminaires for Commercial and Industrial Buildings | Standard | FALSE | [9 empty] | 42634 | Not Yet Verified | Not Yet Verified | No | Updated on 12/7/2016 | 4 | 27250 | 134.26 | 202.9 | 16.91 | 0.91 | 4000 | 71.7
PZECVXHV | Disruptive SSL | DISRUPTIVE SSL | DXLC100 (4000K) [120 Beam Angle Only] | Indoor Luminaires | High-Bay | High-Bay Luminaires for Commercial and Industrial Buildings | Standard | FALSE | [9 empty] | 42634 | Not Yet Verified | Not Yet Verified | No | Updated on 12/7/2016 | 4 | 13800 | 128.3 | 107.5 | 15.81 | 0.9 | 4000 | 70.5
P3XGPTAW | Disruptive SSL | DISRUPTIVE SSL | DXLC150 (4000K) [120 Beam Angle Only] | Indoor Luminaires | High-Bay | High-Bay Luminaires for Commercial and Industrial Buildings | Standard | FALSE | [9 empty] | 42634 | Not Yet Verified | Not Yet Verified | No | Updated on 12/7/2016 | 4 | 20600 | 134.81 | 152.8 | 13.47 | 0.94 | 4000 | 70.5
PHW8SPXD | Disruptive SSL | DISRUPTIVE SSL | DXLC120 (4000K) [120 Beam Angle Only] | Indoor Luminaires | High-Bay | High-Bay Luminaires for Commercial and Industrial Buildings | Standard | FALSE | [9 empty] | 42634 | Not Yet Verified | Not Yet Verified | No | Updated on 12/7/2016 | 4 | 15000 | 124.54 | 120.4 | 13.51 | 0.92 | 4000 | 70.4
P5VR68SE | Disruptive SSL | DISRUPTIVE SSL | DXLC200 (3000K) [120 Beam Angle Only] | Indoor Luminaires | High-Bay | High-Bay Luminaires for Commercial and Industrial Buildings | Standard | FALSE | [9 empty] | 42634 | Not Yet Verified | Not Yet Verified | No | Updated on 12/7/2016 | 4 | 27209 | 134.7 | 202 | 16.91 | 0.91 | 3000 | 71.7
PVGYNZ15 | Disruptive SSL | DISRUPTIVE SSL | DXLC100 (3000K) [120 Beam Angle Only] | Indoor Luminaires | High-Bay | High-Bay Luminaires for Commercial and Industrial Buildings | Standard | FALSE | [9 empty] | 42634 | Not Yet Verified | Not Yet Verified | No | Updated on 12/7/2016 | 4 | 13422 | 124.51 | 107.8 | 15.81 | 0.9 | 3000 | 70.5
PXXJUU3Z | Disruptive SSL | DISRUPTIVE SSL | DXLC150 (3000K) [120 Beam Angle Only] | Indoor Luminaires | High-Bay | High-Bay Luminaires for Commercial and Industrial Buildings | Standard | FALSE | [9 empty] | 42634 | Not Yet Verified | Not Yet Verified | No | Updated on 12/7/2016 | 4 | 20162 | 129.83 | 155.3 | 13.47 | 0.94 | 3000 | 70.5
PC4TA4TB | Shanghai Supertek Lighting Co. Ltd | SUPERTEK | HB43A-230W-5000K | Indoor Luminaires | High-Bay | High-Bay Luminaires for Commercial and Industrial Buildings | Standard | FALSE | [9 empty] | 42634 | Dimmable | Continuous Below 10 | Yes |  | 4 | 29500 | 128 | 230 | 18.3 | 0.93 | 5000 | 80
PAFF8BCV | Shenzhen Gleming Photoelectric Technology Co.Ltd | GLEMING | GM-PUBY383W200 5700K | Indoor Luminaires | High-Bay | High-Bay Luminaires for Commercial and Industrial Buildings | Premium | FALSE | [9 empty] | 42634 | Dimmable | Continuous Below 10 | No |  | 4 | 26600 | 130 | 200 | 9 | 0.93 | 5700 | 82
P2R4X9EM | Shenzhen Gleming Photoelectric Technology Co.Ltd | GLEMING | GM-PUBY383W240 5700K | Indoor Luminaires | High-Bay | High-Bay Luminaires for Commercial and Industrial Buildings | Premium | FALSE | [9 empty] | 42634 | Dimmable | Continuous Below 10 | No |  | 4 | 31420 | 130 | 240 | 8 | 0.95 | 5700 | 82
PWR54SGW | Shenzhen Gleming Photoelectric Technology Co.Ltd | GLEMING | GM-PUBY383W150 5700K | Indoor Luminaires | High-Bay | High-Bay Luminaires for Commercial and Industrial Buildings | Premium | FALSE | [9 empty] | 42634 | Dimmable | Continuous Below 10 | No |  | 4 | 19850 | 131 | 150 | 7 | 0.95 | 5700 | 82
PH1R39K4 | Shenzhen Gleming Photoelectric Technology Co.Ltd | GLEMING | GM-PUBY383W200 5000K | Indoor Luminaires | High-Bay | High-Bay Luminaires for Commercial and Industrial Buildings | Premium | FALSE | [9 empty] | 42634 | Dimmable | Continuous Below 10 | No |  | 4 | 26400 | 129 | 200 | 9 | 0.93 | 5000 | 82
PKFXC5RU | Shenzhen Gleming Photoelectric Technology Co.Ltd | GLEMING | GM-PUBY383W240 5000K | Indoor Luminaires | High-Bay | High-Bay Luminaires for Commercial and Industrial Buildings | Premium | FALSE | [9 empty] | 42634 | Dimmable | Continuous Below 10 | No |  | 4 | 31180 | 129 | 240 | 8 | 0.95 | 5000 | 82
P8XJPW3Q | Shenzhen Gleming Photoelectric Technology Co.Ltd | GLEMING | GM-PUBY383W150 5000K | Indoor Luminaires | High-Bay | High-Bay Luminaires for Commercial and Industrial Buildings | Premium | FALSE | [9 empty] | 42634 | Dimmable | Continuous Below 10 | No |  | 4 | 19700 | 130 | 150 | 7 | 0.95 | 5000 | 82
PD653XNU | Shenzhen Gleming Photoelectric Technology Co.Ltd | GLEMING | GM-PUBY383W200 4500K | Indoor Luminaires | High-Bay | High-Bay Luminaires for Commercial and Industrial Buildings | Premium | FALSE | [9 empty] | 42634 | Dimmable | Continuous Below 10 | No |  | 4 | 26200 | 128 | 200 | 9 | 0.93 | 4500 | 82
PU64K7ZA | Shenzhen Gleming Photoelectric Technology Co.Ltd | GLEMING | GM-PUBY383W240 4500K | Indoor Luminaires | High-Bay | High-Bay Luminaires for Commercial and Industrial Buildings | Premium | FALSE | [9 empty] | 42634 | Dimmable | Continuous Below 10 | No |  | 4 | 30940 | 128 | 240 | 8 | 0.95 | 4500 | 82
PGE1E1X6 | Shenzhen Gleming Photoelectric Technology Co.Ltd | GLEMING | GM-PUBY383W150 4500K | Indoor Luminaires | High-Bay | High-Bay Luminaires for Commercial and Industrial Buildings | Premium | FALSE | [9 empty] | 42634 | Dimmable | Continuous Below 10 | No |  | 4 | 19550 | 129 | 150 | 7 | 0.95 | 4500 | 82
PTP8TYPU | Aleo Lighting Inc. | Aleo Lighting Inc | SLB2-162/850/F (LD1) | Indoor Luminaires | High-Bay | High-Bay Luminaires for Commercial and Industrial Buildings | Premium | FALSE | [9 empty] | 42634 | Dimmable | Continuous Below 10 | No |  | 3.1 | 18823.1 | 118.5 | 162 | 8.7 | 0.99 | 5000 | 83
PQUUNT7V | Shenzhen Gleming Photoelectric Technology Co.Ltd | GLEMING | GM-PUBY383W100 4000K | Indoor Luminaires | High-Bay | High-Bay Luminaires for Commercial and Industrial Buildings | Premium | TRUE | 12414 | 127.4 | 97.53 | 8.35 | 0.958 | 4012 | 82.4 | 5 | 50000 | 42633 |  |  | No |  | 4 | 12400 | 127 | 100 | 9 | 0.95 | 4000 | 82
PM52W7EX | Shenzhen Gleming Photoelectric Technology Co.Ltd | GLEMING | GM-PUBY350W100 4000K | Indoor Luminaires | High-Bay | High-Bay Luminaires for Commercial and Industrial Buildings | Premium | TRUE | 12470 | 129.2 | 96.5 | 8.58 | 0.956 | 4015 | 82.1 | 5 | 50000 | 42633 |  |  | No |  | 4 | 12470 | 129 | 100 | 10 | 0.95 | 4000 | 82
P2HU4FC3 | Jintec America Inc | fulBrite? | JH-HB-150-27K-D | Indoor Luminaires | High-Bay | High-Bay Luminaires for Commercial and Industrial Buildings | Standard | TRUE | 17098.13 | 110.339 | 154.96 | 11.02 | 0.9479 | 2763 | 82.6 | 5 | 50000 | 42633 |  |  | No |  | 4 | 16500 | 110 | 150 | 11 | 0.9 | 2700 | 80
P3PQRCY2 | Shenzhen Gleming Photoelectric Technology Co.Ltd | GLEMING | GM-PUBY350W150 4000K | Indoor Luminaires | High-Bay | High-Bay Luminaires for Commercial and Industrial Buildings | Premium | TRUE | 19172 | 127 | 151.02 | 7.41 | 0.945 | 4015 | 82.1 | 5 | 50000 | 42633 |  |  | No |  | 4 | 19200 | 127 | 150 | 8 | 0.95 | 4000 | 82
PWBTUB9C | SNC OPTO ELECTRONIC CO LTD. | SNC LED | SNC-HB02-150WD1 4000K | Indoor Luminaires | High-Bay | High-Bay Luminaires for Commercial and Industrial Buildings | Standard | TRUE | 19901 | 130.93 | 152 | 13.54 | 0.9384 | 3968 | 83.1 | 5 | 50000 | 42633 |  |  | Yes |  | 4 | 19901 | 130.93 | 152 | 13.54 | 0.94 | 4000 | 83.1
PFK9VVSC | ShenZhen Ruizi Light Electricity Technology Co.Ltd. | ERVAN | H03CO-12NC-R320 H | Indoor Luminaires | High-Bay | High-Bay Luminaires for Commercial and Industrial Buildings | Premium | TRUE | 16691 | 138.79 | 121.3 | 11.04 | 0.9204 | 3916 | 74.3 | 5 |  | 42633 |  |  | No |  | 4 | 16835 | 138.79 | 121.3 | 11.04 | 0.92 | 4000 | 74.3
P9P3BY49 | Alphalite Inc. | Alphalite | HBX-VH200/30K | Indoor Luminaires | High-Bay | High-Bay Luminaires for Commercial and Industrial Buildings | Standard | TRUE | 27294 | 131.28 | 207.9 | 10.19 | 0.9196 | 3044 | 72.6 | 5 | 50000 | 42633 |  |  | No |  | 4 | 27294 | 131.28 | 207.9 | 10.19 | 0.92 | 3000 | 72.6
P8A22ZHJ | ShenZhen Ruizi Light Electricity Technology Co.Ltd. | ERVAN | H03CO-20NC-R380 H | Indoor Luminaires | High-Bay | High-Bay Luminaires for Commercial and Industrial Buildings | Premium | TRUE | 28113 | 139.87 | 201 | 9.57 | 0.9041 | 3926 | 74.5 | 5 |  | 42633 |  |  | No |  | 4 | 28113 | 139.87 | 201 | 9.57 | 0.9 | 4000 | 74.5
PJE4KEV6 | Alphalite Inc. | Alphalite | HBX-H120/30K | Indoor Luminaires | High-Bay | High-Bay Luminaires for Commercial and Industrial Buildings | Standard | TRUE | 14575 | 119.66 | 121.8 | 17.72 | 0.9021 | 3002 | 72.5 | 5 | 50000 | 42633 |  |  | No |  | 4 | 14575 | 119.66 | 121.8 | 17.72 | 0.9 | 3000 | 72.5
PKCC4E1X | Alphalite Inc. | Alphalite | HBX-VH200/57K | Indoor Luminaires | High-Bay | High-Bay Luminaires for Commercial and Industrial Buildings | Standard | FALSE | [9 empty] | 42633 |  |  | No |  | 4 | 27586 | 132.43 | 208.3 | 10.13 | 0.92 | 5700 | 76.4
PY9G8U5E | Alphalite Inc. | Alphalite | HBX-H120/57K | Indoor Luminaires | High-Bay | High-Bay Luminaires for Commercial and Industrial Buildings | Standard | FALSE | [9 empty] | 42633 |  |  | No |  | 4 | 15577 | 127.68 | 122 | 17.82 | 0.9 | 5700 | 73.9
P7QU213F | Alphalite Inc. | Alphalite | HBX-VH200/50K | Indoor Luminaires | High-Bay | High-Bay Luminaires for Commercial and Industrial Buildings | Standard | FALSE | [9 empty] | 42633 |  |  | No |  | 4 | 27294 | 131.28 | 207.9 | 10.19 | 0.92 | 5000 | 72.6
PU6RY7M6 | Alphalite Inc. | Alphalite | HBX-H120/50K | Indoor Luminaires | High-Bay | High-Bay Luminaires for Commercial and Industrial Buildings | Standard | FALSE | [9 empty] | 42633 |  |  | No |  | 4 | 15377 | 126.14 | 121.9 | 17.72 | 0.9 | 5000 | 72.5
PYRUHQ6H | Alphalite Inc. | Alphalite | HBX-VH200/45K | Indoor Luminaires | High-Bay | High-Bay Luminaires for Commercial and Industrial Buildings | Standard | FALSE | [9 empty] | 42633 |  |  | No |  | 4 | 27294 | 131.28 | 207.9 | 10.19 | 0.92 | 4500 | 72.6
PFZ5ET9Z | Alphalite Inc. | Alphalite | HBX-H120/45K | Indoor Luminaires | High-Bay | High-Bay Luminaires for Commercial and Industrial Buildings | Standard | FALSE | [9 empty] | 42633 |  |  | No |  | 4 | 15176 | 124.5 | 121.9 | 17.72 | 0.9 | 4500 | 72.5
PQ9FXWFM | Alphalite Inc. | Alphalite | HBX-VH200/40K | Indoor Luminaires | High-Bay | High-Bay Luminaires for Commercial and Industrial Buildings | Standard | FALSE | [9 empty] | 42633 |  |  | No |  | 4 | 27294 | 131.28 | 207.9 | 10.19 | 0.92 | 4000 | 72.6
P77WSMW8 | Alphalite Inc. | Alphalite | HBX-H120/40K | Indoor Luminaires | High-Bay | High-Bay Luminaires for Commercial and Industrial Buildings | Standard | FALSE | [9 empty] | 42633 |  |  | No |  | 4 | 14976 | 122.85 | 121.9 | 17.72 | 0.9 | 4000 | 72.5
P6HJVYPD | Alphalite Inc. | Alphalite | HBX-VH200/35K | Indoor Luminaires | High-Bay | High-Bay Luminaires for Commercial and Industrial Buildings | Standard | FALSE | [9 empty] | 42633 |  |  | No |  | 4 | 27294 | 131.28 | 207.9 | 10.19 | 0.92 | 3500 | 72.6
P5U6HE13 | Alphalite Inc. | Alphalite | HBX-H120/35K | Indoor Luminaires | High-Bay | High-Bay Luminaires for Commercial and Industrial Buildings | Standard | FALSE | [9 empty] | 42633 |  |  | No |  | 4 | 14775 | 121.21 | 121.9 | 17.72 | 0.9 | 3500 | 72.5
P5RANT8E | Jintec America Inc | fulBrite? | JH-HB-150-57K-D | Indoor Luminaires | High-Bay | High-Bay Luminaires for Commercial and Industrial Buildings | Standard | FALSE | [9 empty] | 42633 |  |  | No |  | 4 | 16500 | 110 | 150 | 11 | 0.9 | 5700 | 80
PEY95D3U | SNC OPTO ELECTRONIC CO LTD. | SNC LED | SNC-HB02-150WD1 5700K | Indoor Luminaires | High-Bay | High-Bay Luminaires for Commercial and Industrial Buildings | Standard | FALSE | [9 empty] | 42633 |  |  | Yes |  | 4 | 20098 | 132.14 | 152.1 | 13.41 | 0.94 | 5700 | 81.9
P7Y75ZQH | SNC OPTO ELECTRONIC CO LTD. | SNC LED | SNC-HB02-150WD1 5000K | Indoor Luminaires | High-Bay | High-Bay Luminaires for Commercial and Industrial Buildings | Standard | FALSE | [9 empty] | 42633 |  |  | Yes |  | 4 | 19901 | 130.93 | 152 | 13.54 | 0.94 | 5000 | 83.1
PZB1UD3E | Shenzhen Gleming Photoelectric Technology Co.Ltd | GLEMING | GM-PUBY350W100 5700K | Indoor Luminaires | High-Bay | High-Bay Luminaires for Commercial and Industrial Buildings | Premium | FALSE | [9 empty] | 42633 | Dimmable | Continuous Below 10 | No |  | 4 | 12770 | 132 | 100 | 10 | 0.95 | 5700 | 82
P6HYV79Q | Shenzhen Gleming Photoelectric Technology Co.Ltd | GLEMING | GM-PUBY383W100 5700K | Indoor Luminaires | High-Bay | High-Bay Luminaires for Commercial and Industrial Buildings | Premium | FALSE | [9 empty] | 42633 | Dimmable | Continuous Below 10 | No |  | 4 | 12700 | 130 | 100 | 9 | 0.95 | 5700 | 82
PYU6M5VT | Shenzhen Gleming Photoelectric Technology Co.Ltd | GLEMING | GM-PUBY350W150 5700K | Indoor Luminaires | High-Bay | High-Bay Luminaires for Commercial and Industrial Buildings | Premium | FALSE | [9 empty] | 42633 | Dimmable | Continuous Below 10 | No |  | 4 | 19650 | 130 | 150 | 8 | 0.95 | 5700 | 82
P4A275UE | Shenzhen Gleming Photoelectric Technology Co.Ltd | GLEMING | GM-PUBY350W100 5000K | Indoor Luminaires | High-Bay | High-Bay Luminaires for Commercial and Industrial Buildings | Premium | FALSE | [9 empty] | 42633 | Dimmable | Continuous Below 10 | No |  | 4 | 12670 | 131 | 100 | 10 | 0.95 | 5000 | 82
PNJ91X7J | Shenzhen Gleming Photoelectric Technology Co.Ltd | GLEMING | GM-PUBY383W100 5000K | Indoor Luminaires | High-Bay | High-Bay Luminaires for Commercial and Industrial Buildings | Premium | FALSE | [9 empty] | 42633 | Dimmable | Continuous Below 10 | No |  | 4 | 12600 | 129 | 100 | 9 | 0.95 | 5000 | 82
P2TW5P6X | Shenzhen Gleming Photoelectric Technology Co.Ltd | GLEMING | GM-PUBY350W150 5000K | Indoor Luminaires | High-Bay | High-Bay Luminaires for Commercial and Industrial Buildings | Premium | FALSE | [9 empty] | 42633 | Dimmable | Continuous Below 10 | No |  | 4 | 19500 | 129 | 150 | 8 | 0.95 | 5000 | 82
PVSD858E | Shenzhen Gleming Photoelectric Technology Co.Ltd | GLEMING | GM-PUBY350W100 4500K | Indoor Luminaires | High-Bay | High-Bay Luminaires for Commercial and Industrial Buildings | Premium | FALSE | [9 empty] | 42633 | Dimmable | Continuous Below 10 | No |  | 4 | 12570 | 130 | 100 | 10 | 0.95 | 4500 | 82
PR97UBU1 | Shenzhen Gleming Photoelectric Technology Co.Ltd | GLEMING | GM-PUBY383W100 4500K | Indoor Luminaires | High-Bay | High-Bay Luminaires for Commercial and Industrial Buildings | Premium | FALSE | [9 empty] | 42633 | Dimmable | Continuous Below 10 | No |  | 4 | 12500 | 128 | 100 | 9 | 0.95 | 4500 | 82
PHQ881CZ | Shenzhen Gleming Photoelectric Technology Co.Ltd | GLEMING | GM-PUBY350W150 4500K | Indoor Luminaires | High-Bay | High-Bay Luminaires for Commercial and Industrial Buildings | Premium | FALSE | [9 empty] | 42633 | Dimmable | Continuous Below 10 | No |  | 4 | 19350 | 128 | 150 | 8 | 0.95 | 4500 | 82
P4QD7S8Y | ShenZhen Ruizi Light Electricity Technology Co.Ltd. | ERVAN | H03CO-20DC-R380 H | Indoor Luminaires | High-Bay | High-Bay Luminaires for Commercial and Industrial Buildings | Premium | FALSE | [9 empty] | 42633 | Not Dimmable | Not Dimmable | No |  | 4 | 29075 | 144.15 | 201.7 | 9.55 | 0.9 | 5000 | 72.3
PSE1JJWZ | ShenZhen Ruizi Light Electricity Technology Co.Ltd. | ERVAN | H03CO-12DC-R320 H | Indoor Luminaires | High-Bay | High-Bay Luminaires for Commercial and Industrial Buildings | Premium | FALSE | [9 empty] | 42633 | Not Dimmable | Not Dimmable | No |  | 4 | 17086 | 141.91 | 120.4 | 11.11 | 0.92 | 5000 | 72.2
PRZGC5K2 | ShenZhen Ruizi Light Electricity Technology Co.Ltd. | ERVAN | H03ZT-20DC-R380 H | Indoor Luminaires | High-Bay | High-Bay Luminaires for Commercial and Industrial Buildings | Premium | FALSE | [9 empty] | 42633 | Dimmable | Continuous Below 10 | No |  | 4 | 29075 | 144.15 | 201.7 | 9.55 | 0.9 | 5000 | 72.3
PGBYCHNT | ShenZhen Ruizi Light Electricity Technology Co.Ltd. | ERVAN | H03ZT-12DC-R320 H | Indoor Luminaires | High-Bay | High-Bay Luminaires for Commercial and Industrial Buildings | Premium | FALSE | [9 empty] | 42633 | Dimmable | Continuous Below 10 | No |  | 4 | 17086 | 141.91 | 120.4 | 11.11 | 0.92 | 5000 | 72.2
PV4BEJJN | ShenZhen Ruizi Light Electricity Technology Co.Ltd. | ERVAN | H03ZT-20NC-R380 H | Indoor Luminaires | High-Bay | High-Bay Luminaires for Commercial and Industrial Buildings | Premium | FALSE | [9 empty] | 42633 | Dimmable | Continuous Below 10 | No |  | 4 | 28113 | 139.87 | 201 | 9.57 | 0.9 | 4000 | 74.5
PYKCUR8H | ShenZhen Ruizi Light Electricity Technology Co.Ltd. | ERVAN | H03ZT-12NC-R320 H | Indoor Luminaires | High-Bay | High-Bay Luminaires for Commercial and Industrial Buildings | Premium | FALSE | [9 empty] | 42633 | Dimmable | Continuous Below 10 | No |  | 4 | 16835 | 138.79 | 121.3 | 11.04 | 0.92 | 4000 | 74.3
PWNKTTPW | Shenzhen Kingliming Technology Limited | KING | KING-HS150E [120V only] | Indoor Luminaires | High-Bay | High-Bay Luminaires for Commercial and Industrial Buildings | Standard | TRUE | 19195 | 126.02 | 152.32 | 7.124 | 0.9958 | 5055 | 76.3 | 5 | 50000 | 42632 |  |  | No |  | 3.1 | 19100 | 119 | 160 | 20 | 0.9 | 5000 | 70
PHN6TXS7 | Shenzhen Kingliming Technology Limited | KING | KING-HB100E | Indoor Luminaires | High-Bay | High-Bay Luminaires for Commercial and Industrial Buildings | Standard | TRUE | 13285 | 117.55 | 113.02 | 6.01 | 0.9956 | 4905 | 75.4 | 5 | 50000 | 42632 |  |  | No |  | 3.1 | 13000 | 113 | 115 | 15 | 0.9 | 5000 | 70
PPYJTBV6 | Shenzhen Kingliming Technology Limited | KING | KING-HS120E [120V only] | Indoor Luminaires | High-Bay | High-Bay Luminaires for Commercial and Industrial Buildings | Standard | TRUE | 16687 | 123.54 | 135.08 | 7.746 | 0.9951 | 5062 | 76.3 | 5 | 50000 | 42632 |  |  | No |  | 3.1 | 16600 | 119 | 140 | 20 | 0.9 | 5000 | 70
PKDR4HC7 | James Trading Company Limited | JAMES | ZY-STP8232-48W (3000K) | Indoor Luminaires | High-Bay | Low-Bay Luminaires for Commercial and Industrial Buildings | Premium | TRUE | 6497.3 | 133.88 | 48.53 | 10.49 | 0.967 | 2922 | 81.4 | 5 | 50000 | 42632 |  |  | No |  | 4 | 6497.3 | 133.88 | 48.53 | 20 | 0.9 | 3000 | 83
PC9EFFQP | James Trading Company Limited | JAMES | ZY-STPA224-50W (3000K) | Indoor Luminaires | High-Bay | Low-Bay Luminaires for Commercial and Industrial Buildings | Premium | TRUE | 6457.7 | 132.8 | 48.63 | 12.26 | 0.9659 | 2915 | 81.5 | 5 | 50000 | 42632 |  |  | No |  | 4 | 6457.7 | 132.8 | 48.63 | 20 | 0.9 | 3000 | 83
P2UUVX5Y | James Trading Company Limited | JAMES | ZY-STP8332-72W (3000K) | Indoor Luminaires | High-Bay | High-Bay Luminaires for Commercial and Industrial Buildings | Premium | TRUE | 9474.3 | 134.33 | 70.53 | 9.18 | 0.9508 | 2924 | 81.9 | 5 | 50000 | 42632 |  |  | No |  | 4 | 9474.3 | 134.33 | 70.53 | 20 | 0.9 | 3000 | 83
PBVXS8A2 | Shenzhen Betop Electronics CoLtd | Bitco | BT-HV200W-350L-ESD 4000K [120 beam angle without reflector] | Indoor Luminaires | High-Bay | High-Bay Luminaires for Commercial and Industrial Buildings | Premium | TRUE | 24620 | 122.45 | 201.1 | 13.1 | 0.949 | 3941 | 82.6 | 5 | 50000 | 42632 |  |  | No |  | 3.1 | 24620 | 122.45 | 201.1 | 13.1 | 0.9 | 4000 | 82
P3RJ9SBT | Venture Lighting International | Venture Lighting International | HW-200W-BB | Indoor Luminaires | High-Bay | High-Bay Luminaires for Commercial and Industrial Buildings | Premium | TRUE | 23412 | 118.96 | 196.8 | 11.82 | 0.9468 | 3113 | 73.8 | 5 | 50000 | 42632 |  |  | No |  | 3.1 | 23412 | 118.96 | 196.8 | 11.82 | 0.9468 | 3000 | 73.8
P8B5QE8Q | Shenzhen Kingliming Technology Limited | KING | KING-HR150E | Indoor Luminaires | High-Bay | High-Bay Luminaires for Commercial and Industrial Buildings | Standard | TRUE | 21624 | 135.63 | 159.4 | 12.58 | 0.9451 | 4840 | 73.5 | 5 | 50000 | 42632 |  |  | No |  | 3 | 21624 | 135.63 | 159.4 | 12.3 | 0.9451 | 4840 | 73.5
P2TUT5XJ | Shenzhen Kingliming Technology Limited | KING | KING-HB400E | Indoor Luminaires | High-Bay | High-Bay Luminaires for Commercial and Industrial Buildings | Standard | TRUE | 39022 | 88.17 | 442.6 | 13.5 | 0.945 | 5189 | 71.5 | 5 | 50000 | 42632 |  |  | NotYetVerified |  | 3 | 35000 | 100 |  |  | 0.9 | 5000
P4XUND1M | Venture Lighting International | Venture Lighting International | HW-200C-BB | Indoor Luminaires | High-Bay | High-Bay Luminaires for Commercial and Industrial Buildings | Premium | TRUE | 24670 | 126.45 | 195.1 | 13.51 | 0.9394 | 5179 | 74.9 | 5 | 50000 | 42632 |  |  | No |  | 3.1 | 24670 | 126.45 | 195.1 | 13.51 | 0.9394 | 5000 | 74.9
P8HM4ME5 | K-Light Technology LTD | K-Light | KL-HBF-240H(2700K) | Indoor Luminaires | High-Bay | High-Bay Luminaires for Commercial and Industrial Buildings | Standard | TRUE | 25736.23 | 105.81 | 243.2 | 17.1 | 0.934 | 2706 | 85.4 | 5 |  | 42632 |  |  | No |  | 4 | 26240.2 | 106.1 | 247.3 | 17.1 | 0.93 | 2706 | 85.4
PJZF7CM1 | K-Light Technology LTD | K-Light | KL-HBU-200H(2700K) | Indoor Luminaires | High-Bay | High-Bay Luminaires for Commercial and Industrial Buildings | Standard | TRUE | 23979.81 | 120.1 | 199.67 | 16.9 | 0.928 | 2696 | 82.9 | 5 |  | 42632 |  |  | No |  | 4 | 24335.4 | 120.5 | 201.8 | 16.9 | 0.93 | 2696 | 82.9
PZ13F7K6 | Venture Lighting International | Venture Lighting International | HW-100W-BB | Indoor Luminaires | High-Bay | High-Bay Luminaires for Commercial and Industrial Buildings | Premium | TRUE | 11448 | 114.96 | 99.58 | 11.71 | 0.928 | 3087 | 74 | 5 | 50000 | 42632 |  |  | No |  | 3.1 | 11483 | 116.45 | 98.61 | 11.71 | 0.928 | 3000 | 74
PTUP7DEE | Shenzhen Kingliming Technology Limited | KING | KING-HS200E | Indoor Luminaires | High-Bay | High-Bay Luminaires for Commercial and Industrial Buildings | Standard | TRUE | 25586 | 127.38 | 200.9 | 22.31 | 0.891 | 4840 | 73.6 | 5 | 50000 | 42632 |  |  | No |  | 3 | 25586 | 127.38 | 200.9 | 12.3 | 0.9451 | 4840 | 73.6
PVEWDWEU | Venture Lighting International | Venture Lighting International | HW-100C-BB | Indoor Luminaires | High-Bay | High-Bay Luminaires for Commercial and Industrial Buildings | Premium | FALSE | [9 empty] | 42632 |  |  | No |  | 3.1 | 12165 | 122.83 | 99.04 | 11.84 | 0.94 | 5000 | 75
PMJXWFBF | Venture Lighting International | Venture Lighting International | HW-150C-BC | Indoor Luminaires | High-Bay | High-Bay Luminaires for Commercial and Industrial Buildings | Premium | FALSE | [9 empty] | 42632 |  |  | No |  | 3.1 | 19410.875 | 127.5353 | 152.2 | 11.91 | 0.9354 | 5000 | 73.8
PGMDTKA6 | Venture Lighting International | Venture Lighting International | HW-150C-BB | Indoor Luminaires | High-Bay | High-Bay Luminaires for Commercial and Industrial Buildings | Premium | FALSE | [9 empty] | 42632 |  |  | No |  | 3.1 | 18969.885 | 124.556 | 152.3 | 11.53 | 0.9356 | 5000 | 73.8
PFPX2Z4H | Venture Lighting International | Venture Lighting International | HW-100C-BC | Indoor Luminaires | High-Bay | High-Bay Luminaires for Commercial and Industrial Buildings | Premium | FALSE | [9 empty] | 42632 |  |  | No |  | 3.1 | 12302.403 | 124.7708 | 98.6 | 13.65 | 0.9283 | 5000 | 73.6
P55U49NA | Venture Lighting International | Venture Lighting International | HW-200C-BC | Indoor Luminaires | High-Bay | High-Bay Luminaires for Commercial and Industrial Buildings | Premium | FALSE | [9 empty] | 42632 |  |  | No |  | 3.1 | 25557 | 128.3 | 199.2 | 11.37 | 0.9493 | 5000 | 73.4
PSUQF6YS | Venture Lighting International | Venture Lighting International | HW-100C-BA | Indoor Luminaires | High-Bay | High-Bay Luminaires for Commercial and Industrial Buildings | Premium | FALSE | [9 empty] | 42632 |  |  | No |  | 3.1 | 12466.548 | 126.4741 | 98.57 | 11.91 | 0.9279 | 5000 | 72.5
PYUHSEVA | Venture Lighting International | Venture Lighting International | HW-150C-BA | Indoor Luminaires | High-Bay | High-Bay Luminaires for Commercial and Industrial Buildings | Premium | FALSE | [9 empty] | 42632 |  |  | No |  | 3.1 | 19844.55 | 130.3847 | 152.2 | 11.39 | 0.9356 | 5000 | 72.4
PGP7X96Q | Venture Lighting International | Venture Lighting International | HW-200C-BA | Indoor Luminaires | High-Bay | High-Bay Luminaires for Commercial and Industrial Buildings | Premium | FALSE | [9 empty] | 42632 |  |  | No |  | 3.1 | 25318 | 127.87 | 198 | 11.73 | 0.9475 | 5000 | 72.2
PX9CBPBH | Venture Lighting International | Venture Lighting International | HW-100N-BB | Indoor Luminaires | High-Bay | High-Bay Luminaires for Commercial and Industrial Buildings | Premium | FALSE | [9 empty] | 42632 |  |  | No |  | 3.1 | 11824 | 119.9067 | 98.61 | 11.71 | 0.928 | 4000 | 74
P4S827YN | Venture Lighting International | Venture Lighting International | HW-150N-BC | Indoor Luminaires | High-Bay | High-Bay Luminaires for Commercial and Industrial Buildings | Premium | FALSE | [9 empty] | 42632 |  |  | No |  | 3.1 | 18992.938 | 124.7893 | 152.2 | 11.91 | 0.9354 | 4000 | 73.8
PPRFFJR6 | Venture Lighting International | Venture Lighting International | HW-200N-BB | Indoor Luminaires | High-Bay | High-Bay Luminaires for Commercial and Industrial Buildings | Premium | FALSE | [9 empty] | 42632 |  |  | No |  | 3.1 | 24041 | 122.16 | 196.8 | 11.82 | 0.9468 | 4000 | 73.8
PAPKHMQQ | Venture Lighting International | Venture Lighting International | HW-150N-BB | Indoor Luminaires | High-Bay | High-Bay Luminaires for Commercial and Industrial Buildings | Premium | FALSE | [9 empty] | 42632 |  |  | No |  | 3.1 | 18561.443 | 121.8742 | 152.3 | 11.53 | 0.9356 | 4000 | 73.8
PYM9SR8K | Venture Lighting International | Venture Lighting International | HW-100N-BC | Indoor Luminaires | High-Bay | High-Bay Luminaires for Commercial and Industrial Buildings | Premium | FALSE | [9 empty] | 42632 |  |  | No |  | 3.1 | 11959.701 | 121.2952 | 98.6 | 12.65 | 0.9283 | 4000 | 73.6
PCF1AQTR | Venture Lighting International | Venture Lighting International | HW-200N-BC | Indoor Luminaires | High-Bay | High-Bay Luminaires for Commercial and Industrial Buildings | Premium | FALSE | [9 empty] | 42632 |  |  | No |  | 3.1 | 24903 | 125.01 | 199.2 | 11.37 | 0.9493 | 4000 | 73.4
PEEHTPZR | Venture Lighting International | Venture Lighting International | HW-100N-BA | Indoor Luminaires | High-Bay | High-Bay Luminaires for Commercial and Industrial Buildings | Premium | FALSE | [9 empty] | 42632 |  |  | No |  | 3.1 | 12119.274 | 122.9509 | 98.57 | 11.91 | 0.9279 | 4000 | 72.5
P8MZ1EBB | Venture Lighting International | Venture Lighting International | HW-150N-BA | Indoor Luminaires | High-Bay | High-Bay Luminaires for Commercial and Industrial Buildings | Premium | FALSE | [9 empty] | 42632 |  |  | No |  | 3.1 | 19417.275 | 127.5774 | 152.2 | 11.39 | 0.9356 | 4000 | 72.4
PGME2XG3 | Venture Lighting International | Venture Lighting International | HW-200N-BA | Indoor Luminaires | High-Bay | High-Bay Luminaires for Commercial and Industrial Buildings | Premium | FALSE | [9 empty] | 42632 |  |  | No |  | 3.1 | 24670 | 124.59 | 198 | 11.73 | 0.9475 | 4000 | 72.2
P1ZDUHYY | Venture Lighting International | Venture Lighting International | HW-150W-BC | Indoor Luminaires | High-Bay | High-Bay Luminaires for Commercial and Industrial Buildings | Premium | FALSE | [9 empty] | 42632 |  |  | No |  | 3.1 | 18575 | 122.04 | 152.2 | 11.91 | 0.9354 | 3000 | 73.8
PV4NSA8T | Venture Lighting International | Venture Lighting International | HW-150W-BB | Indoor Luminaires | High-Bay | High-Bay Luminaires for Commercial and Industrial Buildings | Premium | FALSE | [9 empty] | 42632 |  |  | No |  | 3.1 | 18153 | 119.19 | 152.3 | 11.53 | 0.9356 | 3000 | 73.8
PHQTSKWX | Venture Lighting International | Venture Lighting International | HW-100W-BC | Indoor Luminaires | High-Bay | High-Bay Luminaires for Commercial and Industrial Buildings | Premium | FALSE | [9 empty] | 42632 |  |  | No |  | 3.1 | 11617 | 117.82 | 98.6 | 11.65 | 0.9283 | 3000 | 73.6
PQBHYUCJ | Venture Lighting International | Venture Lighting International | HW-200W-BC | Indoor Luminaires | High-Bay | High-Bay Luminaires for Commercial and Industrial Buildings | Premium | FALSE | [9 empty] | 42632 |  |  | No |  | 3.1 | 24248 | 121.73 | 199.2 | 11.37 | 0.9493 | 3000 | 73.4
PPZPESMV | Venture Lighting International | Venture Lighting International | HW-100W-BA | Indoor Luminaires | High-Bay | High-Bay Luminaires for Commercial and Industrial Buildings | Premium | FALSE | [9 empty] | 42632 |  |  | No |  | 3.1 | 11772 | 119.43 | 98.57 | 11.91 | 0.9279 | 3000 | 72.5
PDUA5XNC | Venture Lighting International | Venture Lighting International | HW-150W-BA | Indoor Luminaires | High-Bay | High-Bay Luminaires for Commercial and Industrial Buildings | Premium | FALSE | [9 empty] | 42632 |  |  | No |  | 3.1 | 18990 | 124.77 | 152.2 | 11.39 | 0.9356 | 3000 | 72.4
PHF3K9KU | Venture Lighting International | Venture Lighting International | HW-200W-BA | Indoor Luminaires | High-Bay | High-Bay Luminaires for Commercial and Industrial Buildings | Premium | FALSE | [9 empty] | 42632 |  |  | No |  | 3.1 | 24021 | 121.32 | 198 | 11.73 | 0.9475 | 3000 | 72.2
PRDRMH89 | James Trading Company Limited | JAMES | ZY-STP8432-95W (5000K) | Indoor Luminaires | High-Bay | High-Bay Luminaires for Commercial and Industrial Buildings | Premium | FALSE | [9 empty] | 42632 |  |  | No |  | 4 | 13254 | 138.15 | 95.94 | 20 | 0.9 | 5000 | 83
P5TGZC8S | James Trading Company Limited | JAMES | ZY-STP8332-72W (5000K) | Indoor Luminaires | High-Bay | High-Bay Luminaires for Commercial and Industrial Buildings | Premium | FALSE | [9 empty] | 42632 |  |  | No |  | 4 | 10214 | 141.74 | 72 | 20 | 0.9 | 5000 | 83
PTA9D2V9 | James Trading Company Limited | JAMES | ZY-STPA224-50W (5000K) | Indoor Luminaires | High-Bay | Low-Bay Luminaires for Commercial and Industrial Buildings | Premium | FALSE | [9 empty] | 42632 |  |  | No |  | 4 | 6843 | 140.25 | 48.79 | 20 | 0.9 | 5000 | 83
PU2RZYCS | James Trading Company Limited | JAMES | ZY-STP8232-48W (5000K) | Indoor Luminaires | High-Bay | Low-Bay Luminaires for Commercial and Industrial Buildings | Premium | FALSE | [9 empty] | 42632 |  |  | No |  | 4 | 6831 | 140 | 48.75 | 20 | 0.9 | 5000 | 83
P2U3RZ6E | James Trading Company Limited | JAMES | ZY-STP8417-48W (5000K) | Indoor Luminaires | High-Bay | Low-Bay Luminaires for Commercial and Industrial Buildings | Premium | FALSE | [9 empty] | 42632 |  |  | No |  | 4 | 6821 | 139 | 49 | 20 | 0.9 | 5000 | 83
PCQPPMUK | James Trading Company Limited | JAMES | ZY-STP8432-95W (4500K) | Indoor Luminaires | High-Bay | High-Bay Luminaires for Commercial and Industrial Buildings | Premium | FALSE | [9 empty] | 42632 |  |  | No |  | 4 | 12963 | 135.3 | 95.82 | 20 | 0.9 | 4500 | 83
P2ZP2NRU | James Trading Company Limited | JAMES | ZY-STP8332-72W (4500K) | Indoor Luminaires | High-Bay | High-Bay Luminaires for Commercial and Industrial Buildings | Premium | FALSE | [9 empty] | 42632 |  |  | No |  | 4 | 9938 | 139 | 71.5 | 20 | 0.9 | 4500 | 83
PPM1RR1S | James Trading Company Limited | JAMES | ZY-STP8232-48W (4500K) | Indoor Luminaires | High-Bay | Low-Bay Luminaires for Commercial and Industrial Buildings | Premium | FALSE | [9 empty] | 42632 |  |  | No |  | 4 | 6743 | 138.37 | 48.7 | 20 | 0.9 | 4500 | 83
P4F3KQD9 | James Trading Company Limited | JAMES | ZY-STP8417-48W (4500K) | Indoor Luminaires | High-Bay | Low-Bay Luminaires for Commercial and Industrial Buildings | Premium | FALSE | [9 empty] | 42632 |  |  | No |  | 4 | 6718 | 136.74 | 49 | 20 | 0.9 | 4500 | 83
PUHXP73N | James Trading Company Limited | JAMES | ZY-STPA224-50W (4500K) | Indoor Luminaires | High-Bay | Low-Bay Luminaires for Commercial and Industrial Buildings | Premium | FALSE | [9 empty] | 42632 |  |  | No |  | 4 | 6681 | 137 | 48.7 | 20 | 0.9 | 4500 | 83
P1SFHNST | James Trading Company Limited | JAMES | ZY-STP8432-95W (4000K) | Indoor Luminaires | High-Bay | High-Bay Luminaires for Commercial and Industrial Buildings | Premium | FALSE | [9 empty] | 42632 |  |  | No |  | 4 | 12963 | 135.3 | 95.82 | 20 | 0.9 | 4000 | 83
PRTY9EG7 | James Trading Company Limited | JAMES | ZY-STP8332-72W (4000K) | Indoor Luminaires | High-Bay | High-Bay Luminaires for Commercial and Industrial Buildings | Premium | FALSE | [9 empty] | 42632 |  |  | No |  | 4 | 9938 | 139 | 71.5 | 20 | 0.9 | 4000 | 83
PH533MYD | James Trading Company Limited | JAMES | ZY-STP8232-48W (4000K) | Indoor Luminaires | High-Bay | Low-Bay Luminaires for Commercial and Industrial Buildings | Premium | FALSE | [9 empty] | 42632 |  |  | No |  | 4 | 6743 | 138.37 | 48.7 | 20 | 0.9 | 4000 | 83
PJ2ZT5V9 | James Trading Company Limited | JAMES | ZY-STP8417-48W (4000K) | Indoor Luminaires | High-Bay | Low-Bay Luminaires for Commercial and Industrial Buildings | Premium | FALSE | [9 empty] | 42632 |  |  | No |  | 4 | 6718 | 136.74 | 49 | 20 | 0.9 | 4000 | 83
PSG94M3K | James Trading Company Limited | JAMES | ZY-STPA224-50W (4000K) | Indoor Luminaires | High-Bay | Low-Bay Luminaires for Commercial and Industrial Buildings | Premium | FALSE | [9 empty] | 42632 |  |  | No |  | 4 | 6681 | 137 | 48.7 | 20 | 0.9 | 4000 | 83
P1R5KMSW | James Trading Company Limited | JAMES | ZY-STP8432-95W (3500K) | Indoor Luminaires | High-Bay | High-Bay Luminaires for Commercial and Industrial Buildings | Premium | FALSE | [9 empty] | 42632 |  |  | No |  | 4 | 12745 | 132.9 | 95.87 | 20 | 0.9 | 3500 | 83
P5J2TUYN | James Trading Company Limited | JAMES | ZY-STP8332-72W (3500K) | Indoor Luminaires | High-Bay | High-Bay Luminaires for Commercial and Industrial Buildings | Premium | FALSE | [9 empty] | 42632 |  |  | No |  | 4 | 9729 | 136.6 | 71.2 | 20 | 0.9 | 3500 | 83
PB977BDC | James Trading Company Limited | JAMES | ZY-STP8417-48W (3500K) | Indoor Luminaires | High-Bay | Low-Bay Luminaires for Commercial and Industrial Buildings | Premium | FALSE | [9 empty] | 42632 |  |  | No |  | 4 | 6600 | 134.8 | 48.99 | 20 | 0.9 | 3500 | 83
PCW97PER | James Trading Company Limited | JAMES | ZY-STP8232-48W (3500K) | Indoor Luminaires | High-Bay | Low-Bay Luminaires for Commercial and Industrial Buildings | Premium | FALSE | [9 empty] | 42632 |  |  | No |  | 4 | 6591 | 135 | 48.6 | 20 | 0.9 | 3500 | 83
PSQMZEKP | James Trading Company Limited | JAMES | ZY-STPA224-50W (3500K) | Indoor Luminaires | High-Bay | Low-Bay Luminaires for Commercial and Industrial Buildings | Premium | FALSE | [9 empty] | 42632 |  |  | No |  | 4 | 6563 | 134.63 | 48.75 | 20 | 0.9 | 3500 | 83
PJRKM2NZ | James Trading Company Limited | JAMES | ZY-STP8432-95W (3000K) | Indoor Luminaires | High-Bay | High-Bay Luminaires for Commercial and Industrial Buildings | Premium | FALSE | [9 empty] | 42632 |  |  | No |  | 4 | 12390 | 130 | 95.3 | 20 | 0.9 | 3000 | 83
PMHHZ3RU | James Trading Company Limited | JAMES | ZY-STP8417-48W (3000K) | Indoor Luminaires | High-Bay | Low-Bay Luminaires for Commercial and Industrial Buildings | Premium | FALSE | [9 empty] | 42632 |  |  | No |  | 4 | 6500 | 133 | 48.74 | 20 | 0.9 | 3000 | 83
P1C6A9DR | K-Light Technology LTD | K-Light | KL-HBF-240H(5700K) | Indoor Luminaires | High-Bay | High-Bay Luminaires for Commercial and Industrial Buildings | Standard | FALSE | [9 empty] | 42632 | Not Dimmable | Not Dimmable | No |  | 4 | 27709.4 | 111.5 | 248.5 | 18.3 | 0.95 | 5916 | 87.4
PCRMEPVJ | K-Light Technology LTD | K-Light | KL-HBU-200H(5700K) | Indoor Luminaires | High-Bay | High-Bay Luminaires for Commercial and Industrial Buildings | Standard | FALSE | [9 empty] | 42632 | Not Dimmable | Not Dimmable | No |  | 4 | 25811.5 | 126.2 | 204.5 | 17.3 | 0.94 | 5546 | 82.7
PSB7TSCD | K-Light Technology LTD | K-Light | KL-HBF-240H(5000K) | Indoor Luminaires | High-Bay | High-Bay Luminaires for Commercial and Industrial Buildings | Standard | FALSE | [9 empty] | 42632 | Not Dimmable | Not Dimmable | No |  | 4 | 26240.2 | 106.1 | 247.3 | 17.1 | 0.93 | 5000 | 85.4
PD3TXNV2 | K-Light Technology LTD | K-Light | KL-HBU-200H(5000K) | Indoor Luminaires | High-Bay | High-Bay Luminaires for Commercial and Industrial Buildings | Standard | FALSE | [9 empty] | 42632 | Not Dimmable | Not Dimmable | No |  | 4 | 24335.4 | 120.5 | 201.8 | 16.9 | 0.93 | 5000 | 82.9
PJ3N7R4N | K-Light Technology LTD | K-Light | KL-HBF-240H(4500K) | Indoor Luminaires | High-Bay | High-Bay Luminaires for Commercial and Industrial Buildings | Standard | FALSE | [9 empty] | 42632 | Not Dimmable | Not Dimmable | No |  | 4 | 26240.2 | 106.1 | 247.3 | 17.1 | 0.93 | 4500 | 85.4
PMZN14X8 | K-Light Technology LTD | K-Light | KL-HBU-200H(4500K) | Indoor Luminaires | High-Bay | High-Bay Luminaires for Commercial and Industrial Buildings | Standard | FALSE | [9 empty] | 42632 | Not Dimmable | Not Dimmable | No |  | 4 | 24335.4 | 120.5 | 201.8 | 16.9 | 0.93 | 4500 | 82.9
PGH43UHK | K-Light Technology LTD | K-Light | KL-HBF-240H(4000K) | Indoor Luminaires | High-Bay | High-Bay Luminaires for Commercial and Industrial Buildings | Standard | FALSE | [9 empty] | 42632 | Not Dimmable | Not Dimmable | No |  | 4 | 26240.2 | 106.1 | 247.3 | 17.1 | 0.93 | 4000 | 85.4
PPZDTKAD | K-Light Technology LTD | K-Light | KL-HBU-200H(4000K) | Indoor Luminaires | High-Bay | High-Bay Luminaires for Commercial and Industrial Buildings | Standard | FALSE | [9 empty] | 42632 | Not Dimmable | Not Dimmable | No |  | 4 | 24335.4 | 120.5 | 201.8 | 16.9 | 0.93 | 4000 | 82.9
PWYXXWVG | K-Light Technology LTD | K-Light | KL-HBF-240H(3500K) | Indoor Luminaires | High-Bay | High-Bay Luminaires for Commercial and Industrial Buildings | Standard | FALSE | [9 empty] | 42632 | Not Dimmable | Not Dimmable | No |  | 4 | 26240.2 | 106.1 | 247.3 | 17.1 | 0.93 | 3500 | 85.4
PK91SEEA | K-Light Technology LTD | K-Light | KL-HBU-200H(3500K) | Indoor Luminaires | High-Bay | High-Bay Luminaires for Commercial and Industrial Buildings | Standard | FALSE | [9 empty] | 42632 | Not Dimmable | Not Dimmable | No |  | 4 | 24335.4 | 120.5 | 201.8 | 16.9 | 0.93 | 3500 | 82.9
PABQ2MWY | K-Light Technology LTD | K-Light | KL-HBF-240H(3000K) | Indoor Luminaires | High-Bay | High-Bay Luminaires for Commercial and Industrial Buildings | Standard | FALSE | [9 empty] | 42632 | Not Dimmable | Not Dimmable | No |  | 4 | 26240.2 | 106.1 | 247.3 | 17.1 | 0.93 | 3000 | 85.4
P9MBPRJT | K-Light Technology LTD | K-Light | KL-HBU-200H(3000K) | Indoor Luminaires | High-Bay | High-Bay Luminaires for Commercial and Industrial Buildings | Standard | FALSE | [9 empty] | 42632 | Not Dimmable | Not Dimmable | No |  | 4 | 24335.4 | 120.5 | 201.8 | 16.9 | 0.93 | 3000 | 82.9
P1WG6Q4A | Pure Power Group | Power Brilliance | PBV24-96WXHV835XXX | Indoor Luminaires | High-Bay | High-Bay Luminaires for Commercial and Industrial Buildings | Standard | TRUE | 9903.3 | 98.25 | 100.8 | 17.2 | 0.974 | 3488 | 82.2 | 5 | 50000 | 42629 |  |  | NotYetVerified |  | 3 | 9850 | 96.1 | 102.5 | 20 | 0.9 | 3500 | 80
P6UG6PH6 | Liron LightingLLC | Liron Lighting | LEDMHB150W50K-60D [Qualified Pointing Straight Down Only] | Indoor Luminaires | High-Bay | High-Bay Luminaires for Commercial and Industrial Buildings | Standard | TRUE | 15238 | 105.3 | 144.7 | 7.305 | 0.972 | 5043 | 84.5 | 5 | 50000 | 42629 |  |  | No |  | 4 | 15238 | 105.3 | 144.7 | 7.31 | 1 | 5043 | 84.5
P5QAV8KJ | Liron LightingLLC | Liron Lighting | LEDMHB150W40K-60D [Qualified Pointing Straight Down Only] | Indoor Luminaires | High-Bay | High-Bay Luminaires for Commercial and Industrial Buildings | Standard | TRUE | 15334.4 | 106.88 | 143.5 | 7.305 | 0.972 | 4152 | 83.6 | 5 | 50000 | 42629 |  |  | No |  | 4 | 15334.4 | 106.88 | 143.5 | 7.31 | 1 | 4152 | 83.6
PGTCARWJ | Pure Power Group | Power Brilliance | PBE14-132WXXX840XXX | Indoor Luminaires | High-Bay | High-Bay Luminaires for Commercial and Industrial Buildings | Standard | TRUE | 16850.4 | 127.85 | 131.8 | 13.5 | 0.964 | 4018 | 82.56 | 5 | 50000 | 42629 |  |  | NotYetVerified |  | 3 | 16658 | 126.2 | 132 | 20 | 0.9 | 4000 | 80
PKV8G3C8 | Shenzhen Betop Electronics CoLtd | Bitco | BT-TH200W-350L-HBG 4000K | Indoor Luminaires | High-Bay | High-Bay Luminaires for Commercial and Industrial Buildings | Premium | TRUE | 24218 | 120.11 | 201.63 | 12.6 | 0.957 | 3903 | 82.4 | 5 | 50000 | 42629 |  |  | No |  | 3.1 | 24218 | 120.11 | 201.63 | 12.6 | 0.9 | 4000 | 82
P2AQWJJX | JayKal LED Solutions Inc. | Jaykal | JLS68102-LHB-G100-40 | Indoor Luminaires | High-Bay | High-Bay Luminaires for Commercial and Industrial Buildings | Standard | TRUE | 15066 | 149.96 | 100.5 | 12.1 | 0.9383 | 3843 | 84.3 | 5 | 50000 | 42629 |  |  | No |  | 4 | 14900 | 149 | 100 | 15 | 0.9 | 4000 | 80
PHYN8QFE | Pure Power Group | Power Brilliance | PBE14-173WXXX840XXX | Indoor Luminaires | High-Bay | High-Bay Luminaires for Commercial and Industrial Buildings | Standard | TRUE | 21656.6 | 129.22 | 167.6 | 15.1 | 0.932 | 4156 | 82.11 | 5 | 50000 | 42629 |  |  | Yes |  | 3 | 21043 | 121.36 | 173.4 | 20 | 0.9 | 4000 | 80
PNTEJQED | Liron LightingLLC | Liron Lighting | LEDMHB200W40K-60D | Indoor Luminaires | High-Bay | High-Bay Luminaires for Commercial and Industrial Buildings | Standard | TRUE | 21144.3 | 106.12 | 199.2 | 8.964 | 0.931 | 4166 | 83.7 | 5 | 50000 | 42629 |  |  | No | Qualified Pointing Straight Down Only | 4 | 21144.3 | 106.12 | 199.2 | 8.96 | 1 | 4166 | 83.7
PQ7JDDJC | Pure Power Group | Power Brilliance | PBV24-191WXHV840XXX | Indoor Luminaires | High-Bay | High-Bay Luminaires for Commercial and Industrial Buildings | Standard | TRUE | 19427.13 | 92.42 | 210.2 | 16.2 | 0.916 | 3959 | 82 | 5 | 50000 | 42629 |  |  | NotYetVerified |  | 3 | 19038 | 88.96 | 214 | 20 | 0.9 | 4000 | 80
P9BQTQSU | Liron LightingLLC | Liron Lighting | LEDMHB200W50K-90D | Indoor Luminaires | High-Bay | High-Bay Luminaires for Commercial and Industrial Buildings | Standard | FALSE | [9 empty] | 42629 | Dimmable | Continuous Below 10 | No | Qualified Pointing Straight Down Only | 4 | 22790.8 | 113.5 | 200.8 | 8.96 | 1 | 5263 | 84.4
PXV5B2TT | Liron LightingLLC | Liron Lighting | LEDMHB200W50K-60D | Indoor Luminaires | High-Bay | High-Bay Luminaires for Commercial and Industrial Buildings | Standard | FALSE | [9 empty] | 42629 | Dimmable | Continuous Below 10 | No | Qualified Pointing Straight Down Only | 4 | 21356.8 | 106.2 | 201.1 | 8.96 | 1 | 5184 | 84.1
PYM7QWAM | Liron LightingLLC | Liron Lighting | LEDMHB150W50K-90D [Qualified Pointing Straight Down Only] | Indoor Luminaires | High-Bay | High-Bay Luminaires for Commercial and Industrial Buildings | Standard | FALSE | [9 empty] | 42629 | Dimmable | Continuous Below 10 | No |  | 4 | 15912 | 110 | 144.7 | 7.31 | 1 | 5119 | 84.8
PBBW9D32 | Liron LightingLLC | Liron Lighting | LEDMHB200W50K | Indoor Luminaires | High-Bay | High-Bay Luminaires for Commercial and Industrial Buildings | Standard | FALSE | [9 empty] | 42629 | Dimmable | Continuous Below 10 | No | Qualified Pointing Straight Down Only | 4 | 23574 | 117.3 | 200.9 | 8.96 | 1 | 5119 | 84.1
PMFTK52S | Liron LightingLLC | Liron Lighting | LEDMHB150W50K [Qualified Pointing Straight Down Only] | Indoor Luminaires | High-Bay | High-Bay Luminaires for Commercial and Industrial Buildings | Standard | FALSE | [9 empty] | 42629 | Dimmable | Continuous Below 10 | No |  | 4 | 17558 | 121.4 | 144.6 | 7.31 | 1 | 4996 | 84.3
P6AG7YF8 | Liron LightingLLC | Liron Lighting | LEDMHB200W40K-90D | Indoor Luminaires | High-Bay | High-Bay Luminaires for Commercial and Industrial Buildings | Standard | FALSE | [9 empty] | 42629 | Dimmable | Continuous Below 10 | No | Qualified Pointing Straight Down Only | 4 | 22403 | 112.42 | 199.3 | 8.96 | 1 | 4203 | 83.9
P68TKY35 | Liron LightingLLC | Liron Lighting | LEDMHB150W40K-90D [Qualified Pointing Straight Down Only] | Indoor Luminaires | High-Bay | High-Bay Luminaires for Commercial and Industrial Buildings | Standard | FALSE | [9 empty] | 42629 | Dimmable | Continuous Below 10 | No |  | 4 | 16253 | 113.25 | 143.5 | 7.31 | 1 | 4195 | 83.8
P54ZVBNH | Liron LightingLLC | Liron Lighting | LEDMHB200W40K | Indoor Luminaires | High-Bay | High-Bay Luminaires for Commercial and Industrial Buildings | Standard | FALSE | [9 empty] | 42629 | Dimmable | Continuous Below 10 | No | Qualified Pointing Straight Down Only | 4 | 24481.3 | 122.86 | 199.3 | 8.96 | 1 | 4122 | 83.7
P4FV1PG9 | Liron LightingLLC | Liron Lighting | LEDMHB150W40K [Qualified Pointing Straight Down Only] | Indoor Luminaires | High-Bay | High-Bay Luminaires for Commercial and Industrial Buildings | Standard | FALSE | [9 empty] | 42629 | Dimmable | Continuous Below 10 | No |  | 4 | 17882.1 | 124.42 | 143.7 | 7.31 | 1 | 4112 | 83.6
PBMK2TB2 | Pure Power Group | Power Brilliance | PBE14-132WXXX850XXX | Indoor Luminaires | High-Bay | High-Bay Luminaires for Commercial and Industrial Buildings | Standard | FALSE | [9 empty] | 42629 | Dimmable | Continuous Below 10 | NotYetVerified |  | 3 | 16991.16 | 128.72 | 132 | 20 | 0.9 | 5000 | 80
P4EG585N | Pure Power Group | Power Brilliance | PBE14-103WXXX850XXX | Indoor Luminaires | High-Bay | High-Bay Luminaires for Commercial and Industrial Buildings | Standard | FALSE | [9 empty] | 42629 | Dimmable | Continuous Below 10 | NotYetVerified |  | 3 | 13614.96 | 132.18 | 103 | 20 | 0.9 | 5000 | 80
PD5T3BWN | Pure Power Group | Power Brilliance | PBE14-173WXXX850XXX | Indoor Luminaires | High-Bay | High-Bay Luminaires for Commercial and Industrial Buildings | Standard | FALSE | [9 empty] | 42629 | Dimmable | Continuous Above 10 | Yes |  | 3 | 21256 | 122.58 | 173.4 | 20 | 0.9 | 5000 | 80
PNCF7DPJ | Pure Power Group | Power Brilliance | PBV24-191WXMV850XXX | Indoor Luminaires | High-Bay | High-Bay Luminaires for Commercial and Industrial Buildings | Standard | FALSE | [9 empty] | 42629 | Dimmable | Continuous Above 10 | NotYetVerified | this model number covers the MD360WEMLED options as well as the base model number APX24LL50-(UNV120208240277) | 3 | 21751.89 | 111.83 | 194.51 | 20 | 0.9 | 5000 | 80
PNP2HKCF | Pure Power Group | Power Brilliance | PBV24-191WBMV850XXX | Indoor Luminaires | High-Bay | High-Bay Luminaires for Commercial and Industrial Buildings | Standard | FALSE | [9 empty] | 42629 | Dimmable | Continuous Above 10 | NotYetVerified | this model number covers the MD360WEMLED options as well as the base model numberAPX24LL50-(UNV120208240277)-A | 3 | 21471.89 | 109.98 | 195.23 | 20 | 0.9 | 5000 | 80
P2V8G353 | Pure Power Group | Power Brilliance | PBV24-191WJMV850XXX | Indoor Luminaires | High-Bay | High-Bay Luminaires for Commercial and Industrial Buildings | Standard | FALSE | [9 empty] | 42629 | Dimmable | Continuous Above 10 | NotYetVerified | this model number covers the MD360WEMLED options as well as the base model numberAPX24LL50-(UNV120208240277)-W | 3 | 21187.28 | 108.7 | 194.92 | 20 | 0.9 | 5000 | 80
P2MVZG8R | Pure Power Group | Power Brilliance | PBV24-171WXMV850XXX | Indoor Luminaires | High-Bay | High-Bay Luminaires for Commercial and Industrial Buildings | Standard | FALSE | [9 empty] | 42629 | Dimmable | Continuous Above 10 | NotYetVerified | this model number covers the MD360WEMLED options as well as the base model numberAPX20LL50-(UNV120208240277) | 3 | 19633.4 | 114.71 | 171.16 | 20 | 0.9 | 5000 | 80
PV37NMGK | Pure Power Group | Power Brilliance | PBV24-171WDMV850XXX | Indoor Luminaires | High-Bay | High-Bay Luminaires for Commercial and Industrial Buildings | Standard | FALSE | [9 empty] | 42629 | Dimmable | Continuous Above 10 | NotYetVerified | this model number covers the MD360WEMLED options as well as the base model numberAPX20LL50-(UNV120208240277)-M | 3 | 19236.46 | 112.19 | 171.46 | 20 | 0.9 | 5000 | 80
P1K8D192 | Pure Power Group | Power Brilliance | PBV24-171WJMV850XXX | Indoor Luminaires | High-Bay | High-Bay Luminaires for Commercial and Industrial Buildings | Standard | FALSE | [9 empty] | 42629 | Dimmable | Continuous Above 10 | NotYetVerified | this model number covers the MD360WEMLED options as well as the base model numberAPX20LL50-(UNV120208240277)-W | 3 | 19171.82 | 111.81 | 171.46 | 20 | 0.9 | 5000 | 80
PV55866W | Pure Power Group | Power Brilliance | PBV24-126WXMV850XXX | Indoor Luminaires | High-Bay | High-Bay Luminaires for Commercial and Industrial Buildings | Standard | FALSE | [9 empty] | 42629 | Dimmable | Continuous Above 10 | NotYetVerified | this model number covers the MD360WEMLED options as well as the base model numberAPX16LL50-(UNV120208240277) | 3 | 15005.94 | 119.22 | 125.87 | 20 | 0.9 | 5000 | 80
P1RWY3FC | Pure Power Group | Power Brilliance | PBV24-126WDMV850XXX | Indoor Luminaires | High-Bay | High-Bay Luminaires for Commercial and Industrial Buildings | Standard | FALSE | [9 empty] | 42629 | Dimmable | Continuous Above 10 | NotYetVerified | this model number covers the MD360WEMLED options as well as the base model numberAPX16LL50-(UNV120208240277)-M | 3 | 14720.57 | 117.05 | 125.77 | 20 | 0.9 | 5000 | 80
P4CG964A | Pure Power Group | Power Brilliance | PBV24-126WJMV850XXX | Indoor Luminaires | High-Bay | High-Bay Luminaires for Commercial and Industrial Buildings | Standard | FALSE | [9 empty] | 42629 | Dimmable | Continuous Above 10 | NotYetVerified | this model number covers the MD360WEMLED options as well as the base model numberAPX16LL50-(UNV120208240277)-W | 3 | 14665.47 | 116.8 | 125.56 | 20 | 0.9 | 5000 | 80
PJ9DC5B3 | Pure Power Group | Power Brilliance | PBV24-126WBMV850XXX | Indoor Luminaires | High-Bay | High-Bay Luminaires for Commercial and Industrial Buildings | Standard | FALSE | [9 empty] | 42629 | Dimmable | Continuous Above 10 | NotYetVerified | this model number covers the MD360WEMLED options as well as the base model numberAPX16LL50-(UNV120208240277)-A | 3 | 14644.32 | 116.44 | 125.77 | 20 | 0.9 | 5000 | 80
PV2Z6KSD | Pure Power Group | Power Brilliance | PBV24-96WXMV850XXX | Indoor Luminaires | High-Bay | High-Bay Luminaires for Commercial and Industrial Buildings | Standard | FALSE | [9 empty] | 42629 | Dimmable | Continuous Above 10 | NotYetVerified |  | 3 | 12223.1 | 127.72 | 95.7 | 20 | 0.9 | 5000 | 80
P11PRPJT | Pure Power Group | Power Brilliance | PBV24-96WEMV850XXX | Indoor Luminaires | High-Bay | High-Bay Luminaires for Commercial and Industrial Buildings | Standard | FALSE | [9 empty] | 42629 | Dimmable | Continuous Above 10 | NotYetVerified |  | 3 | 12035.36 | 125.76 | 95.7 | 20 | 0.9 | 5000 | 80
P5MQ83Y1 | Pure Power Group | Power Brilliance | PBV24-96WDMV850XXX | Indoor Luminaires | High-Bay | High-Bay Luminaires for Commercial and Industrial Buildings | Standard | FALSE | [9 empty] | 42629 | Dimmable | Continuous Above 10 | NotYetVerified |  | 3 | 11981.07 | 125.19 | 95.7 | 20 | 0.9 | 5000 | 80
PMRXN7YF | Pure Power Group | Power Brilliance | PBV24-96WJMV850XXX | Indoor Luminaires | High-Bay | High-Bay Luminaires for Commercial and Industrial Buildings | Standard | FALSE | [9 empty] | 42629 | Dimmable | Continuous Above 10 | NotYetVerified |  | 3 | 11943.95 | 124.94 | 95.6 | 20 | 0.9 | 5000 | 80
P8M99Q7K | K-Light Technology LTD | K-Light | KL-HBE-100HX(2700K) | Indoor Luminaires | High-Bay | High-Bay Luminaires for Commercial and Industrial Buildings | Standard | TRUE | 10656.967 | 105.3 | 101.2 | 18.2 | 0.996 | 2709 | 83.3 | 5 | 50000 | 42628 |  |  | No |  | 4 | 10656.97 | 105.31 | 101.2 | 18.2 | 0.95 | 2700 | 83.3
PB2QZHHN | K-Light Technology LTD | K-Light | KL-HBE-150HX(2700K) | Indoor Luminaires | High-Bay | High-Bay Luminaires for Commercial and Industrial Buildings | Standard | TRUE | 15997.878 | 105.18 | 152.1 | 18.2 | 0.994 | 2710 | 83.5 | 5 | 50000 | 42628 |  |  | No |  | 4 | 15997.88 | 105.18 | 152.1 | 18.2 | 0.94 | 2700 | 83.5
PREN4QXX | K-Light Technology LTD | K-Light | KL-HBE-200HX(2700K) | Indoor Luminaires | High-Bay | High-Bay Luminaires for Commercial and Industrial Buildings | Standard | TRUE | 21446.006 | 106.379 | 201.6 | 17.5 | 0.941 | 2717 | 83.3 | 5 | 50000 | 42628 |  |  | No |  | 4 | 21446.01 | 106.38 | 201.6 | 17.5 | 0.93 | 2700 | 83.3
P3NUDK7X | K-Light Technology LTD | K-Light | KL-HBE-200HX(5700K) | Indoor Luminaires | High-Bay | High-Bay Luminaires for Commercial and Industrial Buildings | Standard | FALSE | [9 empty] | 42628 | Not Dimmable | Not Dimmable | No |  | 4 | 22367.08 | 109.43 | 204.4 | 16.7 | 0.94 | 5700 | 83
PVA45TMN | K-Light Technology LTD | K-Light | KL-HBE-150HX(5700K) | Indoor Luminaires | High-Bay | High-Bay Luminaires for Commercial and Industrial Buildings | Standard | FALSE | [9 empty] | 42628 | Not Dimmable | Not Dimmable | No |  | 4 | 16414.45 | 108.63 | 151.1 | 17.8 | 0.94 | 5700 | 82.8
P6TFAWAE | K-Light Technology LTD | K-Light | KL-HBE-100HX(5700K) | Indoor Luminaires | High-Bay | High-Bay Luminaires for Commercial and Industrial Buildings | Standard | FALSE | [9 empty] | 42628 | Not Dimmable | Not Dimmable | No |  | 4 | 11095.29 | 110.62 | 100.3 | 17.1 | 0.96 | 5700 | 82.8
P5YR669R | K-Light Technology LTD | K-Light | KL-HBE-100HX(5000K) | Indoor Luminaires | High-Bay | High-Bay Luminaires for Commercial and Industrial Buildings | Standard | FALSE | [9 empty] | 42628 | Not Dimmable | Not Dimmable | No |  | 4 | 10656.97 | 105.31 | 101.2 | 18.2 | 0.95 | 5000 | 83.3
P6HCTJZM | K-Light Technology LTD | K-Light | KL-HBE-200HX(5000K) | Indoor Luminaires | High-Bay | High-Bay Luminaires for Commercial and Industrial Buildings | Standard | FALSE | [9 empty] | 42628 | Not Dimmable | Not Dimmable | No |  | 4 | 21446.01 | 106.38 | 201.6 | 17.5 | 0.93 | 5000 | 83.3
PCG72TYM | K-Light Technology LTD | K-Light | KL-HBE-150HX(5000K) | Indoor Luminaires | High-Bay | High-Bay Luminaires for Commercial and Industrial Buildings | Standard | FALSE | [9 empty] | 42628 | Not Dimmable | Not Dimmable | No |  | 4 | 15997.88 | 105.18 | 152.1 | 18.2 | 0.94 | 5000 | 82.8
PDJQDP8K | K-Light Technology LTD | K-Light | KL-HBE-100HX(4500K) | Indoor Luminaires | High-Bay | High-Bay Luminaires for Commercial and Industrial Buildings | Standard | FALSE | [9 empty] | 42628 | Not Dimmable | Not Dimmable | No |  | 4 | 10656.97 | 105.31 | 101.2 | 18.2 | 0.95 | 4500 | 83.3
PM5XWA1A | K-Light Technology LTD | K-Light | KL-HBE-200HX(4500K) | Indoor Luminaires | High-Bay | High-Bay Luminaires for Commercial and Industrial Buildings | Standard | FALSE | [9 empty] | 42628 | Not Dimmable | Not Dimmable | No |  | 4 | 21446.01 | 106.38 | 201.6 | 17.5 | 0.93 | 4500 | 83.3
PHFYQK4J | K-Light Technology LTD | K-Light | KL-HBE-150HX(4500K) | Indoor Luminaires | High-Bay | High-Bay Luminaires for Commercial and Industrial Buildings | Standard | FALSE | [9 empty] | 42628 | Not Dimmable | Not Dimmable | No |  | 4 | 15997.88 | 105.18 | 152.1 | 18.2 | 0.94 | 4500 | 82.8
PGKM35PF | K-Light Technology LTD | K-Light | KL-HBE-100HX(4000K) | Indoor Luminaires | High-Bay | High-Bay Luminaires for Commercial and Industrial Buildings | Standard | FALSE | [9 empty] | 42628 | Not Dimmable | Not Dimmable | No |  | 4 | 10656.97 | 105.31 | 101.2 | 18.2 | 0.95 | 4000 | 83.3
PDV121HS | K-Light Technology LTD | K-Light | KL-HBE-200HX(4000K) | Indoor Luminaires | High-Bay | High-Bay Luminaires for Commercial and Industrial Buildings | Standard | FALSE | [9 empty] | 42628 | Not Dimmable | Not Dimmable | No |  | 4 | 21446.01 | 106.38 | 201.6 | 17.5 | 0.93 | 4000 | 83.3
P1EDKW1K | K-Light Technology LTD | K-Light | KL-HBE-150HX(4000K) | Indoor Luminaires | High-Bay | High-Bay Luminaires for Commercial and Industrial Buildings | Standard | FALSE | [9 empty] | 42628 | Not Dimmable | Not Dimmable | No |  | 4 | 15997.88 | 105.18 | 152.1 | 18.2 | 0.94 | 4000 | 82.8
PRQJDN1N | K-Light Technology LTD | K-Light | KL-HBE-100HX(3500K) | Indoor Luminaires | High-Bay | High-Bay Luminaires for Commercial and Industrial Buildings | Standard | FALSE | [9 empty] | 42628 | Not Dimmable | Not Dimmable | No |  | 4 | 10656.97 | 105.31 | 101.2 | 18.2 | 0.95 | 3500 | 83.3
PX8GWVMB | K-Light Technology LTD | K-Light | KL-HBE-200HX(3500K) | Indoor Luminaires | High-Bay | High-Bay Luminaires for Commercial and Industrial Buildings | Standard | FALSE | [9 empty] | 42628 | Not Dimmable | Not Dimmable | No |  | 4 | 21446.01 | 106.38 | 201.6 | 17.5 | 0.93 | 3500 | 83.3
PRQGDMT1 | K-Light Technology LTD | K-Light | KL-HBE-150HX(3500K) | Indoor Luminaires | High-Bay | High-Bay Luminaires for Commercial and Industrial Buildings | Standard | FALSE | [9 empty] | 42628 | Not Dimmable | Not Dimmable | No |  | 4 | 15997.88 | 105.18 | 152.1 | 18.2 | 0.94 | 3500 | 82.8
PXMPWSBM | K-Light Technology LTD | K-Light | KL-HBE-100HX(3000K) | Indoor Luminaires | High-Bay | High-Bay Luminaires for Commercial and Industrial Buildings | Standard | FALSE | [9 empty] | 42628 | Not Dimmable | Not Dimmable | No |  | 4 | 10656.97 | 105.31 | 101.2 | 18.2 | 0.95 | 3000 | 83.3
PMMB4EBU | K-Light Technology LTD | K-Light | KL-HBE-200HX(3000K) | Indoor Luminaires | High-Bay | High-Bay Luminaires for Commercial and Industrial Buildings | Standard | FALSE | [9 empty] | 42628 | Not Dimmable | Not Dimmable | No |  | 4 | 21446.01 | 106.38 | 201.6 | 17.5 | 0.93 | 3000 | 83.3
PUXCZPF9 | K-Light Technology LTD | K-Light | KL-HBE-150HX(3000K) | Indoor Luminaires | High-Bay | High-Bay Luminaires for Commercial and Industrial Buildings | Standard | FALSE | [9 empty] | 42628 | Not Dimmable | Not Dimmable | No |  | 4 | 15997.88 | 105.18 | 152.1 | 18.2 | 0.94 | 3000 | 82.8
P5XK3AB7 | OEO Energy Solutions | OEO | EZ LED-V-PIN-H1-15Klm-3500K-G5 | Indoor Retrofit Kit | High-Bay | Retrofit Kits for High-Bay Luminaires for Commercial and Industrial Buildings | Standard | TRUE | 16720 | 101.1 | 165.4 | 2.82 | 0.998 | 3327 | 82.3 | 5 | 50000 | 42627 |  |  | Yes |  | 4 | 16720 | 101.1 | 165.4 | 2.82 | 1 | 3327 | 82.3
PBU1GT8T | Jiangsu Ever-Tie Lighting Co. Ltd | Ever-tie | ETLB7-2FT/6L/VH/140/DM/FL 5700K (A1+B1) | Indoor Luminaires | High-Bay | High-Bay Luminaires for Commercial and Industrial Buildings | Premium | TRUE | 17477.3 | 129.42 | 135.04 | 6.8 | 0.97 | 5916 | 84.38 | 5 | 50000 | 42627 |  |  | No |  | 4 | 18480 | 132 | 140 | 10 | 0.9 | 5700 | 80
PQBCJGPJ | Universal Lighting Technologies | Everline | LRK44-14K835-U | Indoor Retrofit Kit | High-Bay | Retrofit Kits for High-Bay Luminaires for Commercial and Industrial Buildings | Premium | TRUE | 12660 | 142.6 | 88.81 | 9.77 | 0.968 | 3519 | 84.8 | 7 | 140000 | 42627 |  |  | No |  | 4 | 12490 | 140 | 88.81 | 9.77 | 0.97 | 3500 | 82
P5X67G8G | Jiangsu Ever-Tie Lighting Co. Ltd | Ever-tie | ETLB7-4FT/4L/VH/180/DM/FL 5700K (A1+B1) | Indoor Luminaires | High-Bay | High-Bay Luminaires for Commercial and Industrial Buildings | Premium | TRUE | 24088.8 | 134.17 | 179.54 | 11.7 | 0.96 | 5339 | 82.58 | 5 | 50000 | 42627 |  |  | No |  | 4 | 24120 | 134 | 180 | 10 | 0.9 | 5700 | 80
PZRNPPBN | Jiangsu Ever-Tie Lighting Co. Ltd | Ever-tie | ETLB7-2FT/4L/VH/095/DM/FL 5700K (A1+B1) | Indoor Luminaires | High-Bay | High-Bay Luminaires for Commercial and Industrial Buildings | Premium | TRUE | 11849.6 | 129.4 | 91.57 | 10.82 | 0.96 | 5914 | 84.32 | 5 | 50000 | 42627 |  |  | No |  | 4 | 12462 | 132 | 95 | 10 | 0.9 | 5700 | 80
PX7QZ3M1 | Jiangsu Ever-Tie Lighting Co. Ltd | Ever-tie | ETLB7-4FT/6L/VH/275/DM/FL 5700K (A1+B1) | Indoor Luminaires | High-Bay | High-Bay Luminaires for Commercial and Industrial Buildings | Premium | TRUE | 35627 | 131.45 | 271.03 | 9.3 | 0.96 | 5950 | 84.59 | 5 | 50000 | 42627 |  |  | No |  | 4 | 36850 | 134 | 275 | 10 | 0.9 | 5700 | 80
PGNKDWWE | Jiangsu Ever-Tie Lighting Co. Ltd | Ever-tie | ETLB7-2FT/6L/VH/140/DM/FL 4000K (A3+B1) | Indoor Luminaires | High-Bay | High-Bay Luminaires for Commercial and Industrial Buildings | Premium | TRUE | 17463 | 126.84 | 137.68 | 8.1 | 0.9597 | 4006 | 82 | 5 | 50000 | 42627 |  |  | No |  | 4 | 18200 | 130 | 140 | 10 | 0.9 | 4000 | 80
P5A17SX4 | Jiangsu Ever-Tie Lighting Co. Ltd | Ever-tie | ETLB7-4FT/6L/VH/275/DM/FL 4000K (A3+B1) | Indoor Luminaires | High-Bay | High-Bay Luminaires for Commercial and Industrial Buildings | Premium | TRUE | 35248.7 | 126.91 | 277.75 | 9.1 | 0.9596 | 4075 | 82.6 | 5 | 50000 | 42627 |  |  | No |  | 4 | 35750 | 130 | 275 | 10 | 0.9 | 4000 | 80
PNKHQTW7 | Jiangsu Ever-Tie Lighting Co. Ltd | Ever-tie | ETLB7-2FT/4L/VH/095/DM/FL 4000K (A3+B1) | Indoor Luminaires | High-Bay | High-Bay Luminaires for Commercial and Industrial Buildings | Premium | TRUE | 11650.9 | 126.32 | 92.23 | 8.5 | 0.9591 | 3997 | 81.9 | 5 | 50000 | 42627 |  |  | No |  | 4 | 12350 | 130 | 95 | 10 | 0.9 | 4000 | 80
PJYM3994 | Jiangsu Ever-Tie Lighting Co. Ltd | Ever-tie | ETLB7-4FT/4L/VH/180/DM/FL 4000K (A3+B1) | Indoor Luminaires | High-Bay | High-Bay Luminaires for Commercial and Industrial Buildings | Premium | TRUE | 23295.3 | 127.01 | 183.42 | 8.7 | 0.9589 | 4069 | 82.5 | 5 | 50000 | 42627 |  |  | No |  | 4 | 23400 | 130 | 180 | 10 | 0.9 | 4000 | 80
PVMBJU5F | HiLumz USA LLC | HiLumz | HN15-80-50K-D2N-[UH]-BLANK [Straight Down Only] | Indoor Luminaires | High-Bay | High-Bay Luminaires for Commercial and Industrial Buildings | Standard | TRUE | 9519.2 | 105.53 | 90.2 | 13.2 | 0.957 | 5100 | 70 | 7 | 100000 | 42627 |  |  | Yes | Qualified with no optic | 3.1 | 9612.35 | 106.45 | 90.29 | 8.82 | 0.99 | 5100 | 70
P1MT8AV7 | Aurora Lighting Inc. | AURORA OSTIA SQR | AR-LHB4240D/50 | Indoor Luminaires | High-Bay | High-Bay Luminaires for Commercial and Industrial Buildings | Standard | TRUE | 30721.68 | 118.356 | 259.57 | 12.23 | 0.946 | 5172 | 82.1 | 5 | 50000 | 42627 |  |  | No | Product updated on 08/18/2016 | 3.1 | 30721.68 | 118.356 | 259.57 | 12.23 | 0.997 | 5000 | 82.1
PFHCTTUM | Nicor Inc. | NICOR LED | HBL-10-320W-UNV-40K | Indoor Luminaires | High-Bay | High-Bay Luminaires for Commercial and Industrial Buildings | Premium | TRUE | 37310 | 119.1 | 313.2 | 14.2 | 0.939 | 4161 | 83.7 | 5 | 50000 | 42627 |  |  | No | Updated on 11/4/2016 | 3.1 | 38400 | 121.9 | 314.9 | 4.55 | 1 | 4161 | 83.7
PK4CJXQ8 | Aurora Lighting Inc. | AURORA OSTIA SQR | AR-LHB4180D/50 | Indoor Luminaires | High-Bay | High-Bay Luminaires for Commercial and Industrial Buildings | Standard | TRUE | 22907.28 | 125.19 | 182.98 | 16.26 | 0.935 | 5218 | 82.3 | 5 | 50000 | 42627 |  |  | No | Product updated on 08/18/2016 | 3.1 | 22903.13 | 125.215 | 182.91 | 16.26 | 0.996 | 5000 | 82.3
P3QZQ2AZ | HiLumz USA LLC | HiLumz | HN15-150-50K-D3N-[UH]-BLANK [Straight Down Only] | Indoor Luminaires | High-Bay | High-Bay Luminaires for Commercial and Industrial Buildings | Standard | TRUE | 13921.8 | 87.93 | 158.32 | 14.04 | 0.932 | 5189 | 70.8 | 7 | 100000 | 42627 |  |  | Yes | Qualified with no optic | 3.1 | 14131.15 | 88.85 | 159 | 8.21 | 1 | 5189 | 70.8
P3WJ46QP | Aurora Lighting Inc. | AURORA OSTIA SQR | AR-LHB2120D/50 | Indoor Luminaires | High-Bay | High-Bay Luminaires for Commercial and Industrial Buildings | Standard | TRUE | 15198.188 | 125.129 | 122.02 | 16.48 | 0.915 | 5244 | 82.6 | 5 | 50000 | 42627 |  |  | No | Product updated on 08/18/2016 | 3.1 | 15198.188 | 125.129 | 122.02 | 16.48 | 0.996 | 5000 | 82.6
PXDDT36J | OEO Energy Solutions | OEO | EZ LED-VS-PIN-H1-9Klm-5000K-G5 | Indoor Retrofit Kit | High-Bay | Retrofit Kits for Low-Bay Luminaires for Commercial and Industrial Buildings | Standard | FALSE | [9 empty] | 42627 |  |  | Yes |  | 4 | 9092 | 86.7 | 104.9 | 2.92 | 1 | 5193 | 85
PVKR3QAX | OEO Energy Solutions | OEO | EZ LED-V-PIN-H1-15Klm-5000K-G5 | Indoor Retrofit Kit | High-Bay | Retrofit Kits for High-Bay Luminaires for Commercial and Industrial Buildings | Standard | FALSE | [9 empty] | 42627 |  |  | Yes |  | 4 | 17350 | 103.5 | 167.7 | 2.81 | 1 | 5128 | 85
PWF96PBH | OEO Energy Solutions | OEO | EZ LED-V-PIN-H1-20Klm-5000K-G5 | Indoor Retrofit Kit | High-Bay | Retrofit Kits for High-Bay Luminaires for Commercial and Industrial Buildings | Standard | FALSE | [9 empty] | 42627 |  |  | Yes |  | 4 | 22600 | 96.9 | 233.2 | 7.92 | 1 | 5117 | 84.8
P4H415JZ | OEO Energy Solutions | OEO | EZ LED-VS-PIN-H1-9Klm-4000K-G5 | Indoor Retrofit Kit | High-Bay | Retrofit Kits for Low-Bay Luminaires for Commercial and Industrial Buildings | Standard | FALSE | [9 empty] | 42627 |  |  | Yes |  | 4 | 8850.26 | 84.94 | 104.2 | 2.56 | 1 | 4000 | 83.7
PNBGTX21 | OEO Energy Solutions | OEO | EZ LED-V-PIN-H1-15Klm-4000K-G5 | Indoor Retrofit Kit | High-Bay | Retrofit Kits for High-Bay Luminaires for Commercial and Industrial Buildings | Standard | FALSE | [9 empty] | 42627 |  |  | Yes |  | 4 | 16955.42 | 101.8 | 166.55 | 2.82 | 1 | 4000 | 83.65
PXDZTPC1 | OEO Energy Solutions | OEO | EZ LED-V-PIN-H1-20Klm-4000K-G5 | Indoor Retrofit Kit | High-Bay | Retrofit Kits for High-Bay Luminaires for Commercial and Industrial Buildings | Standard | FALSE | [9 empty] | 42627 |  |  | Yes |  | 4 | 21939.61 | 94.24 | 232.8 | 7.35 | 1 | 4000 | 83.55
PBYMHSET | OEO Energy Solutions | OEO | EZ LED-VS-PIN-H1-9Klm-3500K-G5 | Indoor Retrofit Kit | High-Bay | Retrofit Kits for Low-Bay Luminaires for Commercial and Industrial Buildings | Standard | FALSE | [9 empty] | 42627 |  |  | Yes |  | 4 | 8723 | 84.3 | 103.5 | 2.74 | 1 | 3372 | 82.4
PUJQ6T44 | OEO Energy Solutions | OEO | EZ LED-V-PIN-H1-20Klm-3500K-G5 | Indoor Retrofit Kit | High-Bay | Retrofit Kits for High-Bay Luminaires for Commercial and Industrial Buildings | Standard | FALSE | [9 empty] | 42627 |  |  | Yes |  | 4 | 21550 | 92.7 | 232.4 | 6.77 | 1 | 3341 | 82.3
PQXRU1T7 | Universal Lighting Technologies | Everline | LRK44-14K850-U | Indoor Retrofit Kit | High-Bay | Retrofit Kits for High-Bay Luminaires for Commercial and Industrial Buildings | Premium | FALSE | [9 empty] | 42627 |  |  | No |  | 4 | 13390 | 149 | 89.72 | 10.6 | 0.97 | 5000 | 82
PSYCNQE3 | Universal Lighting Technologies | Everline | LRK44-14K840-U | Indoor Retrofit Kit | High-Bay | Retrofit Kits for High-Bay Luminaires for Commercial and Industrial Buildings | Premium | FALSE | [9 empty] | 42627 |  |  | No |  | 4 | 12490 | 140 | 88.81 | 9.77 | 0.97 | 4000 | 82
PTP394SA | Jiangsu Ever-Tie Lighting Co. Ltd | Ever-tie | ETLB7-4FT/6L/VH/275/DM/FL 5700K (A3+B1) | Indoor Luminaires | High-Bay | High-Bay Luminaires for Commercial and Industrial Buildings | Premium | FALSE | [9 empty] | 42627 |  |  | No |  | 4 | 36850 | 134 | 275 | 10 | 0.9 | 5700 | 80
PBB5748S | Jiangsu Ever-Tie Lighting Co. Ltd | Ever-tie | ETLB7-4FT/4L/VH/180/DM/FL 5700K (A3+B1) | Indoor Luminaires | High-Bay | High-Bay Luminaires for Commercial and Industrial Buildings | Premium | FALSE | [9 empty] | 42627 |  |  | No |  | 4 | 24120 | 134 | 180 | 10 | 0.9 | 5700 | 80
PHVWPKEW | Jiangsu Ever-Tie Lighting Co. Ltd | Ever-tie | ETLB7-2FT/6L/VH/140/DM/FL 5700K (A3+B1) | Indoor Luminaires | High-Bay | High-Bay Luminaires for Commercial and Industrial Buildings | Premium | FALSE | [9 empty] | 42627 |  |  | No |  | 4 | 18480 | 132 | 140 | 10 | 0.9 | 5700 | 80
PC5HH1AS | Jiangsu Ever-Tie Lighting Co. Ltd | Ever-tie | ETLB7-2FT/4L/VH/095/DM/FL 5700K (A3+B1) | Indoor Luminaires | High-Bay | High-Bay Luminaires for Commercial and Industrial Buildings | Premium | FALSE | [9 empty] | 42627 |  |  | No |  | 4 | 12462 | 132 | 95 | 10 | 0.9 | 5700 | 80
PWAANA1X | Jiangsu Ever-Tie Lighting Co. Ltd | Ever-tie | ETLB7-4FT/6L/VH/275/DM/FL 5000K (A3+B1) | Indoor Luminaires | High-Bay | High-Bay Luminaires for Commercial and Industrial Buildings | Premium | FALSE | [9 empty] | 42627 |  |  | No |  | 4 | 36300 | 132 | 275 | 10 | 0.9 | 5000 | 80
P81RDGPW | Jiangsu Ever-Tie Lighting Co. Ltd | Ever-tie | ETLB7-4FT/6L/VH/275/DM/FL 5000K (A1+B1) | Indoor Luminaires | High-Bay | High-Bay Luminaires for Commercial and Industrial Buildings | Premium | FALSE | [9 empty] | 42627 |  |  | No |  | 4 | 36300 | 132 | 275 | 10 | 0.9 | 5000 | 80
PY948ZP8 | Jiangsu Ever-Tie Lighting Co. Ltd | Ever-tie | ETLB7-4FT/4L/VH/180/DM/FL 5000K (A1+B1) | Indoor Luminaires | High-Bay | High-Bay Luminaires for Commercial and Industrial Buildings | Premium | FALSE | [9 empty] | 42627 |  |  | No |  | 4 | 23760 | 132 | 180 | 10 | 0.9 | 5000 | 80
P8D4H37M | Jiangsu Ever-Tie Lighting Co. Ltd | Ever-tie | ETLB7-4FT/4L/VH/180/DM/FL 5000K (A3+B1) | Indoor Luminaires | High-Bay | High-Bay Luminaires for Commercial and Industrial Buildings | Premium | FALSE | [9 empty] | 42627 |  |  | No |  | 4 | 23760 | 132 | 180 | 10 | 0.9 | 5000 | 80
PP7YHTPC | Jiangsu Ever-Tie Lighting Co. Ltd | Ever-tie | ETLB7-2FT/6L/VH/140/DM/FL 5000K (A1+B1) | Indoor Luminaires | High-Bay | High-Bay Luminaires for Commercial and Industrial Buildings | Premium | FALSE | [9 empty] | 42627 |  |  | No |  | 4 | 18340 | 131 | 140 | 10 | 0.9 | 5000 | 80
PFXA6ZPC | Jiangsu Ever-Tie Lighting Co. Ltd | Ever-tie | ETLB7-2FT/6L/VH/140/DM/FL 5000K (A3+B1) | Indoor Luminaires | High-Bay | High-Bay Luminaires for Commercial and Industrial Buildings | Premium | FALSE | [9 empty] | 42627 |  |  | No |  | 4 | 18340 | 131 | 140 | 10 | 0.9 | 5000 | 80
PXFTAM24 | Jiangsu Ever-Tie Lighting Co. Ltd | Ever-tie | ETLB7-2FT/4L/VH/095/DM/FL 5000K (A1+B1) | Indoor Luminaires | High-Bay | High-Bay Luminaires for Commercial and Industrial Buildings | Premium | FALSE | [9 empty] | 42627 |  |  | No |  | 4 | 12445 | 131 | 95 | 10 | 0.9 | 5000 | 80
PDH939S1 | Jiangsu Ever-Tie Lighting Co. Ltd | Ever-tie | ETLB7-2FT/4L/VH/095/DM/FL 5000K (A3+B1) | Indoor Luminaires | High-Bay | High-Bay Luminaires for Commercial and Industrial Buildings | Premium | FALSE | [9 empty] | 42627 |  |  | No |  | 4 | 12445 | 131 | 95 | 10 | 0.9 | 5000 | 80
PXF89AEN | Jiangsu Ever-Tie Lighting Co. Ltd | Ever-tie | ETLB7-4FT/6L/VH/275/DM/FL 4000K (A1+B1) | Indoor Luminaires | High-Bay | High-Bay Luminaires for Commercial and Industrial Buildings | Premium | FALSE | [9 empty] | 42627 |  |  | No |  | 4 | 35750 | 130 | 275 | 10 | 0.9 | 4000 | 80
P6KJHZ2F | Jiangsu Ever-Tie Lighting Co. Ltd | Ever-tie | ETLB7-4FT/4L/VH/180/DM/FL 4000K (A1+B1) | Indoor Luminaires | High-Bay | High-Bay Luminaires for Commercial and Industrial Buildings | Premium | FALSE | [9 empty] | 42627 |  |  | No |  | 4 | 23400 | 130 | 180 | 10 | 0.9 | 4000 | 80
PEG79U3C | Jiangsu Ever-Tie Lighting Co. Ltd | Ever-tie | ETLB7-2FT/6L/VH/140/DM/FL 4000K (A1+B1) | Indoor Luminaires | High-Bay | High-Bay Luminaires for Commercial and Industrial Buildings | Premium | FALSE | [9 empty] | 42627 |  |  | No |  | 4 | 18200 | 130 | 140 | 10 | 0.9 | 4000 | 80
P5ZKSCME | Jiangsu Ever-Tie Lighting Co. Ltd | Ever-tie | ETLB7-2FT/4L/VH/095/DM/FL 4000K (A1+B1) | Indoor Luminaires | High-Bay | High-Bay Luminaires for Commercial and Industrial Buildings | Premium | FALSE | [9 empty] | 42627 |  |  | No |  | 4 | 12350 | 130 | 95 | 10 | 0.9 | 4000 | 80
PZQ2GY9D | Nicor Inc. | NICOR LED | HBL-10-320W-UNV-50K | Indoor Luminaires | High-Bay | High-Bay Luminaires for Commercial and Industrial Buildings | Premium | FALSE | [9 empty] | 42627 |  |  | No | Updated on 11/4/2016 | 3.1 | 40930 | 128 | 319.8 | 4.38 | 1 | 5098 | 83.5
PHJ8RTKM | HiLumz USA LLC | HiLumz | HN15-120-50K-D2N-[UH]-BLANK [Straight Down Only] | Indoor Luminaires | High-Bay | High-Bay Luminaires for Commercial and Industrial Buildings | Standard | FALSE | [9 empty] | 42627 |  |  | Yes | Qualified with no optic | 3.1 | 12467.75 | 95.5 | 130.54 | 6.43 | 1 | 5274 | 71.1
PN1J6AAK | HiLumz USA LLC | HiLumz | HN15-120-50K-D2D-[UH]-BLANK [Straight Down Only] | Indoor Luminaires | High-Bay | High-Bay Luminaires for Commercial and Industrial Buildings | Standard | FALSE | [9 empty] | 42627 |  |  | Yes | Qualified with no optic | 3.1 | 12467.75 | 95.5 | 130.54 | 6.43 | 1 | 5274 | 71.1
PVB5HTPW | HiLumz USA LLC | HiLumz | HN15-150-50K-D3D-[UH]-BLANK [Straight Down Only] | Indoor Luminaires | High-Bay | High-Bay Luminaires for Commercial and Industrial Buildings | Standard | FALSE | [9 empty] | 42627 |  |  | Yes | Qualified with no optic | 3.1 | 14131.15 | 88.85 | 159 | 8.21 | 1 | 5189 | 70.8
PKH2AEKC | HiLumz USA LLC | HiLumz | HN15-100-50K-D3N-[UH]-BLANK [Straight Down Only] | Indoor Luminaires | High-Bay | High-Bay Luminaires for Commercial and Industrial Buildings | Standard | FALSE | [9 empty] | 42627 |  |  | Yes | Qualified with no optic | 3.1 | 10735.3 | 102.15 | 105.11 | 10.75 | 0.99 | 5116 | 70.2
P9NTWBZR | HiLumz USA LLC | HiLumz | HN15-100-50K-D3D-[UH]-BLANK [Straight Down Only] | Indoor Luminaires | High-Bay | High-Bay Luminaires for Commercial and Industrial Buildings | Standard | FALSE | [9 empty] | 42627 |  |  | Yes | Qualified with no optic | 3.1 | 10735.3 | 102.15 | 105.11 | 10.75 | 0.99 | 5116 | 70.2
PNUQMW5M | HiLumz USA LLC | HiLumz | HN15-80-50K-D2D-[UH]-BLANK [Straight Down Only] | Indoor Luminaires | High-Bay | High-Bay Luminaires for Commercial and Industrial Buildings | Standard | FALSE | [9 empty] | 42627 |  |  | Yes | Qualified with no optic | 3.1 | 9612.35 | 106.45 | 90.29 | 8.82 | 0.99 | 5100 | 70
P3UVW58P | Jiangsu Ever-Tie Lighting Co. Ltd | Ever-tie | ETLB7-2FT/4L/VH/095/DM/FL 5700K (A5+B1) | Indoor Luminaires | High-Bay | High-Bay Luminaires for Commercial and Industrial Buildings | Premium | FALSE | [9 empty] | 42627 | Dimmable | Continuous Below 10 | No |  | 4 | 12462 | 132 | 95 | 10 | 0.9 | 5700 | 80
P58CZJAD | Jiangsu Ever-Tie Lighting Co. Ltd | Ever-tie | ETLB7-2FT/4L/VH/095/DM/FL 5000K (A5+B1) | Indoor Luminaires | High-Bay | High-Bay Luminaires for Commercial and Industrial Buildings | Premium | FALSE | [9 empty] | 42627 | Dimmable | Continuous Below 10 | No |  | 4 | 12160 | 131 | 95 | 10 | 0.9 | 5000 | 80
PN132UMX | Jiangsu Ever-Tie Lighting Co. Ltd | Ever-tie | ETLB7-2FT/4L/VH/095/DM/FL 4000K (A5+B1) | Indoor Luminaires | High-Bay | High-Bay Luminaires for Commercial and Industrial Buildings | Premium | FALSE | [9 empty] | 42627 | Dimmable | Continuous Below 10 | No |  | 4 | 12065 | 130 | 95 | 10 | 0.9 | 4000 | 80
PDFY6VYT | Jiangsu Ever-Tie Lighting Co. Ltd | Ever-tie | ETLB7-4FT/6L/VH/275/DM/FL 5700K (A5+B1) | Indoor Luminaires | High-Bay | High-Bay Luminaires for Commercial and Industrial Buildings | Premium | FALSE | [9 empty] | 42627 | Dimmable | Continuous Below 10 | No |  | 4 | 36850 | 134 | 275 | 10 | 0.9 | 5700 | 80
PJHP88W1 | Jiangsu Ever-Tie Lighting Co. Ltd | Ever-tie | ETLB7-4FT/6L/VH/275/DM/FL 5000K (A5+B1) | Indoor Luminaires | High-Bay | High-Bay Luminaires for Commercial and Industrial Buildings | Premium | FALSE | [9 empty] | 42627 | Dimmable | Continuous Below 10 | No |  | 4 | 36300 | 132 | 275 | 10 | 0.9 | 5000 | 80
PG1GM5NJ | Jiangsu Ever-Tie Lighting Co. Ltd | Ever-tie | ETLB7-4FT/6L/VH/275/DM/FL 4000K (A5+B1) | Indoor Luminaires | High-Bay | High-Bay Luminaires for Commercial and Industrial Buildings | Premium | FALSE | [9 empty] | 42627 | Dimmable | Continuous Below 10 | No |  | 4 | 35750 | 130 | 275 | 10 | 0.9 | 4000 | 80
PJ5X9TVP | Big Ass Light Solutions | Big Ass Lights | BAS-HBL2-14040104CCMMSS | Indoor Luminaires | High-Bay | High-Bay Luminaires for Commercial and Industrial Buildings | Standard | TRUE | 11271 | 104.5 | 107.9 | 8.96 | 0.996 | 3791 | 83 | 5 | 50000 | 42626 |  |  | Yes |  | 4 | 11271 | 104.5 | 107.9 | 8.88 | 0.94 | 3791 | 83.3
P8Q923YZ | Thomas & Betts Limited | HAZLUX | DL017EUN0-TG[blank]-[A* C* HV2 or blank]-E[T G]U [120V ONLY] | Indoor Luminaires | High-Bay | High-Bay Luminaires for Commercial and Industrial Buildings | Standard | TRUE | 18572 | 141.8 | 131.02 | 12.66 | 0.989 | 4888 | 72 | 5 | 50000 | 42626 |  |  | No |  | 4 | 18572 | 141.8 | 129.6 | 13.1 | 0.99 | 4888 | 72
PQ6CYA8E | Thomas & Betts Limited | HAZLUX | DL020EUN0-TG[blank]-[A* C* HV2 or blank]-E[T G]U [120V ONLY] | Indoor Luminaires | High-Bay | High-Bay Luminaires for Commercial and Industrial Buildings | Standard | TRUE | 21133 | 129.1 | 163.73 | 12.43 | 0.985 | 4888 | 72 | 5 | 50000 | 42626 |  |  | No |  | 4 | 21133 | 129.1 | 163.7 | 12.7 | 0.98 | 4927 | 72
P1B68YC5 | MaxLite Inc | MaxLED | HL-200UN-50[BLANK EM MSV MSO MSC] | Indoor Luminaires | High-Bay | High-Bay Aisle Luminaires | Premium | TRUE | 25151 | 127.29 | 197.6 | 6.438 | 0.9794 | 5252 | 71.9 | 5 | 50000 | 42626 |  |  | No |  | 4 | 25151 | 127 | 197.6 | 3.26 | 1 | 5252 | 71.9
P7FR4Z8Q | MaxLite Inc | MaxLED | HL-100UW-50[BLANK EM MSV MSO MSC] | Indoor Luminaires | High-Bay | High-Bay Luminaires for Commercial and Industrial Buildings | Premium | TRUE | 13487 | 129.84 | 103.9 | 3.525 | 0.9726 | 5186 | 71.4 | 5 | 50000 | 42626 |  |  | No |  | 4 | 13487 | 130 | 103.9 | 2.87 | 1 | 5186 | 71.4
PCYTXGSD | Group Dekko Inc. | Dekko OEM | LHB-SS-50-MVT-DA-www-xxx-yyy-GRD | Indoor Luminaires | High-Bay | High-Bay Luminaires for Commercial and Industrial Buildings | Standard | TRUE | 9316 | 108.9 | 85.5 | 10.6 | 0.97 | 5182 | 84.1 | 5 | 50000 | 42626 |  |  | Yes |  | 4 | 9316 | 108.91 | 85.54 | 6.71 | 1 | 5182 | 84.1
PFM7VNZ7 | Group Dekko Inc. | Dekko OEM | LHB-VHO-40-MVT-www-xxx-yyy-GRD | Indoor Luminaires | High-Bay | High-Bay Luminaires for Commercial and Industrial Buildings | Standard | TRUE | 22940 | 108.5 | 211.5 | 10.6 | 0.97 | 4151 | 84.1 | 5 | 50000 | 42626 |  |  | Yes |  | 4 | 23220 | 109.79 | 211.5 | 4.83 | 1 | 4151 | 84.1
PVY83ACH | ANKSO (HK) LIMITED | ANKSO | AHK/48D/8FT/40K | Indoor Luminaires | High-Bay | Low-Bay Luminaires for Commercial and Industrial Buildings | Premium | TRUE | 5599.32 | 128.87 | 43.45 | 7.7 | 0.955 | 4014 | 85 | 5 | 50000 | 42626 |  |  | No |  | 4 | 6060 | 126.1 | 48 | 20 | 0.9 | 4000 | 80
PA24SJQA | ANKSO (HK) LIMITED | ANKSO | AHK/48D/4FT/40K | Indoor Luminaires | High-Bay | Low-Bay Luminaires for Commercial and Industrial Buildings | Premium | TRUE | 5588.97 | 127.2 | 43.94 | 7.7 | 0.955 | 3956 | 84 | 5 | 50000 | 42626 |  |  | No |  | 4 | 6060 | 126.1 | 48 | 20 | 0.9 | 4000 | 80
PPNKMAM9 | Amerlight LLC | Amerlight | LN1004K | Indoor Luminaires | High-Bay | High-Bay Luminaires for Commercial and Industrial Buildings | Standard | TRUE | 13106.79 | 126.31 | 103.77 | 8.97 | 0.941 | 4117 | 84.3 | 5 | 50000 | 42626 |  |  | No |  | 4 | 13106 | 126 | 104 | 8.8 | 0.94 | 4000 | 83
PNB95SUY | Amerlight LLC | Amerlight | LN100X24K | Indoor Luminaires | High-Bay | High-Bay Luminaires for Commercial and Industrial Buildings | Standard | TRUE | 12870.59 | 125.64 | 102.44 | 9.116 | 0.939 | 4152 | 82.7 | 5 | 50000 | 42626 |  |  | No |  | 4 | 12870 | 125 | 102 | 9 | 0.94 | 4000 | 82
PDRPJGJP | LED Trail | LED Trail | V3040-4000K | Indoor Luminaires | High-Bay | High-Bay Luminaires for Commercial and Industrial Buildings | Standard | TRUE | 11846 | 79.88 | 148.3 | 10.02 | 0.9386 | 4098 | 76 | 5 |  | 42626 |  |  | NotYetVerified |  | 3 |  |  | 150
PTXNJUG9 | Dongbu Lightec | LumiDas-LML | LML49-UM-L4-YF | Indoor Luminaires | High-Bay | Low-Bay Luminaires for Commercial and Industrial Buildings | Premium | TRUE | 5460 | 115 | 47.5 | 15.8 | 0.938 | 3569 | 84.6 | 5 | 50000 | 42626 |  |  | No |  | 3.1 | 5635 | 115 | 49 | 20 | 0.9 | 3500 | 80
PG2VUXZM | Dongbu Lightec | LumiDas-LML | LML49-UM-L4-NF | Indoor Luminaires | High-Bay | Low-Bay Luminaires for Commercial and Industrial Buildings | Premium | TRUE | 5869 | 123.5 | 47.5 | 16.4 | 0.937 | 4008 | 84.5 | 5 | 50000 | 42626 |  |  | No |  | 3.1 | 5880 | 120 | 49 | 20 | 0.9 | 4000 | 80
PAB98XG5 | Shenzhen Techtop Lighting Co.Ltd | TECHTOP | TP-RTK-150W-NW | Indoor Retrofit Kit | High-Bay | Retrofit Kits for High-Bay Luminaires for Commercial and Industrial Buildings | Premium | TRUE | 16614 | 108.9 | 152.5 | 10.16 | 0.9317 | 4161 | 74.7 | 10 | 50000 | 42626 |  |  | Yes |  | 3.1 | 16614 | 108.9 | 152.5 | 10.16 | 0.9217 | 4100 | 74.7
PEKV77JB | Shenzhen Techtop Lighting Co.Ltd | TECHTOP | TP-RTK-100W-NW | Indoor Retrofit Kit | High-Bay | Retrofit Kits for High-Bay Luminaires for Commercial and Industrial Buildings | Premium | TRUE | 10572 | 108.68 | 97.28 | 10.36 | 0.929 | 4183 | 75.7 | 5 | 50000 | 42626 |  |  | NotYetVerified |  | 3 | 10572 | 108.68 | 97.28 | 10.36 | 0.929 | 4100 | 75.7
PWZ2FA3D | CIXI YUANHUI LIGHTING ELECTRIC CO.LTD | YUANHUI | HP4F150V2DD[-S] | Indoor Luminaires | High-Bay | High-Bay Luminaires for Commercial and Industrial Buildings | Standard | TRUE | 18639 | 127.23 | 146.5 | 13.91 | 0.9285 | 2710 | 82 | 5 | 50000 | 42626 |  |  | No |  | 4 | 18639 | 127.23 | 146.5 | 13.91 | 0.93 | 2700 | 82
PX1VAG23 | CIXI YUANHUI LIGHTING ELECTRIC CO.LTD | YUANHUI | HP4C150V2DD[-S] | Indoor Luminaires | High-Bay | High-Bay Luminaires for Commercial and Industrial Buildings | Standard | TRUE | 19500 | 133.2 | 146.4 | 12.95 | 0.926 | 2656 | 84 | 5 | 50000 | 42626 |  |  | No |  | 4 | 19500 | 133.2 | 146.4 | 12.95 | 0.93 | 2700 | 84
PJXTW1BY | CIXI YUANHUI LIGHTING ELECTRIC CO.LTD | YUANHUI | HP4F150V1DD[-S] | Indoor Luminaires | High-Bay | High-Bay Luminaires for Commercial and Industrial Buildings | Standard | TRUE | 19464 | 126.8 | 153.5 | 15.72 | 0.9133 | 2729 | 82.2 | 5 | 50000 | 42626 |  |  | No |  | 4 | 19464 | 126.8 | 153.5 | 15.72 | 0.91 | 2700 | 82.2
PDADETVV | Hocan Group Co. LTD | SEPICN LED Lighting | HC-TF-4FT-100W-X(3000K) | Indoor Luminaires | High-Bay | High-Bay Luminaires for Commercial and Industrial Buildings | Standard | TRUE | 10814 | 110.69 | 97.7 | 17.86 | 0.9092 | 2946 | 84.6 | 5 | 50000 | 42626 |  |  | Yes |  | 4 | 10896 | 111.04 | 98.13 | 17.86 | 0.91 | 3000 | 84.6
P64NE58G | Hocan Group Co. LTD | SEPICN LED Lighting | HC-TF-4FT-60W-X(3000K) | Indoor Luminaires | High-Bay | Low-Bay Luminaires for Commercial and Industrial Buildings | Standard | TRUE | 6507.3 | 110.09 | 59.11 | 18.66 | 0.9042 | 2972 | 83.7 | 5 | 50000 | 42626 |  |  | Yes |  | 4 | 6580.1 | 110.59 | 59.5 | 18.66 | 0.9 | 3000 | 83.7
PGVSCDPF | CIXI YUANHUI LIGHTING ELECTRIC CO.LTD | YUANHUI | HP4C120V2DD[-S] | Indoor Luminaires | High-Bay | High-Bay Luminaires for Commercial and Industrial Buildings | Standard | TRUE | 16722 | 134.75 | 124.1 | 13.42 | 0.9024 | 2788 | 83.5 | 5 | 50000 | 42626 |  |  | No |  | 4 | 16722 | 134.75 | 124.1 | 13.42 | 0.9 | 2700 | 83.5
PVCQT5MW | CIXI YUANHUI LIGHTING ELECTRIC CO.LTD | YUANHUI | HP4C100V2DD[-S] | Indoor Luminaires | High-Bay | High-Bay Luminaires for Commercial and Industrial Buildings | Standard | TRUE | 14396 | 130.75 | 111.1 | 15.31 | 0.9021 | 2787 | 83.1 | 5 | 50000 | 42626 |  |  | No |  | 4 | 14396 | 130.75 | 110.1 | 15.31 | 0.9 | 2700 | 83.1
P3FQFY1H | Amerlight LLC | Amerlight | LN050X24K | Indoor Luminaires | High-Bay | Low-Bay Luminaires for Commercial and Industrial Buildings | Standard | TRUE | 6611.02 | 122.95 | 54 | 11.928 | 0.883 | 4211 | 82.1 | 5 | 50000 | 42626 |  |  | No |  | 4 | 6611 | 122 | 54 | 9 | 0.94 | 4000 | 82
PURQPMTZ | Shenzhen Techtop Lighting Co.Ltd | TECHTOP | TP-RTK-100W-CW | Indoor Retrofit Kit | High-Bay | Retrofit Kits for High-Bay Luminaires for Commercial and Industrial Buildings | Premium | FALSE | [9 empty] | 42626 |  |  | NotYetVerified |  | 3 | 11063 | 114.11 | 96.95 | 10.68 | 0.9214 | 5700 | 71.5
PDUM14DP | ANKSO (HK) LIMITED | ANKSO | AHK/48D/4FT/57K | Indoor Luminaires | High-Bay | Low-Bay Luminaires for Commercial and Industrial Buildings | Premium | FALSE | [9 empty] | 42626 |  |  | No |  | 4 | 6060 | 126.1 | 48 | 20 | 0.9 | 5700 | 80
P3EE2KZ6 | ANKSO (HK) LIMITED | ANKSO | AHK/48D/8FT/57K | Indoor Luminaires | High-Bay | Low-Bay Luminaires for Commercial and Industrial Buildings | Premium | FALSE | [9 empty] | 42626 |  |  | No |  | 4 | 6060 | 126.1 | 48 | 20 | 0.9 | 5700 | 80
P6Y572ZW | ANKSO (HK) LIMITED | ANKSO | AHK/48D/4FT/50K | Indoor Luminaires | High-Bay | Low-Bay Luminaires for Commercial and Industrial Buildings | Premium | FALSE | [9 empty] | 42626 |  |  | No |  | 4 | 6060 | 126.1 | 48 | 20 | 0.9 | 5000 | 80
P48FMUBM | ANKSO (HK) LIMITED | ANKSO | AHK/48D/8FT/50K | Indoor Luminaires | High-Bay | Low-Bay Luminaires for Commercial and Industrial Buildings | Premium | FALSE | [9 empty] | 42626 |  |  | No |  | 4 | 6060 | 126.1 | 48 | 20 | 0.9 | 5000 | 80
PTQW1PEZ | ANKSO (HK) LIMITED | ANKSO | AHK/48D/8FT/45K | Indoor Luminaires | High-Bay | Low-Bay Luminaires for Commercial and Industrial Buildings | Premium | FALSE | [9 empty] | 42626 |  |  | No |  | 4 | 6060 | 126.1 | 48 | 20 | 0.9 | 4500 | 80
PAJKPNKY | ANKSO (HK) LIMITED | ANKSO | AHK/48D/4FT/45K | Indoor Luminaires | High-Bay | Low-Bay Luminaires for Commercial and Industrial Buildings | Premium | FALSE | [9 empty] | 42626 |  |  | No |  | 4 | 6060 | 126.1 | 48 | 20 | 0.9 | 4500 | 80
PEJ9NG6R | MaxLite Inc | MaxLED | HL-200UW-50[BLANK EM MSV MSO MSC] | Indoor Luminaires | High-Bay | High-Bay Luminaires for Commercial and Industrial Buildings | Premium | FALSE | [9 empty] | 42626 |  |  | No |  | 4 | 25064 | 128 | 195.6 | 2.85 | 1 | 5270 | 71.7
P3J32YCG | MaxLite Inc | MaxLED | HL-150UN-50[BLANK EM MSV MSO MSC] | Indoor Luminaires | High-Bay | High-Bay Aisle Luminaires | Premium | FALSE | [9 empty] | 42626 |  |  | No |  | 4 | 19342 | 129 | 150.3 | 3.31 | 1 | 5263 | 71.8
PQMBENE5 | MaxLite Inc | MaxLED | HL-150UW-50[BLANK EM MSV MSO MSC] | Indoor Luminaires | High-Bay | High-Bay Luminaires for Commercial and Industrial Buildings | Premium | FALSE | [9 empty] | 42626 |  |  | No |  | 4 | 19532 | 130 | 149.9 | 3.14 | 1 | 5198 | 71.8
PUQ72PPN | MaxLite Inc | MaxLED | HL-100UN-50[BLANK EM MSV MSO MSC] | Indoor Luminaires | High-Bay | High-Bay Aisle Luminaires | Premium | FALSE | [9 empty] | 42626 |  |  | No |  | 4 | 13694 | 132 | 103.6 | 2.64 | 1 | 5179 | 71.3
PU6RQ8NS | LED Trail | LED Trail | V3040-5700K | Indoor Luminaires | High-Bay | High-Bay Luminaires for Commercial and Industrial Buildings | Standard | FALSE | [9 empty] | 42626 |  |  | NotYetVerified |  | 3 | 12471.3 | 83.7 | 150 |  |  | 5700 | 70
P844MKFJ | LED Trail | LED Trail | V3040-5000K | Indoor Luminaires | High-Bay | High-Bay Luminaires for Commercial and Industrial Buildings | Standard | FALSE | [9 empty] | 42626 |  |  | NotYetVerified |  | 3 | 12285 | 82.45 | 150 |  |  | 5000 | 70
PVAQA83R | LED Trail | LED Trail | V3040-4500K | Indoor Luminaires | High-Bay | High-Bay Luminaires for Commercial and Industrial Buildings | Standard | FALSE | [9 empty] | 42626 |  |  | NotYetVerified |  | 3 | 12083.9 | 81.1 | 150 |  |  | 4500 | 70
PVMU5BNE | Hocan Group Co. LTD | SEPICN LED Lighting | HC-TF-4FT-100W(5000K) | Indoor Luminaires | High-Bay | High-Bay Luminaires for Commercial and Industrial Buildings | Standard | FALSE | [9 empty] | 42626 |  |  | No |  | 4 | 12688.87 | 131.83 | 96.25 | 18.15 | 0.91 | 5000 | 84.8
PE1N442C | Hocan Group Co. LTD | SEPICN LED Lighting | HC-TF-4FT-60W(5000K) | Indoor Luminaires | High-Bay | Low-Bay Luminaires for Commercial and Industrial Buildings | Standard | FALSE | [9 empty] | 42626 |  |  | No |  | 4 | 8087.76 | 133.26 | 60.69 | 18.38 | 0.9 | 5000 | 84.7
PVCE6BJ6 | Hocan Group Co. LTD | SEPICN LED Lighting | HC-TF-4FT-60W-X(5000K) | Indoor Luminaires | High-Bay | Low-Bay Luminaires for Commercial and Industrial Buildings | Standard | FALSE | [9 empty] | 42626 |  |  | Yes |  | 4 | 7332 | 121.11 | 60.54 | 18.5 | 0.9 | 5000 | 83.2
PX73YEBF | Hocan Group Co. LTD | SEPICN LED Lighting | HC-TF-4FT-100W-X(5000K) | Indoor Luminaires | High-Bay | High-Bay Luminaires for Commercial and Industrial Buildings | Standard | FALSE | [9 empty] | 42626 |  |  | Yes |  | 4 | 12253 | 120.96 | 101.3 | 17.59 | 0.91 | 5000 | 82.8
PBPGFCGN | Hocan Group Co. LTD | SEPICN LED Lighting | HC-TF-4FT-100W(4000K) | Indoor Luminaires | High-Bay | High-Bay Luminaires for Commercial and Industrial Buildings | Standard | FALSE | [9 empty] | 42626 |  |  | No |  | 4 | 11968.94 | 124.35 | 96.25 | 18.15 | 0.91 | 4000 | 84.8
PNE6BSV3 | Hocan Group Co. LTD | SEPICN LED Lighting | HC-TF-4FT-60W(4000K) | Indoor Luminaires | High-Bay | Low-Bay Luminaires for Commercial and Industrial Buildings | Standard | FALSE | [9 empty] | 42626 |  |  | No |  | 4 | 7628.88 | 125.7 | 60.69 | 18.38 | 0.9 | 4000 | 84.7
PYG83SF8 | Hocan Group Co. LTD | SEPICN LED Lighting | HC-TF-4FT-100W-X(4000K) | Indoor Luminaires | High-Bay | High-Bay Luminaires for Commercial and Industrial Buildings | Standard | FALSE | [9 empty] | 42626 |  |  | Yes |  | 4 | 11574.5 | 117.95 | 98.13 | 17.86 | 0.91 | 4000 | 84.6
PGB67MCG | Hocan Group Co. LTD | SEPICN LED Lighting | HC-TF-4FT-60W-X(4000K) | Indoor Luminaires | High-Bay | Low-Bay Luminaires for Commercial and Industrial Buildings | Standard | FALSE | [9 empty] | 42626 |  |  | Yes |  | 4 | 6956.05 | 116.91 | 59.5 | 18.66 | 0.9 | 4000 | 83.7
P8FRMF3F | Hocan Group Co. LTD | SEPICN LED Lighting | HC-TF-4FT-100W(3000K) | Indoor Luminaires | High-Bay | High-Bay Luminaires for Commercial and Industrial Buildings | Standard | FALSE | [9 empty] | 42626 |  |  | No |  | 4 | 11249 | 116.87 | 96.25 | 18.15 | 0.91 | 3000 | 84.8
PJPYYZ9V | Hocan Group Co. LTD | SEPICN LED Lighting | HC-TF-4FT-60W(3000K) | Indoor Luminaires | High-Bay | Low-Bay Luminaires for Commercial and Industrial Buildings | Standard | FALSE | [9 empty] | 42626 |  |  | No |  | 4 | 7170 | 118.14 | 60.69 | 18.38 | 0.9 | 3000 | 84.7
PEG9USY8 | Dongbu Lightec | LumiDas-LML | LML49-UM-L4-DF | Indoor Luminaires | High-Bay | Low-Bay Luminaires for Commercial and Industrial Buildings | Premium | FALSE | [9 empty] | 42626 |  |  | No |  | 3.1 | 6125 | 125 | 49 | 20 | 0.9 | 5000 | 80
PUK28DCC | CIXI YUANHUI LIGHTING ELECTRIC CO.LTD | YUANHUI | HP4F150V2CD[-S] | Indoor Luminaires | High-Bay | High-Bay Luminaires for Commercial and Industrial Buildings | Standard | FALSE | [9 empty] | 42626 |  |  | No |  | 4 | 19439 | 132.06 | 147.2 | 13.22 | 0.93 | 5700 | 85.7
PYQR1FQ6 | CIXI YUANHUI LIGHTING ELECTRIC CO.LTD | YUANHUI | HP4C100V2CD[-S] | Indoor Luminaires | High-Bay | High-Bay Luminaires for Commercial and Industrial Buildings | Standard | FALSE | [9 empty] | 42626 |  |  | No |  | 4 | 15089 | 136.18 | 110.8 | 15.3 | 0.9 | 5700 | 85.6
PU4VGNWF | CIXI YUANHUI LIGHTING ELECTRIC CO.LTD | YUANHUI | HP4F150V1CD[-S] | Indoor Luminaires | High-Bay | High-Bay Luminaires for Commercial and Industrial Buildings | Standard | FALSE | [9 empty] | 42626 |  |  | No |  | 4 | 19967 | 130.16 | 153.4 | 15.07 | 0.91 | 5700 | 85.6
PY6EHFWC | CIXI YUANHUI LIGHTING ELECTRIC CO.LTD | YUANHUI | HP4C120V2CD[-S] | Indoor Luminaires | High-Bay | High-Bay Luminaires for Commercial and Industrial Buildings | Standard | FALSE | [9 empty] | 42626 |  |  | No |  | 4 | 17152 | 138.66 | 123.7 | 13.59 | 0.9 | 5700 | 84.1
PPCQU24Z | CIXI YUANHUI LIGHTING ELECTRIC CO.LTD | YUANHUI | HP4C150V2CD[-S] | Indoor Luminaires | High-Bay | High-Bay Luminaires for Commercial and Industrial Buildings | Standard | FALSE | [9 empty] | 42626 |  |  | No |  | 4 | 20064 | 138.37 | 145 | 12.88 | 0.93 | 5700 | 84
PA6CF6DK | CIXI YUANHUI LIGHTING ELECTRIC CO.LTD | YUANHUI | HP4C150V2PD[-S] | Indoor Luminaires | High-Bay | High-Bay Luminaires for Commercial and Industrial Buildings | Standard | FALSE | [9 empty] | 42626 |  |  | No |  | 4 | 19500 | 133.2 | 146.4 | 12.95 | 0.93 | 5000 | 84
P1VWA8SB | CIXI YUANHUI LIGHTING ELECTRIC CO.LTD | YUANHUI | HP4C120V2PD[-S] | Indoor Luminaires | High-Bay | High-Bay Luminaires for Commercial and Industrial Buildings | Standard | FALSE | [9 empty] | 42626 |  |  | No |  | 4 | 16722 | 134.75 | 124.1 | 13.42 | 0.9 | 5000 | 83.5
P1N575ND | CIXI YUANHUI LIGHTING ELECTRIC CO.LTD | YUANHUI | HP4C100V2PD[-S] | Indoor Luminaires | High-Bay | High-Bay Luminaires for Commercial and Industrial Buildings | Standard | FALSE | [9 empty] | 42626 |  |  | No |  | 4 | 14396 | 130.75 | 110.1 | 15.31 | 0.9 | 5000 | 83.1
P4T5MXTY | CIXI YUANHUI LIGHTING ELECTRIC CO.LTD | YUANHUI | HP4F150V1PD[-S] | Indoor Luminaires | High-Bay | High-Bay Luminaires for Commercial and Industrial Buildings | Standard | FALSE | [9 empty] | 42626 |  |  | No |  | 4 | 19464 | 126.8 | 153.5 | 15.72 | 0.91 | 5000 | 82.2
PEYJCU9P | CIXI YUANHUI LIGHTING ELECTRIC CO.LTD | YUANHUI | HP4F150V2PD[-S] | Indoor Luminaires | High-Bay | High-Bay Luminaires for Commercial and Industrial Buildings | Standard | FALSE | [9 empty] | 42626 |  |  | No |  | 4 | 18639 | 127.23 | 146.5 | 13.91 | 0.93 | 5000 | 82
PQHGP7BR | CIXI YUANHUI LIGHTING ELECTRIC CO.LTD | YUANHUI | HP4C150V2ND[-S] | Indoor Luminaires | High-Bay | High-Bay Luminaires for Commercial and Industrial Buildings | Standard | FALSE | [9 empty] | 42626 |  |  | No |  | 4 | 19500 | 133.2 | 146.4 | 12.95 | 0.93 | 4000 | 84
PM9HT3T4 | CIXI YUANHUI LIGHTING ELECTRIC CO.LTD | YUANHUI | HP4C120V2ND[-S] | Indoor Luminaires | High-Bay | High-Bay Luminaires for Commercial and Industrial Buildings | Standard | FALSE | [9 empty] | 42626 |  |  | No |  | 4 | 16722 | 134.75 | 124.1 | 13.42 | 0.9 | 4000 | 83.5
PKHHXEV7 | CIXI YUANHUI LIGHTING ELECTRIC CO.LTD | YUANHUI | HP4C100V2ND[-S] | Indoor Luminaires | High-Bay | High-Bay Luminaires for Commercial and Industrial Buildings | Standard | FALSE | [9 empty] | 42626 |  |  | No |  | 4 | 14396 | 130.75 | 110.1 | 15.31 | 0.9 | 4000 | 83.1
PY75JUXW | CIXI YUANHUI LIGHTING ELECTRIC CO.LTD | YUANHUI | HP4F150V1ND[-S] | Indoor Luminaires | High-Bay | High-Bay Luminaires for Commercial and Industrial Buildings | Standard | FALSE | [9 empty] | 42626 |  |  | No |  | 4 | 19464 | 126.8 | 153.5 | 15.72 | 0.91 | 4000 | 82.2
PEVKHGDQ | CIXI YUANHUI LIGHTING ELECTRIC CO.LTD | YUANHUI | HP4F150V2ND[-S] | Indoor Luminaires | High-Bay | High-Bay Luminaires for Commercial and Industrial Buildings | Standard | FALSE | [9 empty] | 42626 |  |  | No |  | 4 | 18639 | 127.23 | 146.5 | 13.91 | 0.93 | 4000 | 82
PBXHE9GM | CIXI YUANHUI LIGHTING ELECTRIC CO.LTD | YUANHUI | HP4C150V2WD[-S] | Indoor Luminaires | High-Bay | High-Bay Luminaires for Commercial and Industrial Buildings | Standard | FALSE | [9 empty] | 42626 |  |  | No |  | 4 | 19500 | 133.2 | 146.4 | 12.95 | 0.93 | 3000 | 84
P8KHY1P7 | CIXI YUANHUI LIGHTING ELECTRIC CO.LTD | YUANHUI | HP4C120V2WD[-S] | Indoor Luminaires | High-Bay | High-Bay Luminaires for Commercial and Industrial Buildings | Standard | FALSE | [9 empty] | 42626 |  |  | No |  | 4 | 16722 | 134.75 | 124.1 | 13.42 | 0.9 | 3000 | 83.5
P1CN5QWS | CIXI YUANHUI LIGHTING ELECTRIC CO.LTD | YUANHUI | HP4C100V2WD[-S] | Indoor Luminaires | High-Bay | High-Bay Luminaires for Commercial and Industrial Buildings | Standard | FALSE | [9 empty] | 42626 |  |  | No |  | 4 | 14396 | 130.75 | 110.1 | 15.31 | 0.9 | 3000 | 83.1
P7N68K1H | CIXI YUANHUI LIGHTING ELECTRIC CO.LTD | YUANHUI | HP4F150V1WD[-S] | Indoor Luminaires | High-Bay | High-Bay Luminaires for Commercial and Industrial Buildings | Standard | FALSE | [9 empty] | 42626 |  |  | No |  | 4 | 19464 | 126.8 | 153.5 | 15.72 | 0.91 | 3000 | 82.2
PUGGVPBZ | CIXI YUANHUI LIGHTING ELECTRIC CO.LTD | YUANHUI | HP4F150V2WD[-S] | Indoor Luminaires | High-Bay | High-Bay Luminaires for Commercial and Industrial Buildings | Standard | FALSE | [9 empty] | 42626 |  |  | No |  | 4 | 18639 | 127.23 | 146.5 | 13.91 | 0.93 | 3000 | 82
PCH34JJY | Big Ass Light Solutions | Big Ass Lights | BAS-HBL2-14050106CCMMSS | Indoor Luminaires | High-Bay | High-Bay Aisle Luminaires | Premium | FALSE | [9 empty] | 42626 | Dimmable | Continuous Below 10 | Yes |  | 4 | 13943 | 129.6 | 107.6 | 8.96 | 0.94 | 4997 | 84
PU9H3Z4X | Big Ass Light Solutions | Big Ass Lights | BAS-HBL2-14050101CCMMSS | Indoor Luminaires | High-Bay | High-Bay Luminaires for Commercial and Industrial Buildings | Premium | FALSE | [9 empty] | 42626 | Dimmable | Continuous Below 10 | Yes |  | 4 | 13811 | 128.3 | 107.6 | 8.96 | 0.94 | 4997 | 84
P3J15X1D | Big Ass Light Solutions | Big Ass Lights | BAS-HBL2-14050103CCMMSS | Indoor Luminaires | High-Bay | High-Bay Luminaires for Commercial and Industrial Buildings | Premium | FALSE | [9 empty] | 42626 | Dimmable | Continuous Below 10 | Yes |  | 4 | 13729 | 127.6 | 107.6 | 8.96 | 0.94 | 4997 | 84
PU4Q1CXA | Big Ass Light Solutions | Big Ass Lights | BAS-HBL2-14050102CCMMSS | Indoor Luminaires | High-Bay | High-Bay Luminaires for Commercial and Industrial Buildings | Premium | FALSE | [9 empty] | 42626 | Dimmable | Continuous Below 10 | Yes |  | 4 | 13701 | 127.3 | 107.6 | 8.96 | 0.94 | 4997 | 84
PTMZQ1NY | Big Ass Light Solutions | Big Ass Lights | BAS-HBL2-14050104CCMMSS | Indoor Luminaires | High-Bay | High-Bay Luminaires for Commercial and Industrial Buildings | Premium | FALSE | [9 empty] | 42626 | Dimmable | Continuous Below 10 | Yes |  | 4 | 12712 | 118.1 | 107.6 | 8.96 | 0.94 | 4997 | 84
PBSM14MF | Big Ass Light Solutions | Big Ass Lights | BAS-HPF1-18050106CCMMSS | Indoor Luminaires | High-Bay | High-Bay Aisle Luminaires | Premium | FALSE | [9 empty] | 42626 | Dimmable | Continuous Below 10 | Yes |  | 4 | 17604 | 117.1 | 150.32 | 8.43 | 0.96 | 4997 | 84
P33V1BN1 | Big Ass Light Solutions | Big Ass Lights | BAS-HPF1-18050101CCMMSS | Indoor Luminaires | High-Bay | High-Bay Luminaires for Commercial and Industrial Buildings | Premium | FALSE | [9 empty] | 42626 | Dimmable | Continuous Below 10 | Yes |  | 4 | 17240 | 114.7 | 150.32 | 8.43 | 0.96 | 4997 | 84
PJJMHNCR | Big Ass Light Solutions | Big Ass Lights | BAS-HPF1-18050102CCMMSS | Indoor Luminaires | High-Bay | High-Bay Luminaires for Commercial and Industrial Buildings | Premium | FALSE | [9 empty] | 42626 | Dimmable | Continuous Below 10 | Yes |  | 4 | 17166 | 114.2 | 150.32 | 8.43 | 0.96 | 4997 | 84
PVRXH87E | Big Ass Light Solutions | Big Ass Lights | BAS-HPF1-18050103CCMMSS | Indoor Luminaires | High-Bay | High-Bay Luminaires for Commercial and Industrial Buildings | Premium | FALSE | [9 empty] | 42626 | Dimmable | Continuous Below 10 | Yes |  | 4 | 16774 | 111.6 | 150.32 | 8.43 | 0.96 | 4997 | 84
PETCJZ66 | Big Ass Light Solutions | Big Ass Lights | BAS-HPF1-18050104CCMMSS | Indoor Luminaires | High-Bay | High-Bay Luminaires for Commercial and Industrial Buildings | Standard | FALSE | [9 empty] | 42626 | Dimmable | Continuous Below 10 | Yes |  | 4 | 15645 | 104.1 | 150.32 | 8.43 | 0.96 | 4997 | 84
PHUDBBPW | Big Ass Light Solutions | Big Ass Lights | BAS-HBL2-40050101CCMMSS | Indoor Luminaires | High-Bay | High-Bay Luminaires for Commercial and Industrial Buildings | Premium | FALSE | [9 empty] | 42626 | Dimmable | Continuous Below 10 | Yes |  | 4 | 38308 | 120.2 | 318.8 | 6.64 | 0.97 | 4997 | 84
PPYEJW4N | Big Ass Light Solutions | Big Ass Lights | BAS-HBL2-40050103CCMMSS | Indoor Luminaires | High-Bay | High-Bay Luminaires for Commercial and Industrial Buildings | Premium | FALSE | [9 empty] | 42626 | Dimmable | Continuous Below 10 | Yes |  | 4 | 37726 | 118.3 | 318.8 | 6.64 | 0.97 | 4997 | 84
PD7SYF9T | Big Ass Light Solutions | Big Ass Lights | BAS-HBL2-40050106CCMMSS | Indoor Luminaires | High-Bay | High-Bay Aisle Luminaires | Premium | FALSE | [9 empty] | 42626 | Dimmable | Continuous Below 10 | Yes |  | 4 | 37668 | 118.2 | 318.8 | 6.64 | 0.97 | 4997 | 84
P4RRZW25 | Big Ass Light Solutions | Big Ass Lights | BAS-HBL2-40050102CCMMSS | Indoor Luminaires | High-Bay | High-Bay Luminaires for Commercial and Industrial Buildings | Premium | FALSE | [9 empty] | 42626 | Dimmable | Continuous Below 10 | Yes |  | 4 | 37546 | 117.8 | 318.8 | 6.64 | 0.97 | 4997 | 84
P8FE4TA6 | Big Ass Light Solutions | Big Ass Lights | BAS-HBL2-40050104CCMMSS | Indoor Luminaires | High-Bay | High-Bay Luminaires for Commercial and Industrial Buildings | Premium | FALSE | [9 empty] | 42626 | Dimmable | Continuous Below 10 | Yes |  | 4 | 34538 | 108.3 | 318.8 | 6.64 | 0.97 | 4997 | 84
PCDKJYNS | Big Ass Light Solutions | Big Ass Lights | BAS-HBL2-20050101CCMMSS | Indoor Luminaires | High-Bay | High-Bay Luminaires for Commercial and Industrial Buildings | Premium | FALSE | [9 empty] | 42626 | Dimmable | Continuous Below 10 | Yes |  | 4 | 19154 | 120.2 | 159.4 | 6.64 | 0.97 | 4997 | 84
P76B49W7 | Big Ass Light Solutions | Big Ass Lights | BAS-HBL2-20050103CCMMSS | Indoor Luminaires | High-Bay | High-Bay Luminaires for Commercial and Industrial Buildings | Premium | FALSE | [9 empty] | 42626 | Dimmable | Continuous Below 10 | Yes |  | 4 | 18863 | 118.3 | 159.4 | 6.64 | 0.97 | 4997 | 84
PVKXU96H | Big Ass Light Solutions | Big Ass Lights | BAS-HBL2-20050106CCMMSS | Indoor Luminaires | High-Bay | High-Bay Aisle Luminaires | Premium | FALSE | [9 empty] | 42626 | Dimmable | Continuous Below 10 | Yes |  | 4 | 18834 | 118.2 | 159.4 | 6.64 | 0.97 | 4997 | 84
PDS839V2 | Big Ass Light Solutions | Big Ass Lights | BAS-HBL2-20050102CCMMSS | Indoor Luminaires | High-Bay | High-Bay Luminaires for Commercial and Industrial Buildings | Premium | FALSE | [9 empty] | 42626 | Dimmable | Continuous Below 10 | Yes |  | 4 | 18773 | 117.8 | 159.4 | 6.64 | 0.97 | 4997 | 84
PYJW7CKQ | Big Ass Light Solutions | Big Ass Lights | BAS-HBL2-20050104CCMMSS | Indoor Luminaires | High-Bay | High-Bay Luminaires for Commercial and Industrial Buildings | Premium | FALSE | [9 empty] | 42626 | Dimmable | Continuous Below 10 | Yes |  | 4 | 17269 | 108.3 | 159.4 | 6.64 | 0.97 | 4997 | 84
P3MMJGSC | Big Ass Light Solutions | Big Ass Lights | BAS-HPF1-36050106CCMMSS | Indoor Luminaires | High-Bay | High-Bay Aisle Luminaires | Premium | FALSE | [9 empty] | 42626 | Dimmable | Continuous Below 10 | Yes |  | 4 | 34504 | 115.8 | 297.9 | 6.24 | 0.97 | 4997 | 84
P4YZ4HJ5 | Big Ass Light Solutions | Big Ass Lights | BAS-HPF1-36050101CCMMSS | Indoor Luminaires | High-Bay | High-Bay Luminaires for Commercial and Industrial Buildings | Premium | FALSE | [9 empty] | 42626 | Dimmable | Continuous Below 10 | Yes |  | 4 | 33790 | 113.4 | 297.9 | 6.24 | 0.97 | 4997 | 84
PX5S2MVT | Big Ass Light Solutions | Big Ass Lights | BAS-HPF1-36050102CCMMSS | Indoor Luminaires | High-Bay | High-Bay Luminaires for Commercial and Industrial Buildings | Premium | FALSE | [9 empty] | 42626 | Dimmable | Continuous Below 10 | Yes |  | 4 | 33645 | 112.9 | 297.9 | 6.24 | 0.97 | 4997 | 84
PSQJXPUZ | Big Ass Light Solutions | Big Ass Lights | BAS-HPF1-36050103CCMMSS | Indoor Luminaires | High-Bay | High-Bay Luminaires for Commercial and Industrial Buildings | Premium | FALSE | [9 empty] | 42626 | Dimmable | Continuous Below 10 | Yes |  | 4 | 32877 | 110.4 | 297.9 | 6.24 | 0.97 | 4997 | 84
P41X33BF | Big Ass Light Solutions | Big Ass Lights | BAS-HPF1-36050104CCMMSS | Indoor Luminaires | High-Bay | High-Bay Luminaires for Commercial and Industrial Buildings | Standard | FALSE | [9 empty] | 42626 | Dimmable | Continuous Below 10 | Yes |  | 4 | 30664 | 102.9 | 297.9 | 6.24 | 0.97 | 4997 | 84
PU9AR3NB | Big Ass Light Solutions | Big Ass Lights | BAS-HPF1-18040106CCMMSS | Indoor Luminaires | High-Bay | High-Bay Aisle Luminaires | Premium | FALSE | [9 empty] | 42626 | Dimmable | Continuous Below 10 | Yes |  | 4 | 16386 | 111.7 | 146.65 | 11.06 | 0.95 | 3791 | 83.3
PM5NY63A | Big Ass Light Solutions | Big Ass Lights | BAS-HPF1-18040101CCMMSS | Indoor Luminaires | High-Bay | High-Bay Luminaires for Commercial and Industrial Buildings | Premium | FALSE | [9 empty] | 42626 | Dimmable | Continuous Below 10 | Yes |  | 4 | 16047 | 109.4 | 146.65 | 11.06 | 0.95 | 3791 | 83.3
PH66SJY3 | Big Ass Light Solutions | Big Ass Lights | BAS-HPF1-18040102CCMMSS | Indoor Luminaires | High-Bay | High-Bay Luminaires for Commercial and Industrial Buildings | Premium | FALSE | [9 empty] | 42626 | Dimmable | Continuous Below 10 | Yes |  | 4 | 15977 | 108.9 | 146.65 | 11.06 | 0.95 | 3791 | 83.3
PXD1DZMJ | Big Ass Light Solutions | Big Ass Lights | BAS-HPF1-18040103CCMMSS | Indoor Luminaires | High-Bay | High-Bay Luminaires for Commercial and Industrial Buildings | Standard | FALSE | [9 empty] | 42626 | Dimmable | Continuous Below 10 | Yes |  | 4 | 15614 | 106.5 | 146.65 | 11.06 | 0.95 | 3791 | 83.3
PP8HUN11 | Big Ass Light Solutions | Big Ass Lights | BAS-HPF1-18040104CCMMSS | Indoor Luminaires | High-Bay | High-Bay Luminaires for Commercial and Industrial Buildings | Standard | FALSE | [9 empty] | 42626 | Dimmable | Continuous Below 10 | Yes |  | 4 | 14564 | 99.3 | 146.65 | 11.06 | 0.95 | 3791 | 83.3
P2ANWSUG | Big Ass Light Solutions | Big Ass Lights | BAS-HPF1-36040106CCMMSS | Indoor Luminaires | High-Bay | High-Bay Aisle Luminaires | Premium | FALSE | [9 empty] | 42626 | Dimmable | Continuous Below 10 | Yes |  | 4 | 32116 | 109.6 | 293 | 10.33 | 0.95 | 3791 | 83.3
PPX8UDY6 | Big Ass Light Solutions | Big Ass Lights | BAS-HPF1-36040101CCMMSS | Indoor Luminaires | High-Bay | High-Bay Luminaires for Commercial and Industrial Buildings | Premium | FALSE | [9 empty] | 42626 | Dimmable | Continuous Below 10 | Yes |  | 4 | 31452 | 107.3 | 293 | 10.33 | 0.95 | 3791 | 83.3
PKAXJ1HQ | Big Ass Light Solutions | Big Ass Lights | BAS-HPF1-36040102CCMMSS | Indoor Luminaires | High-Bay | High-Bay Luminaires for Commercial and Industrial Buildings | Premium | FALSE | [9 empty] | 42626 | Dimmable | Continuous Below 10 | Yes |  | 4 | 31315 | 106.9 | 293 | 10.33 | 0.95 | 3791 | 83.3
P9EDD5XQ | Big Ass Light Solutions | Big Ass Lights | BAS-HPF1-36040103CCMMSS | Indoor Luminaires | High-Bay | High-Bay Luminaires for Commercial and Industrial Buildings | Standard | FALSE | [9 empty] | 42626 | Dimmable | Continuous Below 10 | Yes |  | 4 | 30603 | 104.4 | 293 | 10.33 | 0.95 | 3791 | 83.3
PG9DBNNK | Big Ass Light Solutions | Big Ass Lights | BAS-HPF1-36040104CCMMSS | Indoor Luminaires | High-Bay | High-Bay Luminaires for Commercial and Industrial Buildings | Standard | FALSE | [9 empty] | 42626 | Dimmable | Continuous Below 10 | Yes |  | 4 | 28130 | 95.3 | 295.1 | 10.33 | 0.95 | 3791 | 83.3
P6VC2QFP | Big Ass Light Solutions | Big Ass Lights | BAS-HBL2-14040106CCMMSS | Indoor Luminaires | High-Bay | High-Bay Aisle Luminaires | Premium | FALSE | [9 empty] | 42626 | Dimmable | Continuous Below 10 | Yes |  | 4 | 12572 | 116.5 | 107.9 | 8.88 | 0.94 | 3791 | 83.3
PPN8Y7K1 | Big Ass Light Solutions | Big Ass Lights | BAS-HBL2-14040101CCMMSS | Indoor Luminaires | High-Bay | High-Bay Luminaires for Commercial and Industrial Buildings | Premium | FALSE | [9 empty] | 42626 | Dimmable | Continuous Below 10 | Yes |  | 4 | 12486 | 115.7 | 107.9 | 8.88 | 0.94 | 3791 | 83.3
PGVQQJG1 | Big Ass Light Solutions | Big Ass Lights | BAS-HBL2-14040103CCMMSS | Indoor Luminaires | High-Bay | High-Bay Luminaires for Commercial and Industrial Buildings | Premium | FALSE | [9 empty] | 42626 | Dimmable | Continuous Below 10 | Yes |  | 4 | 12432 | 115.2 | 107.9 | 8.88 | 0.94 | 3791 | 83.3
PUXKVHQX | Big Ass Light Solutions | Big Ass Lights | BAS-HBL2-14040102CCMMSS | Indoor Luminaires | High-Bay | High-Bay Luminaires for Commercial and Industrial Buildings | Premium | FALSE | [9 empty] | 42626 | Dimmable | Continuous Below 10 | Yes |  | 4 | 12415 | 115 | 107.9 | 8.88 | 0.94 | 3791 | 83.3
P168Q1JP | Big Ass Light Solutions | Big Ass Lights | BAS-HBL2-40040103CCMMSS | Indoor Luminaires | High-Bay | High-Bay Luminaires for Commercial and Industrial Buildings | Premium | FALSE | [9 empty] | 42626 | Dimmable | Continuous Below 10 | Yes |  | 4 | 34630 | 110.9 | 312.3 | 6.57 | 0.97 | 3791 | 83.3
PFMJ9ZTZ | Big Ass Light Solutions | Big Ass Lights | BAS-HBL2-40040106CCMMSS | Indoor Luminaires | High-Bay | High-Bay Aisle Luminaires | Premium | FALSE | [9 empty] | 42626 | Dimmable | Continuous Below 10 | Yes |  | 4 | 34600 | 110.8 | 312.3 | 6.57 | 0.97 | 3791 | 83.3
PBQFSPYY | Big Ass Light Solutions | Big Ass Lights | BAS-HBL2-40040102CCMMSS | Indoor Luminaires | High-Bay | High-Bay Luminaires for Commercial and Industrial Buildings | Premium | FALSE | [9 empty] | 42626 | Dimmable | Continuous Below 10 | Yes |  | 4 | 34484 | 110.4 | 312.3 | 6.57 | 0.97 | 3791 | 83.3
PGXS17VU | Big Ass Light Solutions | Big Ass Lights | BAS-HBL2-40040101CCMMSS | Indoor Luminaires | High-Bay | High-Bay Luminaires for Commercial and Industrial Buildings | Premium | FALSE | [9 empty] | 42626 | Dimmable | Continuous Below 10 | Yes |  | 4 | 34144 | 112.4 | 312.3 | 6.57 | 0.97 | 3791 | 83.3
P4YMVCBT | Big Ass Light Solutions | Big Ass Lights | BAS-HBL2-40040104CCMMSS | Indoor Luminaires | High-Bay | High-Bay Luminaires for Commercial and Industrial Buildings | Standard | FALSE | [9 empty] | 42626 | Dimmable | Continuous Below 10 | Yes |  | 4 | 31958 | 102.3 | 312.3 | 6.57 | 0.97 | 3791 | 83.3
PWGXVPC1 | Big Ass Light Solutions | Big Ass Lights | BAS-HBL2-20040101CCMMSS | Indoor Luminaires | High-Bay | High-Bay Luminaires for Commercial and Industrial Buildings | Premium | FALSE | [9 empty] | 42626 | Dimmable | Continuous Below 10 | Yes |  | 4 | 17572 | 113.1 | 155.4 | 6.57 | 0.97 | 3791 | 83.3
PKM72QKB | Big Ass Light Solutions | Big Ass Lights | BAS-HBL2-20040103CCMMSS | Indoor Luminaires | High-Bay | High-Bay Luminaires for Commercial and Industrial Buildings | Premium | FALSE | [9 empty] | 42626 | Dimmable | Continuous Below 10 | Yes |  | 4 | 17315 | 111.4 | 155.4 | 6.57 | 0.97 | 3791 | 83.3
PVW73PNG | Big Ass Light Solutions | Big Ass Lights | BAS-HBL2-20040106CCMMSS | Indoor Luminaires | High-Bay | High-Bay Aisle Luminaires | Premium | FALSE | [9 empty] | 42626 | Dimmable | Continuous Below 10 | Yes |  | 4 | 17300 | 111.3 | 155.4 | 6.57 | 0.97 | 3791 | 83.3
PAGHR7NC | Big Ass Light Solutions | Big Ass Lights | BAS-HBL2-20040102CCMMSS | Indoor Luminaires | High-Bay | High-Bay Luminaires for Commercial and Industrial Buildings | Premium | FALSE | [9 empty] | 42626 | Dimmable | Continuous Below 10 | Yes |  | 4 | 17242 | 110.9 | 155.4 | 6.57 | 0.97 | 3791 | 83.3
PYUP8R9R | Big Ass Light Solutions | Big Ass Lights | BAS-HBL2-20040104CCMMSS | Indoor Luminaires | High-Bay | High-Bay Luminaires for Commercial and Industrial Buildings | Standard | FALSE | [9 empty] | 42626 | Dimmable | Continuous Below 10 | Yes |  | 4 | 15979 | 102.8 | 155.4 | 6.57 | 0.97 | 3791 | 83.3
PNCC8PB5 | Amerlight LLC | Amerlight | LN300 | Indoor Luminaires | High-Bay | High-Bay Luminaires for Commercial and Industrial Buildings | Standard | FALSE | [9 empty] | 42626 | Dimmable | Continuous Below 10 | No |  | 4 | 40748 | 130 | 312 | 8.8 | 0.94 | 5000 | 83
P1DD2PR5 | Amerlight LLC | Amerlight | LN200 | Indoor Luminaires | High-Bay | High-Bay Luminaires for Commercial and Industrial Buildings | Standard | FALSE | [9 empty] | 42626 | Dimmable | Continuous Below 10 | No |  | 4 | 27087 | 129 | 209 | 8.8 | 0.94 | 5000 | 83
P58FNEMX | Amerlight LLC | Amerlight | LN100 | Indoor Luminaires | High-Bay | High-Bay Luminaires for Commercial and Industrial Buildings | Standard | FALSE | [9 empty] | 42626 | Dimmable | Continuous Below 10 | No |  | 4 | 13199 | 127 | 104 | 8.8 | 0.94 | 5000 | 83
PT2RHU76 | Amerlight LLC | Amerlight | LN150X2 | Indoor Luminaires | High-Bay | High-Bay Luminaires for Commercial and Industrial Buildings | Standard | FALSE | [9 empty] | 42626 | Dimmable | Continuous Below 10 | No |  | 4 | 20185 | 128 | 156 | 9 | 0.94 | 5000 | 82
PEZPQ9ZA | Amerlight LLC | Amerlight | LN100X2 | Indoor Luminaires | High-Bay | High-Bay Luminaires for Commercial and Industrial Buildings | Standard | FALSE | [9 empty] | 42626 | Dimmable | Continuous Below 10 | No |  | 4 | 13028 | 127 | 102 | 9 | 0.94 | 5000 | 82
PB8PRZCG | Amerlight LLC | Amerlight | LN050X2 | Indoor Luminaires | High-Bay | Low-Bay Luminaires for Commercial and Industrial Buildings | Standard | FALSE | [9 empty] | 42626 | Dimmable | Continuous Below 10 | No |  | 4 | 6782 | 125 | 54 | 9 | 0.94 | 5000 | 82
PKUX8X32 | Amerlight LLC | Amerlight | LN3004K | Indoor Luminaires | High-Bay | High-Bay Luminaires for Commercial and Industrial Buildings | Standard | FALSE | [9 empty] | 42626 | Dimmable | Continuous Below 10 | No |  | 4 | 40401 | 129 | 312 | 8.8 | 0.94 | 4000 | 83
PRB1ZBGN | Amerlight LLC | Amerlight | LN2004K | Indoor Luminaires | High-Bay | High-Bay Luminaires for Commercial and Industrial Buildings | Standard | FALSE | [9 empty] | 42626 | Dimmable | Continuous Below 10 | No |  | 4 | 26805 | 128 | 209 | 8.8 | 0.94 | 4000 | 83
PZHJM8Y1 | Amerlight LLC | Amerlight | LN150X24K | Indoor Luminaires | High-Bay | High-Bay Luminaires for Commercial and Industrial Buildings | Standard | FALSE | [9 empty] | 42626 | Dimmable | Continuous Below 10 | No |  | 4 | 19983 | 127 | 156 | 9 | 0.94 | 4000 | 82
PMHU6WTC | Group Dekko Inc. | Dekko OEM | LHB-HO-50-MVT-STP-DA-www-xxx-yyy | Indoor Luminaires | High-Bay | High-Bay Luminaires for Commercial and Industrial Buildings | Standard | FALSE | [9 empty] | 42626 | Dimmable | Stepped | Yes |  | 4 | 15370 | 115.22 | 133.4 | 5.56 | 1 | 5250 | 84.1
PWCTX8R4 | Group Dekko Inc. | Dekko OEM | LHB-HO-50-MVT-STP-DA-www-xxx-yyy-GRD | Indoor Luminaires | High-Bay | High-Bay Luminaires for Commercial and Industrial Buildings | Standard | FALSE | [9 empty] | 42626 | Dimmable | Stepped | Yes |  | 4 | 14080 | 105.55 | 133.4 | 5.56 | 1 | 5250 | 84.1
P3369ZA2 | Group Dekko Inc. | Dekko OEM | LHB-HO-50-MVT-DA-www-xxx-yyy | Indoor Luminaires | High-Bay | High-Bay Luminaires for Commercial and Industrial Buildings | Standard | FALSE | [9 empty] | 42626 | Not Dimmable | Not Dimmable | Yes |  | 4 | 15370 | 115.22 | 133.4 | 5.56 | 1 | 5250 | 84.1
PTE7W7AU | Group Dekko Inc. | Dekko OEM | LHB-HO-50-MVT-DA-www-xxx-yyy-GRD | Indoor Luminaires | High-Bay | High-Bay Luminaires for Commercial and Industrial Buildings | Standard | FALSE | [9 empty] | 42626 | Not Dimmable | Not Dimmable | Yes |  | 4 | 14080 | 105.55 | 133.4 | 5.56 | 1 | 5250 | 84.1
P8SRDG5Q | Group Dekko Inc. | Dekko OEM | LHB-HO-50-MVT-10V-DA-www-xxx-yyy | Indoor Luminaires | High-Bay | High-Bay Luminaires for Commercial and Industrial Buildings | Standard | FALSE | [9 empty] | 42626 | Dimmable | Continuous Below 10 | Yes |  | 4 | 15370 | 115.22 | 133.4 | 5.56 | 1 | 5250 | 84.1
PRHN8WP6 | Group Dekko Inc. | Dekko OEM | LHB-HO-50-MVT-10V-DA-www-xxx-yyy-GRD | Indoor Luminaires | High-Bay | High-Bay Luminaires for Commercial and Industrial Buildings | Standard | FALSE | [9 empty] | 42626 | Dimmable | Continuous Below 10 | Yes |  | 4 | 14080 | 105.55 | 133.4 | 5.56 | 1 | 5250 | 84.1
PXG88F8A | Group Dekko Inc. | Dekko OEM | LHB-SS-50-MVT-STP-DA-www-xxx-yyy-GRD | Indoor Luminaires | High-Bay | High-Bay Luminaires for Commercial and Industrial Buildings | Standard | FALSE | [9 empty] | 42626 | Dimmable | Stepped | Yes |  | 4 | 9316 | 108.91 | 85.54 | 6.71 | 1 | 5182 | 84.1
P29JNBR6 | Group Dekko Inc. | Dekko OEM | LHB-SS-50-MVT-10V-DA-www-xxx-yyy-GRD | Indoor Luminaires | High-Bay | High-Bay Luminaires for Commercial and Industrial Buildings | Standard | FALSE | [9 empty] | 42626 | Dimmable | Continuous Below 10 | Yes |  | 4 | 9316 | 108.91 | 85.54 | 6.71 | 1 | 5182 | 84.1
P62622FM | Group Dekko Inc. | Dekko OEM | LHB-VHO-50-MVT-STP-www-xxx-yyy | Indoor Luminaires | High-Bay | High-Bay Luminaires for Commercial and Industrial Buildings | Standard | FALSE | [9 empty] | 42626 | Dimmable | Stepped | Yes |  | 4 | 23764 | 114.14 | 208.2 | 10.3 | 0.96 | 5000 | 84
PRAQH85V | Group Dekko Inc. | Dekko OEM | LHB-VHO-50-MVT-STP-www-xxx-yyy-GRD | Indoor Luminaires | High-Bay | High-Bay Luminaires for Commercial and Industrial Buildings | Standard | FALSE | [9 empty] | 42626 | Dimmable | Stepped | Yes |  | 4 | 23420 | 112.49 | 208.2 | 10.3 | 0.96 | 5000 | 84
PSZQPS42 | Group Dekko Inc. | Dekko OEM | LHB-VHO-50-MVT-STP-CP-www-xxx-yyy | Indoor Luminaires | High-Bay | High-Bay Luminaires for Commercial and Industrial Buildings | Standard | FALSE | [9 empty] | 42626 | Dimmable | Stepped | Yes |  | 4 | 22115 | 106.22 | 208.2 | 10.3 | 0.96 | 5000 | 84
PHX35HSF | Group Dekko Inc. | Dekko OEM | LHB-VHO-50-MVT-STP-CA-www-xxx-yyy | Indoor Luminaires | High-Bay | High-Bay Luminaires for Commercial and Industrial Buildings | Standard | FALSE | [9 empty] | 42626 | Dimmable | Stepped | Yes |  | 4 | 22115 | 106.22 | 208.2 | 10.3 | 0.96 | 5000 | 84
PRNBUNA4 | Group Dekko Inc. | Dekko OEM | LHB-VHO-50-MVT-STP-PR-www-xxx-yyy | Indoor Luminaires | High-Bay | High-Bay Luminaires for Commercial and Industrial Buildings | Standard | FALSE | [9 empty] | 42626 | Dimmable | Stepped | Yes |  | 4 | 21440 | 102.98 | 208.2 | 10.3 | 0.96 | 5000 | 84
P4FRYRZ9 | Group Dekko Inc. | Dekko OEM | LHB-SS-50-MVT-STP-www-xxx-yyy | Indoor Luminaires | High-Bay | High-Bay Luminaires for Commercial and Industrial Buildings | Standard | FALSE | [9 empty] | 42626 | Dimmable | Stepped | Yes |  | 4 | 12079 | 141.21 | 85.54 | 6.71 | 1 | 5000 | 84
PUURYGAF | Group Dekko Inc. | Dekko OEM | LHB-SS-50-MVT-STP-CP-www-xxx-yyy | Indoor Luminaires | High-Bay | High-Bay Luminaires for Commercial and Industrial Buildings | Standard | FALSE | [9 empty] | 42626 | Dimmable | Stepped | Yes |  | 4 | 11427 | 133.59 | 85.54 | 6.71 | 1 | 5000 | 84
P5ZZEKGZ | Group Dekko Inc. | Dekko OEM | LHB-SS-50-MVT-STP-CA-www-xxx-yyy | Indoor Luminaires | High-Bay | High-Bay Luminaires for Commercial and Industrial Buildings | Standard | FALSE | [9 empty] | 42626 | Dimmable | Stepped | Yes |  | 4 | 11427 | 133.59 | 85.54 | 6.71 | 1 | 5000 | 84
PUK3KGCU | Group Dekko Inc. | Dekko OEM | LHB-SS-50-MVT-STP-www-xxx-yyy-GRD | Indoor Luminaires | High-Bay | High-Bay Luminaires for Commercial and Industrial Buildings | Standard | FALSE | [9 empty] | 42626 | Dimmable | Stepped | Yes |  | 4 | 11179 | 130.69 | 85.54 | 6.71 | 1 | 5000 | 84
PSCKY1CT | Group Dekko Inc. | Dekko OEM | LHB-SS-50-MVT-STP-PR-www-xxx-yyy | Indoor Luminaires | High-Bay | High-Bay Luminaires for Commercial and Industrial Buildings | Standard | FALSE | [9 empty] | 42626 | Dimmable | Stepped | Yes |  | 4 | 11148 | 130.32 | 85.54 | 6.71 | 1 | 5000 | 84
PJ741DQH | Group Dekko Inc. | Dekko OEM | LHB-SS-50-MVT-STP-CA-www-xxx-yyy-GRD | Indoor Luminaires | High-Bay | High-Bay Luminaires for Commercial and Industrial Buildings | Standard | FALSE | [9 empty] | 42626 | Dimmable | Stepped | Yes |  | 4 | 10527 | 123.07 | 85.54 | 6.71 | 1 | 5000 | 84
PG7SY3EN | Group Dekko Inc. | Dekko OEM | LHB-SS-50-MVT-STP-CP-www-xxx-yyy-GRD | Indoor Luminaires | High-Bay | High-Bay Luminaires for Commercial and Industrial Buildings | Standard | FALSE | [9 empty] | 42626 | Dimmable | Stepped | Yes |  | 4 | 10527 | 123.07 | 85.54 | 6.71 | 1 | 5000 | 84
PDEA1WSU | Group Dekko Inc. | Dekko OEM | LHB-SS-50-MVT-STP-PR-www-xxx-yyy-GRD | Indoor Luminaires | High-Bay | High-Bay Luminaires for Commercial and Industrial Buildings | Standard | FALSE | [9 empty] | 42626 | Dimmable | Stepped | Yes |  | 4 | 10248 | 119.8 | 85.54 | 6.71 | 1 | 5000 | 84
PKCSGMA2 | Group Dekko Inc. | Dekko OEM | LHB-SS-50-MVT-STP-DA-www-xxx-yyy | Indoor Luminaires | High-Bay | High-Bay Luminaires for Commercial and Industrial Buildings | Standard | FALSE | [9 empty] | 42626 | Dimmable | Stepped | Yes |  | 4 | 10216 | 119.43 | 85.54 | 6.71 | 1 | 5000 | 84
PVFZGAD6 | Group Dekko Inc. | Dekko OEM | LHB-HO-50-MVT-STP-www-xxx-yyy | Indoor Luminaires | High-Bay | High-Bay Luminaires for Commercial and Industrial Buildings | Standard | FALSE | [9 empty] | 42626 | Dimmable | Stepped | Yes |  | 4 | 18404 | 137.96 | 133.4 | 5.56 | 1 | 5000 | 84
P6P1GNVM | Group Dekko Inc. | Dekko OEM | LHB-HO-50-MVT-STP-www-xxx-yyy-GRD | Indoor Luminaires | High-Bay | High-Bay Luminaires for Commercial and Industrial Buildings | Standard | FALSE | [9 empty] | 42626 | Dimmable | Stepped | Yes |  | 4 | 17504 | 131.21 | 133.4 | 5.56 | 1 | 5000 | 84
P65XPHST | Group Dekko Inc. | Dekko OEM | LHB-HO-50-MVT-STP-CA-www-xxx-yyy | Indoor Luminaires | High-Bay | High-Bay Luminaires for Commercial and Industrial Buildings | Standard | FALSE | [9 empty] | 42626 | Dimmable | Stepped | Yes |  | 4 | 17342 | 130 | 133.4 | 5.56 | 1 | 5000 | 84
P1SXPUFS | Group Dekko Inc. | Dekko OEM | LHB-HO-50-MVT-STP-CP-www-xxx-yyy | Indoor Luminaires | High-Bay | High-Bay Luminaires for Commercial and Industrial Buildings | Standard | FALSE | [9 empty] | 42626 | Dimmable | Stepped | Yes |  | 4 | 17342 | 130 | 133.4 | 5.56 | 1 | 5000 | 84
PSMY7Y6P | Group Dekko Inc. | Dekko OEM | LHB-HO-50-MVT-STP-PR-www-xxx-yyy | Indoor Luminaires | High-Bay | High-Bay Luminaires for Commercial and Industrial Buildings | Standard | FALSE | [9 empty] | 42626 | Dimmable | Stepped | Yes |  | 4 | 16887 | 126.59 | 133.4 | 5.56 | 1 | 5000 | 84
PU35KDUE | Group Dekko Inc. | Dekko OEM | LHB-HO-50-MVT-STP-CA-www-xxx-yyy-GRD | Indoor Luminaires | High-Bay | High-Bay Luminaires for Commercial and Industrial Buildings | Standard | FALSE | [9 empty] | 42626 | Dimmable | Stepped | Yes |  | 4 | 16442 | 123.25 | 133.4 | 5.56 | 1 | 5000 | 84
PK38CP8D | Group Dekko Inc. | Dekko OEM | LHB-HO-50-MVT-STP-CP-www-xxx-yyy-GRD | Indoor Luminaires | High-Bay | High-Bay Luminaires for Commercial and Industrial Buildings | Standard | FALSE | [9 empty] | 42626 | Dimmable | Stepped | Yes |  | 4 | 16442 | 123.25 | 133.4 | 5.56 | 1 | 5000 | 84
P5BKNGTU | Group Dekko Inc. | Dekko OEM | LHB-HO-50-MVT-STP-PR-www-xxx-yyy-GRD | Indoor Luminaires | High-Bay | High-Bay Luminaires for Commercial and Industrial Buildings | Standard | FALSE | [9 empty] | 42626 | Dimmable | Stepped | Yes |  | 4 | 15987 | 119.84 | 133.4 | 5.56 | 1 | 5000 | 84
PSRTAA4A | Group Dekko Inc. | Dekko OEM | LHB-VHO-50-MVT-www-xxx-yyy | Indoor Luminaires | High-Bay | High-Bay Luminaires for Commercial and Industrial Buildings | Standard | FALSE | [9 empty] | 42626 | Not Dimmable | Not Dimmable | Yes |  | 4 | 23764 | 114.14 | 208.2 | 10.3 | 0.96 | 5000 | 84
PEAXCVU8 | Group Dekko Inc. | Dekko OEM | LHB-VHO-50-MVT-www-xxx-yyy-GRD | Indoor Luminaires | High-Bay | High-Bay Luminaires for Commercial and Industrial Buildings | Standard | FALSE | [9 empty] | 42626 | Not Dimmable | Not Dimmable | Yes |  | 4 | 23420 | 112.49 | 208.2 | 10.3 | 0.96 | 5000 | 84
PG2XUUY3 | Group Dekko Inc. | Dekko OEM | LHB-VHO-50-MVT-CA-www-xxx-yyy | Indoor Luminaires | High-Bay | High-Bay Luminaires for Commercial and Industrial Buildings | Standard | FALSE | [9 empty] | 42626 | Not Dimmable | Not Dimmable | Yes |  | 4 | 22115 | 106.22 | 208.2 | 10.3 | 0.96 | 5000 | 84
P3FMC6DP | Group Dekko Inc. | Dekko OEM | LHB-VHO-50-MVT-CP-www-xxx-yyy | Indoor Luminaires | High-Bay | High-Bay Luminaires for Commercial and Industrial Buildings | Standard | FALSE | [9 empty] | 42626 | Not Dimmable | Not Dimmable | Yes |  | 4 | 22115 | 106.22 | 208.2 | 10.3 | 0.96 | 5000 | 84
P8362NRP | Group Dekko Inc. | Dekko OEM | LHB-VHO-50-MVT-PR-www-xxx-yyy | Indoor Luminaires | High-Bay | High-Bay Luminaires for Commercial and Industrial Buildings | Standard | FALSE | [9 empty] | 42626 | Not Dimmable | Not Dimmable | Yes |  | 4 | 21440 | 102.98 | 208.2 | 10.3 | 0.96 | 5000 | 84
P86ACJM8 | Group Dekko Inc. | Dekko OEM | LHB-SS-50-MVT-www-xxx-yyy | Indoor Luminaires | High-Bay | High-Bay Luminaires for Commercial and Industrial Buildings | Standard | FALSE | [9 empty] | 42626 | Not Dimmable | Not Dimmable | Yes |  | 4 | 12079 | 141.21 | 85.54 | 6.71 | 1 | 5000 | 84
PXMXG4UR | Group Dekko Inc. | Dekko OEM | LHB-SS-50-MVT-CA-www-xxx-yyy | Indoor Luminaires | High-Bay | High-Bay Luminaires for Commercial and Industrial Buildings | Standard | FALSE | [9 empty] | 42626 | Not Dimmable | Not Dimmable | Yes |  | 4 | 11427 | 133.59 | 85.54 | 6.71 | 1 | 5000 | 84
PJFCSZ6R | Group Dekko Inc. | Dekko OEM | LHB-SS-50-MVT-CP-www-xxx-yyy | Indoor Luminaires | High-Bay | High-Bay Luminaires for Commercial and Industrial Buildings | Standard | FALSE | [9 empty] | 42626 | Not Dimmable | Not Dimmable | Yes |  | 4 | 11427 | 133.59 | 85.54 | 6.71 | 1 | 5000 | 84
PF5HMKXF | Group Dekko Inc. | Dekko OEM | LHB-SS-50-MVT-www-xxx-yyy-GRD | Indoor Luminaires | High-Bay | High-Bay Luminaires for Commercial and Industrial Buildings | Standard | FALSE | [9 empty] | 42626 | Not Dimmable | Not Dimmable | Yes |  | 4 | 11179 | 130.69 | 85.54 | 6.71 | 1 | 5000 | 84
PD7ZPS2U | Group Dekko Inc. | Dekko OEM | LHB-SS-50-MVT-PR-www-xxx-yyy | Indoor Luminaires | High-Bay | High-Bay Luminaires for Commercial and Industrial Buildings | Standard | FALSE | [9 empty] | 42626 | Not Dimmable | Not Dimmable | Yes |  | 4 | 11148 | 130.32 | 85.54 | 6.71 | 1 | 5000 | 84
PU9S6GN5 | Group Dekko Inc. | Dekko OEM | LHB-SS-50-MVT-CP-www-xxx-yyy-GRD | Indoor Luminaires | High-Bay | High-Bay Luminaires for Commercial and Industrial Buildings | Standard | FALSE | [9 empty] | 42626 | Not Dimmable | Not Dimmable | Yes |  | 4 | 10527 | 123.07 | 85.54 | 6.71 | 1 | 5000 | 84
PBFDNKAC | Group Dekko Inc. | Dekko OEM | LHB-SS-50-MVT-CA-www-xxx-yyy-GRD | Indoor Luminaires | High-Bay | High-Bay Luminaires for Commercial and Industrial Buildings | Standard | FALSE | [9 empty] | 42626 | Not Dimmable | Not Dimmable | Yes |  | 4 | 10527 | 123.07 | 85.54 | 6.71 | 1 | 5000 | 84
P9MY2UPA | Group Dekko Inc. | Dekko OEM | LHB-SS-50-MVT-PR-www-xxx-yyy-GRD | Indoor Luminaires | High-Bay | High-Bay Luminaires for Commercial and Industrial Buildings | Standard | FALSE | [9 empty] | 42626 | Not Dimmable | Not Dimmable | Yes |  | 4 | 10248 | 119.8 | 85.54 | 6.71 | 1 | 5000 | 84
PXH9YGM8 | Group Dekko Inc. | Dekko OEM | LHB-SS-50-MVT-DA-www-xxx-yyy | Indoor Luminaires | High-Bay | High-Bay Luminaires for Commercial and Industrial Buildings | Standard | FALSE | [9 empty] | 42626 | Not Dimmable | Not Dimmable | Yes |  | 4 | 10216 | 119.43 | 85.54 | 6.71 | 1 | 5000 | 84
P9KDJT6E | Group Dekko Inc. | Dekko OEM | LHB-HO-50-MVT-www-xxx-yyy | Indoor Luminaires | High-Bay | High-Bay Luminaires for Commercial and Industrial Buildings | Standard | FALSE | [9 empty] | 42626 | Not Dimmable | Not Dimmable | Yes |  | 4 | 18404 | 137.96 | 133.4 | 5.56 | 1 | 5000 | 84
PNRSPBYB | Group Dekko Inc. | Dekko OEM | LHB-HO-50-MVT-www-xxx-yyy-GRD | Indoor Luminaires | High-Bay | High-Bay Luminaires for Commercial and Industrial Buildings | Standard | FALSE | [9 empty] | 42626 | Not Dimmable | Not Dimmable | Yes |  | 4 | 17504 | 131.21 | 133.4 | 5.56 | 1 | 5000 | 84
PEKB6K82 | Group Dekko Inc. | Dekko OEM | LHB-HO-50-MVT-CA-www-xxx-yyy | Indoor Luminaires | High-Bay | High-Bay Luminaires for Commercial and Industrial Buildings | Standard | FALSE | [9 empty] | 42626 | Not Dimmable | Not Dimmable | Yes |  | 4 | 17342 | 130 | 133.4 | 5.56 | 1 | 5000 | 84
P699MJEN | Group Dekko Inc. | Dekko OEM | LHB-HO-50-MVT-CP-www-xxx-yyy | Indoor Luminaires | High-Bay | High-Bay Luminaires for Commercial and Industrial Buildings | Standard | FALSE | [9 empty] | 42626 | Not Dimmable | Not Dimmable | Yes |  | 4 | 17342 | 130 | 133.4 | 5.56 | 1 | 5000 | 84
P5C4DCQ4 | Group Dekko Inc. | Dekko OEM | LHB-HO-50-MVT-PR-www-xxx-yyy | Indoor Luminaires | High-Bay | High-Bay Luminaires for Commercial and Industrial Buildings | Standard | FALSE | [9 empty] | 42626 | Not Dimmable | Not Dimmable | Yes |  | 4 | 16887 | 126.59 | 133.4 | 5.56 | 1 | 5000 | 84
PVZZ595D | Group Dekko Inc. | Dekko OEM | LHB-HO-50-MVT-CP-www-xxx-yyy-GRD | Indoor Luminaires | High-Bay | High-Bay Luminaires for Commercial and Industrial Buildings | Standard | FALSE | [9 empty] | 42626 | Not Dimmable | Not Dimmable | Yes |  | 4 | 16442 | 123.25 | 133.4 | 5.56 | 1 | 5000 | 84
PQWND8AP | Group Dekko Inc. | Dekko OEM | LHB-HO-50-MVT-CA-www-xxx-yyy-GRD | Indoor Luminaires | High-Bay | High-Bay Luminaires for Commercial and Industrial Buildings | Standard | FALSE | [9 empty] | 42626 | Not Dimmable | Not Dimmable | Yes |  | 4 | 16442 | 123.25 | 133.4 | 5.56 | 1 | 5000 | 84
PHJFRRMM | Group Dekko Inc. | Dekko OEM | LHB-HO-50-MVT-PR-www-xxx-yyy-GRD | Indoor Luminaires | High-Bay | High-Bay Luminaires for Commercial and Industrial Buildings | Standard | FALSE | [9 empty] | 42626 | Not Dimmable | Not Dimmable | Yes |  | 4 | 15987 | 119.84 | 133.4 | 5.56 | 1 | 5000 | 84
P3F72YX7 | Group Dekko Inc. | Dekko OEM | LHB-VHO-50-MVT-10V-www-xxx-yyy | Indoor Luminaires | High-Bay | High-Bay Luminaires for Commercial and Industrial Buildings | Standard | FALSE | [9 empty] | 42626 | Dimmable | Continuous Below 10 | Yes |  | 4 | 23764 | 114.14 | 208.2 | 10.3 | 0.96 | 5000 | 84
PNMC8ER4 | Group Dekko Inc. | Dekko OEM | LHB-VHO-50-MVT-10V-www-xxx-yyy-GRD | Indoor Luminaires | High-Bay | High-Bay Luminaires for Commercial and Industrial Buildings | Standard | FALSE | [9 empty] | 42626 | Dimmable | Continuous Below 10 | Yes |  | 4 | 23420 | 112.49 | 208.2 | 10.3 | 0.96 | 5000 | 84
PXNEYF9C | Group Dekko Inc. | Dekko OEM | LHB-VHO-50-MVT-10V-CP-www-xxx-yyy | Indoor Luminaires | High-Bay | High-Bay Luminaires for Commercial and Industrial Buildings | Standard | FALSE | [9 empty] | 42626 | Dimmable | Continuous Below 10 | Yes |  | 4 | 22115 | 106.22 | 208.2 | 10.3 | 0.96 | 5000 | 84
PR7UYQE5 | Group Dekko Inc. | Dekko OEM | LHB-VHO-50-MVT-10V-CA-www-xxx-yyy | Indoor Luminaires | High-Bay | High-Bay Luminaires for Commercial and Industrial Buildings | Standard | FALSE | [9 empty] | 42626 | Dimmable | Continuous Below 10 | Yes |  | 4 | 22115 | 106.22 | 208.2 | 10.3 | 0.96 | 5000 | 84
PH5XR3H4 | Group Dekko Inc. | Dekko OEM | LHB-VHO-50-MVT-10V-PR-www-xxx-yyy | Indoor Luminaires | High-Bay | High-Bay Luminaires for Commercial and Industrial Buildings | Standard | FALSE | [9 empty] | 42626 | Dimmable | Continuous Below 10 | Yes |  | 4 | 21440 | 102.98 | 208.2 | 10.3 | 0.96 | 5000 | 84
PR1X5TWS | Group Dekko Inc. | Dekko OEM | LHB-SS-50-MVT-10V-www-xxx-yyy | Indoor Luminaires | High-Bay | High-Bay Luminaires for Commercial and Industrial Buildings | Standard | FALSE | [9 empty] | 42626 | Dimmable | Continuous Below 10 | Yes |  | 4 | 12079 | 141.21 | 85.54 | 6.71 | 1 | 5000 | 84
PM3EYA8M | Group Dekko Inc. | Dekko OEM | LHB-SS-50-MVT-10V-CA-www-xxx-yyy | Indoor Luminaires | High-Bay | High-Bay Luminaires for Commercial and Industrial Buildings | Standard | FALSE | [9 empty] | 42626 | Dimmable | Continuous Below 10 | Yes |  | 4 | 11427 | 133.59 | 85.54 | 6.71 | 1 | 5000 | 84
P6DMKYCM | Group Dekko Inc. | Dekko OEM | LHB-SS-50-MVT-10V-CP-www-xxx-yyy | Indoor Luminaires | High-Bay | High-Bay Luminaires for Commercial and Industrial Buildings | Standard | FALSE | [9 empty] | 42626 | Dimmable | Continuous Below 10 | Yes |  | 4 | 11427 | 133.59 | 85.54 | 6.71 | 1 | 5000 | 84
P9TSWPTD | Group Dekko Inc. | Dekko OEM | LHB-SS-50-MVT-10V-www-xxx-yyy-GRD | Indoor Luminaires | High-Bay | High-Bay Luminaires for Commercial and Industrial Buildings | Standard | FALSE | [9 empty] | 42626 | Dimmable | Continuous Below 10 | Yes |  | 4 | 11179 | 130.69 | 85.54 | 6.71 | 1 | 5000 | 84
P539DPP3 | Group Dekko Inc. | Dekko OEM | LHB-SS-50-MVT-10V-PR-www-xxx-yyy | Indoor Luminaires | High-Bay | High-Bay Luminaires for Commercial and Industrial Buildings | Standard | FALSE | [9 empty] | 42626 | Dimmable | Continuous Below 10 | Yes |  | 4 | 11148 | 130.32 | 85.54 | 6.71 | 1 | 5000 | 84
PNTM9SBA | Group Dekko Inc. | Dekko OEM | LHB-SS-50-MVT-10V-CA-www-xxx-yyy-GRD | Indoor Luminaires | High-Bay | High-Bay Luminaires for Commercial and Industrial Buildings | Standard | FALSE | [9 empty] | 42626 | Dimmable | Continuous Below 10 | Yes |  | 4 | 10527 | 123.07 | 85.54 | 6.71 | 1 | 5000 | 84
P1N652MW | Group Dekko Inc. | Dekko OEM | LHB-SS-50-MVT-10V-CP-www-xxx-yyy-GRD | Indoor Luminaires | High-Bay | High-Bay Luminaires for Commercial and Industrial Buildings | Standard | FALSE | [9 empty] | 42626 | Dimmable | Continuous Below 10 | Yes |  | 4 | 10527 | 123.07 | 85.54 | 6.71 | 1 | 5000 | 84
P7Y2DHZ7 | Group Dekko Inc. | Dekko OEM | LHB-SS-50-MVT-10V-PR-www-xxx-yyy-GRD | Indoor Luminaires | High-Bay | High-Bay Luminaires for Commercial and Industrial Buildings | Standard | FALSE | [9 empty] | 42626 | Dimmable | Continuous Below 10 | Yes |  | 4 | 10248 | 119.8 | 85.54 | 6.71 | 1 | 5000 | 84
PPBEQY75 | Group Dekko Inc. | Dekko OEM | LHB-SS-50-MVT-10V-DA-www-xxx-yyy | Indoor Luminaires | High-Bay | High-Bay Luminaires for Commercial and Industrial Buildings | Standard | FALSE | [9 empty] | 42626 | Dimmable | Continuous Below 10 | Yes |  | 4 | 10216 | 119.43 | 85.54 | 6.71 | 1 | 5000 | 84
PVSQ1YUF | Group Dekko Inc. | Dekko OEM | LHB-HO-50-MVT-10V-www-xxx-yyy | Indoor Luminaires | High-Bay | High-Bay Luminaires for Commercial and Industrial Buildings | Standard | FALSE | [9 empty] | 42626 | Dimmable | Continuous Below 10 | Yes |  | 4 | 18404 | 137.96 | 133.4 | 5.56 | 1 | 5000 | 84
PF3FH17W | Group Dekko Inc. | Dekko OEM | LHB-HO-50-MVT-10V-www-xxx-yyy-GRD | Indoor Luminaires | High-Bay | High-Bay Luminaires for Commercial and Industrial Buildings | Standard | FALSE | [9 empty] | 42626 | Dimmable | Continuous Below 10 | Yes |  | 4 | 17504 | 131.21 | 133.4 | 5.56 | 1 | 5000 | 84
PD7YRFR4 | Group Dekko Inc. | Dekko OEM | LHB-HO-50-MVT-10V-CA-www-xxx-yyy | Indoor Luminaires | High-Bay | High-Bay Luminaires for Commercial and Industrial Buildings | Standard | FALSE | [9 empty] | 42626 | Dimmable | Continuous Below 10 | Yes |  | 4 | 17342 | 130 | 133.4 | 5.56 | 1 | 5000 | 84
PBHJ67T4 | Group Dekko Inc. | Dekko OEM | LHB-HO-50-MVT-10V-CP-www-xxx-yyy | Indoor Luminaires | High-Bay | High-Bay Luminaires for Commercial and Industrial Buildings | Standard | FALSE | [9 empty] | 42626 | Dimmable | Continuous Below 10 | Yes |  | 4 | 17342 | 130 | 133.4 | 5.56 | 1 | 5000 | 84
PNF9QJPP | Group Dekko Inc. | Dekko OEM | LHB-HO-50-MVT-10V-PR-www-xxx-yyy | Indoor Luminaires | High-Bay | High-Bay Luminaires for Commercial and Industrial Buildings | Standard | FALSE | [9 empty] | 42626 | Dimmable | Continuous Below 10 | Yes |  | 4 | 16887 | 126.59 | 133.4 | 5.56 | 1 | 5000 | 84
P955DN7H | Group Dekko Inc. | Dekko OEM | LHB-HO-50-MVT-10V-CP-www-xxx-yyy-GRD | Indoor Luminaires | High-Bay | High-Bay Luminaires for Commercial and Industrial Buildings | Standard | FALSE | [9 empty] | 42626 | Dimmable | Continuous Below 10 | Yes |  | 4 | 16442 | 123.25 | 133.4 | 5.56 | 1 | 5000 | 84
P33AAP7B | Group Dekko Inc. | Dekko OEM | LHB-HO-50-MVT-10V-CA-www-xxx-yyy-GRD | Indoor Luminaires | High-Bay | High-Bay Luminaires for Commercial and Industrial Buildings | Standard | FALSE | [9 empty] | 42626 | Dimmable | Continuous Below 10 | Yes |  | 4 | 16442 | 123.25 | 133.4 | 5.56 | 1 | 5000 | 84
PKQMQE2E | Group Dekko Inc. | Dekko OEM | LHB-HO-50-MVT-10V-PR-www-xxx-yyy-GRD | Indoor Luminaires | High-Bay | High-Bay Luminaires for Commercial and Industrial Buildings | Standard | FALSE | [9 empty] | 42626 | Dimmable | Continuous Below 10 | Yes |  | 4 | 15987 | 119.84 | 133.4 | 5.56 | 1 | 5000 | 84
PMR4EC37 | Group Dekko Inc. | Dekko OEM | LHB-VHO-40-MVT-STP-PR-www-xxx-yyy | Indoor Luminaires | High-Bay | High-Bay Luminaires for Commercial and Industrial Buildings | Standard | FALSE | [9 empty] | 42626 | Dimmable | Stepped | Yes |  | 4 | 21240 | 100.62 | 211.1 | 4.83 | 1 | 4188 | 84.2
PN43VERM | Group Dekko Inc. | Dekko OEM | LHB-VHO-40-MVT-10V-PR-www-xxx-yyy | Indoor Luminaires | High-Bay | High-Bay Luminaires for Commercial and Industrial Buildings | Standard | FALSE | [9 empty] | 42626 | Dimmable | Continuous Below 10 | Yes |  | 4 | 21240 | 100.62 | 211.1 | 4.83 | 1 | 4188 | 84.2
PZNXEDKF | Group Dekko Inc. | Dekko OEM | LHB-VHO-40-MVT-STP-www-xxx-yyy-GRD | Indoor Luminaires | High-Bay | High-Bay Luminaires for Commercial and Industrial Buildings | Standard | FALSE | [9 empty] | 42626 | Dimmable | Stepped | Yes |  | 4 | 23220 | 109.79 | 211.5 | 4.83 | 1 | 4151 | 84.1
PUXB3TFT | Group Dekko Inc. | Dekko OEM | LHB-VHO-40-MVT-10V-www-xxx-yyy-GRD | Indoor Luminaires | High-Bay | High-Bay Luminaires for Commercial and Industrial Buildings | Standard | FALSE | [9 empty] | 42626 | Dimmable | Continuous Below 10 | Yes |  | 4 | 23220 | 109.79 | 211.5 | 4.83 | 1 | 4151 | 84.1
PZ627RH9 | Group Dekko Inc. | Dekko OEM | LHB-HO-40-MVT-STP-DA-www-xxx-yyy | Indoor Luminaires | High-Bay | High-Bay Luminaires for Commercial and Industrial Buildings | Standard | FALSE | [9 empty] | 42626 | Dimmable | Stepped | Yes |  | 4 | 15170 | 112.12 | 135.3 | 5.44 | 1 | 4127 | 84.2
PTW1CT9G | Group Dekko Inc. | Dekko OEM | LHB-HO-40-MVT-DA-www-xxx-yyy | Indoor Luminaires | High-Bay | High-Bay Luminaires for Commercial and Industrial Buildings | Standard | FALSE | [9 empty] | 42626 | Not Dimmable | Not Dimmable | Yes |  | 4 | 15170 | 112.12 | 135.3 | 5.44 | 1 | 4127 | 84.2
PUCXRWDE | Group Dekko Inc. | Dekko OEM | LHB-HO-40-MVT-10V-DA-www-xxx-yyy | Indoor Luminaires | High-Bay | High-Bay Luminaires for Commercial and Industrial Buildings | Standard | FALSE | [9 empty] | 42626 | Dimmable | Continuous Below 10 | Yes |  | 4 | 15170 | 112.12 | 135.3 | 5.44 | 1 | 4127 | 84.2
PQCCHU87 | Group Dekko Inc. | Dekko OEM | LHB-SS-40-MVT-STP-www-xxx-yyy | Indoor Luminaires | High-Bay | High-Bay Luminaires for Commercial and Industrial Buildings | Standard | FALSE | [9 empty] | 42626 | Dimmable | Stepped | Yes |  | 4 | 11850 | 136.9 | 86.56 | 6.95 | 1 | 4000 | 84
PJ7DMFRU | Group Dekko Inc. | Dekko OEM | LHB-SS-40-MVT-STP-CP-www-xxx-yyy | Indoor Luminaires | High-Bay | High-Bay Luminaires for Commercial and Industrial Buildings | Standard | FALSE | [9 empty] | 42626 | Dimmable | Stepped | Yes |  | 4 | 11211 | 129.52 | 86.56 | 6.95 | 1 | 4000 | 84
P7J6ZMS7 | Group Dekko Inc. | Dekko OEM | LHB-SS-40-MVT-STP-CA-www-xxx-yyy | Indoor Luminaires | High-Bay | High-Bay Luminaires for Commercial and Industrial Buildings | Standard | FALSE | [9 empty] | 42626 | Dimmable | Stepped | Yes |  | 4 | 11211 | 129.52 | 86.56 | 6.95 | 1 | 4000 | 84
PKCQXBFM | Group Dekko Inc. | Dekko OEM | LHB-SS-40-MVT-STP-www-xxx-yyy-GRD | Indoor Luminaires | High-Bay | High-Bay Luminaires for Commercial and Industrial Buildings | Standard | FALSE | [9 empty] | 42626 | Dimmable | Stepped | Yes |  | 4 | 10950 | 126.5 | 86.56 | 6.95 | 1 | 4000 | 84
PKKK6QDC | Group Dekko Inc. | Dekko OEM | LHB-SS-40-MVT-STP-PR-www-xxx-yyy | Indoor Luminaires | High-Bay | High-Bay Luminaires for Commercial and Industrial Buildings | Standard | FALSE | [9 empty] | 42626 | Dimmable | Stepped | Yes |  | 4 | 10938 | 126.36 | 86.56 | 6.95 | 1 | 4000 | 84
PW11R27C | Group Dekko Inc. | Dekko OEM | LHB-SS-40-MVT-STP-CA-www-xxx-yyy-GRD | Indoor Luminaires | High-Bay | High-Bay Luminaires for Commercial and Industrial Buildings | Standard | FALSE | [9 empty] | 42626 | Dimmable | Stepped | Yes |  | 4 | 10311 | 119.12 | 86.56 | 6.95 | 1 | 4000 | 84
PQ9X9AKD | Group Dekko Inc. | Dekko OEM | LHB-SS-40-MVT-STP-CP-www-xxx-yyy-GRD | Indoor Luminaires | High-Bay | High-Bay Luminaires for Commercial and Industrial Buildings | Standard | FALSE | [9 empty] | 42626 | Dimmable | Stepped | Yes |  | 4 | 10311 | 119.12 | 86.56 | 6.95 | 1 | 4000 | 84
P32NE54K | Group Dekko Inc. | Dekko OEM | LHB-SS-40-MVT-STP-PR-www-xxx-yyy-GRD | Indoor Luminaires | High-Bay | High-Bay Luminaires for Commercial and Industrial Buildings | Standard | FALSE | [9 empty] | 42626 | Dimmable | Stepped | Yes |  | 4 | 10038 | 115.97 | 86.56 | 6.95 | 1 | 4000 | 84
PWRZJYAG | Group Dekko Inc. | Dekko OEM | LHB-SS-40-MVT-STP-DA-www-xxx-yyy | Indoor Luminaires | High-Bay | High-Bay Luminaires for Commercial and Industrial Buildings | Standard | FALSE | [9 empty] | 42626 | Dimmable | Stepped | Yes |  | 4 | 10025 | 115.82 | 86.56 | 6.95 | 1 | 4000 | 84
PHXN97WG | Group Dekko Inc. | Dekko OEM | LHB-HO-40-MVT-STP-www-xxx-yyy | Indoor Luminaires | High-Bay | High-Bay Luminaires for Commercial and Industrial Buildings | Standard | FALSE | [9 empty] | 42626 | Dimmable | Stepped | Yes |  | 4 | 18204 | 134.55 | 135.3 | 5.44 | 1 | 4000 | 84
PJDY6TF8 | Group Dekko Inc. | Dekko OEM | LHB-HO-40-MVT-STP-www-xxx-yyy-GRD | Indoor Luminaires | High-Bay | High-Bay Luminaires for Commercial and Industrial Buildings | Standard | FALSE | [9 empty] | 42626 | Dimmable | Stepped | Yes |  | 4 | 17304 | 127.89 | 135.3 | 5.44 | 1 | 4000 | 84
PFAUT6QQ | Group Dekko Inc. | Dekko OEM | LHB-HO-40-MVT-STP-CP-www-xxx-yyy | Indoor Luminaires | High-Bay | High-Bay Luminaires for Commercial and Industrial Buildings | Standard | FALSE | [9 empty] | 42626 | Dimmable | Stepped | Yes |  | 4 | 17142 | 126.7 | 135.3 | 5.44 | 1 | 4000 | 84
PES8XYJC | Group Dekko Inc. | Dekko OEM | LHB-HO-40-MVT-STP-CA-www-xxx-yyy | Indoor Luminaires | High-Bay | High-Bay Luminaires for Commercial and Industrial Buildings | Standard | FALSE | [9 empty] | 42626 | Dimmable | Stepped | Yes |  | 4 | 17142 | 126.7 | 135.3 | 5.44 | 1 | 4000 | 84
PF3VVWAX | Group Dekko Inc. | Dekko OEM | LHB-HO-40-MVT-STP-PR-www-xxx-yyy | Indoor Luminaires | High-Bay | High-Bay Luminaires for Commercial and Industrial Buildings | Standard | FALSE | [9 empty] | 42626 | Dimmable | Stepped | Yes |  | 4 | 16687 | 123.33 | 135.3 | 5.44 | 1 | 4000 | 84
PYCC8HSS | Group Dekko Inc. | Dekko OEM | LHB-HO-40-MVT-STP-CA-www-xxx-yyy-GRD | Indoor Luminaires | High-Bay | High-Bay Luminaires for Commercial and Industrial Buildings | Standard | FALSE | [9 empty] | 42626 | Dimmable | Stepped | Yes |  | 4 | 16242 | 120.04 | 135.3 | 5.44 | 1 | 4000 | 84
PGQRJUVC | Group Dekko Inc. | Dekko OEM | LHB-HO-40-MVT-STP-CP-www-xxx-yyy-GRD | Indoor Luminaires | High-Bay | High-Bay Luminaires for Commercial and Industrial Buildings | Standard | FALSE | [9 empty] | 42626 | Dimmable | Stepped | Yes |  | 4 | 16242 | 120.04 | 135.3 | 5.44 | 1 | 4000 | 84
P52QMWUR | Group Dekko Inc. | Dekko OEM | LHB-HO-40-MVT-STP-PR-www-xxx-yyy-GRD | Indoor Luminaires | High-Bay | High-Bay Luminaires for Commercial and Industrial Buildings | Standard | FALSE | [9 empty] | 42626 | Dimmable | Stepped | Yes |  | 4 | 15787 | 116.68 | 135.3 | 5.44 | 1 | 4000 | 84
PD7FFWF7 | Group Dekko Inc. | Dekko OEM | LHB-VHO-40-MVT-STP-www-xxx-yyy | Indoor Luminaires | High-Bay | High-Bay Luminaires for Commercial and Industrial Buildings | Standard | FALSE | [9 empty] | 42626 | Dimmable | Stepped | Yes |  | 4 | 23364 | 110.47 | 211.5 | 4.83 | 1 | 4000 | 84
PT3XUNJB | Group Dekko Inc. | Dekko OEM | LHB-VHO-40-MVT-STP-CA-www-xxx-yyy | Indoor Luminaires | High-Bay | High-Bay Luminaires for Commercial and Industrial Buildings | Standard | FALSE | [9 empty] | 42626 | Dimmable | Stepped | Yes |  | 4 | 21877 | 103.44 | 211.5 | 4.83 | 1 | 4000 | 84
PRW4HV8A | Group Dekko Inc. | Dekko OEM | LHB-VHO-40-MVT-STP-CP-www-xxx-yyy | Indoor Luminaires | High-Bay | High-Bay Luminaires for Commercial and Industrial Buildings | Standard | FALSE | [9 empty] | 42626 | Dimmable | Stepped | Yes |  | 4 | 21877 | 103.44 | 211.5 | 4.83 | 1 | 4000 | 84
P3X3SC6W | Group Dekko Inc. | Dekko OEM | LHB-SS-40-MVT-www-xxx-yyy | Indoor Luminaires | High-Bay | High-Bay Luminaires for Commercial and Industrial Buildings | Standard | FALSE | [9 empty] | 42626 | Not Dimmable | Not Dimmable | Yes |  | 4 | 11850 | 136.9 | 86.56 | 6.95 | 1 | 4000 | 84
PBQXAYWU | Group Dekko Inc. | Dekko OEM | LHB-SS-40-MVT-CA-www-xxx-yyy | Indoor Luminaires | High-Bay | High-Bay Luminaires for Commercial and Industrial Buildings | Standard | FALSE | [9 empty] | 42626 | Not Dimmable | Not Dimmable | Yes |  | 4 | 11211 | 129.52 | 86.56 | 6.95 | 1 | 4000 | 84
P59XWREY | Group Dekko Inc. | Dekko OEM | LHB-SS-40-MVT-CP-www-xxx-yyy | Indoor Luminaires | High-Bay | High-Bay Luminaires for Commercial and Industrial Buildings | Standard | FALSE | [9 empty] | 42626 | Not Dimmable | Not Dimmable | Yes |  | 4 | 11211 | 129.52 | 86.56 | 6.95 | 1 | 4000 | 84
P6NM8JKE | Group Dekko Inc. | Dekko OEM | LHB-SS-40-MVT-www-xxx-yyy-GRD | Indoor Luminaires | High-Bay | High-Bay Luminaires for Commercial and Industrial Buildings | Standard | FALSE | [9 empty] | 42626 | Not Dimmable | Not Dimmable | Yes |  | 4 | 10950 | 126.5 | 86.56 | 6.95 | 1 | 4000 | 84
PNMCPCKS | Group Dekko Inc. | Dekko OEM | LHB-SS-40-MVT-PR-www-xxx-yyy | Indoor Luminaires | High-Bay | High-Bay Luminaires for Commercial and Industrial Buildings | Standard | FALSE | [9 empty] | 42626 | Not Dimmable | Not Dimmable | Yes |  | 4 | 10938 | 126.36 | 86.56 | 6.95 | 1 | 4000 | 84
P7B6KWWV | Group Dekko Inc. | Dekko OEM | LHB-SS-40-MVT-CA-www-xxx-yyy-GRD | Indoor Luminaires | High-Bay | High-Bay Luminaires for Commercial and Industrial Buildings | Standard | FALSE | [9 empty] | 42626 | Not Dimmable | Not Dimmable | Yes |  | 4 | 10311 | 119.12 | 86.56 | 6.95 | 1 | 4000 | 84
P3N4KG4R | Group Dekko Inc. | Dekko OEM | LHB-SS-40-MVT-CP-www-xxx-yyy-GRD | Indoor Luminaires | High-Bay | High-Bay Luminaires for Commercial and Industrial Buildings | Standard | FALSE | [9 empty] | 42626 | Not Dimmable | Not Dimmable | Yes |  | 4 | 10311 | 119.12 | 86.56 | 6.95 | 1 | 4000 | 84
PM1C9VD3 | Group Dekko Inc. | Dekko OEM | LHB-SS-40-MVT-PR-www-xxx-yyy-GRD | Indoor Luminaires | High-Bay | High-Bay Luminaires for Commercial and Industrial Buildings | Standard | FALSE | [9 empty] | 42626 | Not Dimmable | Not Dimmable | Yes |  | 4 | 10038 | 115.97 | 86.56 | 6.95 | 1 | 4000 | 84
PJR29VMH | Group Dekko Inc. | Dekko OEM | LHB-SS-40-MVT-DA-www-xxx-yyy | Indoor Luminaires | High-Bay | High-Bay Luminaires for Commercial and Industrial Buildings | Standard | FALSE | [9 empty] | 42626 | Not Dimmable | Not Dimmable | Yes |  | 4 | 10025 | 115.82 | 86.56 | 6.95 | 1 | 4000 | 84
PM5EQJJB | Group Dekko Inc. | Dekko OEM | LHB-HO-40-MVT-www-xxx-yyy | Indoor Luminaires | High-Bay | High-Bay Luminaires for Commercial and Industrial Buildings | Standard | FALSE | [9 empty] | 42626 | Not Dimmable | Not Dimmable | Yes |  | 4 | 18204 | 134.55 | 135.3 | 5.44 | 1 | 4000 | 84
PDNS8C3H | Group Dekko Inc. | Dekko OEM | LHB-HO-40-MVT-www-xxx-yyy-GRD | Indoor Luminaires | High-Bay | High-Bay Luminaires for Commercial and Industrial Buildings | Standard | FALSE | [9 empty] | 42626 | Not Dimmable | Not Dimmable | Yes |  | 4 | 17304 | 127.89 | 135.3 | 5.44 | 1 | 4000 | 84
PJS398DG | Group Dekko Inc. | Dekko OEM | LHB-HO-40-MVT-CP-www-xxx-yyy | Indoor Luminaires | High-Bay | High-Bay Luminaires for Commercial and Industrial Buildings | Standard | FALSE | [9 empty] | 42626 | Not Dimmable | Not Dimmable | Yes |  | 4 | 17142 | 126.7 | 135.3 | 5.44 | 1 | 4000 | 84
P1VAG2SD | Group Dekko Inc. | Dekko OEM | LHB-HO-40-MVT-CA-www-xxx-yyy | Indoor Luminaires | High-Bay | High-Bay Luminaires for Commercial and Industrial Buildings | Standard | FALSE | [9 empty] | 42626 | Not Dimmable | Not Dimmable | Yes |  | 4 | 17142 | 126.7 | 135.3 | 5.44 | 1 | 4000 | 84
PTUV1HF8 | Group Dekko Inc. | Dekko OEM | LHB-HO-40-MVT-PR-www-xxx-yyy | Indoor Luminaires | High-Bay | High-Bay Luminaires for Commercial and Industrial Buildings | Standard | FALSE | [9 empty] | 42626 | Not Dimmable | Not Dimmable | Yes |  | 4 | 16687 | 123.33 | 135.3 | 5.44 | 1 | 4000 | 84
PF1YHP63 | Group Dekko Inc. | Dekko OEM | LHB-HO-40-MVT-CP-www-xxx-yyy-GRD | Indoor Luminaires | High-Bay | High-Bay Luminaires for Commercial and Industrial Buildings | Standard | FALSE | [9 empty] | 42626 | Not Dimmable | Not Dimmable | Yes |  | 4 | 16242 | 120.04 | 135.3 | 5.44 | 1 | 4000 | 84
P2XV2674 | Group Dekko Inc. | Dekko OEM | LHB-HO-40-MVT-CA-www-xxx-yyy-GRD | Indoor Luminaires | High-Bay | High-Bay Luminaires for Commercial and Industrial Buildings | Standard | FALSE | [9 empty] | 42626 | Not Dimmable | Not Dimmable | Yes |  | 4 | 16242 | 120.04 | 135.3 | 5.44 | 1 | 4000 | 84
PKVYBDDG | Group Dekko Inc. | Dekko OEM | LHB-HO-40-MVT-PR-www-xxx-yyy-GRD | Indoor Luminaires | High-Bay | High-Bay Luminaires for Commercial and Industrial Buildings | Standard | FALSE | [9 empty] | 42626 | Not Dimmable | Not Dimmable | Yes |  | 4 | 15787 | 116.68 | 135.3 | 5.44 | 1 | 4000 | 84
PUS8GRKR | Group Dekko Inc. | Dekko OEM | LHB-VHO-40-MVT-www-xxx-yyy | Indoor Luminaires | High-Bay | High-Bay Luminaires for Commercial and Industrial Buildings | Standard | FALSE | [9 empty] | 42626 | Not Dimmable | Not Dimmable | Yes |  | 4 | 23364 | 110.47 | 211.5 | 4.83 | 1 | 4000 | 84
PRS9DPQG | Group Dekko Inc. | Dekko OEM | LHB-VHO-40-MVT-CA-www-xxx-yyy | Indoor Luminaires | High-Bay | High-Bay Luminaires for Commercial and Industrial Buildings | Standard | FALSE | [9 empty] | 42626 | Not Dimmable | Not Dimmable | Yes |  | 4 | 21877 | 103.44 | 211.5 | 4.83 | 1 | 4000 | 84
PDFDZFXD | Group Dekko Inc. | Dekko OEM | LHB-VHO-40-MVT-CP-www-xxx-yyy | Indoor Luminaires | High-Bay | High-Bay Luminaires for Commercial and Industrial Buildings | Standard | FALSE | [9 empty] | 42626 | Not Dimmable | Not Dimmable | Yes |  | 4 | 21877 | 103.44 | 211.5 | 4.83 | 1 | 4000 | 84
PBSDNVF6 | Group Dekko Inc. | Dekko OEM | LHB-SS-40-MVT-10V-www-xxx-yyy | Indoor Luminaires | High-Bay | High-Bay Luminaires for Commercial and Industrial Buildings | Standard | FALSE | [9 empty] | 42626 | Dimmable | Continuous Below 10 | Yes |  | 4 | 11850 | 136.9 | 86.56 | 6.95 | 1 | 4000 | 84
PPRFW9MP | Group Dekko Inc. | Dekko OEM | LHB-SS-40-MVT-10V-CA-www-xxx-yyy | Indoor Luminaires | High-Bay | High-Bay Luminaires for Commercial and Industrial Buildings | Standard | FALSE | [9 empty] | 42626 | Dimmable | Continuous Below 10 | Yes |  | 4 | 11211 | 129.52 | 86.56 | 6.95 | 1 | 4000 | 84
PFVSRWTT | Group Dekko Inc. | Dekko OEM | LHB-SS-40-MVT-10V-CP-www-xxx-yyy | Indoor Luminaires | High-Bay | High-Bay Luminaires for Commercial and Industrial Buildings | Standard | FALSE | [9 empty] | 42626 | Dimmable | Continuous Below 10 | Yes |  | 4 | 11211 | 129.52 | 86.56 | 6.95 | 1 | 4000 | 84
PYHZM7SV | Group Dekko Inc. | Dekko OEM | LHB-SS-40-MVT-10V-www-xxx-yyy-GRD | Indoor Luminaires | High-Bay | High-Bay Luminaires for Commercial and Industrial Buildings | Standard | FALSE | [9 empty] | 42626 | Dimmable | Continuous Below 10 | Yes |  | 4 | 10950 | 126.5 | 86.56 | 6.95 | 1 | 4000 | 84
PXWJYPXB | Group Dekko Inc. | Dekko OEM | LHB-SS-40-MVT-10V-PR-www-xxx-yyy | Indoor Luminaires | High-Bay | High-Bay Luminaires for Commercial and Industrial Buildings | Standard | FALSE | [9 empty] | 42626 | Dimmable | Continuous Below 10 | Yes |  | 4 | 10938 | 126.36 | 86.56 | 6.95 | 1 | 4000 | 84
PREX9ARP | Group Dekko Inc. | Dekko OEM | LHB-SS-40-MVT-10V-CP-www-xxx-yyy-GRD | Indoor Luminaires | High-Bay | High-Bay Luminaires for Commercial and Industrial Buildings | Standard | FALSE | [9 empty] | 42626 | Dimmable | Continuous Below 10 | Yes |  | 4 | 10311 | 119.12 | 86.56 | 6.95 | 1 | 4000 | 84
PM1END99 | Group Dekko Inc. | Dekko OEM | LHB-SS-40-MVT-10V-CA-www-xxx-yyy-GRD | Indoor Luminaires | High-Bay | High-Bay Luminaires for Commercial and Industrial Buildings | Standard | FALSE | [9 empty] | 42626 | Dimmable | Continuous Below 10 | Yes |  | 4 | 10311 | 119.12 | 86.56 | 6.95 | 1 | 4000 | 84
P64YFT4X | Group Dekko Inc. | Dekko OEM | LHB-SS-40-MVT-10V-PR-www-xxx-yyy-GRD | Indoor Luminaires | High-Bay | High-Bay Luminaires for Commercial and Industrial Buildings | Standard | FALSE | [9 empty] | 42626 | Dimmable | Continuous Below 10 | Yes |  | 4 | 10038 | 115.97 | 86.56 | 6.95 | 1 | 4000 | 84
P2AR9D42 | Group Dekko Inc. | Dekko OEM | LHB-SS-40-MVT-10V-DA-www-xxx-yyy | Indoor Luminaires | High-Bay | High-Bay Luminaires for Commercial and Industrial Buildings | Standard | FALSE | [9 empty] | 42626 | Dimmable | Continuous Below 10 | Yes |  | 4 | 10025 | 115.82 | 86.56 | 6.95 | 1 | 4000 | 84
PW4ZJUGT | Group Dekko Inc. | Dekko OEM | LHB-HO-40-MVT-10V-www-xxx-yyy | Indoor Luminaires | High-Bay | High-Bay Luminaires for Commercial and Industrial Buildings | Standard | FALSE | [9 empty] | 42626 | Dimmable | Continuous Below 10 | Yes |  | 4 | 18204 | 134.55 | 135.3 | 5.44 | 1 | 4000 | 84
PTFWGEDW | Group Dekko Inc. | Dekko OEM | LHB-HO-40-MVT-10V-www-xxx-yyy-GRD | Indoor Luminaires | High-Bay | High-Bay Luminaires for Commercial and Industrial Buildings | Standard | FALSE | [9 empty] | 42626 | Dimmable | Continuous Below 10 | Yes |  | 4 | 17304 | 127.89 | 135.3 | 5.44 | 1 | 4000 | 84
PYJU6VJC | Group Dekko Inc. | Dekko OEM | LHB-HO-40-MVT-10V-CP-www-xxx-yyy | Indoor Luminaires | High-Bay | High-Bay Luminaires for Commercial and Industrial Buildings | Standard | FALSE | [9 empty] | 42626 | Dimmable | Continuous Below 10 | Yes |  | 4 | 17142 | 126.7 | 135.3 | 5.44 | 1 | 4000 | 84
PKXD6M3Y | Group Dekko Inc. | Dekko OEM | LHB-HO-40-MVT-10V-CA-www-xxx-yyy | Indoor Luminaires | High-Bay | High-Bay Luminaires for Commercial and Industrial Buildings | Standard | FALSE | [9 empty] | 42626 | Dimmable | Continuous Below 10 | Yes |  | 4 | 17142 | 126.7 | 135.3 | 5.44 | 1 | 4000 | 84
P51SE3FW | Group Dekko Inc. | Dekko OEM | LHB-HO-40-MVT-10V-PR-www-xxx-yyy | Indoor Luminaires | High-Bay | High-Bay Luminaires for Commercial and Industrial Buildings | Standard | FALSE | [9 empty] | 42626 | Dimmable | Continuous Below 10 | Yes |  | 4 | 16687 | 123.33 | 135.3 | 5.44 | 1 | 4000 | 84
PZ1SRF41 | Group Dekko Inc. | Dekko OEM | LHB-HO-40-MVT-10V-CP-www-xxx-yyy-GRD | Indoor Luminaires | High-Bay | High-Bay Luminaires for Commercial and Industrial Buildings | Standard | FALSE | [9 empty] | 42626 | Dimmable | Continuous Below 10 | Yes |  | 4 | 16242 | 120.04 | 135.3 | 5.44 | 1 | 4000 | 84
PAYH67JC | Group Dekko Inc. | Dekko OEM | LHB-HO-40-MVT-10V-CA-www-xxx-yyy-GRD | Indoor Luminaires | High-Bay | High-Bay Luminaires for Commercial and Industrial Buildings | Standard | FALSE | [9 empty] | 42626 | Dimmable | Continuous Below 10 | Yes |  | 4 | 16242 | 120.04 | 135.3 | 5.44 | 1 | 4000 | 84
PDGD2A62 | Group Dekko Inc. | Dekko OEM | LHB-HO-40-MVT-10V-PR-www-xxx-yyy-GRD | Indoor Luminaires | High-Bay | High-Bay Luminaires for Commercial and Industrial Buildings | Standard | FALSE | [9 empty] | 42626 | Dimmable | Continuous Below 10 | Yes |  | 4 | 15787 | 116.68 | 135.3 | 5.44 | 1 | 4000 | 84
PRCYGWHV | Group Dekko Inc. | Dekko OEM | LHB-VHO-40-MVT-10V-www-xxx-yyy | Indoor Luminaires | High-Bay | High-Bay Luminaires for Commercial and Industrial Buildings | Standard | FALSE | [9 empty] | 42626 | Dimmable | Continuous Below 10 | Yes |  | 4 | 23364 | 110.47 | 211.5 | 4.83 | 1 | 4000 | 84
PWW947G6 | Group Dekko Inc. | Dekko OEM | LHB-VHO-40-MVT-10V-CP-www-xxx-yyy | Indoor Luminaires | High-Bay | High-Bay Luminaires for Commercial and Industrial Buildings | Standard | FALSE | [9 empty] | 42626 | Dimmable | Continuous Below 10 | Yes |  | 4 | 21877 | 103.44 | 211.5 | 4.83 | 1 | 4000 | 84
PP9P6SM9 | Group Dekko Inc. | Dekko OEM | LHB-VHO-40-MVT-10V-CA-www-xxx-yyy | Indoor Luminaires | High-Bay | High-Bay Luminaires for Commercial and Industrial Buildings | Standard | FALSE | [9 empty] | 42626 | Dimmable | Continuous Below 10 | Yes |  | 4 | 21877 | 103.44 | 211.5 | 4.83 | 1 | 4000 | 84
PFEZ2BQC | Shenzhen Techtop Lighting Co.Ltd | TECHTOP | TP-RTK-150W-CW | Indoor Retrofit Kit | High-Bay | Retrofit Kits for High-Bay Luminaires for Commercial and Industrial Buildings | Premium | FALSE | [9 empty] | 42626 | Dimmable | Continuous Below 10 | Yes |  | 3.1 | 17520 | 110.54 | 158.5 | 10.68 | 0.9384 | 5700 | 72.6
P3G1NU1X | Energy Efficient Lighting Co. Ltd. | EEL | PHB-2FT-6-160-347 | Indoor Luminaires | High-Bay | High-Bay Luminaires for Commercial and Industrial Buildings | Premium | TRUE | 18675 | 125.2 | 149.2 | 5.21 | 0.9642 | 5281 | 83.66 | 5 | 50000 | 42625 |  |  | No |  | 3.1 | 18675 | 125.2 | 149.2 | 5.21 | 0.96 | 5281 | 83.66
PECP5W9X | Zhongshan Luxmode Industrial Co. LTD | Luxmode | LS027-HE-48W-40K | Indoor Luminaires | High-Bay | Low-Bay Luminaires for Commercial and Industrial Buildings | Standard | TRUE | 5297.52 | 119.58 | 44.3 | 8.7 | 0.961 | 4188 | 84.9 | 5 | 50000 | 42625 |  |  | No |  | 4 | 5297 | 119.6 | 44.3 | 10.8 | 0.99 | 4000 | 85
PRWE6XH1 | Visioneering Corp | Visioneering | LHBC224VL-LED850K120LXXX-[Options Include BXXK0 VXX] | Indoor Luminaires | High-Bay | High-Bay Luminaires for Commercial and Industrial Buildings | Standard | TRUE | 13462 | 129.6 | 103.85 | 11.3 | 0.9577 | 5169 | 82.96 | 5 | 50000 | 42625 |  |  | Yes |  | 4 | 12942 | 124 | 104 | 11.3 | 0.96 | 5000 | 80
PETJSS7K | Visioneering Corp | Visioneering | LHBC224VL-LED840K120LXXX-P82[Options Include BXXK0 VXX] | Indoor Luminaires | High-Bay | High-Bay Luminaires for Commercial and Industrial Buildings | Standard | TRUE | 11390 | 108.3 | 105.2 | 11.3 | 0.9577 | 4099 | 83.74 | 5 | 50000 | 42625 |  |  | Yes |  | 4 | 11390 | 108 | 106 | 11.3 | 0.96 | 4000 | 80
PVQEXZGA | Energy Efficient Lighting Co. Ltd. | EEL | PHB-2FT-6-160-120M | Indoor Luminaires | High-Bay | High-Bay Luminaires for Commercial and Industrial Buildings | Premium | TRUE | 20740 | 130.5 | 158.9 | 9.62 | 0.9553 | 5137 | 83.12 | 5 | 50000 | 42625 |  |  | No |  | 3.1 | 20740 | 130.5 | 158.9 | 9.62 | 0.96 | 5137 | 83.12
PTQS2KTU | RTG Lighting Inc | RTG Lighting | HB-LED-700-120W-3K-MV | Indoor Luminaires | High-Bay | High-Bay Luminaires for Commercial and Industrial Buildings | Standard | TRUE | 11332 | 92.82 | 122.1 | 18.88 | 0.9351 | 3116 | 70.2 | 5 | 50000 | 42625 |  |  | NotYetVerified |  | 3 | 11332 | 92.82 | 122.1 | 18.88 | 0.9351 | 3000 | 70.2
PXBHDR2N | RTG Lighting Inc | RTG Lighting | HB-LED-700-100W-3K-MV | Indoor Luminaires | High-Bay | High-Bay Luminaires for Commercial and Industrial Buildings | Standard | TRUE | 9190.8 | 92.1 | 99.79 | 18.96 | 0.9329 | 3074 | 69.8 | 5 | 50000 | 42625 |  |  | NotYetVerified |  | 3 | 9190.8 | 92.1 | 99.79 | 18.96 | 0.9329 | 3000 | 69.8
P6KRXQDT | RTG Lighting Inc | RTG Lighting | HB-LED-700-150W-3K-MV | Indoor Luminaires | High-Bay | High-Bay Luminaires for Commercial and Industrial Buildings | Standard | TRUE | 13337 | 89.41 | 149.2 | 12.31 | 0.9303 | 3116 | 70.3 | 5 | 50000 | 42625 |  |  | NotYetVerified |  | 3 | 13337 | 89.41 | 149.2 | 12.31 | 0.9303 | 3000 | 70.3
PERQ965K | Fine Technix Co. Ltd | Fine Technix | HU125L2-L850 [BA BS]-75R | Indoor Luminaires | High-Bay | High-Bay Luminaires for Commercial and Industrial Buildings | Standard | TRUE | 14605.2 | 118.5 | 123.3 | 20.57 | 0.919 | 5076 | 84 | 5 | 50000 | 42625 |  |  | No |  | 4 | 14605.2 | 118.45 | 123.3 | 14.61 | 0.99 | 5076 | 84
P4RHGKWU | OSW Lighting Co.LTD | OSW | OSW-HSP-200W(3000K) | Indoor Luminaires | High-Bay | High-Bay Luminaires for Commercial and Industrial Buildings | Premium | TRUE | 24993.24 | 126.27 | 197.94 | 18.33 | 0.917 | 3073 | 70 | 5 | 50000 | 42625 |  |  | No |  | 4 | 26000 | 130 | 200 | 10 | 0.9 | 3000 | 70
PKPCG8GJ | Shenzhen Xinshengyang Opto-electronics Technology Co.Ltd. | XSY | XSY-HBPF120W-50K-120Â°-HA | Indoor Luminaires | High-Bay | High-Bay Luminaires for Commercial and Industrial Buildings | Premium | TRUE | 18729 | 144.74 | 129.4 | 15.69 | 0.9155 | 5166 | 74.1 | 5 | 50000 | 42625 |  |  | No |  | 4 | 18729 | 144.74 | 129.4 | 15.69 | 0.92 | 5000 | 74.1
PZRHZDUF | Shenzhen sunpzone lighting electronic co. ltd | Sunpzone | SPZ2T5F80(3000K) | Indoor Luminaires | High-Bay | Low-Bay Luminaires for Commercial and Industrial Buildings | Standard | TRUE | 8845.62 | 113.76 | 77.76 | 19.25 | 0.877 | 2937 | 83 | 5 | 50000 | 42625 |  |  | No |  | 4 | 9200 | 115 | 80 | 20 | 0.9 | 3000 | 80
P27DDFN9 | RTG Lighting Inc | RTG Lighting | HB-LED-700-80W-3K-MV | Indoor Luminaires | High-Bay | High-Bay Luminaires for Commercial and Industrial Buildings | Standard | TRUE | 9834.3 | 121 | 81.27 | 17.39 | 0.9011 | 2996 | 72.4 | 5 | 50000 | 42625 |  |  | No |  | 4 | 9898.5 | 121.94 | 81.17 | 17.39 | 0.9 | 3000 | 72.4
PMUYEKSQ | Zhongshan Luxmode Industrial Co. LTD | Luxmode | LS027-HE-48W-50K | Indoor Luminaires | High-Bay | Low-Bay Luminaires for Commercial and Industrial Buildings | Standard | FALSE | [9 empty] | 42625 |  |  | No |  | 4 | 5315 | 118.9 | 44.7 | 10.8 | 0.99 | 5000 | 81
PD8KDCF1 | RTG Lighting Inc | RTG Lighting | HB-LED-700-150W-5700K-MV | Indoor Luminaires | High-Bay | High-Bay Luminaires for Commercial and Industrial Buildings | Standard | FALSE | [9 empty] | 42625 |  |  | NotYetVerified |  | 3 | 13522 | 92.74 | 145.8 | 12.56 | 0.9265 | 5700 | 77.5
PUTS9Y2W | RTG Lighting Inc | RTG Lighting | HB-LED-700-120W-5700K-MV | Indoor Luminaires | High-Bay | High-Bay Luminaires for Commercial and Industrial Buildings | Standard | FALSE | [9 empty] | 42625 |  |  | NotYetVerified |  | 3 | 11752 | 97.47 | 120.6 | 17.13 | 0.9291 | 5700 | 76.4
P4SR4EH1 | RTG Lighting Inc | RTG Lighting | HB-LED-700-80W-5700K-MV | Indoor Luminaires | High-Bay | High-Bay Luminaires for Commercial and Industrial Buildings | Standard | FALSE | [9 empty] | 42625 |  |  | No |  | 4 | 10214 | 125.9 | 81.13 | 17.28 | 0.9 | 5700 | 73.6
PWRSN459 | RTG Lighting Inc | RTG Lighting | HB-LED-700-100W-5700K-MV | Indoor Luminaires | High-Bay | High-Bay Luminaires for Commercial and Industrial Buildings | Standard | FALSE | [9 empty] | 42625 |  |  | NotYetVerified |  | 3 | 9932.9 | 98.92 | 100.4 | 17.29 | 0.9331 | 5700 | 73.3
P9QW23XF | RTG Lighting Inc | RTG Lighting | HB-LED-700-80W-5K-MV | Indoor Luminaires | High-Bay | High-Bay Luminaires for Commercial and Industrial Buildings | Standard | FALSE | [9 empty] | 42625 |  |  | No |  | 4 | 10151 | 125.09 | 81.15 | 17.39 | 0.9 | 5000 | 72.4
PZNG7JZE | RTG Lighting Inc | RTG Lighting | HB-LED-700-150W-5K-MV | Indoor Luminaires | High-Bay | High-Bay Luminaires for Commercial and Industrial Buildings | Standard | FALSE | [9 empty] | 42625 |  |  | NotYetVerified |  | 3 | 13337 | 89.41 | 149.2 | 12.31 | 0.9303 | 5000 | 70.3
P8AA77M2 | RTG Lighting Inc | RTG Lighting | HB-LED-700-120W-5K-MV | Indoor Luminaires | High-Bay | High-Bay Luminaires for Commercial and Industrial Buildings | Standard | FALSE | [9 empty] | 42625 |  |  | NotYetVerified |  | 3 | 11332 | 92.82 | 122.1 | 18.88 | 0.9351 | 5000 | 70.2
PY525C4R | RTG Lighting Inc | RTG Lighting | HB-LED-700-100W-5K-MV | Indoor Luminaires | High-Bay | High-Bay Luminaires for Commercial and Industrial Buildings | Standard | FALSE | [9 empty] | 42625 |  |  | NotYetVerified |  | 3 | 9190.8 | 92.1 | 99.79 | 18.96 | 0.9329 | 5000 | 69.8
PCYZW4WG | RTG Lighting Inc | RTG Lighting | HB-LED-700-80W-4500K-MV | Indoor Luminaires | High-Bay | High-Bay Luminaires for Commercial and Industrial Buildings | Standard | FALSE | [9 empty] | 42625 |  |  | No |  | 4 | 10088 | 124.31 | 81.15 | 17.39 | 0.9 | 4500 | 72.4
P7QSUCUU | RTG Lighting Inc | RTG Lighting | HB-LED-700-150W-4500K-MV | Indoor Luminaires | High-Bay | High-Bay Luminaires for Commercial and Industrial Buildings | Standard | FALSE | [9 empty] | 42625 |  |  | NotYetVerified |  | 3 | 13337 | 89.41 | 149.2 | 12.31 | 0.9303 | 4500 | 70.3
PBQQ7TGY | RTG Lighting Inc | RTG Lighting | HB-LED-700-120W-4500K-MV | Indoor Luminaires | High-Bay | High-Bay Luminaires for Commercial and Industrial Buildings | Standard | FALSE | [9 empty] | 42625 |  |  | NotYetVerified |  | 3 | 11332 | 92.82 | 122.1 | 18.88 | 0.9351 | 4500 | 70.2
PK9AJJFM | RTG Lighting Inc | RTG Lighting | HB-LED-700-100W-4500K-MV | Indoor Luminaires | High-Bay | High-Bay Luminaires for Commercial and Industrial Buildings | Standard | FALSE | [9 empty] | 42625 |  |  | NotYetVerified |  | 3 | 9190.8 | 92.1 | 99.79 | 18.96 | 0.9329 | 4500 | 69.8
PEEMV9KV | RTG Lighting Inc | RTG Lighting | HB-LED-700-80W-4K-MV | Indoor Luminaires | High-Bay | High-Bay Luminaires for Commercial and Industrial Buildings | Standard | FALSE | [9 empty] | 42625 |  |  | No |  | 4 | 10025 | 123.53 | 81.15 | 17.39 | 0.9 | 4000 | 72.4
PAC52K6D | RTG Lighting Inc | RTG Lighting | HB-LED-700-150W-4K-MV | Indoor Luminaires | High-Bay | High-Bay Luminaires for Commercial and Industrial Buildings | Standard | FALSE | [9 empty] | 42625 |  |  | NotYetVerified |  | 3 | 13337 | 89.41 | 149.2 | 12.31 | 0.9303 | 4000 | 70.3
PCH5GVBM | RTG Lighting Inc | RTG Lighting | HB-LED-700-120W-4K-MV | Indoor Luminaires | High-Bay | High-Bay Luminaires for Commercial and Industrial Buildings | Standard | FALSE | [9 empty] | 42625 |  |  | NotYetVerified |  | 3 | 11332 | 92.82 | 122.1 | 18.88 | 0.9351 | 4000 | 70.2
PJQTN22M | RTG Lighting Inc | RTG Lighting | HB-LED-700-100W-4K-MV | Indoor Luminaires | High-Bay | High-Bay Luminaires for Commercial and Industrial Buildings | Standard | FALSE | [9 empty] | 42625 |  |  | NotYetVerified |  | 3 | 9190.8 | 92.1 | 99.79 | 18.96 | 0.9329 | 4000 | 69.8
PK1V2B6N | RTG Lighting Inc | RTG Lighting | HB-LED-700-80W-3500K-MV | Indoor Luminaires | High-Bay | High-Bay Luminaires for Commercial and Industrial Buildings | Standard | FALSE | [9 empty] | 42625 |  |  | No |  | 4 | 9962 | 122.76 | 81.15 | 17.39 | 0.9 | 3500 | 72.4
PHXFJ4YS | RTG Lighting Inc | RTG Lighting | HB-LED-700-150W-3500K-MV | Indoor Luminaires | High-Bay | High-Bay Luminaires for Commercial and Industrial Buildings | Standard | FALSE | [9 empty] | 42625 |  |  | NotYetVerified |  | 3 | 13337 | 89.41 | 149.2 | 12.31 | 0.9303 | 3500 | 70.3
PC8RPRQM | RTG Lighting Inc | RTG Lighting | HB-LED-700-120W-3500K-MV | Indoor Luminaires | High-Bay | High-Bay Luminaires for Commercial and Industrial Buildings | Standard | FALSE | [9 empty] | 42625 |  |  | NotYetVerified |  | 3 | 11332 | 92.82 | 122.1 | 18.88 | 0.9351 | 3500 | 70.2
P97FJANY | RTG Lighting Inc | RTG Lighting | HB-LED-700-100W-3500K-MV | Indoor Luminaires | High-Bay | High-Bay Luminaires for Commercial and Industrial Buildings | Standard | FALSE | [9 empty] | 42625 |  |  | NotYetVerified |  | 3 | 9190.8 | 92.1 | 99.79 | 18.96 | 0.9329 | 3500 | 69.8
P1UZH8UD | Visioneering Corp | Visioneering | LHBC448VL-LED850K480LXXX-[Options Include BXXK0 VXX] | Indoor Luminaires | High-Bay | High-Bay Luminaires for Commercial and Industrial Buildings | Standard | FALSE | [9 empty] | 42625 |  |  | Yes |  | 4 | 51435 | 125 | 408 | 11.3 | 0.96 | 5000 | 80
PBPA3HF4 | Visioneering Corp | Visioneering | LHBC448VL-LED850K480LXXX-P82[Options Include BXXK0 VXX] | Indoor Luminaires | High-Bay | High-Bay Luminaires for Commercial and Industrial Buildings | Standard | FALSE | [9 empty] | 42625 |  |  | Yes |  | 4 | 46545 | 114 | 408 | 11.3 | 0.96 | 5000 | 80
PAAQNGD3 | Visioneering Corp | Visioneering | LHBC424VL-LED850K240LXXX-[Options Include BXXK0 VXX] | Indoor Luminaires | High-Bay | High-Bay Luminaires for Commercial and Industrial Buildings | Standard | FALSE | [9 empty] | 42625 |  |  | Yes |  | 4 | 25711 | 125 | 204 | 11.3 | 0.96 | 5000 | 80
PGKMA6BG | Visioneering Corp | Visioneering | LHBC424VL-LED850K240LXXX-P82[Options Include BXXK0 VXX] | Indoor Luminaires | High-Bay | High-Bay Luminaires for Commercial and Industrial Buildings | Standard | FALSE | [9 empty] | 42625 |  |  | Yes |  | 4 | 23383 | 114 | 204 | 11.3 | 0.96 | 5000 | 80
PXE7ZX1J | Visioneering Corp | Visioneering | LHBC224VL-LED850K120LXXX-P82[Options Include BXXK0 VXX] | Indoor Luminaires | High-Bay | High-Bay Luminaires for Commercial and Industrial Buildings | Standard | FALSE | [9 empty] | 42625 |  |  | Yes |  | 4 | 11612 | 111 | 104 | 11.3 | 0.96 | 5000 | 80
PBESEPFQ | Visioneering Corp | Visioneering | LHBC448VL-LED840K480LXXX-[Options Include BXXK0 VXX] | Indoor Luminaires | High-Bay | High-Bay Luminaires for Commercial and Industrial Buildings | Standard | FALSE | [9 empty] | 42625 |  |  | Yes |  | 4 | 50640 | 121 | 416 | 11.3 | 0.96 | 4000 | 80
PS4DK3SA | Visioneering Corp | Visioneering | LHBC448VL-LED840K480LXXX-P82[Options Include BXXK0 VXX] | Indoor Luminaires | High-Bay | High-Bay Luminaires for Commercial and Industrial Buildings | Standard | FALSE | [9 empty] | 42625 |  |  | Yes |  | 4 | 45477 | 109 | 416 | 11.3 | 0.96 | 4000 | 80
PB6VGQJG | Visioneering Corp | Visioneering | LHBC424VL-LED840K240LXXX-[Options Include BXXK0 VXX] | Indoor Luminaires | High-Bay | High-Bay Luminaires for Commercial and Industrial Buildings | Standard | FALSE | [9 empty] | 42625 |  |  | Yes |  | 4 | 25215 | 121 | 208 | 11.3 | 0.96 | 4000 | 80
PWCTZ4TD | Visioneering Corp | Visioneering | LHBC424VL-LED840K240LXXX-P82[Options Include BXXK0 VXX] | Indoor Luminaires | High-Bay | High-Bay Luminaires for Commercial and Industrial Buildings | Standard | FALSE | [9 empty] | 42625 |  |  | Yes |  | 4 | 22918 | 110 | 208 | 11.3 | 0.96 | 4000 | 80
P4FBF2EQ | Visioneering Corp | Visioneering | LHBC224VL-LED840K120LXXX-[Options Include BXXK0 VXX] | Indoor Luminaires | High-Bay | High-Bay Luminaires for Commercial and Industrial Buildings | Standard | FALSE | [9 empty] | 42625 |  |  | Yes |  | 4 | 12693 | 119 | 106 | 11.3 | 0.96 | 4000 | 80
P2RGCBT1 | Shenzhen Xinshengyang Opto-electronics Technology Co.Ltd. | XSY | XSY-HBPF120W-57K-120Â°-HA | Indoor Luminaires | High-Bay | High-Bay Luminaires for Commercial and Industrial Buildings | Premium | FALSE | [9 empty] | 42625 |  |  | No |  | 4 | 19104 | 149.02 | 128.2 | 15.89 | 0.91 | 5700 | 74.5
PTVJBFPM | Shenzhen Xinshengyang Opto-electronics Technology Co.Ltd. | XSY | XSY-HBPF120W-57K-120Â°-HB | Indoor Luminaires | High-Bay | High-Bay Luminaires for Commercial and Industrial Buildings | Premium | FALSE | [9 empty] | 42625 |  |  | No |  | 4 | 19104 | 149.02 | 128.2 | 15.89 | 0.91 | 5700 | 74.5
P69C8PJG | Shenzhen Xinshengyang Opto-electronics Technology Co.Ltd. | XSY | XSY-HBPF120W-50K-120Â°-HB | Indoor Luminaires | High-Bay | High-Bay Luminaires for Commercial and Industrial Buildings | Premium | FALSE | [9 empty] | 42625 |  |  | No |  | 4 | 18729 | 144.74 | 129.4 | 15.69 | 0.92 | 5000 | 74.1
PDBSQZ49 | Shenzhen sunpzone lighting electronic co. ltd | Sunpzone | SPZ2T5F80(5700K) | Indoor Luminaires | High-Bay | Low-Bay Luminaires for Commercial and Industrial Buildings | Standard | FALSE | [9 empty] | 42625 | Not Dimmable | Not Dimmable | No |  | 4 | 9200 | 115 | 80 | 20 | 0.9 | 5700 | 80
PSVU7HFD | Shenzhen sunpzone lighting electronic co. ltd | Sunpzone | SPZ2T5F80(5000K) | Indoor Luminaires | High-Bay | Low-Bay Luminaires for Commercial and Industrial Buildings | Standard | FALSE | [9 empty] | 42625 | Not Dimmable | Not Dimmable | No |  | 4 | 9200 | 115 | 80 | 20 | 0.9 | 5000 | 80
PW66T4DE | Shenzhen sunpzone lighting electronic co. ltd | Sunpzone | SPZ2T5F80(4500K) | Indoor Luminaires | High-Bay | Low-Bay Luminaires for Commercial and Industrial Buildings | Standard | FALSE | [9 empty] | 42625 | Not Dimmable | Not Dimmable | No |  | 4 | 9200 | 115 | 80 | 20 | 0.9 | 4500 | 80
PEJTZ1UE | Shenzhen sunpzone lighting electronic co. ltd | Sunpzone | SPZ2T5F80(4000K) | Indoor Luminaires | High-Bay | Low-Bay Luminaires for Commercial and Industrial Buildings | Standard | FALSE | [9 empty] | 42625 | Not Dimmable | Not Dimmable | No |  | 4 | 9200 | 115 | 80 | 20 | 0.9 | 4000 | 80
P91SMF9V | Shenzhen sunpzone lighting electronic co. ltd | Sunpzone | SPZ2T5F80(3500K) | Indoor Luminaires | High-Bay | Low-Bay Luminaires for Commercial and Industrial Buildings | Standard | FALSE | [9 empty] | 42625 | Not Dimmable | Not Dimmable | No |  | 4 | 9200 | 115 | 80 | 20 | 0.9 | 3500 | 80
PKHN8QP3 | OSW Lighting Co.LTD | OSW | OSW-HSP-200W(5700K) | Indoor Luminaires | High-Bay | High-Bay Luminaires for Commercial and Industrial Buildings | Premium | FALSE | [9 empty] | 42625 | Not Dimmable | Not Dimmable | No |  | 4 | 26000 | 130 | 200 | 10 | 0.9 | 5700 | 70
PK8ZU3CM | OSW Lighting Co.LTD | OSW | OSW-HSP-200W(5000K) | Indoor Luminaires | High-Bay | High-Bay Luminaires for Commercial and Industrial Buildings | Premium | FALSE | [9 empty] | 42625 | Not Dimmable | Not Dimmable | No |  | 4 | 26000 | 130 | 200 | 10 | 0.9 | 5000 | 70
PHC97KWP | OSW Lighting Co.LTD | OSW | OSW-HSP-200W(4500K) | Indoor Luminaires | High-Bay | High-Bay Luminaires for Commercial and Industrial Buildings | Premium | FALSE | [9 empty] | 42625 | Not Dimmable | Not Dimmable | No |  | 4 | 26000 | 130 | 200 | 10 | 0.9 | 4500 | 70
PCRDK8EQ | OSW Lighting Co.LTD | OSW | OSW-HSP-200W(4000K) | Indoor Luminaires | High-Bay | High-Bay Luminaires for Commercial and Industrial Buildings | Premium | FALSE | [9 empty] | 42625 | Not Dimmable | Not Dimmable | No |  | 4 | 26000 | 130 | 200 | 10 | 0.9 | 4000 | 70
P6P4FSJM | OSW Lighting Co.LTD | OSW | OSW-HSP-200W(3500K) | Indoor Luminaires | High-Bay | High-Bay Luminaires for Commercial and Industrial Buildings | Premium | FALSE | [9 empty] | 42625 | Not Dimmable | Not Dimmable | No |  | 4 | 26000 | 130 | 200 | 10 | 0.9 | 3500 | 70
P2ER5DVM | TG Photoelectric Technology Co. LTD | TG | T60015200W (5700K) | Indoor Luminaires | High-Bay | High-Bay Luminaires for Commercial and Industrial Buildings | Premium | FALSE | [9 empty] | 42625 | Dimmable | Continuous Below 10 | No |  | 3 | 27192.7 | 132.5 | 205.1 | 7.9 | 0.94 | 5638 | 87.3
P6U3R599 | TG Photoelectric Technology Co. LTD | TG | T60012160W (4500K) | Indoor Luminaires | High-Bay | High-Bay Luminaires for Commercial and Industrial Buildings | Premium | FALSE | [9 empty] | 42625 | Dimmable | Continuous Below 10 | No |  | 3 | 21250.5 | 128.1 | 165.8 | 10.6 | 0.94 | 4500 | 84.5
PWBGBWEM | TG Photoelectric Technology Co. LTD | TG | T60012120W (4500K) | Indoor Luminaires | High-Bay | High-Bay Luminaires for Commercial and Industrial Buildings | Premium | FALSE | [9 empty] | 42625 | Dimmable | Continuous Below 10 | No |  | 3 | 16520.2 | 130.2 | 126.8 | 9.5 | 0.95 | 4500 | 84.5
PBZAT1RP | TG Photoelectric Technology Co. LTD | TG | T60009100W (4500K) | Indoor Luminaires | High-Bay | High-Bay Luminaires for Commercial and Industrial Buildings | Premium | FALSE | [9 empty] | 42625 | Dimmable | Continuous Below 10 | No |  | 3.1 | 13469.3 | 130.1 | 103.5 | 10.3 | 0.95 | 4500 | 84.3
PCJHZV3S | TG Photoelectric Technology Co. LTD | TG | T6000680W (4500K) | Indoor Luminaires | High-Bay | High-Bay Luminaires for Commercial and Industrial Buildings | Premium | FALSE | [9 empty] | 42625 | Dimmable | Continuous Below 10 | No |  | 3 | 10672.1 | 128.8 | 82.8 | 11.6 | 0.94 | 4500 | 84.1
P6W931JK | TG Photoelectric Technology Co. LTD | TG | T60015200W (4500K) | Indoor Luminaires | High-Bay | High-Bay Luminaires for Commercial and Industrial Buildings | Premium | FALSE | [9 empty] | 42625 | Dimmable | Continuous Below 10 | No |  | 3 | 26466.5 | 128.6 | 205.7 | 7.7 | 0.94 | 4500 | 83.6
PRBXUP9S | Signcomplex Limited | Signcomplex | GK-200-AW-WW-P-DYY | Indoor Luminaires | High-Bay | High-Bay Luminaires for Commercial and Industrial Buildings | Standard | TRUE | 23642.97 | 110.052 | 212.9 | 14.2 | 0.923 | 2981 | 81.4 | 5 | 50000 | 42624 |  |  | No |  | 4 | 23643 | 111.1 | 212.9 | 14.2 | 0.92 | 3000 | 81.4
PKNVVTSJ | Signcomplex Limited | Signcomplex | GK-100-AW-WW-P-DYY | Indoor Luminaires | High-Bay | High-Bay Luminaires for Commercial and Industrial Buildings | Standard | TRUE | 11179.73 | 113.7 | 98.33 | 14.9 | 0.913 | 2952 | 80.9 | 5 | 50000 | 42624 |  |  | No |  | 4 | 11368.2 | 114.4 | 99.4 | 14.9 | 0.91 | 3000 | 80.9
PE7CPGN7 | Signcomplex Limited | Signcomplex | GK-150-AW-WW-P-DYY | Indoor Luminaires | High-Bay | High-Bay Luminaires for Commercial and Industrial Buildings | Standard | TRUE | 17300.45 | 115.57 | 149.7 | 14.5 | 0.907 | 3003 | 81.4 | 5 | 50000 | 42624 |  |  | No |  | 4 | 17422.4 | 116 | 150.2 | 14.5 | 0.91 | 3000 | 81.4
PWJSQ9A1 | Signcomplex Limited | Signcomplex | GK-050-AW-WW-P-DYY | Indoor Luminaires | High-Bay | Low-Bay Luminaires for Commercial and Industrial Buildings | Standard | TRUE | 5541.72 | 115.9 | 47.813 | 14.6 | 0.905 | 2958 | 81.1 | 5 | 50000 | 42624 |  |  | No |  | 4 | 5624.6 | 116.7 | 48.2 | 14.6 | 0.91 | 3000 | 81.1
PVT4Y5XE | Signcomplex Limited | Signcomplex | GK-050-AW-W-P-DYY | Indoor Luminaires | High-Bay | Low-Bay Luminaires for Commercial and Industrial Buildings | Standard | FALSE | [9 empty] | 42624 |  |  | No |  | 4 | 5904.2 | 121 | 48.8 | 13.4 | 0.91 | 5000 | 81.7
PKPUXYMK | Signcomplex Limited | Signcomplex | GK-100-AW-W-P-DYY | Indoor Luminaires | High-Bay | High-Bay Luminaires for Commercial and Industrial Buildings | Standard | FALSE | [9 empty] | 42624 |  |  | No |  | 4 | 11917.2 | 117.9 | 101.1 | 13.7 | 0.92 | 5000 | 81.6
PFMTQUC5 | Signcomplex Limited | Signcomplex | GK-200-AW-W-P-DYY | Indoor Luminaires | High-Bay | High-Bay Luminaires for Commercial and Industrial Buildings | Standard | FALSE | [9 empty] | 42624 |  |  | No |  | 4 | 24073.3 | 114.3 | 210.7 | 13.6 | 0.93 | 5000 | 81.5
PF567DX6 | Signcomplex Limited | Signcomplex | GK-150-AW-W-P-DYY | Indoor Luminaires | High-Bay | High-Bay Luminaires for Commercial and Industrial Buildings | Standard | FALSE | [9 empty] | 42624 |  |  | No |  | 4 | 17991.9 | 119.1 | 151.1 | 13.2 | 0.91 | 5000 | 81.1
P6DWKV8A | Signcomplex Limited | Signcomplex | GK-150-AW-NW-P-DYY | Indoor Luminaires | High-Bay | High-Bay Luminaires for Commercial and Industrial Buildings | Standard | FALSE | [9 empty] | 42624 |  |  | No |  | 4 | 17707.2 | 117.5 | 150.7 | 14.5 | 0.91 | 4000 | 81.4
PU7MVDJJ | Signcomplex Limited | Signcomplex | GK-200-AW-NW-P-DYY | Indoor Luminaires | High-Bay | High-Bay Luminaires for Commercial and Industrial Buildings | Standard | FALSE | [9 empty] | 42624 |  |  | No |  | 4 | 23858.1 | 112.6 | 211.8 | 14.2 | 0.92 | 4000 | 81.4
PYAA97W4 | Signcomplex Limited | Signcomplex | GK-050-AW-NW-P-DYY | Indoor Luminaires | High-Bay | Low-Bay Luminaires for Commercial and Industrial Buildings | Standard | FALSE | [9 empty] | 42624 |  |  | No |  | 4 | 5764.4 | 118.9 | 48.5 | 14.6 | 0.91 | 4000 | 81.1
P1T6VUZB | Signcomplex Limited | Signcomplex | GK-100-AW-NW-P-DYY | Indoor Luminaires | High-Bay | High-Bay Luminaires for Commercial and Industrial Buildings | Standard | FALSE | [9 empty] | 42624 |  |  | No |  | 4 | 11642.7 | 116.1 | 100.3 | 14.9 | 0.91 | 4000 | 80.9
PPK4ZBUU | All Green Lighting Inc. | All Green Lighting Inc. | NOVA-100W | Indoor Luminaires | High-Bay | High-Bay Luminaires for Commercial and Industrial Buildings | Premium | TRUE | 11086.39 | 113.8 | 97.42 | 10.79 | 0.969 | 5339 | 87.7 | 5 | 50000 | 42623 |  |  | No |  | 3.1 | 11000 | 110 | 100 | 15 | 0.95 | 5700 | 80
P84NACQF | All Green Lighting Inc. | All Green Lighting Inc. | NOVA-160W | Indoor Luminaires | High-Bay | High-Bay Luminaires for Commercial and Industrial Buildings | Premium | TRUE | 17945.76 | 117.88 | 152.24 | 10.92 | 0.945 | 5327 | 86.8 | 5 | 50000 | 42623 |  |  | No |  | 3.1 | 17600 | 110 | 160 | 15 | 0.95 | 5700 | 80
PFBR9X6D | All Green Lighting Inc. | All Green Lighting Inc. | NOVA-240W | Indoor Luminaires | High-Bay | High-Bay Luminaires for Commercial and Industrial Buildings | Premium | TRUE | 26013.6 | 111.92 | 232.44 | 14.74 | 0.939 | 5399 | 87 | 5 | 50000 | 42623 |  |  | No |  | 3.1 | 26400 | 110 | 240 | 15 | 0.95 | 5700 | 80
P4DRRY5U | Ringdale ActiveLED | ActiveLED | HS48U-S-XN5099WH-MS | Indoor Luminaires | High-Bay | High-Bay Luminaires for Commercial and Industrial Buildings | Standard | TRUE | 10900 | 110.1 | 99.01 | 10.5 | 0.972 | 4733 | 72.6 | 5 | 50000 | 42622 |  |  | Yes |  | 3.1 | 11030 | 111.8 | 96 | 10.5 | 0.97 | 4733 | 72.6
P9DRU7WH | FUZHOU ACE LED LIGHT CO.LTD | ACE | A-UHB100-30 | Indoor Luminaires | High-Bay | High-Bay Luminaires for Commercial and Industrial Buildings | Standard | TRUE | 10399.1 | 117.7 | 88.34 | 11.55 | 0.964 | 3079 | 83.1 | 5 | 50000 | 42622 |  |  | No |  | 4 | 10400 | 118 | 98 | 13 | 0.9 | 3000 | 83
P3CT8WU2 | Shenzhen Syhdee Co.Ltd. | SYHDEE | SYH-HB11632-210(4000K) | Indoor Luminaires | High-Bay | High-Bay Luminaires for Commercial and Industrial Buildings | Premium | TRUE | 28092 | 130.48 | 215.3 | 8.03 | 0.9583 | 3994 | 83.6 | 5 | 50000 | 42622 |  |  | No |  | 4 | 28092 | 127.69 | 220 | 8.03 | 0.96 | 4000 | 83.6
PA99VAER | FUZHOU ACE LED LIGHT CO.LTD | ACE | A-UHB150-30 | Indoor Luminaires | High-Bay | High-Bay Luminaires for Commercial and Industrial Buildings | Standard | TRUE | 16848 | 116.8 | 144.24 | 14.7 | 0.936 | 3101 | 82.7 | 5 | 50000 | 42622 |  |  | No |  | 4 | 17000 | 117 | 152 | 15 | 0.9 | 3000 | 83
P91BQUSU | Shenzhen Xinshengyang Opto-electronics Technology Co.Ltd. | XSY | XSY-HBP150W-50K-120Â°-HA | Indoor Luminaires | High-Bay | High-Bay Luminaires for Commercial and Industrial Buildings | Premium | TRUE | 19871 | 137.61 | 144.4 | 13.29 | 0.9355 | 4809 | 74.6 | 5 | 50000 | 42622 |  |  | No |  | 4 | 19871 | 137.61 | 144.4 | 13.29 | 0.94 | 5000 | 74.6
PYJE2ED6 | LED2 Lighting Group Inc | LED2 | LED2-HBSF-180W-xx | Indoor Luminaires | High-Bay | High-Bay Luminaires for Commercial and Industrial Buildings | Standard | TRUE | 22907.28 | 125.19 | 182.98 | 16.26 | 0.935 | 5218 | 82.3 | 5 | 50000 | 42622 |  |  | No | Product updated on 08/18/2016 | 3.1 | 22903.13 | 125.215 | 182.91 | 16.26 | 0.996 | 5000 | 82.3
PDPDDJ71 | FUZHOU ACE LED LIGHT CO.LTD | ACE | A-UHB240-30 | Indoor Luminaires | High-Bay | High-Bay Luminaires for Commercial and Industrial Buildings | Standard | TRUE | 28205 | 128 | 220.31 | 17.8 | 0.921 | 3045 | 83.1 | 5 | 50000 | 42622 |  |  | No |  | 4 | 28200 | 128 | 230 | 18 | 0.9 | 3000 | 83
PNXNYJGG | LED2 Lighting Group Inc | LED2 | LED2-HBSF2-120W-xx | Indoor Luminaires | High-Bay | High-Bay Luminaires for Commercial and Industrial Buildings | Standard | TRUE | 15198.188 | 125.129 | 122.02 | 16.48 | 0.915 | 5244 | 82.6 | 5 | 50000 | 42622 |  |  | No | Product updated on 08/18/2016 | 3.1 | 15198.188 | 125.129 | 122.02 | 16.48 | 0.996 | 5000 | 82.6
P1512CB1 | 3bl LED | 3BL LED | 3BL-LED-RPK-120W-DIM-4100K | Indoor Retrofit Kit | High-Bay | Retrofit Kits for High-Bay Luminaires for Commercial and Industrial Buildings | Standard | TRUE | 13362 | 110.16 | 121.3 | 7.98 | 0.9031 | 4000 | 72.9 | 5 | 50000 | 42622 |  |  | No |  | 3.1 | 13362 | 110.16 | 121.3 | 7.98 | 0.9031 | 4100 | 72.9
P14TFK1P | Louvers International Inc | Louvers LED | PHX22-74-3K | Indoor Luminaires | High-Bay | High-Bay Luminaires for Commercial and Industrial Buildings | Premium | TRUE | 9366.8 | 128.99 | 72.62 | 10.56 | 0.903 | 2957 | 82.6 | 7 | 50000 | 42622 |  |  | No |  | 4 | 9366.8 | 128.99 | 72.62 | 10.56 | 0.9 | 3000 | 82.6
P6N2CHB7 | Louvers International Inc | Louvers LED | PHX22-102-3K | Indoor Luminaires | High-Bay | High-Bay Luminaires for Commercial and Industrial Buildings | Premium | TRUE | 12615 | 126.38 | 99.82 | 12.49 | 0.9021 | 2991 | 83 | 5 | 50000 | 42622 |  |  | No |  | 4 | 12615 | 126.38 | 99.82 | 12.49 | 0.9 | 3000 | 83
P2GSSZN8 | Louvers International Inc | Louvers LED | PHX22-74-27K | Indoor Luminaires | High-Bay | Low-Bay Luminaires for Commercial and Industrial Buildings | Standard | TRUE | 8646.9 | 118.52 | 72.96 | 11.51 | 0.9002 | 2833 | 84.4 | 7 | 50000 | 42622 |  |  | No |  | 4 | 8646.9 | 118.52 | 72.96 | 11.51 | 0.9 | 2700 | 84.4
PU43CDNZ | 3bl LED | 3BL LED | 3BL-LED-RPK-120W-DIM-5700K | Indoor Retrofit Kit | High-Bay | Retrofit Kits for High-Bay Luminaires for Commercial and Industrial Buildings | Standard | FALSE | [9 empty] | 42622 |  |  | No |  | 3.1 | 13872 | 115.79 | 119.8 | 8.15 | 0.9019 | 5700 | 74.2
PGG6STUM | 3bl LED | 3BL LED | 3BL-LED-RPK-120W-DIM-5000K | Indoor Retrofit Kit | High-Bay | Retrofit Kits for High-Bay Luminaires for Commercial and Industrial Buildings | Standard | FALSE | [9 empty] | 42622 |  |  | No |  | 3.1 | 13362 | 110.16 | 121.3 | 7.98 | 0.9031 | 5000 | 72.9
PSJ1V51P | Shenzhen Xinshengyang Opto-electronics Technology Co.Ltd. | XSY | XSY-HBP150W-57K-120Â°-HA | Indoor Luminaires | High-Bay | High-Bay Luminaires for Commercial and Industrial Buildings | Premium | FALSE | [9 empty] | 42622 |  |  | No |  | 4 | 20269 | 140.17 | 144.6 | 13.06 | 0.94 | 5700 | 74.8
PQJGRCHA | Shenzhen Xinshengyang Opto-electronics Technology Co.Ltd. | XSY | XSY-HBP150W-57K-120Â°-HB | Indoor Luminaires | High-Bay | High-Bay Luminaires for Commercial and Industrial Buildings | Premium | FALSE | [9 empty] | 42622 |  |  | No |  | 4 | 20269 | 140.17 | 144.6 | 13.06 | 0.94 | 5700 | 74.8
PJY3XBNF | Shenzhen Xinshengyang Opto-electronics Technology Co.Ltd. | XSY | XSY-HBP150W-50K-120Â°-HB | Indoor Luminaires | High-Bay | High-Bay Luminaires for Commercial and Industrial Buildings | Premium | FALSE | [9 empty] | 42622 |  |  | No |  | 4 | 19871 | 137.61 | 144.4 | 13.29 | 0.94 | 5000 | 74.6
P3M48BUX | Shenzhen Syhdee Co.Ltd. | SYHDEE | SYH-HB11632-210(5000K) | Indoor Luminaires | High-Bay | High-Bay Luminaires for Commercial and Industrial Buildings | Premium | FALSE | [9 empty] | 42622 |  |  | No |  | 4 | 29378 | 133.54 | 220 | 8.1 | 0.96 | 5000 | 82.2
PDBM1DR2 | Louvers International Inc | Louvers LED | PHX22-102-57K | Indoor Luminaires | High-Bay | High-Bay Luminaires for Commercial and Industrial Buildings | Premium | FALSE | [9 empty] | 42622 |  |  | No |  | 4 | 13045 | 130.71 | 99.8 | 12.19 | 0.9 | 5700 | 83.8
P7YQMBVZ | Louvers International Inc | Louvers LED | PHX22-74-57K | Indoor Luminaires | High-Bay | High-Bay Luminaires for Commercial and Industrial Buildings | Premium | FALSE | [9 empty] | 42622 |  |  | No |  | 4 | 9982 | 135.5 | 73.67 | 10.38 | 0.9 | 5700 | 83.7
PK7YXH5N | Louvers International Inc | Louvers LED | PHX22-102-5K | Indoor Luminaires | High-Bay | High-Bay Luminaires for Commercial and Industrial Buildings | Premium | FALSE | [9 empty] | 42622 |  |  | No |  | 4 | 12959 | 129.84 | 99.81 | 12.49 | 0.9 | 5000 | 83
PAWDDZ9C | Louvers International Inc | Louvers LED | PHX22-74-5K | Indoor Luminaires | High-Bay | High-Bay Luminaires for Commercial and Industrial Buildings | Premium | FALSE | [9 empty] | 42622 |  |  | No |  | 4 | 9859 | 134.79 | 73.15 | 10.56 | 0.9 | 5000 | 82.6
PG6VS8G7 | Louvers International Inc | Louvers LED | PHX22-102-45K | Indoor Luminaires | High-Bay | High-Bay Luminaires for Commercial and Industrial Buildings | Premium | FALSE | [9 empty] | 42622 |  |  | No |  | 4 | 12873 | 128.98 | 99.81 | 12.49 | 0.9 | 4500 | 83
PJR3P8FP | Louvers International Inc | Louvers LED | PHX22-74-45K | Indoor Luminaires | High-Bay | High-Bay Luminaires for Commercial and Industrial Buildings | Premium | FALSE | [9 empty] | 42622 |  |  | No |  | 4 | 9736 | 133.1 | 73.15 | 10.56 | 0.9 | 4500 | 82.6
PPZ2MUAX | Louvers International Inc | Louvers LED | PHX22-102-4K | Indoor Luminaires | High-Bay | High-Bay Luminaires for Commercial and Industrial Buildings | Premium | FALSE | [9 empty] | 42622 |  |  | No |  | 4 | 12787 | 128.11 | 99.81 | 12.49 | 0.9 | 4000 | 83
P58N9Z4U | Louvers International Inc | Louvers LED | PHX22-74-4K | Indoor Luminaires | High-Bay | High-Bay Luminaires for Commercial and Industrial Buildings | Premium | FALSE | [9 empty] | 42622 |  |  | No |  | 4 | 9613 | 131.42 | 73.15 | 10.56 | 0.9 | 4000 | 82.6
PHETATPR | Louvers International Inc | Louvers LED | PHX22-102-35K | Indoor Luminaires | High-Bay | High-Bay Luminaires for Commercial and Industrial Buildings | Premium | FALSE | [9 empty] | 42622 |  |  | No |  | 4 | 12701 | 127.25 | 99.81 | 12.49 | 0.9 | 3500 | 83
PY4AYG7K | Louvers International Inc | Louvers LED | PHX22-74-35K | Indoor Luminaires | High-Bay | High-Bay Luminaires for Commercial and Industrial Buildings | Premium | FALSE | [9 empty] | 42622 |  |  | No |  | 4 | 9490 | 129.74 | 73.15 | 10.56 | 0.9 | 3500 | 82.6
PD1BTUTE | FUZHOU ACE LED LIGHT CO.LTD | ACE | A-UHB240-57 | Indoor Luminaires | High-Bay | High-Bay Luminaires for Commercial and Industrial Buildings | Standard | FALSE | [9 empty] | 42622 | Dimmable | Continuous Below 10 | No |  | 4 | 30650 | 143 | 230 | 18 | 0.9 | 5700 | 76
PXYNG4UM | FUZHOU ACE LED LIGHT CO.LTD | ACE | A-UHB150-57 | Indoor Luminaires | High-Bay | High-Bay Luminaires for Commercial and Industrial Buildings | Standard | FALSE | [9 empty] | 42622 | Dimmable | Continuous Below 10 | No |  | 4 | 19500 | 132 | 152 | 15 | 0.9 | 5700 | 76
PHQXSGHU | FUZHOU ACE LED LIGHT CO.LTD | ACE | A-UHB100-57 | Indoor Luminaires | High-Bay | High-Bay Luminaires for Commercial and Industrial Buildings | Standard | FALSE | [9 empty] | 42622 | Dimmable | Continuous Below 10 | No |  | 4 | 13300 | 133 | 98 | 13 | 0.9 | 5700 | 75
PEJS4YE2 | FUZHOU ACE LED LIGHT CO.LTD | ACE | A-UHB240-50 | Indoor Luminaires | High-Bay | High-Bay Luminaires for Commercial and Industrial Buildings | Standard | FALSE | [9 empty] | 42622 | Dimmable | Continuous Below 10 | No |  | 4 | 30380 | 140 | 230 | 18 | 0.9 | 5000 | 83
P27V4QKG | FUZHOU ACE LED LIGHT CO.LTD | ACE | A-UHB150-50 | Indoor Luminaires | High-Bay | High-Bay Luminaires for Commercial and Industrial Buildings | Standard | FALSE | [9 empty] | 42622 | Dimmable | Continuous Below 10 | No |  | 4 | 19000 | 129 | 152 | 15 | 0.9 | 5000 | 83
PNW7T99Y | FUZHOU ACE LED LIGHT CO.LTD | ACE | A-UHB100-50 | Indoor Luminaires | High-Bay | High-Bay Luminaires for Commercial and Industrial Buildings | Standard | FALSE | [9 empty] | 42622 | Dimmable | Continuous Below 10 | No |  | 4 | 13000 | 130 | 98 | 13 | 0.9 | 5000 | 83
PV9VRQU5 | FUZHOU ACE LED LIGHT CO.LTD | ACE | A-UHB240-45 | Indoor Luminaires | High-Bay | High-Bay Luminaires for Commercial and Industrial Buildings | Standard | FALSE | [9 empty] | 42622 | Dimmable | Continuous Below 10 | No |  | 4 | 29910 | 137 | 230 | 18 | 0.9 | 4500 | 83
P5S5F3SH | FUZHOU ACE LED LIGHT CO.LTD | ACE | A-UHB150-45 | Indoor Luminaires | High-Bay | High-Bay Luminaires for Commercial and Industrial Buildings | Standard | FALSE | [9 empty] | 42622 | Dimmable | Continuous Below 10 | No |  | 4 | 18500 | 126 | 152 | 15 | 0.9 | 4500 | 83
PHWX7H8A | FUZHOU ACE LED LIGHT CO.LTD | ACE | A-UHB100-45 | Indoor Luminaires | High-Bay | High-Bay Luminaires for Commercial and Industrial Buildings | Standard | FALSE | [9 empty] | 42622 | Dimmable | Continuous Below 10 | No |  | 4 | 12500 | 127 | 98 | 13 | 0.9 | 4500 | 83
PTDPHYHJ | FUZHOU ACE LED LIGHT CO.LTD | ACE | A-UHB240-40 | Indoor Luminaires | High-Bay | High-Bay Luminaires for Commercial and Industrial Buildings | Standard | FALSE | [9 empty] | 42622 | Dimmable | Continuous Below 10 | No |  | 4 | 29440 | 134 | 230 | 18 | 0.9 | 4000 | 83
PT4XZXHR | FUZHOU ACE LED LIGHT CO.LTD | ACE | A-UHB150-40 | Indoor Luminaires | High-Bay | High-Bay Luminaires for Commercial and Industrial Buildings | Standard | FALSE | [9 empty] | 42622 | Dimmable | Continuous Below 10 | No |  | 4 | 18000 | 123 | 152 | 15 | 0.9 | 4000 | 83
PRGUCAY4 | FUZHOU ACE LED LIGHT CO.LTD | ACE | A-UHB100-40 | Indoor Luminaires | High-Bay | High-Bay Luminaires for Commercial and Industrial Buildings | Standard | FALSE | [9 empty] | 42622 | Dimmable | Continuous Below 10 | No |  | 4 | 12200 | 124 | 98 | 13 | 0.9 | 4000 | 83
PWA3UACE | FUZHOU ACE LED LIGHT CO.LTD | ACE | A-UHB240-35 | Indoor Luminaires | High-Bay | High-Bay Luminaires for Commercial and Industrial Buildings | Standard | FALSE | [9 empty] | 42622 | Dimmable | Continuous Below 10 | No |  | 4 | 28570 | 131 | 230 | 18 | 0.9 | 3500 | 83
PBSUQ512 | FUZHOU ACE LED LIGHT CO.LTD | ACE | A-UHB150-35 | Indoor Luminaires | High-Bay | High-Bay Luminaires for Commercial and Industrial Buildings | Standard | FALSE | [9 empty] | 42622 | Dimmable | Continuous Below 10 | No |  | 4 | 17400 | 120 | 152 | 15 | 0.9 | 3500 | 83
P4SQPE3E | FUZHOU ACE LED LIGHT CO.LTD | ACE | A-UHB100-35 | Indoor Luminaires | High-Bay | High-Bay Luminaires for Commercial and Industrial Buildings | Standard | FALSE | [9 empty] | 42622 | Dimmable | Continuous Below 10 | No |  | 4 | 11700 | 121 | 98 | 13 | 0.9 | 3500 | 83
PU9XW2FK | Acuity Brands Lighting | Lithonia Lighting | IBG 2' 18000LM SEF ND PCL [All Voltages] 40K 80CRI [All Options] | Indoor Luminaires | High-Bay | High-Bay Luminaires for Commercial and Industrial Buildings | Premium | TRUE | 15314 | 133.06 | 115.09 | 4.935 | 0.997 | 3957 | 82.57 | 5 |  | 42621 |  |  | Yes |  | 4 | 15565.92 | 138.09 | 112.72 | 20 | 0.9 | 4000 | 80
PZN2RUMQ | Acuity Brands Lighting | Lithonia Lighting | IBG 2' 8000LM HEF GND L/LENS [All Voltages] 30K 90CRI [All Options] | Indoor Luminaires | High-Bay | Low-Bay Luminaires for Commercial and Industrial Buildings | Premium | TRUE | 6386 | 131.89 | 48.42 | 3.5 | 0.991 | 3049 | 93.23 | 5 |  | 42621 |  |  | Yes |  | 4 | 6429.52 | 135.36 | 47.5 | 20 | 0.9 | 3000 | 90
PB41Q6DD | Acuity Brands Lighting | Lithonia Lighting | IBG 2' 8000LM SEF WD AFL [All Voltages] 40K 80CRI [All Options] | Indoor Luminaires | High-Bay | Low-Bay Luminaires for Commercial and Industrial Buildings | Premium | TRUE | 7386 | 135.05 | 54.69 | 3.47 | 0.991 | 3954 | 82.66 | 5 |  | 42621 |  |  | Yes |  | 4 | 7164.44 | 133.14 | 53.81 | 20 | 0.9 | 4000 | 80
P4ZFW22S | Luceco | Luceco | LHBLAL34M40G1D- US | Indoor Luminaires | High-Bay | High-Bay Luminaires for Commercial and Industrial Buildings | Standard | TRUE | 35918.9 | 110.9 | 323.74 | 9.13 | 0.985 | 3976 | 81.9 | 5 | 50000 | 42621 |  |  | No |  | 3.1 | 36000 | 110 | 300 | 20 | 0.99 | 4000 | 80
PFAX2Z8R | Luceco | Luceco | LHBLAL18M40G1D- US | Indoor Luminaires | High-Bay | High-Bay Luminaires for Commercial and Industrial Buildings | Standard | TRUE | 16190.5 | 108.8 | 148.81 | 9.4 | 0.982 | 3966 | 82 | 5 | 50000 | 42621 |  |  | No |  | 3.1 | 16000 | 110 | 160 | 20 | 0.99 | 4000 | 80
P2P41YTU | Luceco | Luceco | LHBLAL13M50G1D- US | Indoor Luminaires | High-Bay | High-Bay Luminaires for Commercial and Industrial Buildings | Standard | TRUE | 12858 | 119.8 | 107.3 | 7.84 | 0.973 | 4948 | 80.2 | 5 | 50000 | 42621 |  |  | No |  | 4 | 13050 | 119.6 | 110 | 20 | 0.99 | 5000 | 80
PCFAPP64 | Luceco | Luceco | LHBLAL27M50G1D- US | Indoor Luminaires | High-Bay | High-Bay Luminaires for Commercial and Industrial Buildings | Standard | TRUE | 25912 | 123.5 | 209.87 | 7.75 | 0.972 | 4988 | 80.5 | 5 | 50000 | 42621 |  |  | No |  | 4 | 25956 | 123.5 | 210 | 20 | 0.99 | 5000 | 80
PENAU5TB | Acuity Brands Lighting | Lithonia Lighting | IBG 2' 12000LM SEF ND PCL [All Voltages] 40K 80CRI [All Options] | Indoor Luminaires | High-Bay | High-Bay Luminaires for Commercial and Industrial Buildings | Premium | TRUE | 10079 | 128.99 | 78.14 | 3.72 | 0.96 | 3935 | 82.61 | 5 |  | 42621 |  |  | Yes |  | 4 | 10401.68 | 134.6 | 77.28 | 20 | 0.9 | 4000 | 80
PAD7TN13 | Acuity Brands Lighting | Lithonia Lighting | IBG 2' 12000LM HEF WD L/LENS [All Voltages] 30K 90CRI [All Options] | Indoor Luminaires | High-Bay | Low-Bay Luminaires for Commercial and Industrial Buildings | Premium | TRUE | 8942 | 129.2 | 69.21 | 3.72 | 0.96 | 3038 | 93.23 | 5 |  | 42621 |  |  | Yes |  | 4 | 9076.79 | 132.12 | 68.7 | 20 | 0.9 | 3000 | 90
PYF34P3B | Acuity Brands Lighting | Lithonia Lighting | IBGN 4' 18000LM SEF ND PCL [All Voltages] 40K 80CRI [All Options] | Indoor Luminaires | High-Bay | High-Bay Luminaires for Commercial and Industrial Buildings | Premium | TRUE | 14897 | 128.37 | 116.05 | 3.7 | 0.96 | 3938 | 82.63 | 5 |  | 42621 |  |  | Yes |  | 4 | 15303.23 | 133.42 | 114.7 | 20 | 0.9 | 4000 | 80
PS85C5TZ | Acuity Brands Lighting | Lithonia Lighting | IBG 2' 12000LM HEF ND PCL [All Voltages] 35K 80CRI [All Options] | Indoor Luminaires | High-Bay | High-Bay Luminaires for Commercial and Industrial Buildings | Premium | TRUE | 9664 | 144.65 | 66.81 | 3.7 | 0.96 | 3452 | 84.3 | 5 |  | 42621 |  |  | Yes |  | 4 | 10110.19 | 147.16 | 68.7 | 20 | 0.9 | 3500 | 80
PHZVEXR6 | Acuity Brands Lighting | Lithonia Lighting | IBGN 4' 24000LM SEF ND PCL [All Voltages] 40K 80CRI [All Options] | Indoor Luminaires | High-Bay | High-Bay Luminaires for Commercial and Industrial Buildings | Premium | TRUE | 18304 | 107.2 | 170.74 | 3.7 | 0.96 | 3945 | 83.42 | 5 |  | 42621 |  |  | Yes |  | 3.1 | 20415.35 | 120.09 | 170 | 20 | 0.9 | 4000 | 80
P137UPKQ | Acuity Brands Lighting | Lithonia Lighting | IBGN 4' 24000LM HEF ND L/LENS [All Voltages] 30K 90CRI [All Options] | Indoor Luminaires | High-Bay | High-Bay Luminaires for Commercial and Industrial Buildings | Premium | TRUE | 17787 | 116.81 | 152.27 | 3.7 | 0.96 | 3017 | 93.41 | 5 |  | 42621 |  |  | Yes |  | 3.1 | 17867.38 | 119.12 | 150 | 20 | 0.9 | 3000 | 90
PPRVTKJ5 | GreenTek Energy Systems | GREENTEK | GT-RKPUS-120WD2(4000K) | Indoor Retrofit Kit | High-Bay | Retrofit Kits for High-Bay Luminaires for Commercial and Industrial Buildings | Standard | TRUE | 16250 | 124.9 | 130.1 | 12.36 | 0.9102 | 3996 | 83.4 | 5 | 50000 | 42621 |  |  | No |  | 3 | 16250 | 124.9 | 130.1 | 12.36 | 0.9102 | 4000 | 83.4
PC9795DE | GLOBAL TECH LED | Global Tech LED | GTR-HB-M21MP-HI-SV-BR-NL-[PLAT UVHB] | Indoor Retrofit Kit | High-Bay | Retrofit Kits for Low-Bay Luminaires for Commercial and Industrial Buildings | Standard | TRUE | 4697 | 95.3 | 49.3 | 13.9 | 0.908 | 5224 | 84 | 5 | 50000 | 42621 |  |  | No |  | 3.1 | 4697 | 95.3 | 49.47 | 13.9 | 0.9 | 5224 | 84
PUK69MJZ | GreenTek Energy Systems | GREENTEK | GT-RKPUS-120WD2(5700K) | Indoor Retrofit Kit | High-Bay | Retrofit Kits for High-Bay Luminaires for Commercial and Industrial Buildings | Standard | FALSE | [9 empty] | 42621 |  |  | No |  | 3 | 16895 | 128.48 | 131.5 | 12.36 | 0.9104 | 5700 | 83.8
P1C21ACX | GreenTek Energy Systems | GREENTEK | GT-RKPUS-120WD2(5000K) | Indoor Retrofit Kit | High-Bay | Retrofit Kits for High-Bay Luminaires for Commercial and Industrial Buildings | Standard | FALSE | [9 empty] | 42621 |  |  | No |  | 3 | 16250 | 124.9 | 130.1 | 12.36 | 0.9102 | 5000 | 83.4
PGGGR9EC | GreenTek Energy Systems | GREENTEK | GT-RKPUS-120WD2(4500K) | Indoor Retrofit Kit | High-Bay | Retrofit Kits for High-Bay Luminaires for Commercial and Industrial Buildings | Standard | FALSE | [9 empty] | 42621 |  |  | No |  | 3 | 16250 | 124.9 | 130.1 | 12.36 | 0.9102 | 4500 | 83.4
PVPMUE6H | Acuity Brands Lighting | Lithonia Lighting | IBG 4' 60000LM SEF GND L/LENS [All Voltages] 50K 80CRI [All Options] | Indoor Luminaires | High-Bay | High-Bay Luminaires for Commercial and Industrial Buildings | Premium | FALSE | [9 empty] | 42621 | Dimmable | Continuous Below 10 | Yes |  | 3.1 | 61989.92 | 165.04 | 375.6 | 20 | 0.9 | 5000 | 80
P4PN7BWF | Acuity Brands Lighting | Lithonia Lighting | IBG 4' 60000LM SEF GND ACL [All Voltages] 50K 80CRI [All Options] | Indoor Luminaires | High-Bay | High-Bay Luminaires for Commercial and Industrial Buildings | Premium | FALSE | [9 empty] | 42621 | Dimmable | Continuous Below 10 | Yes |  | 3.1 | 59413.92 | 158.18 | 375.6 | 20 | 0.9 | 5000 | 80
PFBMWQ7P | Acuity Brands Lighting | Lithonia Lighting | IBG 4' 60000LM SEF FD L/LENS [All Voltages] 50K 80CRI [All Options] | Indoor Luminaires | High-Bay | High-Bay Luminaires for Commercial and Industrial Buildings | Premium | FALSE | [9 empty] | 42621 | Dimmable | Continuous Below 10 | Yes |  | 3.1 | 57696.25 | 153.61 | 375.6 | 20 | 0.9 | 5000 | 80
PJREN48H | Acuity Brands Lighting | Lithonia Lighting | IBG 4' 60000LM SEF GND AFL [All Voltages] 50K 80CRI [All Options] | Indoor Luminaires | High-Bay | High-Bay Luminaires for Commercial and Industrial Buildings | Premium | FALSE | [9 empty] | 42621 | Dimmable | Continuous Below 10 | Yes |  | 3.1 | 57494.05 | 153.07 | 375.6 | 20 | 0.9 | 5000 | 80
PSQ7WZSE | Acuity Brands Lighting | Lithonia Lighting | IBG 4' 60000LM SEF ND L/LENS [All Voltages] 50K 80CRI [All Options] | Indoor Luminaires | High-Bay | High-Bay Luminaires for Commercial and Industrial Buildings | Premium | FALSE | [9 empty] | 42621 | Dimmable | Continuous Below 10 | Yes |  | 3.1 | 55999.21 | 149.09 | 375.6 | 20 | 0.9 | 5000 | 80
P3ATRQ1J | Acuity Brands Lighting | Lithonia Lighting | IBG 4' 60000LM SEF FD ACL [All Voltages] 50K 80CRI [All Options] | Indoor Luminaires | High-Bay | High-Bay Luminaires for Commercial and Industrial Buildings | Premium | FALSE | [9 empty] | 42621 | Dimmable | Continuous Below 10 | Yes |  | 3.1 | 55750.59 | 148.43 | 375.6 | 20 | 0.9 | 5000 | 80
PKXSD15D | Acuity Brands Lighting | Lithonia Lighting | IBG 4' 60000LM SEF FD AFL [All Voltages] 50K 80CRI [All Options] | Indoor Luminaires | High-Bay | High-Bay Luminaires for Commercial and Industrial Buildings | Premium | FALSE | [9 empty] | 42621 | Dimmable | Continuous Below 10 | Yes |  | 3.1 | 54423.9 | 144.9 | 375.6 | 20 | 0.9 | 5000 | 80
PXVQ9M2X | Acuity Brands Lighting | Lithonia Lighting | IBG 4' 60000LM SEF ND ACL [All Voltages] 50K 80CRI [All Options] | Indoor Luminaires | High-Bay | High-Bay Luminaires for Commercial and Industrial Buildings | Premium | FALSE | [9 empty] | 42621 | Dimmable | Continuous Below 10 | Yes |  | 3.1 | 54092.75 | 144.02 | 375.6 | 20 | 0.9 | 5000 | 80
PBY4VU2V | Acuity Brands Lighting | Lithonia Lighting | IBG 4' 60000LM SEF ND AFL [All Voltages] 50K 80CRI [All Options] | Indoor Luminaires | High-Bay | High-Bay Luminaires for Commercial and Industrial Buildings | Premium | FALSE | [9 empty] | 42621 | Dimmable | Continuous Below 10 | Yes |  | 3.1 | 51884.02 | 138.14 | 375.6 | 20 | 0.9 | 5000 | 80
P3DU65CW | Acuity Brands Lighting | Lithonia Lighting | IBG 4' 48000LM SEF GND L/LENS [All Voltages] 50K 80CRI [All Options] | Indoor Luminaires | High-Bay | High-Bay Luminaires for Commercial and Industrial Buildings | Premium | FALSE | [9 empty] | 42621 | Dimmable | Continuous Below 10 | Yes |  | 3.1 | 51392.63 | 172.11 | 298.6 | 20 | 0.9 | 5000 | 80
PZKJM84A | Acuity Brands Lighting | Lithonia Lighting | IBG 4' 48000LM SEF GND ACL [All Voltages] 50K 80CRI [All Options] | Indoor Luminaires | High-Bay | High-Bay Luminaires for Commercial and Industrial Buildings | Premium | FALSE | [9 empty] | 42621 | Dimmable | Continuous Below 10 | Yes |  | 3.1 | 49257 | 164.96 | 298.6 | 20 | 0.9 | 5000 | 80
PNHJCBS4 | Acuity Brands Lighting | Lithonia Lighting | IBG 4' 48000LM SEF WD L/LENS [All Voltages] 50K 80CRI [All Options] | Indoor Luminaires | High-Bay | High-Bay Luminaires for Commercial and Industrial Buildings | Premium | FALSE | [9 empty] | 42621 | Dimmable | Continuous Below 10 | Yes |  | 3.1 | 48437.65 | 162.22 | 298.6 | 20 | 0.9 | 5000 | 80
PYJ6K263 | Acuity Brands Lighting | Lithonia Lighting | IBG 4' 48000LM SEF FD L/LENS [All Voltages] 50K 80CRI [All Options] | Indoor Luminaires | High-Bay | High-Bay Luminaires for Commercial and Industrial Buildings | Premium | FALSE | [9 empty] | 42621 | Dimmable | Continuous Below 10 | Yes |  | 3.1 | 47832.97 | 160.19 | 298.6 | 20 | 0.9 | 5000 | 80
PYM4PKVU | Acuity Brands Lighting | Lithonia Lighting | IBG 4' 48000LM SEF GND AFL [All Voltages] 50K 80CRI [All Options] | Indoor Luminaires | High-Bay | High-Bay Luminaires for Commercial and Industrial Buildings | Premium | FALSE | [9 empty] | 42621 | Dimmable | Continuous Below 10 | Yes |  | 3.1 | 47665.34 | 159.63 | 298.6 | 20 | 0.9 | 5000 | 80
PZE685FC | Acuity Brands Lighting | Lithonia Lighting | IBG 4' 48000LM SEF ND L/LENS [All Voltages] 50K 80CRI [All Options] | Indoor Luminaires | High-Bay | High-Bay Luminaires for Commercial and Industrial Buildings | Premium | FALSE | [9 empty] | 42621 | Dimmable | Continuous Below 10 | Yes |  | 3.1 | 46426.04 | 155.48 | 298.6 | 20 | 0.9 | 5000 | 80
PA77YF65 | Acuity Brands Lighting | Lithonia Lighting | IBG 4' 48000LM SEF WD ACL [All Voltages] 50K 80CRI [All Options] | Indoor Luminaires | High-Bay | High-Bay Luminaires for Commercial and Industrial Buildings | Premium | FALSE | [9 empty] | 42621 | Dimmable | Continuous Below 10 | Yes |  | 3.1 | 46349.07 | 155.22 | 298.6 | 20 | 0.9 | 5000 | 80
PMS2KDX5 | Acuity Brands Lighting | Lithonia Lighting | IBG 4' 48000LM SEF FD ACL [All Voltages] 50K 80CRI [All Options] | Indoor Luminaires | High-Bay | High-Bay Luminaires for Commercial and Industrial Buildings | Premium | FALSE | [9 empty] | 42621 | Dimmable | Continuous Below 10 | Yes |  | 3.1 | 46219.92 | 154.79 | 298.6 | 20 | 0.9 | 5000 | 80
PMGFZ87E | Acuity Brands Lighting | Lithonia Lighting | IBG 4' 48000LM SEF FD AFL [All Voltages] 50K 80CRI [All Options] | Indoor Luminaires | High-Bay | High-Bay Luminaires for Commercial and Industrial Buildings | Premium | FALSE | [9 empty] | 42621 | Dimmable | Continuous Below 10 | Yes |  | 3.1 | 45120.04 | 151.11 | 298.6 | 20 | 0.9 | 5000 | 80
P64KRMRU | Acuity Brands Lighting | Lithonia Lighting | IBG 4' 48000LM SEF WD AFL [All Voltages] 50K 80CRI [All Options] | Indoor Luminaires | High-Bay | High-Bay Luminaires for Commercial and Industrial Buildings | Premium | FALSE | [9 empty] | 42621 | Dimmable | Continuous Below 10 | Yes |  | 3.1 | 44970.36 | 150.6 | 298.6 | 20 | 0.9 | 5000 | 80
P4VU22XZ | Acuity Brands Lighting | Lithonia Lighting | IBG 4' 48000LM SEF ND ACL [All Voltages] 50K 80CRI [All Options] | Indoor Luminaires | High-Bay | High-Bay Luminaires for Commercial and Industrial Buildings | Premium | FALSE | [9 empty] | 42621 | Dimmable | Continuous Below 10 | Yes |  | 3.1 | 44845.49 | 150.19 | 298.6 | 20 | 0.9 | 5000 | 80
PTSBKCPU | Acuity Brands Lighting | Lithonia Lighting | IBG 4' 48000LM SEF ND AFL [All Voltages] 50K 80CRI [All Options] | Indoor Luminaires | High-Bay | High-Bay Luminaires for Commercial and Industrial Buildings | Premium | FALSE | [9 empty] | 42621 | Dimmable | Continuous Below 10 | Yes |  | 3.1 | 43014.35 | 144.05 | 298.6 | 20 | 0.9 | 5000 | 80
PXRDRWKY | Acuity Brands Lighting | Lithonia Lighting | IBG 4' 36000LM SEF GND L/LENS [All Voltages] 50K 80CRI [All Options] | Indoor Luminaires | High-Bay | High-Bay Luminaires for Commercial and Industrial Buildings | Premium | FALSE | [9 empty] | 42621 | Dimmable | Continuous Below 10 | Yes |  | 3.1 | 39479.51 | 173.77 | 227.2 | 20 | 0.9 | 5000 | 80
PZ7GAWWF | Acuity Brands Lighting | Lithonia Lighting | IBGN 4' 36000LM HEF GND L/LENS [All Voltages] 50K 80CRI [All Options] | Indoor Luminaires | High-Bay | High-Bay Luminaires for Commercial and Industrial Buildings | Premium | FALSE | [9 empty] | 42621 | Dimmable | Continuous Below 10 | Yes |  | 3.1 | 38795.2 | 191.11 | 203 | 20 | 0.9 | 5000 | 80
PE87Q8YM | Acuity Brands Lighting | Lithonia Lighting | IBGN 4' 36000LM SEF GND L/LENS [All Voltages] 50K 80CRI [All Options] | Indoor Luminaires | High-Bay | High-Bay Luminaires for Commercial and Industrial Buildings | Premium | FALSE | [9 empty] | 42621 | Dimmable | Continuous Below 10 | Yes |  | 3.1 | 38383.69 | 159.93 | 240 | 20 | 0.9 | 5000 | 80
PDG7FVQP | Acuity Brands Lighting | Lithonia Lighting | IBG 4' 36000LM SEF WD L/LENS [All Voltages] 50K 80CRI [All Options] | Indoor Luminaires | High-Bay | High-Bay Luminaires for Commercial and Industrial Buildings | Premium | FALSE | [9 empty] | 42621 | Dimmable | Continuous Below 10 | Yes |  | 3.1 | 37209.52 | 163.77 | 227.2 | 20 | 0.9 | 5000 | 80
PV3ZUA7T | Acuity Brands Lighting | Lithonia Lighting | IBGN 4' 36000LM HEF FD L/LENS [All Voltages] 50K 80CRI [All Options] | Indoor Luminaires | High-Bay | High-Bay Luminaires for Commercial and Industrial Buildings | Premium | FALSE | [9 empty] | 42621 | Dimmable | Continuous Below 10 | Yes |  | 3.1 | 36108.09 | 177.87 | 203 | 20 | 0.9 | 5000 | 80
PW88GBNT | Acuity Brands Lighting | Lithonia Lighting | IBGN 4' 36000LM HEF GND AFL [All Voltages] 50K 80CRI [All Options] | Indoor Luminaires | High-Bay | High-Bay Luminaires for Commercial and Industrial Buildings | Premium | FALSE | [9 empty] | 42621 | Dimmable | Continuous Below 10 | Yes |  | 3.1 | 35981.55 | 177.25 | 203 | 20 | 0.9 | 5000 | 80
P34ZPE1G | Acuity Brands Lighting | Lithonia Lighting | IBG 4' 36000LM HEF GND PCL [All Voltages] 50K 80CRI [All Options] | Indoor Luminaires | High-Bay | High-Bay Luminaires for Commercial and Industrial Buildings | Premium | FALSE | [9 empty] | 42621 | Dimmable | Continuous Below 10 | Yes |  | 3.1 | 35752.91 | 157.36 | 227.2 | 20 | 0.9 | 5000 | 80
PS87C7ZE | Acuity Brands Lighting | Lithonia Lighting | IBGN 4' 36000LM SEF FD L/LENS [All Voltages] 50K 80CRI [All Options] | Indoor Luminaires | High-Bay | High-Bay Luminaires for Commercial and Industrial Buildings | Premium | FALSE | [9 empty] | 42621 | Dimmable | Continuous Below 10 | Yes |  | 3.1 | 35725.09 | 148.85 | 240 | 20 | 0.9 | 5000 | 80
PXBX3Q54 | Acuity Brands Lighting | Lithonia Lighting | IBG 4' 36000LM SEF WD ACL [All Voltages] 50K 80CRI [All Options] | Indoor Luminaires | High-Bay | High-Bay Luminaires for Commercial and Industrial Buildings | Premium | FALSE | [9 empty] | 42621 | Dimmable | Continuous Below 10 | Yes |  | 3.1 | 35605.08 | 156.71 | 227.2 | 20 | 0.9 | 5000 | 80
PQ7CEQE7 | Acuity Brands Lighting | Lithonia Lighting | IBGN 4' 36000LM SEF GND AFL [All Voltages] 50K 80CRI [All Options] | Indoor Luminaires | High-Bay | High-Bay Luminaires for Commercial and Industrial Buildings | Premium | FALSE | [9 empty] | 42621 | Dimmable | Continuous Below 10 | Yes |  | 3.1 | 35599.89 | 148.33 | 240 | 20 | 0.9 | 5000 | 80
P71RCK1V | Acuity Brands Lighting | Lithonia Lighting | IBG 4' 36000LM SEF GND ACL [All Voltages] 50K 80CRI [All Options] | Indoor Luminaires | High-Bay | High-Bay Luminaires for Commercial and Industrial Buildings | Premium | FALSE | [9 empty] | 42621 | Dimmable | Continuous Below 10 | Yes |  | 3.1 | 35363.49 | 155.65 | 227.2 | 20 | 0.9 | 5000 | 80
PA3CTPZQ | Acuity Brands Lighting | Lithonia Lighting | IBGN 4' 36000LM HEF ND L/LENS [All Voltages] 50K 80CRI [All Options] | Indoor Luminaires | High-Bay | High-Bay Luminaires for Commercial and Industrial Buildings | Premium | FALSE | [9 empty] | 42621 | Dimmable | Continuous Below 10 | Yes |  | 3.1 | 35046.03 | 172.64 | 203 | 20 | 0.9 | 5000 | 80
PTUJ61AA | Acuity Brands Lighting | Lithonia Lighting | IBGN 4' 36000LM SEF ND L/LENS [All Voltages] 50K 80CRI [All Options] | Indoor Luminaires | High-Bay | High-Bay Luminaires for Commercial and Industrial Buildings | Premium | FALSE | [9 empty] | 42621 | Dimmable | Continuous Below 10 | Yes |  | 3.1 | 34674.29 | 144.48 | 240 | 20 | 0.9 | 5000 | 80
PSMTQXFA | Acuity Brands Lighting | Lithonia Lighting | IBG 4' 36000LM SEF WD AFL [All Voltages] 50K 80CRI [All Options] | Indoor Luminaires | High-Bay | High-Bay Luminaires for Commercial and Industrial Buildings | Premium | FALSE | [9 empty] | 42621 | Dimmable | Continuous Below 10 | Yes |  | 3.1 | 34545.97 | 152.05 | 227.2 | 20 | 0.9 | 5000 | 80
PNEFKVE7 | Acuity Brands Lighting | Lithonia Lighting | IBG 4' 36000LM SEF FD L/LENS [All Voltages] 50K 80CRI [All Options] | Indoor Luminaires | High-Bay | High-Bay Luminaires for Commercial and Industrial Buildings | Premium | FALSE | [9 empty] | 42621 | Dimmable | Continuous Below 10 | Yes |  | 3.1 | 34341.13 | 151.15 | 227.2 | 20 | 0.9 | 5000 | 80
PENBP5WJ | Acuity Brands Lighting | Lithonia Lighting | IBG 4' 36000LM SEF GND AFL [All Voltages] 50K 80CRI [All Options] | Indoor Luminaires | High-Bay | High-Bay Luminaires for Commercial and Industrial Buildings | Premium | FALSE | [9 empty] | 42621 | Dimmable | Continuous Below 10 | Yes |  | 3.1 | 34220.78 | 150.62 | 227.2 | 20 | 0.9 | 5000 | 80
PPDB9DVA | Acuity Brands Lighting | Lithonia Lighting | IBGN 4' 36000LM HEF FD AFL [All Voltages] 50K 80CRI [All Options] | Indoor Luminaires | High-Bay | High-Bay Luminaires for Commercial and Industrial Buildings | Premium | FALSE | [9 empty] | 42621 | Dimmable | Continuous Below 10 | Yes |  | 3.1 | 34060.16 | 167.78 | 203 | 20 | 0.9 | 5000 | 80
PHDC2XS3 | Acuity Brands Lighting | Lithonia Lighting | IBG 4' 36000LM SEF WD PCL [All Voltages] 50K 80CRI [All Options] | Indoor Luminaires | High-Bay | High-Bay Luminaires for Commercial and Industrial Buildings | Premium | FALSE | [9 empty] | 42621 | Dimmable | Continuous Below 10 | Yes |  | 3.1 | 34017.07 | 149.72 | 227.2 | 20 | 0.9 | 5000 | 80
P9PUT9ZX | Acuity Brands Lighting | Lithonia Lighting | IBG 4' 36000LM HEF WD PCL [All Voltages] 50K 80CRI [All Options] | Indoor Luminaires | High-Bay | High-Bay Luminaires for Commercial and Industrial Buildings | Premium | FALSE | [9 empty] | 42621 | Dimmable | Continuous Below 10 | Yes |  | 3.1 | 34017.07 | 149.72 | 227.2 | 20 | 0.9 | 5000 | 80
P7SQPBCX | Acuity Brands Lighting | Lithonia Lighting | IBG 4' 36000LM HEF FD PCL [All Voltages] 50K 80CRI [All Options] | Indoor Luminaires | High-Bay | High-Bay Luminaires for Commercial and Industrial Buildings | Premium | FALSE | [9 empty] | 42621 | Dimmable | Continuous Below 10 | Yes |  | 3.1 | 33916.55 | 149.28 | 227.2 | 20 | 0.9 | 5000 | 80
PYGAAHW4 | Acuity Brands Lighting | Lithonia Lighting | IBGN 4' 36000LM SEF FD AFL [All Voltages] 50K 80CRI [All Options] | Indoor Luminaires | High-Bay | High-Bay Luminaires for Commercial and Industrial Buildings | Premium | FALSE | [9 empty] | 42621 | Dimmable | Continuous Below 10 | Yes |  | 3.1 | 33698.88 | 140.41 | 240 | 20 | 0.9 | 5000 | 80
PMA3XWQ1 | Acuity Brands Lighting | Lithonia Lighting | IBG 4' 36000LM SEF GND PCL [All Voltages] 50K 80CRI [All Options] | Indoor Luminaires | High-Bay | High-Bay Luminaires for Commercial and Industrial Buildings | Premium | FALSE | [9 empty] | 42621 | Dimmable | Continuous Below 10 | Yes |  | 3.1 | 33413.93 | 147.07 | 227.2 | 20 | 0.9 | 5000 | 80
P2DNSV5R | Acuity Brands Lighting | Lithonia Lighting | IBG 4' 36000LM SEF ND L/LENS [All Voltages] 50K 80CRI [All Options] | Indoor Luminaires | High-Bay | High-Bay Luminaires for Commercial and Industrial Buildings | Premium | FALSE | [9 empty] | 42621 | Dimmable | Continuous Below 10 | Yes |  | 3.1 | 33331.04 | 146.7 | 227.2 | 20 | 0.9 | 5000 | 80
PJRXKKKG | Acuity Brands Lighting | Lithonia Lighting | IBG 4' 36000LM SEF FD ACL [All Voltages] 50K 80CRI [All Options] | Indoor Luminaires | High-Bay | High-Bay Luminaires for Commercial and Industrial Buildings | Premium | FALSE | [9 empty] | 42621 | Dimmable | Continuous Below 10 | Yes |  | 3.1 | 33183.06 | 146.05 | 227.2 | 20 | 0.9 | 5000 | 80
PM5EMYTF | Acuity Brands Lighting | Lithonia Lighting | IBG 4' 36000LM HEF ND PCL [All Voltages] 50K 80CRI [All Options] | Indoor Luminaires | High-Bay | High-Bay Luminaires for Commercial and Industrial Buildings | Premium | FALSE | [9 empty] | 42621 | Dimmable | Continuous Below 10 | Yes |  | 3.1 | 32891.6 | 144.77 | 227.2 | 20 | 0.9 | 5000 | 80
PJ55KYDC | Acuity Brands Lighting | Lithonia Lighting | IBGN 4' 30000LM HEF GND L/LENS [All Voltages] 50K 80CRI [All Options] | Indoor Luminaires | High-Bay | High-Bay Luminaires for Commercial and Industrial Buildings | Premium | FALSE | [9 empty] | 42621 | Dimmable | Continuous Below 10 | Yes |  | 3.1 | 32773.94 | 182.08 | 180 | 20 | 0.9 | 5000 | 80
PM7MVSJM | Acuity Brands Lighting | Lithonia Lighting | IBGN 4' 36000LM HEF ND AFL [All Voltages] 50K 80CRI [All Options] | Indoor Luminaires | High-Bay | High-Bay Luminaires for Commercial and Industrial Buildings | Premium | FALSE | [9 empty] | 42621 | Dimmable | Continuous Below 10 | Yes |  | 3.1 | 32470.62 | 159.95 | 203 | 20 | 0.9 | 5000 | 80
PYYTTZBQ | Acuity Brands Lighting | Lithonia Lighting | IBG 4' 36000LM SEF FD AFL [All Voltages] 50K 80CRI [All Options] | Indoor Luminaires | High-Bay | High-Bay Luminaires for Commercial and Industrial Buildings | Premium | FALSE | [9 empty] | 42621 | Dimmable | Continuous Below 10 | Yes |  | 3.1 | 32393.41 | 142.58 | 227.2 | 20 | 0.9 | 5000 | 80
PH9R3599 | Acuity Brands Lighting | Lithonia Lighting | IBG 4' 36000LM SEF ND ACL [All Voltages] 50K 80CRI [All Options] | Indoor Luminaires | High-Bay | High-Bay Luminaires for Commercial and Industrial Buildings | Premium | FALSE | [9 empty] | 42621 | Dimmable | Continuous Below 10 | Yes |  | 3.1 | 32196.3 | 141.71 | 227.2 | 20 | 0.9 | 5000 | 80
PVZ2H723 | Acuity Brands Lighting | Lithonia Lighting | IBGN 4' 36000LM SEF ND AFL [All Voltages] 50K 80CRI [All Options] | Indoor Luminaires | High-Bay | High-Bay Luminaires for Commercial and Industrial Buildings | Premium | FALSE | [9 empty] | 42621 | Dimmable | Continuous Below 10 | Yes |  | 3.1 | 32126.2 | 133.86 | 240 | 20 | 0.9 | 5000 | 80
PRDR9U1C | Acuity Brands Lighting | Lithonia Lighting | IBGN 4' 30000LM SEF GND L/LENS [All Voltages] 50K 80CRI [All Options] | Indoor Luminaires | High-Bay | High-Bay Luminaires for Commercial and Industrial Buildings | Premium | FALSE | [9 empty] | 42621 | Dimmable | Continuous Below 10 | Yes |  | 3.1 | 32018.5 | 165.64 | 193.3 | 20 | 0.9 | 5000 | 80
PRT4R44X | Acuity Brands Lighting | Lithonia Lighting | IBG 4' 36000LM SEF ND AFL [All Voltages] 50K 80CRI [All Options] | Indoor Luminaires | High-Bay | High-Bay Luminaires for Commercial and Industrial Buildings | Premium | FALSE | [9 empty] | 42621 | Dimmable | Continuous Below 10 | Yes |  | 3.1 | 30881.65 | 135.92 | 227.2 | 20 | 0.9 | 5000 | 80
PF8USGJH | Acuity Brands Lighting | Lithonia Lighting | IBG 4' 36000LM SEF ND PCL [All Voltages] 50K 80CRI [All Options] | Indoor Luminaires | High-Bay | High-Bay Luminaires for Commercial and Industrial Buildings | Premium | FALSE | [9 empty] | 42621 | Dimmable | Continuous Below 10 | Yes |  | 3.1 | 30739.81 | 135.3 | 227.2 | 20 | 0.9 | 5000 | 80
P3T3N2RJ | Acuity Brands Lighting | Lithonia Lighting | IBG 2' 30000LM SEF GND L/LENS [All Voltages] 50K 80CRI [All Options] | Indoor Luminaires | High-Bay | High-Bay Luminaires for Commercial and Industrial Buildings | Premium | FALSE | [9 empty] | 42621 | Dimmable | Continuous Below 10 | Yes |  | 3.1 | 30567.83 | 164.25 | 186.1 | 20 | 0.9 | 5000 | 80
PNEDC52H | Acuity Brands Lighting | Lithonia Lighting | IBGN 4' 30000LM HEF FD L/LENS [All Voltages] 50K 80CRI [All Options] | Indoor Luminaires | High-Bay | High-Bay Luminaires for Commercial and Industrial Buildings | Premium | FALSE | [9 empty] | 42621 | Dimmable | Continuous Below 10 | Yes |  | 3.1 | 30503.89 | 169.47 | 180 | 20 | 0.9 | 5000 | 80
P1WB7473 | Acuity Brands Lighting | Lithonia Lighting | IBGN 4' 30000LM HEF GND AFL [All Voltages] 50K 80CRI [All Options] | Indoor Luminaires | High-Bay | High-Bay Luminaires for Commercial and Industrial Buildings | Premium | FALSE | [9 empty] | 42621 | Dimmable | Continuous Below 10 | Yes |  | 3.1 | 30396.98 | 168.87 | 180 | 20 | 0.9 | 5000 | 80
PT68DBQA | Acuity Brands Lighting | Lithonia Lighting | IBGN 4' 30000LM SEF FD L/LENS [All Voltages] 50K 80CRI [All Options] | Indoor Luminaires | High-Bay | High-Bay Luminaires for Commercial and Industrial Buildings | Premium | FALSE | [9 empty] | 42621 | Dimmable | Continuous Below 10 | Yes |  | 3.1 | 29800.77 | 154.17 | 193.3 | 20 | 0.9 | 5000 | 80
PGF41UAD | Acuity Brands Lighting | Lithonia Lighting | IBG 2' 30000LM HEF GND PCL [All Voltages] 50K 80CRI [All Options] | Indoor Luminaires | High-Bay | High-Bay Luminaires for Commercial and Industrial Buildings | Premium | FALSE | [9 empty] | 42621 | Dimmable | Continuous Below 10 | Yes |  | 3.1 | 29764.3 | 175.29 | 169.8 | 20 | 0.9 | 5000 | 80
PMG9SSBG | Acuity Brands Lighting | Lithonia Lighting | IBGN 4' 30000LM SEF GND AFL [All Voltages] 50K 80CRI [All Options] | Indoor Luminaires | High-Bay | High-Bay Luminaires for Commercial and Industrial Buildings | Premium | FALSE | [9 empty] | 42621 | Dimmable | Continuous Below 10 | Yes |  | 3.1 | 29696.34 | 153.63 | 193.3 | 20 | 0.9 | 5000 | 80
PNUNCXBW | Acuity Brands Lighting | Lithonia Lighting | IBGN 4' 30000LM HEF ND L/LENS [All Voltages] 50K 80CRI [All Options] | Indoor Luminaires | High-Bay | High-Bay Luminaires for Commercial and Industrial Buildings | Premium | FALSE | [9 empty] | 42621 | Dimmable | Continuous Below 10 | Yes |  | 3.1 | 29606.67 | 164.48 | 180 | 20 | 0.9 | 5000 | 80
PGRMQP53 | Acuity Brands Lighting | Lithonia Lighting | IBG 2' 30000LM SEF GND ACL [All Voltages] 50K 80CRI [All Options] | Indoor Luminaires | High-Bay | High-Bay Luminaires for Commercial and Industrial Buildings | Premium | FALSE | [9 empty] | 42621 | Dimmable | Continuous Below 10 | Yes |  | 3.1 | 29297.58 | 157.43 | 186.1 | 20 | 0.9 | 5000 | 80
PDWK64G8 | Acuity Brands Lighting | Lithonia Lighting | IBGN 4' 30000LM SEF ND L/LENS [All Voltages] 50K 80CRI [All Options] | Indoor Luminaires | High-Bay | High-Bay Luminaires for Commercial and Industrial Buildings | Premium | FALSE | [9 empty] | 42621 | Dimmable | Continuous Below 10 | Yes |  | 3.1 | 28924.23 | 149.63 | 193.3 | 20 | 0.9 | 5000 | 80
PPRZ1EMN | Acuity Brands Lighting | Lithonia Lighting | IBG 2' 30000LM SEF WD L/LENS [All Voltages] 50K 80CRI [All Options] | Indoor Luminaires | High-Bay | High-Bay Luminaires for Commercial and Industrial Buildings | Premium | FALSE | [9 empty] | 42621 | Dimmable | Continuous Below 10 | Yes |  | 3.1 | 28810.24 | 154.81 | 186.1 | 20 | 0.9 | 5000 | 80
PCMAE53M | Acuity Brands Lighting | Lithonia Lighting | IBGN 4' 30000LM HEF FD AFL [All Voltages] 50K 80CRI [All Options] | Indoor Luminaires | High-Bay | High-Bay Luminaires for Commercial and Industrial Buildings | Premium | FALSE | [9 empty] | 42621 | Dimmable | Continuous Below 10 | Yes |  | 3.1 | 28773.8 | 159.85 | 180 | 20 | 0.9 | 5000 | 80
PV15WRSM | Acuity Brands Lighting | Lithonia Lighting | IBG 2' 30000LM SEF FD L/LENS [All Voltages] 50K 80CRI [All Options] | Indoor Luminaires | High-Bay | High-Bay Luminaires for Commercial and Industrial Buildings | Premium | FALSE | [9 empty] | 42621 | Dimmable | Continuous Below 10 | Yes |  | 3.1 | 28450.58 | 152.88 | 186.1 | 20 | 0.9 | 5000 | 80
PJ332SN8 | Acuity Brands Lighting | Lithonia Lighting | IBG 2' 30000LM SEF GND AFL [All Voltages] 50K 80CRI [All Options] | Indoor Luminaires | High-Bay | High-Bay Luminaires for Commercial and Industrial Buildings | Premium | FALSE | [9 empty] | 42621 | Dimmable | Continuous Below 10 | Yes |  | 3.1 | 28350.87 | 152.34 | 186.1 | 20 | 0.9 | 5000 | 80
PTR9CCJR | Acuity Brands Lighting | Lithonia Lighting | IBG 2' 30000LM HEF WD PCL [All Voltages] 50K 80CRI [All Options] | Indoor Luminaires | High-Bay | High-Bay Luminaires for Commercial and Industrial Buildings | Premium | FALSE | [9 empty] | 42621 | Dimmable | Continuous Below 10 | Yes |  | 3.1 | 28319.21 | 166.78 | 169.8 | 20 | 0.9 | 5000 | 80
PP9D6B79 | Acuity Brands Lighting | Lithonia Lighting | IBG 2' 30000LM HEF FD PCL [All Voltages] 50K 80CRI [All Options] | Indoor Luminaires | High-Bay | High-Bay Luminaires for Commercial and Industrial Buildings | Premium | FALSE | [9 empty] | 42621 | Dimmable | Continuous Below 10 | Yes |  | 3.1 | 28235.52 | 166.29 | 169.8 | 20 | 0.9 | 5000 | 80
PH6MRNMQ | Acuity Brands Lighting | Lithonia Lighting | IBGN 4' 30000LM SEF FD AFL [All Voltages] 50K 80CRI [All Options] | Indoor Luminaires | High-Bay | High-Bay Luminaires for Commercial and Industrial Buildings | Premium | FALSE | [9 empty] | 42621 | Dimmable | Continuous Below 10 | Yes |  | 3.1 | 28110.57 | 145.42 | 193.3 | 20 | 0.9 | 5000 | 80
P2R5FPM6 | Acuity Brands Lighting | Lithonia Lighting | IBG 2' 30000LM SEF GND PCL [All Voltages] 50K 80CRI [All Options] | Indoor Luminaires | High-Bay | High-Bay Luminaires for Commercial and Industrial Buildings | Premium | FALSE | [9 empty] | 42621 | Dimmable | Continuous Below 10 | Yes |  | 3.1 | 27682.43 | 148.75 | 186.1 | 20 | 0.9 | 5000 | 80
PZNJMMXE | Acuity Brands Lighting | Lithonia Lighting | IBG 2' 30000LM SEF ND L/LENS [All Voltages] 50K 80CRI [All Options] | Indoor Luminaires | High-Bay | High-Bay Luminaires for Commercial and Industrial Buildings | Premium | FALSE | [9 empty] | 42621 | Dimmable | Continuous Below 10 | Yes |  | 3.1 | 27613.75 | 148.38 | 186.1 | 20 | 0.9 | 5000 | 80
PF6TWFEZ | Acuity Brands Lighting | Lithonia Lighting | IBG 2' 30000LM SEF WD ACL [All Voltages] 50K 80CRI [All Options] | Indoor Luminaires | High-Bay | High-Bay Luminaires for Commercial and Industrial Buildings | Premium | FALSE | [9 empty] | 42621 | Dimmable | Continuous Below 10 | Yes |  | 3.1 | 27567.97 | 148.14 | 186.1 | 20 | 0.9 | 5000 | 80
PF3Y819Z | Acuity Brands Lighting | Lithonia Lighting | IBG 2' 30000LM SEF FD ACL [All Voltages] 50K 80CRI [All Options] | Indoor Luminaires | High-Bay | High-Bay Luminaires for Commercial and Industrial Buildings | Premium | FALSE | [9 empty] | 42621 | Dimmable | Continuous Below 10 | Yes |  | 3.1 | 27491.16 | 147.72 | 186.1 | 20 | 0.9 | 5000 | 80
PM6JR57F | Acuity Brands Lighting | Lithonia Lighting | IBGN 4' 30000LM HEF ND AFL [All Voltages] 50K 80CRI [All Options] | Indoor Luminaires | High-Bay | High-Bay Luminaires for Commercial and Industrial Buildings | Premium | FALSE | [9 empty] | 42621 | Dimmable | Continuous Below 10 | Yes |  | 3.1 | 27430.97 | 152.39 | 180 | 20 | 0.9 | 5000 | 80
P8TDKBYZ | Acuity Brands Lighting | Lithonia Lighting | IBG 2' 30000LM HEF ND PCL [All Voltages] 50K 80CRI [All Options] | Indoor Luminaires | High-Bay | High-Bay Luminaires for Commercial and Industrial Buildings | Premium | FALSE | [9 empty] | 42621 | Dimmable | Continuous Below 10 | Yes |  | 3.1 | 27382.26 | 161.26 | 169.8 | 20 | 0.9 | 5000 | 80
PGJ3THA2 | Acuity Brands Lighting | Lithonia Lighting | IBG 2' 30000LM SEF FD AFL [All Voltages] 50K 80CRI [All Options] | Indoor Luminaires | High-Bay | High-Bay Luminaires for Commercial and Industrial Buildings | Premium | FALSE | [9 empty] | 42621 | Dimmable | Continuous Below 10 | Yes |  | 3.1 | 26836.96 | 144.21 | 186.1 | 20 | 0.9 | 5000 | 80
PBKZGE6S | Acuity Brands Lighting | Lithonia Lighting | IBGN 4' 24000LM HEF GND L/LENS [All Voltages] 50K 80CRI [All Options] | Indoor Luminaires | High-Bay | High-Bay Luminaires for Commercial and Industrial Buildings | Premium | FALSE | [9 empty] | 42621 | Dimmable | Continuous Below 10 | Yes |  | 3.1 | 26806.43 | 178.71 | 150 | 20 | 0.9 | 5000 | 80
PRG8K3Q3 | Acuity Brands Lighting | Lithonia Lighting | IBGN 4' 30000LM SEF ND AFL [All Voltages] 50K 80CRI [All Options] | Indoor Luminaires | High-Bay | High-Bay Luminaires for Commercial and Industrial Buildings | Premium | FALSE | [9 empty] | 42621 | Dimmable | Continuous Below 10 | Yes |  | 3.1 | 26798.69 | 138.64 | 193.3 | 20 | 0.9 | 5000 | 80
PQNPZYEF | Acuity Brands Lighting | Lithonia Lighting | IBG 2' 30000LM SEF WD AFL [All Voltages] 50K 80CRI [All Options] | Indoor Luminaires | High-Bay | High-Bay Luminaires for Commercial and Industrial Buildings | Premium | FALSE | [9 empty] | 42621 | Dimmable | Continuous Below 10 | Yes |  | 3.1 | 26747.93 | 143.73 | 186.1 | 20 | 0.9 | 5000 | 80
PRBY2GNG | Acuity Brands Lighting | Lithonia Lighting | IBG 2' 30000LM SEF ND ACL [All Voltages] 50K 80CRI [All Options] | Indoor Luminaires | High-Bay | High-Bay Luminaires for Commercial and Industrial Buildings | Premium | FALSE | [9 empty] | 42621 | Dimmable | Continuous Below 10 | Yes |  | 3.1 | 26673.66 | 143.33 | 186.1 | 20 | 0.9 | 5000 | 80
PR36NMGJ | Acuity Brands Lighting | Lithonia Lighting | IBG 2' 30000LM SEF WD PCL [All Voltages] 50K 80CRI [All Options] | Indoor Luminaires | High-Bay | High-Bay Luminaires for Commercial and Industrial Buildings | Premium | FALSE | [9 empty] | 42621 | Dimmable | Continuous Below 10 | Yes |  | 3.1 | 26338.42 | 141.53 | 186.1 | 20 | 0.9 | 5000 | 80
PTB9S6VP | Acuity Brands Lighting | Lithonia Lighting | IBG 2' 24000LM SEF GND L/LENS [All Voltages] 50K 80CRI [All Options] | Indoor Luminaires | High-Bay | High-Bay Luminaires for Commercial and Industrial Buildings | Premium | FALSE | [9 empty] | 42621 | Dimmable | Continuous Below 10 | Yes |  | 3.1 | 25711.32 | 171.24 | 150.15 | 20 | 0.9 | 5000 | 80
P4UHSBP2 | Acuity Brands Lighting | Lithonia Lighting | IBG 2' 30000LM SEF ND AFL [All Voltages] 50K 80CRI [All Options] | Indoor Luminaires | High-Bay | High-Bay Luminaires for Commercial and Industrial Buildings | Premium | FALSE | [9 empty] | 42621 | Dimmable | Continuous Below 10 | Yes |  | 3.1 | 25584.51 | 137.48 | 186.1 | 20 | 0.9 | 5000 | 80
PQK81GJM | Acuity Brands Lighting | Lithonia Lighting | IBG 2' 30000LM SEF ND PCL [All Voltages] 50K 80CRI [All Options] | Indoor Luminaires | High-Bay | High-Bay Luminaires for Commercial and Industrial Buildings | Premium | FALSE | [9 empty] | 42621 | Dimmable | Continuous Below 10 | Yes |  | 3.1 | 25467 | 136.85 | 186.1 | 20 | 0.9 | 5000 | 80
PHVACU78 | Acuity Brands Lighting | Lithonia Lighting | IBGN 4' 24000LM SEF GND L/LENS [All Voltages] 50K 80CRI [All Options] | Indoor Luminaires | High-Bay | High-Bay Luminaires for Commercial and Industrial Buildings | Premium | FALSE | [9 empty] | 42621 | Dimmable | Continuous Below 10 | Yes |  | 3.1 | 25406.38 | 149.45 | 170 | 20 | 0.9 | 5000 | 80
P33G1HBB | Acuity Brands Lighting | Lithonia Lighting | IBGN 4' 24000LM HEF FD L/LENS [All Voltages] 50K 80CRI [All Options] | Indoor Luminaires | High-Bay | High-Bay Luminaires for Commercial and Industrial Buildings | Premium | FALSE | [9 empty] | 42621 | Dimmable | Continuous Below 10 | Yes |  | 3.1 | 24949.72 | 166.33 | 150 | 20 | 0.9 | 5000 | 80
PQ2XXEGQ | Acuity Brands Lighting | Lithonia Lighting | IBGN 4' 24000LM HEF GND AFL [All Voltages] 50K 80CRI [All Options] | Indoor Luminaires | High-Bay | High-Bay Luminaires for Commercial and Industrial Buildings | Premium | FALSE | [9 empty] | 42621 | Dimmable | Continuous Below 10 | Yes |  | 3.1 | 24862.28 | 165.75 | 150 | 20 | 0.9 | 5000 | 80
PBHVWCMQ | Acuity Brands Lighting | Lithonia Lighting | IBG 2' 24000LM SEF GND ACL [All Voltages] 50K 80CRI [All Options] | Indoor Luminaires | High-Bay | High-Bay Luminaires for Commercial and Industrial Buildings | Premium | FALSE | [9 empty] | 42621 | Dimmable | Continuous Below 10 | Yes |  | 3.1 | 24642.88 | 164.12 | 150.15 | 20 | 0.9 | 5000 | 80
PJ2DFNVJ | Acuity Brands Lighting | Lithonia Lighting | IBG 2' 24000LM SEF WD L/LENS [All Voltages] 50K 80CRI [All Options] | Indoor Luminaires | High-Bay | High-Bay Luminaires for Commercial and Industrial Buildings | Premium | FALSE | [9 empty] | 42621 | Dimmable | Continuous Below 10 | Yes |  | 3.1 | 24232.97 | 161.39 | 150.15 | 20 | 0.9 | 5000 | 80
P3DB88YZ | Acuity Brands Lighting | Lithonia Lighting | IBGN 4' 24000LM HEF ND L/LENS [All Voltages] 50K 80CRI [All Options] | Indoor Luminaires | High-Bay | High-Bay Luminaires for Commercial and Industrial Buildings | Premium | FALSE | [9 empty] | 42621 | Dimmable | Continuous Below 10 | Yes |  | 3.1 | 24215.86 | 161.44 | 150 | 20 | 0.9 | 5000 | 80
PSRJMFAF | Acuity Brands Lighting | Lithonia Lighting | IBGN 4' 24000LM SEF WD L/LENS [All Voltages] 50K 80CRI [All Options] | Indoor Luminaires | High-Bay | High-Bay Luminaires for Commercial and Industrial Buildings | Premium | FALSE | [9 empty] | 42621 | Dimmable | Continuous Below 10 | Yes |  | 3.1 | 23945.56 | 140.86 | 170 | 20 | 0.9 | 5000 | 80
PW5423SF | Acuity Brands Lighting | Lithonia Lighting | IBG 2' 24000LM SEF FD L/LENS [All Voltages] 50K 80CRI [All Options] | Indoor Luminaires | High-Bay | High-Bay Luminaires for Commercial and Industrial Buildings | Premium | FALSE | [9 empty] | 42621 | Dimmable | Continuous Below 10 | Yes |  | 3.1 | 23930.45 | 159.38 | 150.15 | 20 | 0.9 | 5000 | 80
PBUTPD2N | Acuity Brands Lighting | Lithonia Lighting | IBG 2' 24000LM SEF GND AFL [All Voltages] 50K 80CRI [All Options] | Indoor Luminaires | High-Bay | High-Bay Luminaires for Commercial and Industrial Buildings | Premium | FALSE | [9 empty] | 42621 | Dimmable | Continuous Below 10 | Yes |  | 3.1 | 23846.59 | 158.82 | 150.15 | 20 | 0.9 | 5000 | 80
PU5694Z1 | Acuity Brands Lighting | Lithonia Lighting | IBG 2' 24000LM HEF GND PCL [All Voltages] 50K 80CRI [All Options] | Indoor Luminaires | High-Bay | High-Bay Luminaires for Commercial and Industrial Buildings | Premium | FALSE | [9 empty] | 42621 | Dimmable | Continuous Below 10 | Yes |  | 3.1 | 23761.78 | 180.42 | 131.7 | 20 | 0.9 | 5000 | 80
PCN9YUVB | Acuity Brands Lighting | Lithonia Lighting | IBGN 4' 24000LM SEF FD L/LENS [All Voltages] 50K 80CRI [All Options] | Indoor Luminaires | High-Bay | High-Bay Luminaires for Commercial and Industrial Buildings | Premium | FALSE | [9 empty] | 42621 | Dimmable | Continuous Below 10 | Yes |  | 3.1 | 23646.63 | 139.1 | 170 | 20 | 0.9 | 5000 | 80
P43FG6QH | Acuity Brands Lighting | Lithonia Lighting | IBGN 4' 24000LM SEF GND AFL [All Voltages] 50K 80CRI [All Options] | Indoor Luminaires | High-Bay | High-Bay Luminaires for Commercial and Industrial Buildings | Premium | FALSE | [9 empty] | 42621 | Dimmable | Continuous Below 10 | Yes |  | 3.1 | 23563.76 | 138.61 | 170 | 20 | 0.9 | 5000 | 80
PWQ8SD36 | Acuity Brands Lighting | Lithonia Lighting | IBGN 4' 24000LM HEF FD AFL [All Voltages] 50K 80CRI [All Options] | Indoor Luminaires | High-Bay | High-Bay Luminaires for Commercial and Industrial Buildings | Premium | FALSE | [9 empty] | 42621 | Dimmable | Continuous Below 10 | Yes |  | 3.1 | 23534.65 | 156.9 | 150 | 20 | 0.9 | 5000 | 80
PD8DVF83 | Acuity Brands Lighting | Lithonia Lighting | IBG 2' 24000LM SEF GND PCL [All Voltages] 50K 80CRI [All Options] | Indoor Luminaires | High-Bay | High-Bay Luminaires for Commercial and Industrial Buildings | Premium | FALSE | [9 empty] | 42621 | Dimmable | Continuous Below 10 | Yes |  | 3.1 | 23284.34 | 155.07 | 150.15 | 20 | 0.9 | 5000 | 80
PGXFVKT1 | Acuity Brands Lighting | Lithonia Lighting | IBG 2' 24000LM SEF ND L/LENS [All Voltages] 50K 80CRI [All Options] | Indoor Luminaires | High-Bay | High-Bay Luminaires for Commercial and Industrial Buildings | Premium | FALSE | [9 empty] | 42621 | Dimmable | Continuous Below 10 | Yes |  | 3.1 | 23226.58 | 154.69 | 150.15 | 20 | 0.9 | 5000 | 80
PZCYZ23P | Acuity Brands Lighting | Lithonia Lighting | IBG 2' 24000LM SEF WD ACL [All Voltages] 50K 80CRI [All Options] | Indoor Luminaires | High-Bay | High-Bay Luminaires for Commercial and Industrial Buildings | Premium | FALSE | [9 empty] | 42621 | Dimmable | Continuous Below 10 | Yes |  | 3.1 | 23188.07 | 154.43 | 150.15 | 20 | 0.9 | 5000 | 80
PS3Z7N1Z | Acuity Brands Lighting | Lithonia Lighting | IBG 2' 24000LM SEF FD ACL [All Voltages] 50K 80CRI [All Options] | Indoor Luminaires | High-Bay | High-Bay Luminaires for Commercial and Industrial Buildings | Premium | FALSE | [9 empty] | 42621 | Dimmable | Continuous Below 10 | Yes |  | 3.1 | 23123.46 | 154 | 150.15 | 20 | 0.9 | 5000 | 80
P2VMGVG8 | Acuity Brands Lighting | Lithonia Lighting | IBGN 4' 24000LM SEF ND L/LENS [All Voltages] 50K 80CRI [All Options] | Indoor Luminaires | High-Bay | High-Bay Luminaires for Commercial and Industrial Buildings | Premium | FALSE | [9 empty] | 42621 | Dimmable | Continuous Below 10 | Yes |  | 3.1 | 22951.11 | 135.01 | 170 | 20 | 0.9 | 5000 | 80
PY7JTYP7 | Acuity Brands Lighting | Lithonia Lighting | IBG 2' 24000LM HEF WD PCL [All Voltages] 50K 80CRI [All Options] | Indoor Luminaires | High-Bay | High-Bay Luminaires for Commercial and Industrial Buildings | Premium | FALSE | [9 empty] | 42621 | Dimmable | Continuous Below 10 | Yes |  | 3.1 | 22608.12 | 171.66 | 131.7 | 20 | 0.9 | 5000 | 80
PBGQXXAZ | Acuity Brands Lighting | Lithonia Lighting | IBG 2' 24000LM SEF FD AFL [All Voltages] 50K 80CRI [All Options] | Indoor Luminaires | High-Bay | High-Bay Luminaires for Commercial and Industrial Buildings | Premium | FALSE | [9 empty] | 42621 | Dimmable | Continuous Below 10 | Yes |  | 3.1 | 22573.19 | 150.34 | 150.15 | 20 | 0.9 | 5000 | 80
PTH2YAWJ | Acuity Brands Lighting | Lithonia Lighting | IBG 2' 24000LM HEF FD PCL [All Voltages] 50K 80CRI [All Options] | Indoor Luminaires | High-Bay | High-Bay Luminaires for Commercial and Industrial Buildings | Premium | FALSE | [9 empty] | 42621 | Dimmable | Continuous Below 10 | Yes |  | 3.1 | 22541.31 | 171.16 | 131.7 | 20 | 0.9 | 5000 | 80
PUKSH61F | Acuity Brands Lighting | Lithonia Lighting | IBG 2' 24000LM SEF WD AFL [All Voltages] 50K 80CRI [All Options] | Indoor Luminaires | High-Bay | High-Bay Luminaires for Commercial and Industrial Buildings | Premium | FALSE | [9 empty] | 42621 | Dimmable | Continuous Below 10 | Yes |  | 3.1 | 22498.31 | 149.84 | 150.15 | 20 | 0.9 | 5000 | 80
PXVUPZSN | Acuity Brands Lighting | Lithonia Lighting | IBGN 4' 24000LM HEF ND AFL [All Voltages] 50K 80CRI [All Options] | Indoor Luminaires | High-Bay | High-Bay Luminaires for Commercial and Industrial Buildings | Premium | FALSE | [9 empty] | 42621 | Dimmable | Continuous Below 10 | Yes |  | 3.1 | 22436.32 | 149.58 | 150 | 20 | 0.9 | 5000 | 80
PBN2E8NT | Acuity Brands Lighting | Lithonia Lighting | IBG 2' 24000LM SEF ND ACL [All Voltages] 50K 80CRI [All Options] | Indoor Luminaires | High-Bay | High-Bay Luminaires for Commercial and Industrial Buildings | Premium | FALSE | [9 empty] | 42621 | Dimmable | Continuous Below 10 | Yes |  | 3.1 | 22435.84 | 149.42 | 150.15 | 20 | 0.9 | 5000 | 80
P3XV7U9E | Acuity Brands Lighting | Lithonia Lighting | IBGN 4' 24000LM SEF FD AFL [All Voltages] 50K 80CRI [All Options] | Indoor Luminaires | High-Bay | High-Bay Luminaires for Commercial and Industrial Buildings | Premium | FALSE | [9 empty] | 42621 | Dimmable | Continuous Below 10 | Yes |  | 3.1 | 22305.47 | 131.21 | 170 | 20 | 0.9 | 5000 | 80
PP81A2V4 | Acuity Brands Lighting | Lithonia Lighting | IBGN 4' 24000LM SEF WD AFL [All Voltages] 50K 80CRI [All Options] | Indoor Luminaires | High-Bay | High-Bay Luminaires for Commercial and Industrial Buildings | Premium | FALSE | [9 empty] | 42621 | Dimmable | Continuous Below 10 | Yes |  | 3.1 | 22231.48 | 130.77 | 170 | 20 | 0.9 | 5000 | 80
PKQJUZQW | Acuity Brands Lighting | Lithonia Lighting | IBG 2' 24000LM SEF WD PCL [All Voltages] 50K 80CRI [All Options] | Indoor Luminaires | High-Bay | High-Bay Luminaires for Commercial and Industrial Buildings | Premium | FALSE | [9 empty] | 42621 | Dimmable | Continuous Below 10 | Yes |  | 3.1 | 22153.86 | 147.54 | 150.15 | 20 | 0.9 | 5000 | 80
PUTDPJPU | Acuity Brands Lighting | Lithonia Lighting | IBG 2' 24000LM HEF ND PCL [All Voltages] 50K 80CRI [All Options] | Indoor Luminaires | High-Bay | High-Bay Luminaires for Commercial and Industrial Buildings | Premium | FALSE | [9 empty] | 42621 | Dimmable | Continuous Below 10 | Yes |  | 3.1 | 21860.12 | 165.98 | 131.7 | 20 | 0.9 | 5000 | 80
PJS94CB9 | Acuity Brands Lighting | Lithonia Lighting | IBG 2' 24000LM SEF ND AFL [All Voltages] 50K 80CRI [All Options] | Indoor Luminaires | High-Bay | High-Bay Luminaires for Commercial and Industrial Buildings | Premium | FALSE | [9 empty] | 42621 | Dimmable | Continuous Below 10 | Yes |  | 3.1 | 21519.73 | 143.32 | 150.15 | 20 | 0.9 | 5000 | 80
P7D2KW7N | Acuity Brands Lighting | Lithonia Lighting | IBG 2' 24000LM SEF ND PCL [All Voltages] 50K 80CRI [All Options] | Indoor Luminaires | High-Bay | High-Bay Luminaires for Commercial and Industrial Buildings | Premium | FALSE | [9 empty] | 42621 | Dimmable | Continuous Below 10 | Yes |  | 3.1 | 21420.89 | 142.66 | 150.15 | 20 | 0.9 | 5000 | 80
PFYVCU6A | Acuity Brands Lighting | Lithonia Lighting | IBGN 4' 24000LM SEF ND AFL [All Voltages] 50K 80CRI [All Options] | Indoor Luminaires | High-Bay | High-Bay Luminaires for Commercial and Industrial Buildings | Premium | FALSE | [9 empty] | 42621 | Dimmable | Continuous Below 10 | Yes |  | 3.1 | 21264.51 | 125.09 | 170 | 20 | 0.9 | 5000 | 80
PWYTPRSA | Acuity Brands Lighting | Lithonia Lighting | IBGN 4' 18000LM HEF GND L/LENS [All Voltages] 50K 80CRI [All Options] | Indoor Luminaires | High-Bay | High-Bay Luminaires for Commercial and Industrial Buildings | Premium | FALSE | [9 empty] | 42621 | Dimmable | Continuous Below 10 | Yes |  | 3.1 | 19752.92 | 193.66 | 102 | 20 | 0.9 | 5000 | 80
PCU1C7BS | Acuity Brands Lighting | Lithonia Lighting | IBG 2' 18000LM SEF GND L/LENS [All Voltages] 50K 80CRI [All Options] | Indoor Luminaires | High-Bay | High-Bay Luminaires for Commercial and Industrial Buildings | Premium | FALSE | [9 empty] | 42621 | Dimmable | Continuous Below 10 | Yes |  | 3.1 | 19371.38 | 171.85 | 112.72 | 20 | 0.9 | 5000 | 80
P861GFJP | Acuity Brands Lighting | Lithonia Lighting | IBGN 4' 18000LM SEF GND L/LENS [All Voltages] 50K 80CRI [All Options] | Indoor Luminaires | High-Bay | High-Bay Luminaires for Commercial and Industrial Buildings | Premium | FALSE | [9 empty] | 42621 | Dimmable | Continuous Below 10 | Yes |  | 3.1 | 19044.47 | 166.04 | 114.7 | 20 | 0.9 | 5000 | 80
PVT6X9AB | Acuity Brands Lighting | Lithonia Lighting | IBG 2' 18000LM SEF GND ACL [All Voltages] 50K 80CRI [All Options] | Indoor Luminaires | High-Bay | High-Bay Luminaires for Commercial and Industrial Buildings | Premium | FALSE | [9 empty] | 42621 | Dimmable | Continuous Below 10 | Yes |  | 3.1 | 18566.4 | 164.71 | 112.72 | 20 | 0.9 | 5000 | 80
PYJ96RBR | Acuity Brands Lighting | Lithonia Lighting | IBGN 4' 18000LM HEF FD L/LENS [All Voltages] 50K 80CRI [All Options] | Indoor Luminaires | High-Bay | High-Bay Luminaires for Commercial and Industrial Buildings | Premium | FALSE | [9 empty] | 42621 | Dimmable | Continuous Below 10 | Yes |  | 3.1 | 18384.75 | 180.24 | 102 | 20 | 0.9 | 5000 | 80
P1P2WB7V | Acuity Brands Lighting | Lithonia Lighting | IBGN 4' 18000LM HEF GND AFL [All Voltages] 50K 80CRI [All Options] | Indoor Luminaires | High-Bay | High-Bay Luminaires for Commercial and Industrial Buildings | Premium | FALSE | [9 empty] | 42621 | Dimmable | Continuous Below 10 | Yes |  | 3.1 | 18320.32 | 179.61 | 102 | 20 | 0.9 | 5000 | 80
PQEJ828M | Acuity Brands Lighting | Lithonia Lighting | IBG 2' 18000LM SEF WD L/LENS [All Voltages] 50K 80CRI [All Options] | Indoor Luminaires | High-Bay | High-Bay Luminaires for Commercial and Industrial Buildings | Premium | FALSE | [9 empty] | 42621 | Dimmable | Continuous Below 10 | Yes |  | 3.1 | 18257.56 | 161.97 | 112.72 | 20 | 0.9 | 5000 | 80
P2NDP6XV | Acuity Brands Lighting | Lithonia Lighting | IBG 2' 18000LM SEF GND AFL [All Voltages] 50K 80CRI [All Options] | Indoor Luminaires | High-Bay | High-Bay Luminaires for Commercial and Industrial Buildings | Premium | FALSE | [9 empty] | 42621 | Dimmable | Continuous Below 10 | Yes |  | 3.1 | 17966.46 | 159.39 | 112.72 | 20 | 0.9 | 5000 | 80
P51UEG9N | Acuity Brands Lighting | Lithonia Lighting | IBGN 4' 18000LM SEF WD L/LENS [All Voltages] 50K 80CRI [All Options] | Indoor Luminaires | High-Bay | High-Bay Luminaires for Commercial and Industrial Buildings | Premium | FALSE | [9 empty] | 42621 | Dimmable | Continuous Below 10 | Yes |  | 3.1 | 17949.45 | 156.49 | 114.7 | 20 | 0.9 | 5000 | 80
P8N5UFCK | Acuity Brands Lighting | Lithonia Lighting | IBG 2' 18000LM HEF GND PCL [All Voltages] 50K 80CRI [All Options] | Indoor Luminaires | High-Bay | High-Bay Luminaires for Commercial and Industrial Buildings | Premium | FALSE | [9 empty] | 42621 | Dimmable | Continuous Below 10 | Yes |  | 3.1 | 17864.54 | 179.36 | 99.6 | 20 | 0.9 | 5000 | 80
P4P6HQUS | Acuity Brands Lighting | Lithonia Lighting | IBGN 4' 18000LM HEF ND L/LENS [All Voltages] 50K 80CRI [All Options] | Indoor Luminaires | High-Bay | High-Bay Luminaires for Commercial and Industrial Buildings | Premium | FALSE | [9 empty] | 42621 | Dimmable | Continuous Below 10 | Yes |  | 3.1 | 17843.99 | 174.94 | 102 | 20 | 0.9 | 5000 | 80
PTPYSS98 | Acuity Brands Lighting | Lithonia Lighting | IBGN 4' 18000LM SEF FD L/LENS [All Voltages] 50K 80CRI [All Options] | Indoor Luminaires | High-Bay | High-Bay Luminaires for Commercial and Industrial Buildings | Premium | FALSE | [9 empty] | 42621 | Dimmable | Continuous Below 10 | Yes |  | 3.1 | 17725.37 | 154.54 | 114.7 | 20 | 0.9 | 5000 | 80
PPHSB923 | Acuity Brands Lighting | Lithonia Lighting | IBGN 4' 18000LM SEF GND AFL [All Voltages] 50K 80CRI [All Options] | Indoor Luminaires | High-Bay | High-Bay Luminaires for Commercial and Industrial Buildings | Premium | FALSE | [9 empty] | 42621 | Dimmable | Continuous Below 10 | Yes |  | 3.1 | 17663.25 | 154 | 114.7 | 20 | 0.9 | 5000 | 80
PXNHQRFB | Acuity Brands Lighting | Lithonia Lighting | IBG 2' 18000LM SEF GND PCL [All Voltages] 50K 80CRI [All Options] | Indoor Luminaires | High-Bay | High-Bay Luminaires for Commercial and Industrial Buildings | Premium | FALSE | [9 empty] | 42621 | Dimmable | Continuous Below 10 | Yes |  | 3.1 | 17542.85 | 155.63 | 112.72 | 20 | 0.9 | 5000 | 80
PJ2G2QBG | Acuity Brands Lighting | Lithonia Lighting | IBG 2' 18000LM SEF ND L/LENS [All Voltages] 50K 80CRI [All Options] | Indoor Luminaires | High-Bay | High-Bay Luminaires for Commercial and Industrial Buildings | Premium | FALSE | [9 empty] | 42621 | Dimmable | Continuous Below 10 | Yes |  | 3.1 | 17499.33 | 155.25 | 112.72 | 20 | 0.9 | 5000 | 80
PTG7UP7K | Acuity Brands Lighting | Lithonia Lighting | IBG 2' 18000LM SEF WD ACL [All Voltages] 50K 80CRI [All Options] | Indoor Luminaires | High-Bay | High-Bay Luminaires for Commercial and Industrial Buildings | Premium | FALSE | [9 empty] | 42621 | Dimmable | Continuous Below 10 | Yes |  | 3.1 | 17470.32 | 154.99 | 112.72 | 20 | 0.9 | 5000 | 80
PDW14BYX | Acuity Brands Lighting | Lithonia Lighting | IBGN 4' 18000LM HEF FD AFL [All Voltages] 50K 80CRI [All Options] | Indoor Luminaires | High-Bay | High-Bay Luminaires for Commercial and Industrial Buildings | Premium | FALSE | [9 empty] | 42621 | Dimmable | Continuous Below 10 | Yes |  | 3.1 | 17342.03 | 170.02 | 102 | 20 | 0.9 | 5000 | 80
P9FCSQ3B | Acuity Brands Lighting | Lithonia Lighting | IBGN 4' 18000LM SEF ND L/LENS [All Voltages] 50K 80CRI [All Options] | Indoor Luminaires | High-Bay | High-Bay Luminaires for Commercial and Industrial Buildings | Premium | FALSE | [9 empty] | 42621 | Dimmable | Continuous Below 10 | Yes |  | 3.1 | 17204.01 | 149.99 | 114.7 | 20 | 0.9 | 5000 | 80
PZKWTD52 | Acuity Brands Lighting | Lithonia Lighting | IBG 2' 18000LM HEF WD PCL [All Voltages] 50K 80CRI [All Options] | Indoor Luminaires | High-Bay | High-Bay Luminaires for Commercial and Industrial Buildings | Premium | FALSE | [9 empty] | 42621 | Dimmable | Continuous Below 10 | Yes |  | 3.1 | 16997.2 | 170.65 | 99.6 | 20 | 0.9 | 5000 | 80
PC1115EH | Acuity Brands Lighting | Lithonia Lighting | IBG 2' 18000LM SEF WD AFL [All Voltages] 50K 80CRI [All Options] | Indoor Luminaires | High-Bay | High-Bay Luminaires for Commercial and Industrial Buildings | Premium | FALSE | [9 empty] | 42621 | Dimmable | Continuous Below 10 | Yes |  | 3.1 | 16950.64 | 150.38 | 112.72 | 20 | 0.9 | 5000 | 80
PWYG8Y36 | Acuity Brands Lighting | Lithonia Lighting | IBG 2' 18000LM HEF FD PCL [All Voltages] 50K 80CRI [All Options] | Indoor Luminaires | High-Bay | High-Bay Luminaires for Commercial and Industrial Buildings | Premium | FALSE | [9 empty] | 42621 | Dimmable | Continuous Below 10 | Yes |  | 3.1 | 16946.97 | 170.15 | 99.6 | 20 | 0.9 | 5000 | 80
PMDJ6JYS | Acuity Brands Lighting | Lithonia Lighting | IBG 2' 18000LM SEF ND ACL [All Voltages] 50K 80CRI [All Options] | Indoor Luminaires | High-Bay | High-Bay Luminaires for Commercial and Industrial Buildings | Premium | FALSE | [9 empty] | 42621 | Dimmable | Continuous Below 10 | Yes |  | 3.1 | 16903.58 | 149.96 | 112.72 | 20 | 0.9 | 5000 | 80
PKN1DXZ2 | Acuity Brands Lighting | Lithonia Lighting | IBGN 4' 18000LM SEF FD AFL [All Voltages] 50K 80CRI [All Options] | Indoor Luminaires | High-Bay | High-Bay Luminaires for Commercial and Industrial Buildings | Premium | FALSE | [9 empty] | 42621 | Dimmable | Continuous Below 10 | Yes |  | 3.1 | 16720.05 | 145.77 | 114.7 | 20 | 0.9 | 5000 | 80
PWVW8R6Y | Acuity Brands Lighting | Lithonia Lighting | IBG 2' 18000LM SEF WD PCL [All Voltages] 50K 80CRI [All Options] | Indoor Luminaires | High-Bay | High-Bay Luminaires for Commercial and Industrial Buildings | Premium | FALSE | [9 empty] | 42621 | Dimmable | Continuous Below 10 | Yes |  | 3.1 | 16691.13 | 148.08 | 112.72 | 20 | 0.9 | 5000 | 80
P53XF3D6 | Acuity Brands Lighting | Lithonia Lighting | IBGN 4' 18000LM SEF WD AFL [All Voltages] 50K 80CRI [All Options] | Indoor Luminaires | High-Bay | High-Bay Luminaires for Commercial and Industrial Buildings | Premium | FALSE | [9 empty] | 42621 | Dimmable | Continuous Below 10 | Yes |  | 3.1 | 16664.58 | 145.29 | 114.7 | 20 | 0.9 | 5000 | 80
PZSRN9YP | Acuity Brands Lighting | Lithonia Lighting | IBGN 4' 18000LM HEF ND AFL [All Voltages] 50K 80CRI [All Options] | Indoor Luminaires | High-Bay | High-Bay Luminaires for Commercial and Industrial Buildings | Premium | FALSE | [9 empty] | 42621 | Dimmable | Continuous Below 10 | Yes |  | 3.1 | 16532.7 | 162.09 | 102 | 20 | 0.9 | 5000 | 80
PR49XS15 | Acuity Brands Lighting | Lithonia Lighting | IBG 2' 18000LM HEF ND PCL [All Voltages] 50K 80CRI [All Options] | Indoor Luminaires | High-Bay | High-Bay Luminaires for Commercial and Industrial Buildings | Premium | FALSE | [9 empty] | 42621 | Dimmable | Continuous Below 10 | Yes |  | 3.1 | 16434.84 | 165.01 | 99.6 | 20 | 0.9 | 5000 | 80
PY8PDXNR | Acuity Brands Lighting | Lithonia Lighting | IBG 2' 18000LM SEF ND AFL [All Voltages] 50K 80CRI [All Options] | Indoor Luminaires | High-Bay | High-Bay Luminaires for Commercial and Industrial Buildings | Premium | FALSE | [9 empty] | 42621 | Dimmable | Continuous Below 10 | Yes |  | 3.1 | 16213.36 | 143.84 | 112.72 | 20 | 0.9 | 5000 | 80
PSDQD99T | Acuity Brands Lighting | Lithonia Lighting | IBG 2' 15000LM SEF GND L/LENS [All Voltages] 50K 80CRI [All Options] | Indoor Luminaires | High-Bay | High-Bay Luminaires for Commercial and Industrial Buildings | Premium | FALSE | [9 empty] | 42621 | Dimmable | Continuous Below 10 | Yes |  | 3.1 | 16162.29 | 169.68 | 95.25 | 20 | 0.9 | 5000 | 80
PXMT8CEG | Acuity Brands Lighting | Lithonia Lighting | IBG 2' 18000LM SEF ND PCL [All Voltages] 50K 80CRI [All Options] | Indoor Luminaires | High-Bay | High-Bay Luminaires for Commercial and Industrial Buildings | Premium | FALSE | [9 empty] | 42621 | Dimmable | Continuous Below 10 | Yes |  | 3.1 | 16138.89 | 143.18 | 112.72 | 20 | 0.9 | 5000 | 80
PPYKYSH4 | Acuity Brands Lighting | Lithonia Lighting | IBGN 4' 18000LM SEF ND AFL [All Voltages] 50K 80CRI [All Options] | Indoor Luminaires | High-Bay | High-Bay Luminaires for Commercial and Industrial Buildings | Premium | FALSE | [9 empty] | 42621 | Dimmable | Continuous Below 10 | Yes |  | 3.1 | 15939.75 | 138.97 | 114.7 | 20 | 0.9 | 5000 | 80
PPCQ4MYE | Acuity Brands Lighting | Lithonia Lighting | IBG 2' 15000LM SEF GND ACL [All Voltages] 50K 80CRI [All Options] | Indoor Luminaires | High-Bay | High-Bay Luminaires for Commercial and Industrial Buildings | Premium | FALSE | [9 empty] | 42621 | Dimmable | Continuous Below 10 | Yes |  | 3.1 | 15490.66 | 162.63 | 95.25 | 20 | 0.9 | 5000 | 80
PZC11SMY | Acuity Brands Lighting | Lithonia Lighting | IBG 2' 15000LM SEF WD L/LENS [All Voltages] 50K 80CRI [All Options] | Indoor Luminaires | High-Bay | High-Bay Luminaires for Commercial and Industrial Buildings | Premium | FALSE | [9 empty] | 42621 | Dimmable | Continuous Below 10 | Yes |  | 3.1 | 15232.99 | 159.93 | 95.25 | 20 | 0.9 | 5000 | 80
PJWJ1CZN | Acuity Brands Lighting | Lithonia Lighting | IBG 2' 15000LM SEF GND AFL [All Voltages] 50K 80CRI [All Options] | Indoor Luminaires | High-Bay | High-Bay Luminaires for Commercial and Industrial Buildings | Premium | FALSE | [9 empty] | 42621 | Dimmable | Continuous Below 10 | Yes |  | 3.1 | 14990.11 | 157.38 | 95.25 | 20 | 0.9 | 5000 | 80
PPXNHMKP | Acuity Brands Lighting | Lithonia Lighting | IBG 2' 15000LM HEF GND PCL [All Voltages] 50K 80CRI [All Options] | Indoor Luminaires | High-Bay | High-Bay Luminaires for Commercial and Industrial Buildings | Premium | FALSE | [9 empty] | 42621 | Dimmable | Continuous Below 10 | Yes |  | 3.1 | 14917.9 | 175.92 | 84.8 | 20 | 0.9 | 5000 | 80
PYSV4ABB | Acuity Brands Lighting | Lithonia Lighting | IBG 2' 15000LM SEF GND PCL [All Voltages] 50K 80CRI [All Options] | Indoor Luminaires | High-Bay | High-Bay Luminaires for Commercial and Industrial Buildings | Premium | FALSE | [9 empty] | 42621 | Dimmable | Continuous Below 10 | Yes |  | 3.1 | 14636.68 | 153.67 | 95.25 | 20 | 0.9 | 5000 | 80
P541R7Y4 | Acuity Brands Lighting | Lithonia Lighting | IBG 2' 15000LM SEF ND L/LENS [All Voltages] 50K 80CRI [All Options] | Indoor Luminaires | High-Bay | High-Bay Luminaires for Commercial and Industrial Buildings | Premium | FALSE | [9 empty] | 42621 | Dimmable | Continuous Below 10 | Yes |  | 3.1 | 14600.36 | 153.28 | 95.25 | 20 | 0.9 | 5000 | 80
PHFDUEEB | Acuity Brands Lighting | Lithonia Lighting | IBG 2' 15000LM SEF WD ACL [All Voltages] 50K 80CRI [All Options] | Indoor Luminaires | High-Bay | High-Bay Luminaires for Commercial and Industrial Buildings | Premium | FALSE | [9 empty] | 42621 | Dimmable | Continuous Below 10 | Yes |  | 3.1 | 14576.16 | 153.03 | 95.25 | 20 | 0.9 | 5000 | 80
PTD49XTE | Acuity Brands Lighting | Lithonia Lighting | IBG 2' 15000LM HEF WD PCL [All Voltages] 50K 80CRI [All Options] | Indoor Luminaires | High-Bay | High-Bay Luminaires for Commercial and Industrial Buildings | Premium | FALSE | [9 empty] | 42621 | Dimmable | Continuous Below 10 | Yes |  | 3.1 | 14193.62 | 167.38 | 84.8 | 20 | 0.9 | 5000 | 80
PDGH8ZYR | Acuity Brands Lighting | Lithonia Lighting | IBG 2' 15000LM SEF WD AFL [All Voltages] 50K 80CRI [All Options] | Indoor Luminaires | High-Bay | High-Bay Luminaires for Commercial and Industrial Buildings | Premium | FALSE | [9 empty] | 42621 | Dimmable | Continuous Below 10 | Yes |  | 3.1 | 14142.57 | 148.48 | 95.25 | 20 | 0.9 | 5000 | 80
P68F98GE | Acuity Brands Lighting | Lithonia Lighting | IBG 2' 15000LM SEF ND ACL [All Voltages] 50K 80CRI [All Options] | Indoor Luminaires | High-Bay | High-Bay Luminaires for Commercial and Industrial Buildings | Premium | FALSE | [9 empty] | 42621 | Dimmable | Continuous Below 10 | Yes |  | 3.1 | 14103.3 | 148.07 | 95.25 | 20 | 0.9 | 5000 | 80
P3C9F47S | Acuity Brands Lighting | Lithonia Lighting | IBG 2' 15000LM SEF WD PCL [All Voltages] 50K 80CRI [All Options] | Indoor Luminaires | High-Bay | High-Bay Luminaires for Commercial and Industrial Buildings | Premium | FALSE | [9 empty] | 42621 | Dimmable | Continuous Below 10 | Yes |  | 3.1 | 13926.05 | 146.21 | 95.25 | 20 | 0.9 | 5000 | 80
PGNTWQCF | Acuity Brands Lighting | Lithonia Lighting | IBG 2' 15000LM HEF ND PCL [All Voltages] 50K 80CRI [All Options] | Indoor Luminaires | High-Bay | High-Bay Luminaires for Commercial and Industrial Buildings | Premium | FALSE | [9 empty] | 42621 | Dimmable | Continuous Below 10 | Yes |  | 3.1 | 13724.02 | 161.84 | 84.8 | 20 | 0.9 | 5000 | 80
PTDH53SG | Acuity Brands Lighting | Lithonia Lighting | IBG 2' 15000LM SEF ND AFL [All Voltages] 50K 80CRI [All Options] | Indoor Luminaires | High-Bay | High-Bay Luminaires for Commercial and Industrial Buildings | Premium | FALSE | [9 empty] | 42621 | Dimmable | Continuous Below 10 | Yes |  | 3.1 | 13527.43 | 142.02 | 95.25 | 20 | 0.9 | 5000 | 80
PAXSTNYQ | Acuity Brands Lighting | Lithonia Lighting | IBG 2' 15000LM SEF ND PCL [All Voltages] 50K 80CRI [All Options] | Indoor Luminaires | High-Bay | High-Bay Luminaires for Commercial and Industrial Buildings | Premium | FALSE | [9 empty] | 42621 | Dimmable | Continuous Below 10 | Yes |  | 3.1 | 13465.3 | 141.37 | 95.25 | 20 | 0.9 | 5000 | 80
PPG74WNX | Acuity Brands Lighting | Lithonia Lighting | IBG 2' 12000LM SEF GND L/LENS [All Voltages] 50K 80CRI [All Options] | Indoor Luminaires | High-Bay | High-Bay Luminaires for Commercial and Industrial Buildings | Premium | FALSE | [9 empty] | 42621 | Dimmable | Continuous Below 10 | Yes |  | 3.1 | 12944.62 | 167.5 | 77.28 | 20 | 0.9 | 5000 | 80
PQGQ9WTN | Acuity Brands Lighting | Lithonia Lighting | IBG 2' 12000LM SEF GND ACL [All Voltages] 50K 80CRI [All Options] | Indoor Luminaires | High-Bay | High-Bay Luminaires for Commercial and Industrial Buildings | Premium | FALSE | [9 empty] | 42621 | Dimmable | Continuous Below 10 | Yes |  | 3.1 | 12406.71 | 160.54 | 77.28 | 20 | 0.9 | 5000 | 80
P48P3TTG | Acuity Brands Lighting | Lithonia Lighting | IBG 2' 12000LM SEF WD L/LENS [All Voltages] 50K 80CRI [All Options] | Indoor Luminaires | High-Bay | High-Bay Luminaires for Commercial and Industrial Buildings | Premium | FALSE | [9 empty] | 42621 | Dimmable | Continuous Below 10 | Yes |  | 3.1 | 12200.33 | 157.87 | 77.28 | 20 | 0.9 | 5000 | 80
P99GHCVE | Acuity Brands Lighting | Lithonia Lighting | IBG 2' 12000LM SEF GND AFL [All Voltages] 50K 80CRI [All Options] | Indoor Luminaires | High-Bay | High-Bay Luminaires for Commercial and Industrial Buildings | Premium | FALSE | [9 empty] | 42621 | Dimmable | Continuous Below 10 | Yes |  | 3.1 | 12005.8 | 155.35 | 77.28 | 20 | 0.9 | 5000 | 80
PRJ9KCC5 | Acuity Brands Lighting | Lithonia Lighting | IBG 2' 12000LM HEF GND PCL [All Voltages] 50K 80CRI [All Options] | Indoor Luminaires | High-Bay | High-Bay Luminaires for Commercial and Industrial Buildings | Premium | FALSE | [9 empty] | 42621 | Dimmable | Continuous Below 10 | Yes |  | 3.1 | 11820.31 | 172.06 | 68.7 | 20 | 0.9 | 5000 | 80
PZCNCY1Q | Acuity Brands Lighting | Lithonia Lighting | IBG 2' 12000LM SEF GND PCL [All Voltages] 50K 80CRI [All Options] | Indoor Luminaires | High-Bay | High-Bay Luminaires for Commercial and Industrial Buildings | Premium | FALSE | [9 empty] | 42621 | Dimmable | Continuous Below 10 | Yes |  | 3.1 | 11722.74 | 151.69 | 77.28 | 20 | 0.9 | 5000 | 80
PPD8P5DC | Acuity Brands Lighting | Lithonia Lighting | IBG 2' 12000LM SEF ND L/LENS [All Voltages] 50K 80CRI [All Options] | Indoor Luminaires | High-Bay | High-Bay Luminaires for Commercial and Industrial Buildings | Premium | FALSE | [9 empty] | 42621 | Dimmable | Continuous Below 10 | Yes |  | 3.1 | 11693.65 | 151.32 | 77.28 | 20 | 0.9 | 5000 | 80
P3V75CRY | Acuity Brands Lighting | Lithonia Lighting | IBG 2' 12000LM SEF WD ACL [All Voltages] 50K 80CRI [All Options] | Indoor Luminaires | High-Bay | High-Bay Luminaires for Commercial and Industrial Buildings | Premium | FALSE | [9 empty] | 42621 | Dimmable | Continuous Below 10 | Yes |  | 3.1 | 11674.27 | 151.06 | 77.28 | 20 | 0.9 | 5000 | 80
PZPWRWVV | Acuity Brands Lighting | Lithonia Lighting | IBG 2' 12000LM SEF WD AFL [All Voltages] 50K 80CRI [All Options] | Indoor Luminaires | High-Bay | High-Bay Luminaires for Commercial and Industrial Buildings | Premium | FALSE | [9 empty] | 42621 | Dimmable | Continuous Below 10 | Yes |  | 3.1 | 11327 | 146.57 | 77.28 | 20 | 0.9 | 5000 | 80
PS1XJJFA | Acuity Brands Lighting | Lithonia Lighting | IBG 2' 12000LM SEF ND ACL [All Voltages] 50K 80CRI [All Options] | Indoor Luminaires | High-Bay | High-Bay Luminaires for Commercial and Industrial Buildings | Premium | FALSE | [9 empty] | 42621 | Dimmable | Continuous Below 10 | Yes |  | 3.1 | 11295.55 | 146.16 | 77.28 | 20 | 0.9 | 5000 | 80
P8WXSWAU | Acuity Brands Lighting | Lithonia Lighting | IBG 2' 12000LM HEF WD PCL [All Voltages] 50K 80CRI [All Options] | Indoor Luminaires | High-Bay | High-Bay Luminaires for Commercial and Industrial Buildings | Premium | FALSE | [9 empty] | 42621 | Dimmable | Continuous Below 10 | Yes |  | 3.1 | 11246.42 | 163.7 | 68.7 | 20 | 0.9 | 5000 | 80
PPAVA21X | Acuity Brands Lighting | Lithonia Lighting | IBG 2' 12000LM SEF WD PCL [All Voltages] 50K 80CRI [All Options] | Indoor Luminaires | High-Bay | High-Bay Luminaires for Commercial and Industrial Buildings | Premium | FALSE | [9 empty] | 42621 | Dimmable | Continuous Below 10 | Yes |  | 3.1 | 11153.59 | 144.33 | 77.28 | 20 | 0.9 | 5000 | 80
PUATKSTK | Acuity Brands Lighting | Lithonia Lighting | IBG 2' 12000LM HEF ND PCL [All Voltages] 50K 80CRI [All Options] | Indoor Luminaires | High-Bay | High-Bay Luminaires for Commercial and Industrial Buildings | Premium | FALSE | [9 empty] | 42621 | Dimmable | Continuous Below 10 | Yes |  | 3.1 | 10874.33 | 158.29 | 68.7 | 20 | 0.9 | 5000 | 80
PU334ACF | Acuity Brands Lighting | Lithonia Lighting | IBG 2' 12000LM SEF ND AFL [All Voltages] 50K 80CRI [All Options] | Indoor Luminaires | High-Bay | High-Bay Luminaires for Commercial and Industrial Buildings | Premium | FALSE | [9 empty] | 42621 | Dimmable | Continuous Below 10 | Yes |  | 3.1 | 10834.33 | 140.2 | 77.28 | 20 | 0.9 | 5000 | 80
PTXPXV4E | Acuity Brands Lighting | Lithonia Lighting | IBG 2' 12000LM SEF ND PCL [All Voltages] 50K 80CRI [All Options] | Indoor Luminaires | High-Bay | High-Bay Luminaires for Commercial and Industrial Buildings | Premium | FALSE | [9 empty] | 42621 | Dimmable | Continuous Below 10 | Yes |  | 3.1 | 10784.56 | 139.55 | 77.28 | 20 | 0.9 | 5000 | 80
PAY3U3RG | Acuity Brands Lighting | Lithonia Lighting | IBG 2' 8000LM SEF GND L/LENS [All Voltages] 50K 80CRI [All Options] | Indoor Luminaires | High-Bay | Low-Bay Luminaires for Commercial and Industrial Buildings | Premium | FALSE | [9 empty] | 42621 | Dimmable | Continuous Below 10 | Yes |  | 3.1 | 8488.98 | 157.76 | 53.81 | 20 | 0.9 | 5000 | 80
PPZN9U8H | Acuity Brands Lighting | Lithonia Lighting | IBG 2' 8000LM SEF GND ACL [All Voltages] 50K 80CRI [All Options] | Indoor Luminaires | High-Bay | Low-Bay Luminaires for Commercial and Industrial Buildings | Premium | FALSE | [9 empty] | 42621 | Dimmable | Continuous Below 10 | Yes |  | 3.1 | 8136.22 | 151.2 | 53.81 | 20 | 0.9 | 5000 | 80
PUZ2U643 | Acuity Brands Lighting | Lithonia Lighting | IBG 2' 8000LM SEF WD L/LENS [All Voltages] 50K 80CRI [All Options] | Indoor Luminaires | High-Bay | Low-Bay Luminaires for Commercial and Industrial Buildings | Premium | FALSE | [9 empty] | 42621 | Dimmable | Continuous Below 10 | Yes |  | 3.1 | 8000.88 | 148.69 | 53.81 | 20 | 0.9 | 5000 | 80
PTVDFGH6 | Acuity Brands Lighting | Lithonia Lighting | IBG 2' 8000LM SEF GND AFL [All Voltages] 50K 80CRI [All Options] | Indoor Luminaires | High-Bay | Low-Bay Luminaires for Commercial and Industrial Buildings | Premium | FALSE | [9 empty] | 42621 | Dimmable | Continuous Below 10 | Yes |  | 3.1 | 7873.31 | 146.32 | 53.81 | 20 | 0.9 | 5000 | 80
P4BMAUPC | Acuity Brands Lighting | Lithonia Lighting | IBG 2' 8000LM SEF WD ACL [All Voltages] 50K 80CRI [All Options] | Indoor Luminaires | High-Bay | Low-Bay Luminaires for Commercial and Industrial Buildings | Premium | FALSE | [9 empty] | 42621 | Dimmable | Continuous Below 10 | Yes |  | 3.1 | 7655.89 | 142.28 | 53.81 | 20 | 0.9 | 5000 | 80
PPZP46QF | Acuity Brands Lighting | Lithonia Lighting | IBG 2' 8000LM SEF WD AFL [All Voltages] 50K 80CRI [All Options] | Indoor Luminaires | High-Bay | Low-Bay Luminaires for Commercial and Industrial Buildings | Premium | FALSE | [9 empty] | 42621 | Dimmable | Continuous Below 10 | Yes |  | 3.1 | 7428.16 | 138.04 | 53.81 | 20 | 0.9 | 5000 | 80
PYB94BE3 | Acuity Brands Lighting | Lithonia Lighting | IBG 4' 60000LM SEF GND L/LENS [All Voltages] 50K 70CRI [All Options] | Indoor Luminaires | High-Bay | High-Bay Luminaires for Commercial and Industrial Buildings | Premium | FALSE | [9 empty] | 42621 | Dimmable | Continuous Below 10 | Yes |  | 3.1 | 64190.74 | 170.9 | 375.6 | 20 | 0.9 | 5000 | 70
PCNJ5FZU | Acuity Brands Lighting | Lithonia Lighting | IBG 4' 60000LM SEF GND ACL [All Voltages] 50K 70CRI [All Options] | Indoor Luminaires | High-Bay | High-Bay Luminaires for Commercial and Industrial Buildings | Premium | FALSE | [9 empty] | 42621 | Dimmable | Continuous Below 10 | Yes |  | 3.1 | 61523.29 | 163.8 | 375.6 | 20 | 0.9 | 5000 | 70
P3D55U8H | Acuity Brands Lighting | Lithonia Lighting | IBG 4' 60000LM SEF FD L/LENS [All Voltages] 50K 70CRI [All Options] | Indoor Luminaires | High-Bay | High-Bay Luminaires for Commercial and Industrial Buildings | Premium | FALSE | [9 empty] | 42621 | Dimmable | Continuous Below 10 | Yes |  | 3.1 | 59744.64 | 159.06 | 375.6 | 20 | 0.9 | 5000 | 70
PPNXJ8KM | Acuity Brands Lighting | Lithonia Lighting | IBG 4' 60000LM SEF GND AFL [All Voltages] 50K 70CRI [All Options] | Indoor Luminaires | High-Bay | High-Bay Luminaires for Commercial and Industrial Buildings | Premium | FALSE | [9 empty] | 42621 | Dimmable | Continuous Below 10 | Yes |  | 3.1 | 59535.26 | 158.51 | 375.6 | 20 | 0.9 | 5000 | 70
P976NZP2 | Acuity Brands Lighting | Lithonia Lighting | IBG 4' 60000LM SEF ND L/LENS [All Voltages] 50K 70CRI [All Options] | Indoor Luminaires | High-Bay | High-Bay Luminaires for Commercial and Industrial Buildings | Premium | FALSE | [9 empty] | 42621 | Dimmable | Continuous Below 10 | Yes |  | 3.1 | 57987.35 | 154.39 | 375.6 | 20 | 0.9 | 5000 | 70
PK4U9WG9 | Acuity Brands Lighting | Lithonia Lighting | IBG 4' 60000LM SEF FD ACL [All Voltages] 50K 70CRI [All Options] | Indoor Luminaires | High-Bay | High-Bay Luminaires for Commercial and Industrial Buildings | Premium | FALSE | [9 empty] | 42621 | Dimmable | Continuous Below 10 | Yes |  | 3.1 | 57729.9 | 153.7 | 375.6 | 20 | 0.9 | 5000 | 70
P2UMY1HY | Acuity Brands Lighting | Lithonia Lighting | IBG 4' 60000LM SEF FD AFL [All Voltages] 50K 70CRI [All Options] | Indoor Luminaires | High-Bay | High-Bay Luminaires for Commercial and Industrial Buildings | Premium | FALSE | [9 empty] | 42621 | Dimmable | Continuous Below 10 | Yes |  | 3.1 | 56356.11 | 150.04 | 375.6 | 20 | 0.9 | 5000 | 70
PTAKXZ2M | Acuity Brands Lighting | Lithonia Lighting | IBG 4' 60000LM SEF ND ACL [All Voltages] 50K 70CRI [All Options] | Indoor Luminaires | High-Bay | High-Bay Luminaires for Commercial and Industrial Buildings | Premium | FALSE | [9 empty] | 42621 | Dimmable | Continuous Below 10 | Yes |  | 3.1 | 56013.2 | 149.13 | 375.6 | 20 | 0.9 | 5000 | 70
PGFN9UCW | Acuity Brands Lighting | Lithonia Lighting | IBG 4' 60000LM SEF ND AFL [All Voltages] 50K 70CRI [All Options] | Indoor Luminaires | High-Bay | High-Bay Luminaires for Commercial and Industrial Buildings | Premium | FALSE | [9 empty] | 42621 | Dimmable | Continuous Below 10 | Yes |  | 3.1 | 53726.06 | 143.04 | 375.6 | 20 | 0.9 | 5000 | 70
PSJ2FQE6 | Acuity Brands Lighting | Lithonia Lighting | IBG 4' 48000LM SEF GND L/LENS [All Voltages] 50K 70CRI [All Options] | Indoor Luminaires | High-Bay | High-Bay Luminaires for Commercial and Industrial Buildings | Premium | FALSE | [9 empty] | 42621 | Dimmable | Continuous Below 10 | Yes |  | 3.1 | 53217.22 | 178.22 | 298.6 | 20 | 0.9 | 5000 | 70
PDA9BD4Q | Acuity Brands Lighting | Lithonia Lighting | IBG 4' 48000LM SEF GND ACL [All Voltages] 50K 70CRI [All Options] | Indoor Luminaires | High-Bay | High-Bay Luminaires for Commercial and Industrial Buildings | Premium | FALSE | [9 empty] | 42621 | Dimmable | Continuous Below 10 | Yes |  | 3.1 | 51005.77 | 170.82 | 298.6 | 20 | 0.9 | 5000 | 70
PMZFHCZV | Acuity Brands Lighting | Lithonia Lighting | IBG 4' 48000LM SEF WD L/LENS [All Voltages] 50K 70CRI [All Options] | Indoor Luminaires | High-Bay | High-Bay Luminaires for Commercial and Industrial Buildings | Premium | FALSE | [9 empty] | 42621 | Dimmable | Continuous Below 10 | Yes |  | 3.1 | 50157.33 | 167.97 | 298.6 | 20 | 0.9 | 5000 | 70
PERHQ1C8 | Acuity Brands Lighting | Lithonia Lighting | IBG 4' 48000LM SEF FD L/LENS [All Voltages] 50K 70CRI [All Options] | Indoor Luminaires | High-Bay | High-Bay Luminaires for Commercial and Industrial Buildings | Premium | FALSE | [9 empty] | 42621 | Dimmable | Continuous Below 10 | Yes |  | 3.1 | 49531.18 | 165.88 | 298.6 | 20 | 0.9 | 5000 | 70
PP2TKFUT | Acuity Brands Lighting | Lithonia Lighting | IBG 4' 48000LM SEF GND AFL [All Voltages] 50K 70CRI [All Options] | Indoor Luminaires | High-Bay | High-Bay Luminaires for Commercial and Industrial Buildings | Premium | FALSE | [9 empty] | 42621 | Dimmable | Continuous Below 10 | Yes |  | 3.1 | 49357.6 | 165.3 | 298.6 | 20 | 0.9 | 5000 | 70
P36SXDYH | Acuity Brands Lighting | Lithonia Lighting | IBG 4' 48000LM SEF ND L/LENS [All Voltages] 50K 70CRI [All Options] | Indoor Luminaires | High-Bay | High-Bay Luminaires for Commercial and Industrial Buildings | Premium | FALSE | [9 empty] | 42621 | Dimmable | Continuous Below 10 | Yes |  | 3.1 | 48074.3 | 161 | 298.6 | 20 | 0.9 | 5000 | 70
P2GM43FV | Acuity Brands Lighting | Lithonia Lighting | IBG 4' 48000LM SEF WD ACL [All Voltages] 50K 70CRI [All Options] | Indoor Luminaires | High-Bay | High-Bay Luminaires for Commercial and Industrial Buildings | Premium | FALSE | [9 empty] | 42621 | Dimmable | Continuous Below 10 | Yes |  | 3.1 | 47994.6 | 160.73 | 298.6 | 20 | 0.9 | 5000 | 70
PKDCNSMA | Acuity Brands Lighting | Lithonia Lighting | IBG 4' 48000LM SEF FD ACL [All Voltages] 50K 70CRI [All Options] | Indoor Luminaires | High-Bay | High-Bay Luminaires for Commercial and Industrial Buildings | Premium | FALSE | [9 empty] | 42621 | Dimmable | Continuous Below 10 | Yes |  | 3.1 | 47860.87 | 160.28 | 298.6 | 20 | 0.9 | 5000 | 70
PTV4Q5KZ | Acuity Brands Lighting | Lithonia Lighting | IBG 4' 48000LM SEF FD AFL [All Voltages] 50K 70CRI [All Options] | Indoor Luminaires | High-Bay | High-Bay Luminaires for Commercial and Industrial Buildings | Premium | FALSE | [9 empty] | 42621 | Dimmable | Continuous Below 10 | Yes |  | 3.1 | 46721.93 | 156.47 | 298.6 | 20 | 0.9 | 5000 | 70
PRR71GPD | Acuity Brands Lighting | Lithonia Lighting | IBG 4' 48000LM SEF WD AFL [All Voltages] 50K 70CRI [All Options] | Indoor Luminaires | High-Bay | High-Bay Luminaires for Commercial and Industrial Buildings | Premium | FALSE | [9 empty] | 42621 | Dimmable | Continuous Below 10 | Yes |  | 3.1 | 46566.95 | 155.95 | 298.6 | 20 | 0.9 | 5000 | 70
PAF69B88 | Acuity Brands Lighting | Lithonia Lighting | IBG 4' 48000LM SEF ND ACL [All Voltages] 50K 70CRI [All Options] | Indoor Luminaires | High-Bay | High-Bay Luminaires for Commercial and Industrial Buildings | Premium | FALSE | [9 empty] | 42621 | Dimmable | Continuous Below 10 | Yes |  | 3.1 | 46437.64 | 155.52 | 298.6 | 20 | 0.9 | 5000 | 70
P24NF8XC | Acuity Brands Lighting | Lithonia Lighting | IBG 4' 48000LM SEF ND AFL [All Voltages] 50K 70CRI [All Options] | Indoor Luminaires | High-Bay | High-Bay Luminaires for Commercial and Industrial Buildings | Premium | FALSE | [9 empty] | 42621 | Dimmable | Continuous Below 10 | Yes |  | 3.1 | 44541.49 | 149.17 | 298.6 | 20 | 0.9 | 5000 | 70
PM1V6ZB2 | Acuity Brands Lighting | Lithonia Lighting | IBG 4' 36000LM SEF GND L/LENS [All Voltages] 50K 70CRI [All Options] | Indoor Luminaires | High-Bay | High-Bay Luminaires for Commercial and Industrial Buildings | Premium | FALSE | [9 empty] | 42621 | Dimmable | Continuous Below 10 | Yes |  | 3.1 | 41080.03 | 180.81 | 227.2 | 20 | 0.9 | 5000 | 70
P2CM1FM1 | Acuity Brands Lighting | Lithonia Lighting | IBGN 4' 36000LM HEF GND L/LENS [All Voltages] 50K 70CRI [All Options] | Indoor Luminaires | High-Bay | High-Bay Luminaires for Commercial and Industrial Buildings | Premium | FALSE | [9 empty] | 42621 | Dimmable | Continuous Below 10 | Yes |  | 3.1 | 40367.98 | 198.86 | 203 | 20 | 0.9 | 5000 | 70
PQN5P7WA | Acuity Brands Lighting | Lithonia Lighting | IBGN 4' 36000LM SEF GND L/LENS [All Voltages] 50K 70CRI [All Options] | Indoor Luminaires | High-Bay | High-Bay Luminaires for Commercial and Industrial Buildings | Premium | FALSE | [9 empty] | 42621 | Dimmable | Continuous Below 10 | Yes |  | 3.1 | 39746.43 | 165.61 | 240 | 20 | 0.9 | 5000 | 70
PBRPDF8N | Acuity Brands Lighting | Lithonia Lighting | IBG 4' 36000LM SEF WD L/LENS [All Voltages] 50K 70CRI [All Options] | Indoor Luminaires | High-Bay | High-Bay Luminaires for Commercial and Industrial Buildings | Premium | FALSE | [9 empty] | 42621 | Dimmable | Continuous Below 10 | Yes |  | 3.1 | 38718.01 | 170.41 | 227.2 | 20 | 0.9 | 5000 | 70
P6UBNSG7 | Acuity Brands Lighting | Lithonia Lighting | IBGN 4' 36000LM HEF FD L/LENS [All Voltages] 50K 70CRI [All Options] | Indoor Luminaires | High-Bay | High-Bay Luminaires for Commercial and Industrial Buildings | Premium | FALSE | [9 empty] | 42621 | Dimmable | Continuous Below 10 | Yes |  | 3.1 | 37571.93 | 185.08 | 203 | 20 | 0.9 | 5000 | 70
PNN5Q1RX | Acuity Brands Lighting | Lithonia Lighting | IBGN 4' 36000LM HEF GND AFL [All Voltages] 50K 70CRI [All Options] | Indoor Luminaires | High-Bay | High-Bay Luminaires for Commercial and Industrial Buildings | Premium | FALSE | [9 empty] | 42621 | Dimmable | Continuous Below 10 | Yes |  | 3.1 | 37440.26 | 184.43 | 203 | 20 | 0.9 | 5000 | 70
PCKYCUKG | Acuity Brands Lighting | Lithonia Lighting | IBG 4' 36000LM SEF WD ACL [All Voltages] 50K 70CRI [All Options] | Indoor Luminaires | High-Bay | High-Bay Luminaires for Commercial and Industrial Buildings | Premium | FALSE | [9 empty] | 42621 | Dimmable | Continuous Below 10 | Yes |  | 3.1 | 37048.53 | 163.07 | 227.2 | 20 | 0.9 | 5000 | 70
PFZQXYSZ | Acuity Brands Lighting | Lithonia Lighting | IBGN 4' 36000LM SEF FD L/LENS [All Voltages] 50K 70CRI [All Options] | Indoor Luminaires | High-Bay | High-Bay Luminaires for Commercial and Industrial Buildings | Premium | FALSE | [9 empty] | 42621 | Dimmable | Continuous Below 10 | Yes |  | 3.1 | 36993.43 | 154.14 | 240 | 20 | 0.9 | 5000 | 70
PGJHFUJX | Acuity Brands Lighting | Lithonia Lighting | IBGN 4' 36000LM SEF GND AFL [All Voltages] 50K 70CRI [All Options] | Indoor Luminaires | High-Bay | High-Bay Luminaires for Commercial and Industrial Buildings | Premium | FALSE | [9 empty] | 42621 | Dimmable | Continuous Below 10 | Yes |  | 3.1 | 36863.79 | 153.6 | 240 | 20 | 0.9 | 5000 | 70
PEHH4ZYD | Acuity Brands Lighting | Lithonia Lighting | IBG 4' 36000LM SEF GND ACL [All Voltages] 50K 70CRI [All Options] | Indoor Luminaires | High-Bay | High-Bay Luminaires for Commercial and Industrial Buildings | Premium | FALSE | [9 empty] | 42621 | Dimmable | Continuous Below 10 | Yes |  | 3.1 | 36797.15 | 161.96 | 227.2 | 20 | 0.9 | 5000 | 70
PYU6CMUP | Acuity Brands Lighting | Lithonia Lighting | IBGN 4' 36000LM HEF ND L/LENS [All Voltages] 50K 70CRI [All Options] | Indoor Luminaires | High-Bay | High-Bay Luminaires for Commercial and Industrial Buildings | Premium | FALSE | [9 empty] | 42621 | Dimmable | Continuous Below 10 | Yes |  | 3.1 | 36466.82 | 179.64 | 203 | 20 | 0.9 | 5000 | 70
P7SFJHEN | Acuity Brands Lighting | Lithonia Lighting | IBG 4' 36000LM SEF WD AFL [All Voltages] 50K 70CRI [All Options] | Indoor Luminaires | High-Bay | High-Bay Luminaires for Commercial and Industrial Buildings | Premium | FALSE | [9 empty] | 42621 | Dimmable | Continuous Below 10 | Yes |  | 3.1 | 35946.48 | 158.22 | 227.2 | 20 | 0.9 | 5000 | 70
PF411M94 | Acuity Brands Lighting | Lithonia Lighting | IBGN 4' 36000LM SEF ND L/LENS [All Voltages] 50K 70CRI [All Options] | Indoor Luminaires | High-Bay | High-Bay Luminaires for Commercial and Industrial Buildings | Premium | FALSE | [9 empty] | 42621 | Dimmable | Continuous Below 10 | Yes |  | 3.1 | 35905.33 | 149.61 | 240 | 20 | 0.9 | 5000 | 70
PMNYBXNS | Acuity Brands Lighting | Lithonia Lighting | IBG 4' 36000LM SEF FD L/LENS [All Voltages] 50K 70CRI [All Options] | Indoor Luminaires | High-Bay | High-Bay Luminaires for Commercial and Industrial Buildings | Premium | FALSE | [9 empty] | 42621 | Dimmable | Continuous Below 10 | Yes |  | 3.1 | 35733.33 | 157.28 | 227.2 | 20 | 0.9 | 5000 | 70
PJUA5W2U | Acuity Brands Lighting | Lithonia Lighting | IBG 4' 36000LM SEF GND AFL [All Voltages] 50K 70CRI [All Options] | Indoor Luminaires | High-Bay | High-Bay Luminaires for Commercial and Industrial Buildings | Premium | FALSE | [9 empty] | 42621 | Dimmable | Continuous Below 10 | Yes |  | 3.1 | 35608.1 | 156.73 | 227.2 | 20 | 0.9 | 5000 | 70
PQETCTRK | Acuity Brands Lighting | Lithonia Lighting | IBGN 4' 36000LM HEF FD AFL [All Voltages] 50K 70CRI [All Options] | Indoor Luminaires | High-Bay | High-Bay Luminaires for Commercial and Industrial Buildings | Premium | FALSE | [9 empty] | 42621 | Dimmable | Continuous Below 10 | Yes |  | 3.1 | 35440.97 | 174.59 | 203 | 20 | 0.9 | 5000 | 70
PXXPDUQJ | Acuity Brands Lighting | Lithonia Lighting | IBGN 4' 36000LM SEF FD AFL [All Voltages] 50K 70CRI [All Options] | Indoor Luminaires | High-Bay | High-Bay Luminaires for Commercial and Industrial Buildings | Premium | FALSE | [9 empty] | 42621 | Dimmable | Continuous Below 10 | Yes |  | 3.1 | 34895.29 | 145.4 | 240 | 20 | 0.9 | 5000 | 70
PBRWQA4S | Acuity Brands Lighting | Lithonia Lighting | IBG 4' 36000LM SEF ND L/LENS [All Voltages] 50K 70CRI [All Options] | Indoor Luminaires | High-Bay | High-Bay Luminaires for Commercial and Industrial Buildings | Premium | FALSE | [9 empty] | 42621 | Dimmable | Continuous Below 10 | Yes |  | 3.1 | 34682.3 | 152.65 | 227.2 | 20 | 0.9 | 5000 | 70
PYM47BS7 | Acuity Brands Lighting | Lithonia Lighting | IBG 4' 36000LM SEF FD ACL [All Voltages] 50K 70CRI [All Options] | Indoor Luminaires | High-Bay | High-Bay Luminaires for Commercial and Industrial Buildings | Premium | FALSE | [9 empty] | 42621 | Dimmable | Continuous Below 10 | Yes |  | 3.1 | 34528.32 | 151.97 | 227.2 | 20 | 0.9 | 5000 | 70
P7YR6AXB | Acuity Brands Lighting | Lithonia Lighting | IBGN 4' 30000LM HEF GND L/LENS [All Voltages] 50K 70CRI [All Options] | Indoor Luminaires | High-Bay | High-Bay Luminaires for Commercial and Industrial Buildings | Premium | FALSE | [9 empty] | 42621 | Dimmable | Continuous Below 10 | Yes |  | 3.1 | 34102.61 | 189.46 | 180 | 20 | 0.9 | 5000 | 70
PVN5ZRRM | Acuity Brands Lighting | Lithonia Lighting | IBGN 4' 36000LM HEF ND AFL [All Voltages] 50K 70CRI [All Options] | Indoor Luminaires | High-Bay | High-Bay Luminaires for Commercial and Industrial Buildings | Premium | FALSE | [9 empty] | 42621 | Dimmable | Continuous Below 10 | Yes |  | 3.1 | 33786.99 | 166.44 | 203 | 20 | 0.9 | 5000 | 70
PNSP1TG9 | Acuity Brands Lighting | Lithonia Lighting | IBG 4' 36000LM SEF FD AFL [All Voltages] 50K 70CRI [All Options] | Indoor Luminaires | High-Bay | High-Bay Luminaires for Commercial and Industrial Buildings | Premium | FALSE | [9 empty] | 42621 | Dimmable | Continuous Below 10 | Yes |  | 3.1 | 33706.65 | 148.36 | 227.2 | 20 | 0.9 | 5000 | 70
PCG22DUQ | Acuity Brands Lighting | Lithonia Lighting | IBG 4' 36000LM SEF ND ACL [All Voltages] 50K 70CRI [All Options] | Indoor Luminaires | High-Bay | High-Bay Luminaires for Commercial and Industrial Buildings | Premium | FALSE | [9 empty] | 42621 | Dimmable | Continuous Below 10 | Yes |  | 3.1 | 33501.56 | 147.45 | 227.2 | 20 | 0.9 | 5000 | 70
PCQBJ6NT | Acuity Brands Lighting | Lithonia Lighting | IBGN 4' 36000LM SEF ND AFL [All Voltages] 50K 70CRI [All Options] | Indoor Luminaires | High-Bay | High-Bay Luminaires for Commercial and Industrial Buildings | Premium | FALSE | [9 empty] | 42621 | Dimmable | Continuous Below 10 | Yes |  | 3.1 | 33266.77 | 138.61 | 240 | 20 | 0.9 | 5000 | 70
PR493VQ9 | Acuity Brands Lighting | Lithonia Lighting | IBGN 4' 30000LM SEF GND L/LENS [All Voltages] 50K 70CRI [All Options] | Indoor Luminaires | High-Bay | High-Bay Luminaires for Commercial and Industrial Buildings | Premium | FALSE | [9 empty] | 42621 | Dimmable | Continuous Below 10 | Yes |  | 3.1 | 33155.25 | 171.52 | 193.3 | 20 | 0.9 | 5000 | 70
PZX4XB4H | Acuity Brands Lighting | Lithonia Lighting | IBG 4' 36000LM SEF ND AFL [All Voltages] 50K 70CRI [All Options] | Indoor Luminaires | High-Bay | High-Bay Luminaires for Commercial and Industrial Buildings | Premium | FALSE | [9 empty] | 42621 | Dimmable | Continuous Below 10 | Yes |  | 3.1 | 32133.61 | 141.43 | 227.2 | 20 | 0.9 | 5000 | 70
PUSJ9KJ5 | Acuity Brands Lighting | Lithonia Lighting | IBGN 4' 30000LM HEF FD L/LENS [All Voltages] 50K 70CRI [All Options] | Indoor Luminaires | High-Bay | High-Bay Luminaires for Commercial and Industrial Buildings | Premium | FALSE | [9 empty] | 42621 | Dimmable | Continuous Below 10 | Yes |  | 3.1 | 31740.53 | 176.34 | 180 | 20 | 0.9 | 5000 | 70
PYXVUV9P | Acuity Brands Lighting | Lithonia Lighting | IBG 2' 30000LM SEF GND L/LENS [All Voltages] 50K 70CRI [All Options] | Indoor Luminaires | High-Bay | High-Bay Luminaires for Commercial and Industrial Buildings | Premium | FALSE | [9 empty] | 42621 | Dimmable | Continuous Below 10 | Yes |  | 3.1 | 31653.08 | 170.09 | 186.1 | 20 | 0.9 | 5000 | 70
PWTUDMP8 | Acuity Brands Lighting | Lithonia Lighting | IBGN 4' 30000LM HEF GND AFL [All Voltages] 50K 70CRI [All Options] | Indoor Luminaires | High-Bay | High-Bay Luminaires for Commercial and Industrial Buildings | Premium | FALSE | [9 empty] | 42621 | Dimmable | Continuous Below 10 | Yes |  | 3.1 | 31629.29 | 175.72 | 180 | 20 | 0.9 | 5000 | 70
PYMTUFTS | Acuity Brands Lighting | Lithonia Lighting | IBGN 4' 30000LM SEF FD L/LENS [All Voltages] 50K 70CRI [All Options] | Indoor Luminaires | High-Bay | High-Bay Luminaires for Commercial and Industrial Buildings | Premium | FALSE | [9 empty] | 42621 | Dimmable | Continuous Below 10 | Yes |  | 3.1 | 30858.79 | 159.64 | 193.3 | 20 | 0.9 | 5000 | 70
P5V81TJ7 | Acuity Brands Lighting | Lithonia Lighting | IBGN 4' 30000LM HEF ND L/LENS [All Voltages] 50K 70CRI [All Options] | Indoor Luminaires | High-Bay | High-Bay Luminaires for Commercial and Industrial Buildings | Premium | FALSE | [9 empty] | 42621 | Dimmable | Continuous Below 10 | Yes |  | 3.1 | 30806.94 | 171.15 | 180 | 20 | 0.9 | 5000 | 70
PSC6FJSF | Acuity Brands Lighting | Lithonia Lighting | IBGN 4' 30000LM SEF GND AFL [All Voltages] 50K 70CRI [All Options] | Indoor Luminaires | High-Bay | High-Bay Luminaires for Commercial and Industrial Buildings | Premium | FALSE | [9 empty] | 42621 | Dimmable | Continuous Below 10 | Yes |  | 3.1 | 30750.64 | 159.08 | 193.3 | 20 | 0.9 | 5000 | 70
PU6MX6EM | Acuity Brands Lighting | Lithonia Lighting | IBG 2' 30000LM SEF GND ACL [All Voltages] 50K 70CRI [All Options] | Indoor Luminaires | High-Bay | High-Bay Luminaires for Commercial and Industrial Buildings | Premium | FALSE | [9 empty] | 42621 | Dimmable | Continuous Below 10 | Yes |  | 3.1 | 30337.73 | 163.02 | 186.1 | 20 | 0.9 | 5000 | 70
PNU78N29 | Acuity Brands Lighting | Lithonia Lighting | IBGN 4' 30000LM SEF ND L/LENS [All Voltages] 50K 70CRI [All Options] | Indoor Luminaires | High-Bay | High-Bay Luminaires for Commercial and Industrial Buildings | Premium | FALSE | [9 empty] | 42621 | Dimmable | Continuous Below 10 | Yes |  | 3.1 | 29951.13 | 154.95 | 193.3 | 20 | 0.9 | 5000 | 70
PHNUWFC4 | Acuity Brands Lighting | Lithonia Lighting | IBGN 4' 30000LM HEF FD AFL [All Voltages] 50K 70CRI [All Options] | Indoor Luminaires | High-Bay | High-Bay Luminaires for Commercial and Industrial Buildings | Premium | FALSE | [9 empty] | 42621 | Dimmable | Continuous Below 10 | Yes |  | 3.1 | 29940.31 | 166.34 | 180 | 20 | 0.9 | 5000 | 70
P8HCY3J5 | Acuity Brands Lighting | Lithonia Lighting | IBG 2' 30000LM SEF WD L/LENS [All Voltages] 50K 70CRI [All Options] | Indoor Luminaires | High-Bay | High-Bay Luminaires for Commercial and Industrial Buildings | Premium | FALSE | [9 empty] | 42621 | Dimmable | Continuous Below 10 | Yes |  | 3.1 | 29833.09 | 160.31 | 186.1 | 20 | 0.9 | 5000 | 70
PHMTS7HG | Acuity Brands Lighting | Lithonia Lighting | IBG 2' 30000LM SEF FD L/LENS [All Voltages] 50K 70CRI [All Options] | Indoor Luminaires | High-Bay | High-Bay Luminaires for Commercial and Industrial Buildings | Premium | FALSE | [9 empty] | 42621 | Dimmable | Continuous Below 10 | Yes |  | 3.1 | 29460.66 | 158.31 | 186.1 | 20 | 0.9 | 5000 | 70
PED5P9A6 | Acuity Brands Lighting | Lithonia Lighting | IBG 2' 30000LM SEF GND AFL [All Voltages] 50K 70CRI [All Options] | Indoor Luminaires | High-Bay | High-Bay Luminaires for Commercial and Industrial Buildings | Premium | FALSE | [9 empty] | 42621 | Dimmable | Continuous Below 10 | Yes |  | 3.1 | 29357.41 | 157.75 | 186.1 | 20 | 0.9 | 5000 | 70
PDFMWZK3 | Acuity Brands Lighting | Lithonia Lighting | IBGN 4' 30000LM SEF FD AFL [All Voltages] 50K 70CRI [All Options] | Indoor Luminaires | High-Bay | High-Bay Luminaires for Commercial and Industrial Buildings | Premium | FALSE | [9 empty] | 42621 | Dimmable | Continuous Below 10 | Yes |  | 3.1 | 29108.58 | 150.59 | 193.3 | 20 | 0.9 | 5000 | 70
PWQ76JQB | Acuity Brands Lighting | Lithonia Lighting | IBG 2' 30000LM SEF ND L/LENS [All Voltages] 50K 70CRI [All Options] | Indoor Luminaires | High-Bay | High-Bay Luminaires for Commercial and Industrial Buildings | Premium | FALSE | [9 empty] | 42621 | Dimmable | Continuous Below 10 | Yes |  | 3.1 | 28594.12 | 153.65 | 186.1 | 20 | 0.9 | 5000 | 70
PK1JXUD6 | Acuity Brands Lighting | Lithonia Lighting | IBG 2' 30000LM SEF WD ACL [All Voltages] 50K 70CRI [All Options] | Indoor Luminaires | High-Bay | High-Bay Luminaires for Commercial and Industrial Buildings | Premium | FALSE | [9 empty] | 42621 | Dimmable | Continuous Below 10 | Yes |  | 3.1 | 28546.72 | 153.39 | 186.1 | 20 | 0.9 | 5000 | 70
PX1RXQG9 | Acuity Brands Lighting | Lithonia Lighting | IBGN 4' 30000LM HEF ND AFL [All Voltages] 50K 70CRI [All Options] | Indoor Luminaires | High-Bay | High-Bay Luminaires for Commercial and Industrial Buildings | Premium | FALSE | [9 empty] | 42621 | Dimmable | Continuous Below 10 | Yes |  | 3.1 | 28543.04 | 158.57 | 180 | 20 | 0.9 | 5000 | 70
PHCY7MB8 | Acuity Brands Lighting | Lithonia Lighting | IBG 2' 30000LM SEF FD ACL [All Voltages] 50K 70CRI [All Options] | Indoor Luminaires | High-Bay | High-Bay Luminaires for Commercial and Industrial Buildings | Premium | FALSE | [9 empty] | 42621 | Dimmable | Continuous Below 10 | Yes |  | 3.1 | 28467.17 | 152.97 | 186.1 | 20 | 0.9 | 5000 | 70
PMX7HZ5B | Acuity Brands Lighting | Lithonia Lighting | IBGN 4' 24000LM HEF GND L/LENS [All Voltages] 50K 70CRI [All Options] | Indoor Luminaires | High-Bay | High-Bay Luminaires for Commercial and Industrial Buildings | Premium | FALSE | [9 empty] | 42621 | Dimmable | Continuous Below 10 | Yes |  | 3.1 | 27893.18 | 185.95 | 150 | 20 | 0.9 | 5000 | 70
PUQEP7DS | Acuity Brands Lighting | Lithonia Lighting | IBG 2' 30000LM SEF FD AFL [All Voltages] 50K 70CRI [All Options] | Indoor Luminaires | High-Bay | High-Bay Luminaires for Commercial and Industrial Buildings | Premium | FALSE | [9 empty] | 42621 | Dimmable | Continuous Below 10 | Yes |  | 3.1 | 27789.75 | 149.33 | 186.1 | 20 | 0.9 | 5000 | 70
PYTP83GY | Acuity Brands Lighting | Lithonia Lighting | IBGN 4' 30000LM SEF ND AFL [All Voltages] 50K 70CRI [All Options] | Indoor Luminaires | High-Bay | High-Bay Luminaires for Commercial and Industrial Buildings | Premium | FALSE | [9 empty] | 42621 | Dimmable | Continuous Below 10 | Yes |  | 3.1 | 27750.12 | 143.56 | 193.3 | 20 | 0.9 | 5000 | 70
PN257653 | Acuity Brands Lighting | Lithonia Lighting | IBG 2' 30000LM SEF WD AFL [All Voltages] 50K 70CRI [All Options] | Indoor Luminaires | High-Bay | High-Bay Luminaires for Commercial and Industrial Buildings | Premium | FALSE | [9 empty] | 42621 | Dimmable | Continuous Below 10 | Yes |  | 3.1 | 27697.56 | 148.83 | 186.1 | 20 | 0.9 | 5000 | 70
PUZ85M3Y | Acuity Brands Lighting | Lithonia Lighting | IBG 2' 30000LM SEF ND ACL [All Voltages] 50K 70CRI [All Options] | Indoor Luminaires | High-Bay | High-Bay Luminaires for Commercial and Industrial Buildings | Premium | FALSE | [9 empty] | 42621 | Dimmable | Continuous Below 10 | Yes |  | 3.1 | 27620.65 | 148.42 | 186.1 | 20 | 0.9 | 5000 | 70
PDWWK24Q | Acuity Brands Lighting | Lithonia Lighting | IBG 2' 24000LM SEF GND L/LENS [All Voltages] 50K 70CRI [All Options] | Indoor Luminaires | High-Bay | High-Bay Luminaires for Commercial and Industrial Buildings | Premium | FALSE | [9 empty] | 42621 | Dimmable | Continuous Below 10 | Yes |  | 3.1 | 26624.15 | 177.32 | 150.15 | 20 | 0.9 | 5000 | 70
PYA1TZQA | Acuity Brands Lighting | Lithonia Lighting | IBG 2' 30000LM SEF ND AFL [All Voltages] 50K 70CRI [All Options] | Indoor Luminaires | High-Bay | High-Bay Luminaires for Commercial and Industrial Buildings | Premium | FALSE | [9 empty] | 42621 | Dimmable | Continuous Below 10 | Yes |  | 3.1 | 26492.84 | 142.36 | 186.1 | 20 | 0.9 | 5000 | 70
PSV53VT5 | Acuity Brands Lighting | Lithonia Lighting | IBGN 4' 24000LM SEF GND L/LENS [All Voltages] 50K 70CRI [All Options] | Indoor Luminaires | High-Bay | High-Bay Luminaires for Commercial and Industrial Buildings | Premium | FALSE | [9 empty] | 42621 | Dimmable | Continuous Below 10 | Yes |  | 3.1 | 26308.38 | 154.76 | 170 | 20 | 0.9 | 5000 | 70
P591E5EJ | Acuity Brands Lighting | Lithonia Lighting | IBGN 4' 24000LM HEF FD L/LENS [All Voltages] 50K 70CRI [All Options] | Indoor Luminaires | High-Bay | High-Bay Luminaires for Commercial and Industrial Buildings | Premium | FALSE | [9 empty] | 42621 | Dimmable | Continuous Below 10 | Yes |  | 3.1 | 25961.19 | 173.07 | 150 | 20 | 0.9 | 5000 | 70
PFB2GU9U | Acuity Brands Lighting | Lithonia Lighting | IBGN 4' 24000LM HEF GND AFL [All Voltages] 50K 70CRI [All Options] | Indoor Luminaires | High-Bay | High-Bay Luminaires for Commercial and Industrial Buildings | Premium | FALSE | [9 empty] | 42621 | Dimmable | Continuous Below 10 | Yes |  | 3.1 | 25870.21 | 172.47 | 150 | 20 | 0.9 | 5000 | 70
PPYN2GEY | Acuity Brands Lighting | Lithonia Lighting | IBG 2' 24000LM SEF GND ACL [All Voltages] 50K 70CRI [All Options] | Indoor Luminaires | High-Bay | High-Bay Luminaires for Commercial and Industrial Buildings | Premium | FALSE | [9 empty] | 42621 | Dimmable | Continuous Below 10 | Yes |  | 3.1 | 25517.78 | 169.95 | 150.15 | 20 | 0.9 | 5000 | 70
PR5QYNBU | Acuity Brands Lighting | Lithonia Lighting | IBGN 4' 24000LM HEF ND L/LENS [All Voltages] 50K 70CRI [All Options] | Indoor Luminaires | High-Bay | High-Bay Luminaires for Commercial and Industrial Buildings | Premium | FALSE | [9 empty] | 42621 | Dimmable | Continuous Below 10 | Yes |  | 3.1 | 25197.59 | 167.98 | 150 | 20 | 0.9 | 5000 | 70
P88CPAHT | Acuity Brands Lighting | Lithonia Lighting | IBG 2' 24000LM SEF WD L/LENS [All Voltages] 50K 70CRI [All Options] | Indoor Luminaires | High-Bay | High-Bay Luminaires for Commercial and Industrial Buildings | Premium | FALSE | [9 empty] | 42621 | Dimmable | Continuous Below 10 | Yes |  | 3.1 | 25093.31 | 167.12 | 150.15 | 20 | 0.9 | 5000 | 70
PFFYFSY5 | Acuity Brands Lighting | Lithonia Lighting | IBGN 4' 24000LM SEF WD L/LENS [All Voltages] 50K 70CRI [All Options] | Indoor Luminaires | High-Bay | High-Bay Luminaires for Commercial and Industrial Buildings | Premium | FALSE | [9 empty] | 42621 | Dimmable | Continuous Below 10 | Yes |  | 3.1 | 24795.7 | 145.86 | 170 | 20 | 0.9 | 5000 | 70
PSDEEY5T | Acuity Brands Lighting | Lithonia Lighting | IBG 2' 24000LM SEF FD L/LENS [All Voltages] 50K 70CRI [All Options] | Indoor Luminaires | High-Bay | High-Bay Luminaires for Commercial and Industrial Buildings | Premium | FALSE | [9 empty] | 42621 | Dimmable | Continuous Below 10 | Yes |  | 3.1 | 24780.05 | 165.04 | 150.15 | 20 | 0.9 | 5000 | 70
PTYFKTGU | Acuity Brands Lighting | Lithonia Lighting | IBG 2' 24000LM SEF GND AFL [All Voltages] 50K 70CRI [All Options] | Indoor Luminaires | High-Bay | High-Bay Luminaires for Commercial and Industrial Buildings | Premium | FALSE | [9 empty] | 42621 | Dimmable | Continuous Below 10 | Yes |  | 3.1 | 24693.21 | 164.46 | 150.15 | 20 | 0.9 | 5000 | 70
PC26A9Y7 | Acuity Brands Lighting | Lithonia Lighting | IBGN 4' 24000LM HEF FD AFL [All Voltages] 50K 70CRI [All Options] | Indoor Luminaires | High-Bay | High-Bay Luminaires for Commercial and Industrial Buildings | Premium | FALSE | [9 empty] | 42621 | Dimmable | Continuous Below 10 | Yes |  | 3.1 | 24488.76 | 163.26 | 150 | 20 | 0.9 | 5000 | 70
P85NP4S3 | Acuity Brands Lighting | Lithonia Lighting | IBGN 4' 24000LM SEF FD L/LENS [All Voltages] 50K 70CRI [All Options] | Indoor Luminaires | High-Bay | High-Bay Luminaires for Commercial and Industrial Buildings | Premium | FALSE | [9 empty] | 42621 | Dimmable | Continuous Below 10 | Yes |  | 3.1 | 24486.16 | 144.04 | 170 | 20 | 0.9 | 5000 | 70
PQK2JMCR | Acuity Brands Lighting | Lithonia Lighting | IBGN 4' 24000LM SEF GND AFL [All Voltages] 50K 70CRI [All Options] | Indoor Luminaires | High-Bay | High-Bay Luminaires for Commercial and Industrial Buildings | Premium | FALSE | [9 empty] | 42621 | Dimmable | Continuous Below 10 | Yes |  | 3.1 | 24400.35 | 143.53 | 170 | 20 | 0.9 | 5000 | 70
PDAK9WBB | Acuity Brands Lighting | Lithonia Lighting | IBG 2' 24000LM SEF ND L/LENS [All Voltages] 50K 70CRI [All Options] | Indoor Luminaires | High-Bay | High-Bay Luminaires for Commercial and Industrial Buildings | Premium | FALSE | [9 empty] | 42621 | Dimmable | Continuous Below 10 | Yes |  | 3.1 | 24051.19 | 160.18 | 150.15 | 20 | 0.9 | 5000 | 70
PTSW9YKT | Acuity Brands Lighting | Lithonia Lighting | IBG 2' 24000LM SEF WD ACL [All Voltages] 50K 70CRI [All Options] | Indoor Luminaires | High-Bay | High-Bay Luminaires for Commercial and Industrial Buildings | Premium | FALSE | [9 empty] | 42621 | Dimmable | Continuous Below 10 | Yes |  | 3.1 | 24011.31 | 159.92 | 150.15 | 20 | 0.9 | 5000 | 70
PG2SKQGK | Acuity Brands Lighting | Lithonia Lighting | IBG 2' 24000LM SEF FD ACL [All Voltages] 50K 70CRI [All Options] | Indoor Luminaires | High-Bay | High-Bay Luminaires for Commercial and Industrial Buildings | Premium | FALSE | [9 empty] | 42621 | Dimmable | Continuous Below 10 | Yes |  | 3.1 | 23944.41 | 159.47 | 150.15 | 20 | 0.9 | 5000 | 70
PHP7ADCR | Acuity Brands Lighting | Lithonia Lighting | IBGN 4' 24000LM SEF ND L/LENS [All Voltages] 50K 70CRI [All Options] | Indoor Luminaires | High-Bay | High-Bay Luminaires for Commercial and Industrial Buildings | Premium | FALSE | [9 empty] | 42621 | Dimmable | Continuous Below 10 | Yes |  | 3.1 | 23765.94 | 139.8 | 170 | 20 | 0.9 | 5000 | 70
PYTQ8YBJ | Acuity Brands Lighting | Lithonia Lighting | IBG 2' 24000LM SEF FD AFL [All Voltages] 50K 70CRI [All Options] | Indoor Luminaires | High-Bay | High-Bay Luminaires for Commercial and Industrial Buildings | Premium | FALSE | [9 empty] | 42621 | Dimmable | Continuous Below 10 | Yes |  | 3.1 | 23374.61 | 155.68 | 150.15 | 20 | 0.9 | 5000 | 70
PJQXYZ7K | Acuity Brands Lighting | Lithonia Lighting | IBGN 4' 24000LM HEF ND AFL [All Voltages] 50K 70CRI [All Options] | Indoor Luminaires | High-Bay | High-Bay Luminaires for Commercial and Industrial Buildings | Premium | FALSE | [9 empty] | 42621 | Dimmable | Continuous Below 10 | Yes |  | 3.1 | 23345.9 | 155.64 | 150 | 20 | 0.9 | 5000 | 70
PGS5FFPP | Acuity Brands Lighting | Lithonia Lighting | IBG 2' 24000LM SEF WD AFL [All Voltages] 50K 70CRI [All Options] | Indoor Luminaires | High-Bay | High-Bay Luminaires for Commercial and Industrial Buildings | Premium | FALSE | [9 empty] | 42621 | Dimmable | Continuous Below 10 | Yes |  | 3.1 | 23297.07 | 155.16 | 150.15 | 20 | 0.9 | 5000 | 70
PZUR2GPS | Acuity Brands Lighting | Lithonia Lighting | IBG 2' 24000LM SEF ND ACL [All Voltages] 50K 70CRI [All Options] | Indoor Luminaires | High-Bay | High-Bay Luminaires for Commercial and Industrial Buildings | Premium | FALSE | [9 empty] | 42621 | Dimmable | Continuous Below 10 | Yes |  | 3.1 | 23232.38 | 154.73 | 150.15 | 20 | 0.9 | 5000 | 70
PEQANU5S | Acuity Brands Lighting | Lithonia Lighting | IBGN 4' 24000LM SEF FD AFL [All Voltages] 50K 70CRI [All Options] | Indoor Luminaires | High-Bay | High-Bay Luminaires for Commercial and Industrial Buildings | Premium | FALSE | [9 empty] | 42621 | Dimmable | Continuous Below 10 | Yes |  | 3.1 | 23097.38 | 135.87 | 170 | 20 | 0.9 | 5000 | 70
P6M1E41H | Acuity Brands Lighting | Lithonia Lighting | IBGN 4' 24000LM SEF WD AFL [All Voltages] 50K 70CRI [All Options] | Indoor Luminaires | High-Bay | High-Bay Luminaires for Commercial and Industrial Buildings | Premium | FALSE | [9 empty] | 42621 | Dimmable | Continuous Below 10 | Yes |  | 3.1 | 23020.76 | 135.42 | 170 | 20 | 0.9 | 5000 | 70
P7WRZ86V | Acuity Brands Lighting | Lithonia Lighting | IBG 2' 24000LM SEF ND AFL [All Voltages] 50K 70CRI [All Options] | Indoor Luminaires | High-Bay | High-Bay Luminaires for Commercial and Industrial Buildings | Premium | FALSE | [9 empty] | 42621 | Dimmable | Continuous Below 10 | Yes |  | 3.1 | 22283.75 | 148.41 | 150.15 | 20 | 0.9 | 5000 | 70
PGN1FHWQ | Acuity Brands Lighting | Lithonia Lighting | IBGN 4' 24000LM SEF ND AFL [All Voltages] 50K 70CRI [All Options] | Indoor Luminaires | High-Bay | High-Bay Luminaires for Commercial and Industrial Buildings | Premium | FALSE | [9 empty] | 42621 | Dimmable | Continuous Below 10 | Yes |  | 3.1 | 22019.46 | 129.53 | 170 | 20 | 0.9 | 5000 | 70
PNFVABGE | Acuity Brands Lighting | Lithonia Lighting | IBGN 4' 18000LM HEF GND L/LENS [All Voltages] 50K 70CRI [All Options] | Indoor Luminaires | High-Bay | High-Bay Luminaires for Commercial and Industrial Buildings | Premium | FALSE | [9 empty] | 42621 | Dimmable | Continuous Below 10 | Yes |  | 3.1 | 20553.71 | 201.51 | 102 | 20 | 0.9 | 5000 | 70
P1FJ2D7P | Acuity Brands Lighting | Lithonia Lighting | IBG 2' 18000LM SEF GND L/LENS [All Voltages] 50K 70CRI [All Options] | Indoor Luminaires | High-Bay | High-Bay Luminaires for Commercial and Industrial Buildings | Premium | FALSE | [9 empty] | 42621 | Dimmable | Continuous Below 10 | Yes |  | 3.1 | 20059.12 | 177.96 | 112.72 | 20 | 0.9 | 5000 | 70
PRJFY2U7 | Acuity Brands Lighting | Lithonia Lighting | IBGN 4' 18000LM SEF GND L/LENS [All Voltages] 50K 70CRI [All Options] | Indoor Luminaires | High-Bay | High-Bay Luminaires for Commercial and Industrial Buildings | Premium | FALSE | [9 empty] | 42621 | Dimmable | Continuous Below 10 | Yes |  | 3.1 | 19720.6 | 171.93 | 114.7 | 20 | 0.9 | 5000 | 70
P7EUUDC4 | Acuity Brands Lighting | Lithonia Lighting | IBG 2' 18000LM SEF GND ACL [All Voltages] 50K 70CRI [All Options] | Indoor Luminaires | High-Bay | High-Bay Luminaires for Commercial and Industrial Buildings | Premium | FALSE | [9 empty] | 42621 | Dimmable | Continuous Below 10 | Yes |  | 3.1 | 19225.56 | 170.56 | 112.72 | 20 | 0.9 | 5000 | 70
PQJPWWYP | Acuity Brands Lighting | Lithonia Lighting | IBGN 4' 18000LM HEF FD L/LENS [All Voltages] 50K 70CRI [All Options] | Indoor Luminaires | High-Bay | High-Bay Luminaires for Commercial and Industrial Buildings | Premium | FALSE | [9 empty] | 42621 | Dimmable | Continuous Below 10 | Yes |  | 3.1 | 19130.08 | 187.55 | 102 | 20 | 0.9 | 5000 | 70
PZQTH24N | Acuity Brands Lighting | Lithonia Lighting | IBGN 4' 18000LM HEF GND AFL [All Voltages] 50K 70CRI [All Options] | Indoor Luminaires | High-Bay | High-Bay Luminaires for Commercial and Industrial Buildings | Premium | FALSE | [9 empty] | 42621 | Dimmable | Continuous Below 10 | Yes |  | 3.1 | 19063.04 | 186.89 | 102 | 20 | 0.9 | 5000 | 70
PN12NJR8 | Acuity Brands Lighting | Lithonia Lighting | IBG 2' 18000LM SEF WD L/LENS [All Voltages] 50K 70CRI [All Options] | Indoor Luminaires | High-Bay | High-Bay Luminaires for Commercial and Industrial Buildings | Premium | FALSE | [9 empty] | 42621 | Dimmable | Continuous Below 10 | Yes |  | 3.1 | 18905.76 | 167.72 | 112.72 | 20 | 0.9 | 5000 | 70
PA6Z3QGR | Acuity Brands Lighting | Lithonia Lighting | IBG 2' 18000LM SEF GND AFL [All Voltages] 50K 70CRI [All Options] | Indoor Luminaires | High-Bay | High-Bay Luminaires for Commercial and Industrial Buildings | Premium | FALSE | [9 empty] | 42621 | Dimmable | Continuous Below 10 | Yes |  | 3.1 | 18604.32 | 165.05 | 112.72 | 20 | 0.9 | 5000 | 70
PNVEG5FT | Acuity Brands Lighting | Lithonia Lighting | IBGN 4' 18000LM SEF WD L/LENS [All Voltages] 50K 70CRI [All Options] | Indoor Luminaires | High-Bay | High-Bay Luminaires for Commercial and Industrial Buildings | Premium | FALSE | [9 empty] | 42621 | Dimmable | Continuous Below 10 | Yes |  | 3.1 | 18586.71 | 162.05 | 114.7 | 20 | 0.9 | 5000 | 70
P13D4MCM | Acuity Brands Lighting | Lithonia Lighting | IBGN 4' 18000LM HEF ND L/LENS [All Voltages] 50K 70CRI [All Options] | Indoor Luminaires | High-Bay | High-Bay Luminaires for Commercial and Industrial Buildings | Premium | FALSE | [9 empty] | 42621 | Dimmable | Continuous Below 10 | Yes |  | 3.1 | 18567.4 | 182.03 | 102 | 20 | 0.9 | 5000 | 70
PS2AK3U4 | Acuity Brands Lighting | Lithonia Lighting | IBGN 4' 18000LM SEF FD L/LENS [All Voltages] 50K 70CRI [All Options] | Indoor Luminaires | High-Bay | High-Bay Luminaires for Commercial and Industrial Buildings | Premium | FALSE | [9 empty] | 42621 | Dimmable | Continuous Below 10 | Yes |  | 3.1 | 18354.68 | 160.02 | 114.7 | 20 | 0.9 | 5000 | 70
P4ZVC11S | Acuity Brands Lighting | Lithonia Lighting | IBGN 4' 18000LM SEF GND AFL [All Voltages] 50K 70CRI [All Options] | Indoor Luminaires | High-Bay | High-Bay Luminaires for Commercial and Industrial Buildings | Premium | FALSE | [9 empty] | 42621 | Dimmable | Continuous Below 10 | Yes |  | 3.1 | 18290.35 | 159.46 | 114.7 | 20 | 0.9 | 5000 | 70
PCAXPY6T | Acuity Brands Lighting | Lithonia Lighting | IBG 2' 18000LM SEF ND L/LENS [All Voltages] 50K 70CRI [All Options] | Indoor Luminaires | High-Bay | High-Bay Luminaires for Commercial and Industrial Buildings | Premium | FALSE | [9 empty] | 42621 | Dimmable | Continuous Below 10 | Yes |  | 3.1 | 18120.61 | 160.76 | 112.72 | 20 | 0.9 | 5000 | 70
PWACZCYD | Acuity Brands Lighting | Lithonia Lighting | IBG 2' 18000LM SEF WD ACL [All Voltages] 50K 70CRI [All Options] | Indoor Luminaires | High-Bay | High-Bay Luminaires for Commercial and Industrial Buildings | Premium | FALSE | [9 empty] | 42621 | Dimmable | Continuous Below 10 | Yes |  | 3.1 | 18090.56 | 160.49 | 112.72 | 20 | 0.9 | 5000 | 70
PCNXRKS4 | Acuity Brands Lighting | Lithonia Lighting | IBGN 4' 18000LM HEF FD AFL [All Voltages] 50K 70CRI [All Options] | Indoor Luminaires | High-Bay | High-Bay Luminaires for Commercial and Industrial Buildings | Premium | FALSE | [9 empty] | 42621 | Dimmable | Continuous Below 10 | Yes |  | 3.1 | 18045.08 | 176.91 | 102 | 20 | 0.9 | 5000 | 70
PM1EGS2D | Acuity Brands Lighting | Lithonia Lighting | IBGN 4' 18000LM SEF ND L/LENS [All Voltages] 50K 70CRI [All Options] | Indoor Luminaires | High-Bay | High-Bay Luminaires for Commercial and Industrial Buildings | Premium | FALSE | [9 empty] | 42621 | Dimmable | Continuous Below 10 | Yes |  | 3.1 | 17814.8 | 155.32 | 114.7 | 20 | 0.9 | 5000 | 70
PM2S1P8B | Acuity Brands Lighting | Lithonia Lighting | IBG 2' 18000LM SEF WD AFL [All Voltages] 50K 70CRI [All Options] | Indoor Luminaires | High-Bay | High-Bay Luminaires for Commercial and Industrial Buildings | Premium | FALSE | [9 empty] | 42621 | Dimmable | Continuous Below 10 | Yes |  | 3.1 | 17552.44 | 155.72 | 112.72 | 20 | 0.9 | 5000 | 70
PH5QQAW9 | Acuity Brands Lighting | Lithonia Lighting | IBG 2' 18000LM SEF ND ACL [All Voltages] 50K 70CRI [All Options] | Indoor Luminaires | High-Bay | High-Bay Luminaires for Commercial and Industrial Buildings | Premium | FALSE | [9 empty] | 42621 | Dimmable | Continuous Below 10 | Yes |  | 3.1 | 17503.7 | 155.28 | 112.72 | 20 | 0.9 | 5000 | 70
P63DDYMB | Acuity Brands Lighting | Lithonia Lighting | IBGN 4' 18000LM SEF FD AFL [All Voltages] 50K 70CRI [All Options] | Indoor Luminaires | High-Bay | High-Bay Luminaires for Commercial and Industrial Buildings | Premium | FALSE | [9 empty] | 42621 | Dimmable | Continuous Below 10 | Yes |  | 3.1 | 17313.66 | 150.95 | 114.7 | 20 | 0.9 | 5000 | 70
PBJ3DXPK | Acuity Brands Lighting | Lithonia Lighting | IBGN 4' 18000LM SEF WD AFL [All Voltages] 50K 70CRI [All Options] | Indoor Luminaires | High-Bay | High-Bay Luminaires for Commercial and Industrial Buildings | Premium | FALSE | [9 empty] | 42621 | Dimmable | Continuous Below 10 | Yes |  | 3.1 | 17256.23 | 150.45 | 114.7 | 20 | 0.9 | 5000 | 70
PMAYBWKT | Acuity Brands Lighting | Lithonia Lighting | IBGN 4' 18000LM HEF ND AFL [All Voltages] 50K 70CRI [All Options] | Indoor Luminaires | High-Bay | High-Bay Luminaires for Commercial and Industrial Buildings | Premium | FALSE | [9 empty] | 42621 | Dimmable | Continuous Below 10 | Yes |  | 3.1 | 17202.94 | 168.66 | 102 | 20 | 0.9 | 5000 | 70
PK17U6SM | Acuity Brands Lighting | Lithonia Lighting | IBG 2' 18000LM SEF ND AFL [All Voltages] 50K 70CRI [All Options] | Indoor Luminaires | High-Bay | High-Bay Luminaires for Commercial and Industrial Buildings | Premium | FALSE | [9 empty] | 42621 | Dimmable | Continuous Below 10 | Yes |  | 3.1 | 16788.99 | 148.94 | 112.72 | 20 | 0.9 | 5000 | 70
PJ94ZR6T | Acuity Brands Lighting | Lithonia Lighting | IBG 2' 15000LM SEF GND L/LENS [All Voltages] 50K 70CRI [All Options] | Indoor Luminaires | High-Bay | High-Bay Luminaires for Commercial and Industrial Buildings | Premium | FALSE | [9 empty] | 42621 | Dimmable | Continuous Below 10 | Yes |  | 3.1 | 16736.1 | 175.71 | 95.25 | 20 | 0.9 | 5000 | 70
PTN7X1H3 | Acuity Brands Lighting | Lithonia Lighting | IBGN 4' 18000LM SEF ND AFL [All Voltages] 50K 70CRI [All Options] | Indoor Luminaires | High-Bay | High-Bay Luminaires for Commercial and Industrial Buildings | Premium | FALSE | [9 empty] | 42621 | Dimmable | Continuous Below 10 | Yes |  | 3.1 | 16505.65 | 143.9 | 114.7 | 20 | 0.9 | 5000 | 70
P5NDASJ4 | Acuity Brands Lighting | Lithonia Lighting | IBG 2' 15000LM SEF GND ACL [All Voltages] 50K 70CRI [All Options] | Indoor Luminaires | High-Bay | High-Bay Luminaires for Commercial and Industrial Buildings | Premium | FALSE | [9 empty] | 42621 | Dimmable | Continuous Below 10 | Yes |  | 3.1 | 16040.63 | 168.41 | 95.25 | 20 | 0.9 | 5000 | 70
PBDZA5ZG | Acuity Brands Lighting | Lithonia Lighting | IBG 2' 15000LM SEF WD L/LENS [All Voltages] 50K 70CRI [All Options] | Indoor Luminaires | High-Bay | High-Bay Luminaires for Commercial and Industrial Buildings | Premium | FALSE | [9 empty] | 42621 | Dimmable | Continuous Below 10 | Yes |  | 3.1 | 15773.8 | 165.6 | 95.25 | 20 | 0.9 | 5000 | 70
P2WJT3AE | Acuity Brands Lighting | Lithonia Lighting | IBG 2' 15000LM SEF GND AFL [All Voltages] 50K 70CRI [All Options] | Indoor Luminaires | High-Bay | High-Bay Luminaires for Commercial and Industrial Buildings | Premium | FALSE | [9 empty] | 42621 | Dimmable | Continuous Below 10 | Yes |  | 3.1 | 15522.3 | 162.96 | 95.25 | 20 | 0.9 | 5000 | 70
PRZBZA9A | Acuity Brands Lighting | Lithonia Lighting | IBG 2' 15000LM SEF ND L/LENS [All Voltages] 50K 70CRI [All Options] | Indoor Luminaires | High-Bay | High-Bay Luminaires for Commercial and Industrial Buildings | Premium | FALSE | [9 empty] | 42621 | Dimmable | Continuous Below 10 | Yes |  | 3.1 | 15118.72 | 158.73 | 95.25 | 20 | 0.9 | 5000 | 70
PE1DG78A | Acuity Brands Lighting | Lithonia Lighting | IBG 2' 15000LM SEF WD ACL [All Voltages] 50K 70CRI [All Options] | Indoor Luminaires | High-Bay | High-Bay Luminaires for Commercial and Industrial Buildings | Premium | FALSE | [9 empty] | 42621 | Dimmable | Continuous Below 10 | Yes |  | 3.1 | 15093.65 | 158.46 | 95.25 | 20 | 0.9 | 5000 | 70
PMM1JZ5H | Acuity Brands Lighting | Lithonia Lighting | IBG 2' 15000LM SEF WD AFL [All Voltages] 50K 70CRI [All Options] | Indoor Luminaires | High-Bay | High-Bay Luminaires for Commercial and Industrial Buildings | Premium | FALSE | [9 empty] | 42621 | Dimmable | Continuous Below 10 | Yes |  | 3.1 | 14644.68 | 153.75 | 95.25 | 20 | 0.9 | 5000 | 70
PKT55ZRK | Acuity Brands Lighting | Lithonia Lighting | IBG 2' 15000LM SEF ND ACL [All Voltages] 50K 70CRI [All Options] | Indoor Luminaires | High-Bay | High-Bay Luminaires for Commercial and Industrial Buildings | Premium | FALSE | [9 empty] | 42621 | Dimmable | Continuous Below 10 | Yes |  | 3.1 | 14604.01 | 153.32 | 95.25 | 20 | 0.9 | 5000 | 70
P9BD67E2 | Acuity Brands Lighting | Lithonia Lighting | IBG 2' 15000LM SEF ND AFL [All Voltages] 50K 70CRI [All Options] | Indoor Luminaires | High-Bay | High-Bay Luminaires for Commercial and Industrial Buildings | Premium | FALSE | [9 empty] | 42621 | Dimmable | Continuous Below 10 | Yes |  | 3.1 | 14007.7 | 147.06 | 95.25 | 20 | 0.9 | 5000 | 70
P99VGJA6 | Acuity Brands Lighting | Lithonia Lighting | IBG 2' 12000LM SEF GND L/LENS [All Voltages] 50K 70CRI [All Options] | Indoor Luminaires | High-Bay | High-Bay Luminaires for Commercial and Industrial Buildings | Premium | FALSE | [9 empty] | 42621 | Dimmable | Continuous Below 10 | Yes |  | 3.1 | 13404.19 | 173.45 | 77.28 | 20 | 0.9 | 5000 | 70
PTVQ5FDJ | Acuity Brands Lighting | Lithonia Lighting | IBG 2' 12000LM SEF GND ACL [All Voltages] 50K 70CRI [All Options] | Indoor Luminaires | High-Bay | High-Bay Luminaires for Commercial and Industrial Buildings | Premium | FALSE | [9 empty] | 42621 | Dimmable | Continuous Below 10 | Yes |  | 3.1 | 12847.18 | 166.24 | 77.28 | 20 | 0.9 | 5000 | 70
PUAR98F4 | Acuity Brands Lighting | Lithonia Lighting | IBG 2' 12000LM SEF WD L/LENS [All Voltages] 50K 70CRI [All Options] | Indoor Luminaires | High-Bay | High-Bay Luminaires for Commercial and Industrial Buildings | Premium | FALSE | [9 empty] | 42621 | Dimmable | Continuous Below 10 | Yes |  | 3.1 | 12633.48 | 163.48 | 77.28 | 20 | 0.9 | 5000 | 70
PGZBFVJ4 | Acuity Brands Lighting | Lithonia Lighting | IBG 2' 12000LM SEF GND AFL [All Voltages] 50K 70CRI [All Options] | Indoor Luminaires | High-Bay | High-Bay Luminaires for Commercial and Industrial Buildings | Premium | FALSE | [9 empty] | 42621 | Dimmable | Continuous Below 10 | Yes |  | 3.1 | 12432.05 | 160.87 | 77.28 | 20 | 0.9 | 5000 | 70
PNJMSXW3 | Acuity Brands Lighting | Lithonia Lighting | IBG 2' 12000LM SEF ND L/LENS [All Voltages] 50K 70CRI [All Options] | Indoor Luminaires | High-Bay | High-Bay Luminaires for Commercial and Industrial Buildings | Premium | FALSE | [9 empty] | 42621 | Dimmable | Continuous Below 10 | Yes |  | 3.1 | 12108.81 | 156.69 | 77.28 | 20 | 0.9 | 5000 | 70
PFKKK9C8 | Acuity Brands Lighting | Lithonia Lighting | IBG 2' 12000LM SEF WD ACL [All Voltages] 50K 70CRI [All Options] | Indoor Luminaires | High-Bay | High-Bay Luminaires for Commercial and Industrial Buildings | Premium | FALSE | [9 empty] | 42621 | Dimmable | Continuous Below 10 | Yes |  | 3.1 | 12088.74 | 156.43 | 77.28 | 20 | 0.9 | 5000 | 70
P5U5TSQ7 | Acuity Brands Lighting | Lithonia Lighting | IBG 2' 12000LM SEF WD AFL [All Voltages] 50K 70CRI [All Options] | Indoor Luminaires | High-Bay | High-Bay Luminaires for Commercial and Industrial Buildings | Premium | FALSE | [9 empty] | 42621 | Dimmable | Continuous Below 10 | Yes |  | 3.1 | 11729.14 | 151.77 | 77.28 | 20 | 0.9 | 5000 | 70
PJNWJ964 | Acuity Brands Lighting | Lithonia Lighting | IBG 2' 12000LM SEF ND ACL [All Voltages] 50K 70CRI [All Options] | Indoor Luminaires | High-Bay | High-Bay Luminaires for Commercial and Industrial Buildings | Premium | FALSE | [9 empty] | 42621 | Dimmable | Continuous Below 10 | Yes |  | 3.1 | 11696.58 | 151.35 | 77.28 | 20 | 0.9 | 5000 | 70
PTT55FCJ | Acuity Brands Lighting | Lithonia Lighting | IBG 2' 12000LM SEF ND AFL [All Voltages] 50K 70CRI [All Options] | Indoor Luminaires | High-Bay | High-Bay Luminaires for Commercial and Industrial Buildings | Premium | FALSE | [9 empty] | 42621 | Dimmable | Continuous Below 10 | Yes |  | 3.1 | 11218.98 | 145.17 | 77.28 | 20 | 0.9 | 5000 | 70
PSSBVWQ1 | Acuity Brands Lighting | Lithonia Lighting | IBG 2' 8000LM SEF GND L/LENS [All Voltages] 50K 70CRI [All Options] | Indoor Luminaires | High-Bay | Low-Bay Luminaires for Commercial and Industrial Buildings | Premium | FALSE | [9 empty] | 42621 | Dimmable | Continuous Below 10 | Yes |  | 3.1 | 8790.36 | 163.36 | 53.81 | 20 | 0.9 | 5000 | 70
PKBVA512 | Acuity Brands Lighting | Lithonia Lighting | IBG 2' 8000LM SEF GND ACL [All Voltages] 50K 70CRI [All Options] | Indoor Luminaires | High-Bay | Low-Bay Luminaires for Commercial and Industrial Buildings | Premium | FALSE | [9 empty] | 42621 | Dimmable | Continuous Below 10 | Yes |  | 3.1 | 8425.08 | 156.57 | 53.81 | 20 | 0.9 | 5000 | 70
P8MUSFN8 | Acuity Brands Lighting | Lithonia Lighting | IBG 2' 8000LM SEF WD L/LENS [All Voltages] 50K 70CRI [All Options] | Indoor Luminaires | High-Bay | Low-Bay Luminaires for Commercial and Industrial Buildings | Premium | FALSE | [9 empty] | 42621 | Dimmable | Continuous Below 10 | Yes |  | 3.1 | 8284.93 | 153.97 | 53.81 | 20 | 0.9 | 5000 | 70
PF5Y7ZDV | Acuity Brands Lighting | Lithonia Lighting | IBG 2' 8000LM SEF GND AFL [All Voltages] 50K 70CRI [All Options] | Indoor Luminaires | High-Bay | Low-Bay Luminaires for Commercial and Industrial Buildings | Premium | FALSE | [9 empty] | 42621 | Dimmable | Continuous Below 10 | Yes |  | 3.1 | 8152.84 | 151.51 | 53.81 | 20 | 0.9 | 5000 | 70
PR1YXNRN | Acuity Brands Lighting | Lithonia Lighting | IBG 2' 8000LM SEF WD ACL [All Voltages] 50K 70CRI [All Options] | Indoor Luminaires | High-Bay | Low-Bay Luminaires for Commercial and Industrial Buildings | Premium | FALSE | [9 empty] | 42621 | Dimmable | Continuous Below 10 | Yes |  | 3.1 | 7927.7 | 147.33 | 53.81 | 20 | 0.9 | 5000 | 70
P68GCTYM | Acuity Brands Lighting | Lithonia Lighting | IBG 2' 8000LM SEF WD AFL [All Voltages] 50K 70CRI [All Options] | Indoor Luminaires | High-Bay | Low-Bay Luminaires for Commercial and Industrial Buildings | Premium | FALSE | [9 empty] | 42621 | Dimmable | Continuous Below 10 | Yes |  | 3.1 | 7691.88 | 142.95 | 53.81 | 20 | 0.9 | 5000 | 70
P5HFNFZ4 | Acuity Brands Lighting | Lithonia Lighting | IBG 4' 60000LM HEF GND L/LENS [All Voltages] 40K 80CRI [All Options] | Indoor Luminaires | High-Bay | High-Bay Luminaires for Commercial and Industrial Buildings | Premium | FALSE | [9 empty] | 42621 | Dimmable | Continuous Below 10 | Yes |  | 3.1 | 61486.12 | 188.03 | 327 | 20 | 0.9 | 4000 | 80
P9RUBFYX | Acuity Brands Lighting | Lithonia Lighting | IBG 4' 60000LM SEF GND L/LENS [All Voltages] 40K 80CRI [All Options] | Indoor Luminaires | High-Bay | High-Bay Luminaires for Commercial and Industrial Buildings | Premium | FALSE | [9 empty] | 42621 | Dimmable | Continuous Below 10 | Yes |  | 3.1 | 59789.09 | 159.18 | 375.6 | 20 | 0.9 | 4000 | 80
PG87ZY6B | Acuity Brands Lighting | Lithonia Lighting | IBG 4' 60000LM HEF GND ACL [All Voltages] 40K 80CRI [All Options] | Indoor Luminaires | High-Bay | High-Bay Luminaires for Commercial and Industrial Buildings | Premium | FALSE | [9 empty] | 42621 | Dimmable | Continuous Below 10 | Yes |  | 3.1 | 58931.07 | 180.22 | 327 | 20 | 0.9 | 4000 | 80
PD6KNA3S | Acuity Brands Lighting | Lithonia Lighting | IBG 4' 60000LM HEF WD L/LENS [All Voltages] 40K 80CRI [All Options] | Indoor Luminaires | High-Bay | High-Bay Luminaires for Commercial and Industrial Buildings | Premium | FALSE | [9 empty] | 42621 | Dimmable | Continuous Below 10 | Yes |  | 3.1 | 57950.79 | 177.22 | 327 | 20 | 0.9 | 4000 | 80
PM8SX38W | Acuity Brands Lighting | Lithonia Lighting | IBG 4' 60000LM SEF GND ACL [All Voltages] 40K 80CRI [All Options] | Indoor Luminaires | High-Bay | High-Bay Luminaires for Commercial and Industrial Buildings | Premium | FALSE | [9 empty] | 42621 | Dimmable | Continuous Below 10 | Yes |  | 3.1 | 57304.55 | 152.57 | 375.6 | 20 | 0.9 | 4000 | 80
PXVRC2MQ | Acuity Brands Lighting | Lithonia Lighting | IBG 4' 60000LM HEF FD L/LENS [All Voltages] 40K 80CRI [All Options] | Indoor Luminaires | High-Bay | High-Bay Luminaires for Commercial and Industrial Buildings | Premium | FALSE | [9 empty] | 42621 | Dimmable | Continuous Below 10 | Yes |  | 3.1 | 57227.35 | 175.01 | 327 | 20 | 0.9 | 4000 | 80
PJJP1F5E | Acuity Brands Lighting | Lithonia Lighting | IBG 4' 60000LM HEF GND AFL [All Voltages] 40K 80CRI [All Options] | Indoor Luminaires | High-Bay | High-Bay Luminaires for Commercial and Industrial Buildings | Premium | FALSE | [9 empty] | 42621 | Dimmable | Continuous Below 10 | Yes |  | 3.1 | 57026.8 | 174.39 | 327 | 20 | 0.9 | 4000 | 80
PGEFRS3Q | Acuity Brands Lighting | Lithonia Lighting | IBG 4' 60000LM SEF FD L/LENS [All Voltages] 40K 80CRI [All Options] | Indoor Luminaires | High-Bay | High-Bay Luminaires for Commercial and Industrial Buildings | Premium | FALSE | [9 empty] | 42621 | Dimmable | Continuous Below 10 | Yes |  | 3.1 | 55647.86 | 148.16 | 375.6 | 20 | 0.9 | 4000 | 80
PZRDFETG | Acuity Brands Lighting | Lithonia Lighting | IBG 4' 60000LM HEF ND L/LENS [All Voltages] 40K 80CRI [All Options] | Indoor Luminaires | High-Bay | High-Bay Luminaires for Commercial and Industrial Buildings | Premium | FALSE | [9 empty] | 42621 | Dimmable | Continuous Below 10 | Yes |  | 3.1 | 55544.11 | 169.86 | 327 | 20 | 0.9 | 4000 | 80
PS1NUWMN | Acuity Brands Lighting | Lithonia Lighting | IBG 4' 60000LM SEF GND AFL [All Voltages] 40K 80CRI [All Options] | Indoor Luminaires | High-Bay | High-Bay Luminaires for Commercial and Industrial Buildings | Premium | FALSE | [9 empty] | 42621 | Dimmable | Continuous Below 10 | Yes |  | 3.1 | 55452.84 | 147.64 | 375.6 | 20 | 0.9 | 4000 | 80
PCQS2SQF | Acuity Brands Lighting | Lithonia Lighting | IBG 4' 60000LM HEF WD ACL [All Voltages] 40K 80CRI [All Options] | Indoor Luminaires | High-Bay | High-Bay Luminaires for Commercial and Industrial Buildings | Premium | FALSE | [9 empty] | 42621 | Dimmable | Continuous Below 10 | Yes |  | 3.1 | 55452.01 | 169.58 | 327 | 20 | 0.9 | 4000 | 80
P1BE8RD8 | Acuity Brands Lighting | Lithonia Lighting | IBG 4' 60000LM HEF FD ACL [All Voltages] 40K 80CRI [All Options] | Indoor Luminaires | High-Bay | High-Bay Luminaires for Commercial and Industrial Buildings | Premium | FALSE | [9 empty] | 42621 | Dimmable | Continuous Below 10 | Yes |  | 3.1 | 55297.5 | 169.11 | 327 | 20 | 0.9 | 4000 | 80
PJF3U12Q | Acuity Brands Lighting | Lithonia Lighting | IBG 4' 60000LM SEF ND L/LENS [All Voltages] 40K 80CRI [All Options] | Indoor Luminaires | High-Bay | High-Bay Luminaires for Commercial and Industrial Buildings | Premium | FALSE | [9 empty] | 42621 | Dimmable | Continuous Below 10 | Yes |  | 3.1 | 54011.07 | 143.8 | 375.6 | 20 | 0.9 | 4000 | 80
P9N7CS2B | Acuity Brands Lighting | Lithonia Lighting | IBG 4' 60000LM HEF FD AFL [All Voltages] 40K 80CRI [All Options] | Indoor Luminaires | High-Bay | High-Bay Luminaires for Commercial and Industrial Buildings | Premium | FALSE | [9 empty] | 42621 | Dimmable | Continuous Below 10 | Yes |  | 3.1 | 53981.6 | 165.08 | 327 | 20 | 0.9 | 4000 | 80
PA51X43A | Acuity Brands Lighting | Lithonia Lighting | IBG 4' 60000LM HEF WD AFL [All Voltages] 40K 80CRI [All Options] | Indoor Luminaires | High-Bay | High-Bay Luminaires for Commercial and Industrial Buildings | Premium | FALSE | [9 empty] | 42621 | Dimmable | Continuous Below 10 | Yes |  | 3.1 | 53802.53 | 164.53 | 327 | 20 | 0.9 | 4000 | 80
PZ7MH2ZD | Acuity Brands Lighting | Lithonia Lighting | IBG 4' 60000LM SEF FD ACL [All Voltages] 40K 80CRI [All Options] | Indoor Luminaires | High-Bay | High-Bay Luminaires for Commercial and Industrial Buildings | Premium | FALSE | [9 empty] | 42621 | Dimmable | Continuous Below 10 | Yes |  | 3.1 | 53771.28 | 143.16 | 375.6 | 20 | 0.9 | 4000 | 80
PBP9CF8J | Acuity Brands Lighting | Lithonia Lighting | IBG 4' 60000LM HEF ND ACL [All Voltages] 40K 80CRI [All Options] | Indoor Luminaires | High-Bay | High-Bay Luminaires for Commercial and Industrial Buildings | Premium | FALSE | [9 empty] | 42621 | Dimmable | Continuous Below 10 | Yes |  | 3.1 | 53653.14 | 164.08 | 327 | 20 | 0.9 | 4000 | 80
PF14Q5GW | Acuity Brands Lighting | Lithonia Lighting | IBG 4' 60000LM SEF FD AFL [All Voltages] 40K 80CRI [All Options] | Indoor Luminaires | High-Bay | High-Bay Luminaires for Commercial and Industrial Buildings | Premium | FALSE | [9 empty] | 42621 | Dimmable | Continuous Below 10 | Yes |  | 3.1 | 52491.7 | 139.75 | 375.6 | 20 | 0.9 | 4000 | 80
PEFTNBDN | Acuity Brands Lighting | Lithonia Lighting | IBG 4' 60000LM SEF ND ACL [All Voltages] 40K 80CRI [All Options] | Indoor Luminaires | High-Bay | High-Bay Luminaires for Commercial and Industrial Buildings | Premium | FALSE | [9 empty] | 42621 | Dimmable | Continuous Below 10 | Yes |  | 3.1 | 52172.3 | 138.9 | 375.6 | 20 | 0.9 | 4000 | 80
P36RR8R2 | Acuity Brands Lighting | Lithonia Lighting | IBG 4' 60000LM HEF ND AFL [All Voltages] 40K 80CRI [All Options] | Indoor Luminaires | High-Bay | High-Bay Luminaires for Commercial and Industrial Buildings | Premium | FALSE | [9 empty] | 42621 | Dimmable | Continuous Below 10 | Yes |  | 3.1 | 51462.36 | 157.38 | 327 | 20 | 0.9 | 4000 | 80
P5K4TX2G | Acuity Brands Lighting | Lithonia Lighting | IBG 4' 48000LM HEF GND L/LENS [All Voltages] 40K 80CRI [All Options] | Indoor Luminaires | High-Bay | High-Bay Luminaires for Commercial and Industrial Buildings | Premium | FALSE | [9 empty] | 42621 | Dimmable | Continuous Below 10 | Yes |  | 3.1 | 50948.84 | 191.03 | 266.7 | 20 | 0.9 | 4000 | 80
PPMNZK6A | Acuity Brands Lighting | Lithonia Lighting | IBG 4' 60000LM SEF ND AFL [All Voltages] 40K 80CRI [All Options] | Indoor Luminaires | High-Bay | High-Bay Luminaires for Commercial and Industrial Buildings | Premium | FALSE | [9 empty] | 42621 | Dimmable | Continuous Below 10 | Yes |  | 3.1 | 50041.98 | 133.23 | 375.6 | 20 | 0.9 | 4000 | 80
PNQA19DN | Acuity Brands Lighting | Lithonia Lighting | IBG 4' 48000LM SEF GND L/LENS [All Voltages] 40K 80CRI [All Options] | Indoor Luminaires | High-Bay | High-Bay Luminaires for Commercial and Industrial Buildings | Premium | FALSE | [9 empty] | 42621 | Dimmable | Continuous Below 10 | Yes |  | 3.1 | 49568.04 | 166 | 298.6 | 20 | 0.9 | 4000 | 80
PC8QFNCW | Acuity Brands Lighting | Lithonia Lighting | IBG 4' 48000LM HEF GND ACL [All Voltages] 40K 80CRI [All Options] | Indoor Luminaires | High-Bay | High-Bay Luminaires for Commercial and Industrial Buildings | Premium | FALSE | [9 empty] | 42621 | Dimmable | Continuous Below 10 | Yes |  | 3.1 | 48831.66 | 183.1 | 266.7 | 20 | 0.9 | 4000 | 80
P5W7DBJN | Acuity Brands Lighting | Lithonia Lighting | IBG 4' 48000LM HEF WD L/LENS [All Voltages] 40K 80CRI [All Options] | Indoor Luminaires | High-Bay | High-Bay Luminaires for Commercial and Industrial Buildings | Premium | FALSE | [9 empty] | 42621 | Dimmable | Continuous Below 10 | Yes |  | 3.1 | 48019.38 | 180.05 | 266.7 | 20 | 0.9 | 4000 | 80
PFPKN2FS | Acuity Brands Lighting | Lithonia Lighting | IBG 4' 48000LM SEF GND ACL [All Voltages] 40K 80CRI [All Options] | Indoor Luminaires | High-Bay | High-Bay Luminaires for Commercial and Industrial Buildings | Premium | FALSE | [9 empty] | 42621 | Dimmable | Continuous Below 10 | Yes |  | 3.1 | 47508.23 | 159.1 | 298.6 | 20 | 0.9 | 4000 | 80
P1B22JU3 | Acuity Brands Lighting | Lithonia Lighting | IBG 4' 48000LM HEF FD L/LENS [All Voltages] 40K 80CRI [All Options] | Indoor Luminaires | High-Bay | High-Bay Luminaires for Commercial and Industrial Buildings | Premium | FALSE | [9 empty] | 42621 | Dimmable | Continuous Below 10 | Yes |  | 3.1 | 47419.92 | 177.8 | 266.7 | 20 | 0.9 | 4000 | 80
PGZ3KDB9 | Acuity Brands Lighting | Lithonia Lighting | IBG 4' 48000LM HEF GND AFL [All Voltages] 40K 80CRI [All Options] | Indoor Luminaires | High-Bay | High-Bay Luminaires for Commercial and Industrial Buildings | Premium | FALSE | [9 empty] | 42621 | Dimmable | Continuous Below 10 | Yes |  | 3.1 | 47253.73 | 177.18 | 266.7 | 20 | 0.9 | 4000 | 80
P4BW6HSS | Acuity Brands Lighting | Lithonia Lighting | IBG 4' 48000LM SEF WD L/LENS [All Voltages] 40K 80CRI [All Options] | Indoor Luminaires | High-Bay | High-Bay Luminaires for Commercial and Industrial Buildings | Premium | FALSE | [9 empty] | 42621 | Dimmable | Continuous Below 10 | Yes |  | 3.1 | 46717.97 | 156.46 | 298.6 | 20 | 0.9 | 4000 | 80
PXW1PZ44 | Acuity Brands Lighting | Lithonia Lighting | IBG 4' 48000LM SEF FD L/LENS [All Voltages] 40K 80CRI [All Options] | Indoor Luminaires | High-Bay | High-Bay Luminaires for Commercial and Industrial Buildings | Premium | FALSE | [9 empty] | 42621 | Dimmable | Continuous Below 10 | Yes |  | 3.1 | 46134.76 | 154.5 | 298.6 | 20 | 0.9 | 4000 | 80
PVB4XT9W | Acuity Brands Lighting | Lithonia Lighting | IBG 4' 48000LM HEF ND L/LENS [All Voltages] 40K 80CRI [All Options] | Indoor Luminaires | High-Bay | High-Bay Luminaires for Commercial and Industrial Buildings | Premium | FALSE | [9 empty] | 42621 | Dimmable | Continuous Below 10 | Yes |  | 3.1 | 46025.14 | 172.57 | 266.7 | 20 | 0.9 | 4000 | 80
PEJVFS7G | Acuity Brands Lighting | Lithonia Lighting | IBG 4' 48000LM SEF GND AFL [All Voltages] 40K 80CRI [All Options] | Indoor Luminaires | High-Bay | High-Bay Luminaires for Commercial and Industrial Buildings | Premium | FALSE | [9 empty] | 42621 | Dimmable | Continuous Below 10 | Yes |  | 3.1 | 45973.08 | 153.96 | 298.6 | 20 | 0.9 | 4000 | 80
PHAPTPC5 | Acuity Brands Lighting | Lithonia Lighting | IBG 4' 48000LM HEF WD ACL [All Voltages] 40K 80CRI [All Options] | Indoor Luminaires | High-Bay | High-Bay Luminaires for Commercial and Industrial Buildings | Premium | FALSE | [9 empty] | 42621 | Dimmable | Continuous Below 10 | Yes |  | 3.1 | 45948.83 | 172.29 | 266.7 | 20 | 0.9 | 4000 | 80
P2Z3NCEH | Acuity Brands Lighting | Lithonia Lighting | IBG 4' 48000LM HEF FD ACL [All Voltages] 40K 80CRI [All Options] | Indoor Luminaires | High-Bay | High-Bay Luminaires for Commercial and Industrial Buildings | Premium | FALSE | [9 empty] | 42621 | Dimmable | Continuous Below 10 | Yes |  | 3.1 | 45820.8 | 171.81 | 266.7 | 20 | 0.9 | 4000 | 80
PN163ETK | Acuity Brands Lighting | Lithonia Lighting | IBG 4' 48000LM SEF ND L/LENS [All Voltages] 40K 80CRI [All Options] | Indoor Luminaires | High-Bay | High-Bay Luminaires for Commercial and Industrial Buildings | Premium | FALSE | [9 empty] | 42621 | Dimmable | Continuous Below 10 | Yes |  | 3.1 | 44777.78 | 149.96 | 298.6 | 20 | 0.9 | 4000 | 80
PWF92VM8 | Acuity Brands Lighting | Lithonia Lighting | IBG 4' 48000LM HEF FD AFL [All Voltages] 40K 80CRI [All Options] | Indoor Luminaires | High-Bay | High-Bay Luminaires for Commercial and Industrial Buildings | Premium | FALSE | [9 empty] | 42621 | Dimmable | Continuous Below 10 | Yes |  | 3.1 | 44730.42 | 167.72 | 266.7 | 20 | 0.9 | 4000 | 80
PUVG6VDZ | Acuity Brands Lighting | Lithonia Lighting | IBG 4' 48000LM SEF WD ACL [All Voltages] 40K 80CRI [All Options] | Indoor Luminaires | High-Bay | High-Bay Luminaires for Commercial and Industrial Buildings | Premium | FALSE | [9 empty] | 42621 | Dimmable | Continuous Below 10 | Yes |  | 3.1 | 44703.54 | 149.71 | 298.6 | 20 | 0.9 | 4000 | 80
PMP5SNE6 | Acuity Brands Lighting | Lithonia Lighting | IBG 4' 48000LM HEF WD AFL [All Voltages] 40K 80CRI [All Options] | Indoor Luminaires | High-Bay | High-Bay Luminaires for Commercial and Industrial Buildings | Premium | FALSE | [9 empty] | 42621 | Dimmable | Continuous Below 10 | Yes |  | 3.1 | 44582.03 | 167.16 | 266.7 | 20 | 0.9 | 4000 | 80
PJDGT6D2 | Acuity Brands Lighting | Lithonia Lighting | IBG 4' 48000LM SEF FD ACL [All Voltages] 40K 80CRI [All Options] | Indoor Luminaires | High-Bay | High-Bay Luminaires for Commercial and Industrial Buildings | Premium | FALSE | [9 empty] | 42621 | Dimmable | Continuous Below 10 | Yes |  | 3.1 | 44578.98 | 149.29 | 298.6 | 20 | 0.9 | 4000 | 80
P53ZHPST | Acuity Brands Lighting | Lithonia Lighting | IBG 4' 48000LM HEF ND ACL [All Voltages] 40K 80CRI [All Options] | Indoor Luminaires | High-Bay | High-Bay Luminaires for Commercial and Industrial Buildings | Premium | FALSE | [9 empty] | 42621 | Dimmable | Continuous Below 10 | Yes |  | 3.1 | 44458.24 | 166.7 | 266.7 | 20 | 0.9 | 4000 | 80
PEFB7273 | Acuity Brands Lighting | Lithonia Lighting | IBG 4' 48000LM SEF FD AFL [All Voltages] 40K 80CRI [All Options] | Indoor Luminaires | High-Bay | High-Bay Luminaires for Commercial and Industrial Buildings | Premium | FALSE | [9 empty] | 42621 | Dimmable | Continuous Below 10 | Yes |  | 3.1 | 43518.14 | 145.74 | 298.6 | 20 | 0.9 | 4000 | 80
PFX3UAF8 | Acuity Brands Lighting | Lithonia Lighting | IBG 4' 48000LM SEF WD AFL [All Voltages] 40K 80CRI [All Options] | Indoor Luminaires | High-Bay | High-Bay Luminaires for Commercial and Industrial Buildings | Premium | FALSE | [9 empty] | 42621 | Dimmable | Continuous Below 10 | Yes |  | 3.1 | 43373.78 | 145.26 | 298.6 | 20 | 0.9 | 4000 | 80
PE47HGZR | Acuity Brands Lighting | Lithonia Lighting | IBG 4' 48000LM SEF ND ACL [All Voltages] 40K 80CRI [All Options] | Indoor Luminaires | High-Bay | High-Bay Luminaires for Commercial and Industrial Buildings | Premium | FALSE | [9 empty] | 42621 | Dimmable | Continuous Below 10 | Yes |  | 3.1 | 43253.35 | 144.85 | 298.6 | 20 | 0.9 | 4000 | 80
PTA81GYY | Acuity Brands Lighting | Lithonia Lighting | IBG 4' 48000LM HEF ND AFL [All Voltages] 40K 80CRI [All Options] | Indoor Luminaires | High-Bay | High-Bay Luminaires for Commercial and Industrial Buildings | Premium | FALSE | [9 empty] | 42621 | Dimmable | Continuous Below 10 | Yes |  | 3.1 | 42642.91 | 159.89 | 266.7 | 20 | 0.9 | 4000 | 80
PD2R6NVK | Acuity Brands Lighting | Lithonia Lighting | IBG 4' 48000LM SEF ND AFL [All Voltages] 40K 80CRI [All Options] | Indoor Luminaires | High-Bay | High-Bay Luminaires for Commercial and Industrial Buildings | Premium | FALSE | [9 empty] | 42621 | Dimmable | Continuous Below 10 | Yes |  | 3.1 | 41487.21 | 138.94 | 298.6 | 20 | 0.9 | 4000 | 80
PHKA22VB | Acuity Brands Lighting | Lithonia Lighting | IBG 4' 36000LM SEF GND L/LENS [All Voltages] 40K 80CRI [All Options] | Indoor Luminaires | High-Bay | High-Bay Luminaires for Commercial and Industrial Buildings | Premium | FALSE | [9 empty] | 42621 | Dimmable | Continuous Below 10 | Yes |  | 3.1 | 38305.8 | 168.6 | 227.2 | 20 | 0.9 | 4000 | 80
P85GCGFT | Acuity Brands Lighting | Lithonia Lighting | IBG 4' 36000LM HEF GND L/LENS [All Voltages] 40K 80CRI [All Options] | Indoor Luminaires | High-Bay | High-Bay Luminaires for Commercial and Industrial Buildings | Premium | FALSE | [9 empty] | 42621 | Dimmable | Continuous Below 10 | Yes |  | 3.1 | 38305.8 | 168.6 | 227.2 | 20 | 0.9 | 4000 | 80
PS5CE9D6 | Acuity Brands Lighting | Lithonia Lighting | IBGN 4' 36000LM HEF GND L/LENS [All Voltages] 40K 80CRI [All Options] | Indoor Luminaires | High-Bay | High-Bay Luminaires for Commercial and Industrial Buildings | Premium | FALSE | [9 empty] | 42621 | Dimmable | Continuous Below 10 | Yes |  | 3.1 | 37641.83 | 185.43 | 203 | 20 | 0.9 | 4000 | 80
PJ4ZNWYV | Acuity Brands Lighting | Lithonia Lighting | IBGN 4' 36000LM SEF GND L/LENS [All Voltages] 40K 80CRI [All Options] | Indoor Luminaires | High-Bay | High-Bay Luminaires for Commercial and Industrial Buildings | Premium | FALSE | [9 empty] | 42621 | Dimmable | Continuous Below 10 | Yes |  | 3.1 | 37020.96 | 154.25 | 240 | 20 | 0.9 | 4000 | 80
PMKDH7YF | Acuity Brands Lighting | Lithonia Lighting | IBG 4' 36000LM HEF GND ACL [All Voltages] 40K 80CRI [All Options] | Indoor Luminaires | High-Bay | High-Bay Luminaires for Commercial and Industrial Buildings | Premium | FALSE | [9 empty] | 42621 | Dimmable | Continuous Below 10 | Yes |  | 3.1 | 36714 | 161.59 | 227.2 | 20 | 0.9 | 4000 | 80
P96G9755 | Acuity Brands Lighting | Lithonia Lighting | IBG 4' 36000LM SEF WD L/LENS [All Voltages] 40K 80CRI [All Options] | Indoor Luminaires | High-Bay | High-Bay Luminaires for Commercial and Industrial Buildings | Premium | FALSE | [9 empty] | 42621 | Dimmable | Continuous Below 10 | Yes |  | 3.1 | 36103.29 | 158.91 | 227.2 | 20 | 0.9 | 4000 | 80
P2B166BS | Acuity Brands Lighting | Lithonia Lighting | IBG 4' 36000LM HEF WD L/LENS [All Voltages] 40K 80CRI [All Options] | Indoor Luminaires | High-Bay | High-Bay Luminaires for Commercial and Industrial Buildings | Premium | FALSE | [9 empty] | 42621 | Dimmable | Continuous Below 10 | Yes |  | 3.1 | 36103.29 | 158.91 | 227.2 | 20 | 0.9 | 4000 | 80
PERS8J8J | Acuity Brands Lighting | Lithonia Lighting | IBG 4' 36000LM HEF FD L/LENS [All Voltages] 40K 80CRI [All Options] | Indoor Luminaires | High-Bay | High-Bay Luminaires for Commercial and Industrial Buildings | Premium | FALSE | [9 empty] | 42621 | Dimmable | Continuous Below 10 | Yes |  | 3.1 | 35652.59 | 156.92 | 227.2 | 20 | 0.9 | 4000 | 80
PE9Y59H6 | Acuity Brands Lighting | Lithonia Lighting | IBG 4' 36000LM HEF GND AFL [All Voltages] 40K 80CRI [All Options] | Indoor Luminaires | High-Bay | High-Bay Luminaires for Commercial and Industrial Buildings | Premium | FALSE | [9 empty] | 42621 | Dimmable | Continuous Below 10 | Yes |  | 3.1 | 35527.64 | 156.37 | 227.2 | 20 | 0.9 | 4000 | 80
PBJWMZSJ | Acuity Brands Lighting | Lithonia Lighting | IBGN 4' 36000LM HEF FD L/LENS [All Voltages] 40K 80CRI [All Options] | Indoor Luminaires | High-Bay | High-Bay Luminaires for Commercial and Industrial Buildings | Premium | FALSE | [9 empty] | 42621 | Dimmable | Continuous Below 10 | Yes |  | 3.1 | 35034.61 | 172.58 | 203 | 20 | 0.9 | 4000 | 80
P9GGBSG5 | Acuity Brands Lighting | Lithonia Lighting | IBGN 4' 36000LM HEF GND AFL [All Voltages] 40K 80CRI [All Options] | Indoor Luminaires | High-Bay | High-Bay Luminaires for Commercial and Industrial Buildings | Premium | FALSE | [9 empty] | 42621 | Dimmable | Continuous Below 10 | Yes |  | 3.1 | 34911.83 | 171.98 | 203 | 20 | 0.9 | 4000 | 80
PF3VHM1S | Acuity Brands Lighting | Lithonia Lighting | IBG 4' 36000LM HEF ND L/LENS [All Voltages] 40K 80CRI [All Options] | Indoor Luminaires | High-Bay | High-Bay Luminaires for Commercial and Industrial Buildings | Premium | FALSE | [9 empty] | 42621 | Dimmable | Continuous Below 10 | Yes |  | 3.1 | 34603.92 | 152.31 | 227.2 | 20 | 0.9 | 4000 | 80
PY6XWPPK | Acuity Brands Lighting | Lithonia Lighting | IBG 4' 36000LM HEF WD ACL [All Voltages] 40K 80CRI [All Options] | Indoor Luminaires | High-Bay | High-Bay Luminaires for Commercial and Industrial Buildings | Premium | FALSE | [9 empty] | 42621 | Dimmable | Continuous Below 10 | Yes |  | 3.1 | 34546.55 | 152.05 | 227.2 | 20 | 0.9 | 4000 | 80
P53YX2HB | Acuity Brands Lighting | Lithonia Lighting | IBG 4' 36000LM SEF WD ACL [All Voltages] 40K 80CRI [All Options] | Indoor Luminaires | High-Bay | High-Bay Luminaires for Commercial and Industrial Buildings | Premium | FALSE | [9 empty] | 42621 | Dimmable | Continuous Below 10 | Yes |  | 3.1 | 34546.55 | 152.05 | 227.2 | 20 | 0.9 | 4000 | 80
PCNPC5RP | Acuity Brands Lighting | Lithonia Lighting | IBGN 4' 36000LM SEF FD L/LENS [All Voltages] 40K 80CRI [All Options] | Indoor Luminaires | High-Bay | High-Bay Luminaires for Commercial and Industrial Buildings | Premium | FALSE | [9 empty] | 42621 | Dimmable | Continuous Below 10 | Yes |  | 3.1 | 34456.74 | 143.57 | 240 | 20 | 0.9 | 4000 | 80
PA1WA7S3 | Acuity Brands Lighting | Lithonia Lighting | IBG 4' 36000LM HEF FD ACL [All Voltages] 40K 80CRI [All Options] | Indoor Luminaires | High-Bay | High-Bay Luminaires for Commercial and Industrial Buildings | Premium | FALSE | [9 empty] | 42621 | Dimmable | Continuous Below 10 | Yes |  | 3.1 | 34450.29 | 151.63 | 227.2 | 20 | 0.9 | 4000 | 80
P6JV3A5N | Acuity Brands Lighting | Lithonia Lighting | IBGN 4' 36000LM SEF GND AFL [All Voltages] 40K 80CRI [All Options] | Indoor Luminaires | High-Bay | High-Bay Luminaires for Commercial and Industrial Buildings | Premium | FALSE | [9 empty] | 42621 | Dimmable | Continuous Below 10 | Yes |  | 3.1 | 34335.99 | 143.07 | 240 | 20 | 0.9 | 4000 | 80
P74HXY3Y | Acuity Brands Lighting | Lithonia Lighting | IBG 4' 36000LM SEF GND ACL [All Voltages] 40K 80CRI [All Options] | Indoor Luminaires | High-Bay | High-Bay Luminaires for Commercial and Industrial Buildings | Premium | FALSE | [9 empty] | 42621 | Dimmable | Continuous Below 10 | Yes |  | 3.1 | 34312.15 | 151.02 | 227.2 | 20 | 0.9 | 4000 | 80
PZX8UHJ7 | Acuity Brands Lighting | Lithonia Lighting | IBGN 4' 36000LM HEF ND L/LENS [All Voltages] 40K 80CRI [All Options] | Indoor Luminaires | High-Bay | High-Bay Luminaires for Commercial and Industrial Buildings | Premium | FALSE | [9 empty] | 42621 | Dimmable | Continuous Below 10 | Yes |  | 3.1 | 34004.12 | 167.51 | 203 | 20 | 0.9 | 4000 | 80
PNWN282M | Acuity Brands Lighting | Lithonia Lighting | IBG 4' 36000LM HEF FD AFL [All Voltages] 40K 80CRI [All Options] | Indoor Luminaires | High-Bay | High-Bay Luminaires for Commercial and Industrial Buildings | Premium | FALSE | [9 empty] | 42621 | Dimmable | Continuous Below 10 | Yes |  | 3.1 | 33630.49 | 148.02 | 227.2 | 20 | 0.9 | 4000 | 80
PUFJZCE3 | Acuity Brands Lighting | Lithonia Lighting | IBG 4' 36000LM HEF WD AFL [All Voltages] 40K 80CRI [All Options] | Indoor Luminaires | High-Bay | High-Bay Luminaires for Commercial and Industrial Buildings | Premium | FALSE | [9 empty] | 42621 | Dimmable | Continuous Below 10 | Yes |  | 3.1 | 33518.93 | 147.53 | 227.2 | 20 | 0.9 | 4000 | 80
PAWM1VJU | Acuity Brands Lighting | Lithonia Lighting | IBG 4' 36000LM SEF WD AFL [All Voltages] 40K 80CRI [All Options] | Indoor Luminaires | High-Bay | High-Bay Luminaires for Commercial and Industrial Buildings | Premium | FALSE | [9 empty] | 42621 | Dimmable | Continuous Below 10 | Yes |  | 3.1 | 33518.93 | 147.53 | 227.2 | 20 | 0.9 | 4000 | 80
PA9CXS9H | Acuity Brands Lighting | Lithonia Lighting | IBGN 4' 36000LM SEF ND L/LENS [All Voltages] 40K 80CRI [All Options] | Indoor Luminaires | High-Bay | High-Bay Luminaires for Commercial and Industrial Buildings | Premium | FALSE | [9 empty] | 42621 | Dimmable | Continuous Below 10 | Yes |  | 3.1 | 33443.25 | 139.35 | 240 | 20 | 0.9 | 4000 | 80
PPWAAPEE | Acuity Brands Lighting | Lithonia Lighting | IBG 4' 36000LM HEF ND ACL [All Voltages] 40K 80CRI [All Options] | Indoor Luminaires | High-Bay | High-Bay Luminaires for Commercial and Industrial Buildings | Premium | FALSE | [9 empty] | 42621 | Dimmable | Continuous Below 10 | Yes |  | 3.1 | 33425.85 | 147.12 | 227.2 | 20 | 0.9 | 4000 | 80
PBDKYZJM | Acuity Brands Lighting | Lithonia Lighting | IBG 4' 36000LM SEF FD L/LENS [All Voltages] 40K 80CRI [All Options] | Indoor Luminaires | High-Bay | High-Bay Luminaires for Commercial and Industrial Buildings | Premium | FALSE | [9 empty] | 42621 | Dimmable | Continuous Below 10 | Yes |  | 3.1 | 33320.17 | 146.66 | 227.2 | 20 | 0.9 | 4000 | 80
PTUEJDEB | Acuity Brands Lighting | Lithonia Lighting | IBG 4' 36000LM SEF GND AFL [All Voltages] 40K 80CRI [All Options] | Indoor Luminaires | High-Bay | High-Bay Luminaires for Commercial and Industrial Buildings | Premium | FALSE | [9 empty] | 42621 | Dimmable | Continuous Below 10 | Yes |  | 3.1 | 33203.4 | 146.14 | 227.2 | 20 | 0.9 | 4000 | 80
P71TW5AX | Acuity Brands Lighting | Lithonia Lighting | IBGN 4' 36000LM HEF FD AFL [All Voltages] 40K 80CRI [All Options] | Indoor Luminaires | High-Bay | High-Bay Luminaires for Commercial and Industrial Buildings | Premium | FALSE | [9 empty] | 42621 | Dimmable | Continuous Below 10 | Yes |  | 3.1 | 33047.56 | 162.8 | 203 | 20 | 0.9 | 4000 | 80
P84YXGMZ | Acuity Brands Lighting | Lithonia Lighting | IBGN 4' 36000LM SEF FD AFL [All Voltages] 40K 80CRI [All Options] | Indoor Luminaires | High-Bay | High-Bay Luminaires for Commercial and Industrial Buildings | Premium | FALSE | [9 empty] | 42621 | Dimmable | Continuous Below 10 | Yes |  | 3.1 | 32502.47 | 135.43 | 240 | 20 | 0.9 | 4000 | 80
PM4D8AY3 | Acuity Brands Lighting | Lithonia Lighting | IBG 4' 36000LM SEF ND L/LENS [All Voltages] 40K 80CRI [All Options] | Indoor Luminaires | High-Bay | High-Bay Luminaires for Commercial and Industrial Buildings | Premium | FALSE | [9 empty] | 42621 | Dimmable | Continuous Below 10 | Yes |  | 3.1 | 32340.12 | 142.34 | 227.2 | 20 | 0.9 | 4000 | 80
PYCNZ5JH | Acuity Brands Lighting | Lithonia Lighting | IBG 4' 36000LM SEF FD ACL [All Voltages] 40K 80CRI [All Options] | Indoor Luminaires | High-Bay | High-Bay Luminaires for Commercial and Industrial Buildings | Premium | FALSE | [9 empty] | 42621 | Dimmable | Continuous Below 10 | Yes |  | 3.1 | 32196.53 | 141.71 | 227.2 | 20 | 0.9 | 4000 | 80
PBX1XPBX | Acuity Brands Lighting | Lithonia Lighting | IBG 4' 36000LM HEF ND AFL [All Voltages] 40K 80CRI [All Options] | Indoor Luminaires | High-Bay | High-Bay Luminaires for Commercial and Industrial Buildings | Premium | FALSE | [9 empty] | 42621 | Dimmable | Continuous Below 10 | Yes |  | 3.1 | 32061 | 141.11 | 227.2 | 20 | 0.9 | 4000 | 80
PMU6935A | Acuity Brands Lighting | Lithonia Lighting | IBG 2' 30000LM HEF GND L/LENS [All Voltages] 40K 80CRI [All Options] | Indoor Luminaires | High-Bay | High-Bay Luminaires for Commercial and Industrial Buildings | Premium | FALSE | [9 empty] | 42621 | Dimmable | Continuous Below 10 | Yes |  | 3.1 | 31889.58 | 187.81 | 169.8 | 20 | 0.9 | 4000 | 80
PESJQDJC | Acuity Brands Lighting | Lithonia Lighting | IBGN 4' 30000LM HEF GND L/LENS [All Voltages] 40K 80CRI [All Options] | Indoor Luminaires | High-Bay | High-Bay Luminaires for Commercial and Industrial Buildings | Premium | FALSE | [9 empty] | 42621 | Dimmable | Continuous Below 10 | Yes |  | 3.1 | 31799.58 | 176.66 | 180 | 20 | 0.9 | 4000 | 80
PJSKSHYZ | Acuity Brands Lighting | Lithonia Lighting | IBGN 4' 36000LM HEF ND AFL [All Voltages] 40K 80CRI [All Options] | Indoor Luminaires | High-Bay | High-Bay Luminaires for Commercial and Industrial Buildings | Premium | FALSE | [9 empty] | 42621 | Dimmable | Continuous Below 10 | Yes |  | 3.1 | 31505.28 | 155.2 | 203 | 20 | 0.9 | 4000 | 80
P2ZKE6ER | Acuity Brands Lighting | Lithonia Lighting | IBG 4' 36000LM SEF FD AFL [All Voltages] 40K 80CRI [All Options] | Indoor Luminaires | High-Bay | High-Bay Luminaires for Commercial and Industrial Buildings | Premium | FALSE | [9 empty] | 42621 | Dimmable | Continuous Below 10 | Yes |  | 3.1 | 31430.36 | 138.34 | 227.2 | 20 | 0.9 | 4000 | 80
PYZRMDQ1 | Acuity Brands Lighting | Lithonia Lighting | IBG 4' 36000LM SEF ND ACL [All Voltages] 40K 80CRI [All Options] | Indoor Luminaires | High-Bay | High-Bay Luminaires for Commercial and Industrial Buildings | Premium | FALSE | [9 empty] | 42621 | Dimmable | Continuous Below 10 | Yes |  | 3.1 | 31239.12 | 137.5 | 227.2 | 20 | 0.9 | 4000 | 80
PM57SXNB | Acuity Brands Lighting | Lithonia Lighting | IBGN 4' 36000LM SEF ND AFL [All Voltages] 40K 80CRI [All Options] | Indoor Luminaires | High-Bay | High-Bay Luminaires for Commercial and Industrial Buildings | Premium | FALSE | [9 empty] | 42621 | Dimmable | Continuous Below 10 | Yes |  | 3.1 | 30985.62 | 129.11 | 240 | 20 | 0.9 | 4000 | 80
PAVCJ22N | Acuity Brands Lighting | Lithonia Lighting | IBGN 4' 30000LM SEF GND L/LENS [All Voltages] 40K 80CRI [All Options] | Indoor Luminaires | High-Bay | High-Bay Luminaires for Commercial and Industrial Buildings | Premium | FALSE | [9 empty] | 42621 | Dimmable | Continuous Below 10 | Yes |  | 3.1 | 30881.75 | 159.76 | 193.3 | 20 | 0.9 | 4000 | 80
P239YGJW | Acuity Brands Lighting | Lithonia Lighting | IBG 2' 30000LM HEF GND ACL [All Voltages] 40K 80CRI [All Options] | Indoor Luminaires | High-Bay | High-Bay Luminaires for Commercial and Industrial Buildings | Premium | FALSE | [9 empty] | 42621 | Dimmable | Continuous Below 10 | Yes |  | 3.1 | 30564.4 | 180 | 169.8 | 20 | 0.9 | 4000 | 80
PHJN1EXA | Acuity Brands Lighting | Lithonia Lighting | IBG 2' 30000LM HEF WD L/LENS [All Voltages] 40K 80CRI [All Options] | Indoor Luminaires | High-Bay | High-Bay Luminaires for Commercial and Industrial Buildings | Premium | FALSE | [9 empty] | 42621 | Dimmable | Continuous Below 10 | Yes |  | 3.1 | 30055.99 | 177.01 | 169.8 | 20 | 0.9 | 4000 | 80
PAHCMFXB | Acuity Brands Lighting | Lithonia Lighting | IBG 4' 36000LM SEF ND AFL [All Voltages] 40K 80CRI [All Options] | Indoor Luminaires | High-Bay | High-Bay Luminaires for Commercial and Industrial Buildings | Premium | FALSE | [9 empty] | 42621 | Dimmable | Continuous Below 10 | Yes |  | 3.1 | 29963.55 | 131.88 | 227.2 | 20 | 0.9 | 4000 | 80
PPCG7RME | Acuity Brands Lighting | Lithonia Lighting | IBG 2' 30000LM HEF FD L/LENS [All Voltages] 40K 80CRI [All Options] | Indoor Luminaires | High-Bay | High-Bay Luminaires for Commercial and Industrial Buildings | Premium | FALSE | [9 empty] | 42621 | Dimmable | Continuous Below 10 | Yes |  | 3.1 | 29680.78 | 174.8 | 169.8 | 20 | 0.9 | 4000 | 80
P19D3HQ5 | Acuity Brands Lighting | Lithonia Lighting | IBGN 4' 30000LM HEF FD L/LENS [All Voltages] 40K 80CRI [All Options] | Indoor Luminaires | High-Bay | High-Bay Luminaires for Commercial and Industrial Buildings | Premium | FALSE | [9 empty] | 42621 | Dimmable | Continuous Below 10 | Yes |  | 3.1 | 29597.01 | 164.43 | 180 | 20 | 0.9 | 4000 | 80
P9G47NYY | Acuity Brands Lighting | Lithonia Lighting | IBG 2' 30000LM HEF GND AFL [All Voltages] 40K 80CRI [All Options] | Indoor Luminaires | High-Bay | High-Bay Luminaires for Commercial and Industrial Buildings | Premium | FALSE | [9 empty] | 42621 | Dimmable | Continuous Below 10 | Yes |  | 3.1 | 29576.76 | 174.19 | 169.8 | 20 | 0.9 | 4000 | 80
PTEZ6174 | Acuity Brands Lighting | Lithonia Lighting | IBGN 4' 30000LM HEF GND AFL [All Voltages] 40K 80CRI [All Options] | Indoor Luminaires | High-Bay | High-Bay Luminaires for Commercial and Industrial Buildings | Premium | FALSE | [9 empty] | 42621 | Dimmable | Continuous Below 10 | Yes |  | 3.1 | 29493.29 | 163.85 | 180 | 20 | 0.9 | 4000 | 80
PKRW25BW | Acuity Brands Lighting | Lithonia Lighting | IBG 2' 30000LM SEF GND L/LENS [All Voltages] 40K 80CRI [All Options] | Indoor Luminaires | High-Bay | High-Bay Luminaires for Commercial and Industrial Buildings | Premium | FALSE | [9 empty] | 42621 | Dimmable | Continuous Below 10 | Yes |  | 3.1 | 29482.58 | 158.42 | 186.1 | 20 | 0.9 | 4000 | 80
P7E8Y3TQ | Acuity Brands Lighting | Lithonia Lighting | IBG 2' 30000LM HEF ND L/LENS [All Voltages] 40K 80CRI [All Options] | Indoor Luminaires | High-Bay | High-Bay Luminaires for Commercial and Industrial Buildings | Premium | FALSE | [9 empty] | 42621 | Dimmable | Continuous Below 10 | Yes |  | 3.1 | 28807.77 | 169.66 | 169.8 | 20 | 0.9 | 4000 | 80
PUTKPTYW | Acuity Brands Lighting | Lithonia Lighting | IBG 2' 30000LM HEF WD ACL [All Voltages] 40K 80CRI [All Options] | Indoor Luminaires | High-Bay | High-Bay Luminaires for Commercial and Industrial Buildings | Premium | FALSE | [9 empty] | 42621 | Dimmable | Continuous Below 10 | Yes |  | 3.1 | 28760 | 169.38 | 169.8 | 20 | 0.9 | 4000 | 80
P1XJ6XUN | Acuity Brands Lighting | Lithonia Lighting | IBGN 4' 30000LM SEF FD L/LENS [All Voltages] 40K 80CRI [All Options] | Indoor Luminaires | High-Bay | High-Bay Luminaires for Commercial and Industrial Buildings | Premium | FALSE | [9 empty] | 42621 | Dimmable | Continuous Below 10 | Yes |  | 3.1 | 28742.76 | 148.7 | 193.3 | 20 | 0.9 | 4000 | 80
P9Z11CVX | Acuity Brands Lighting | Lithonia Lighting | IBGN 4' 30000LM HEF ND L/LENS [All Voltages] 40K 80CRI [All Options] | Indoor Luminaires | High-Bay | High-Bay Luminaires for Commercial and Industrial Buildings | Premium | FALSE | [9 empty] | 42621 | Dimmable | Continuous Below 10 | Yes |  | 3.1 | 28726.47 | 159.59 | 180 | 20 | 0.9 | 4000 | 80
P27BETPA | Acuity Brands Lighting | Lithonia Lighting | IBG 2' 30000LM HEF FD ACL [All Voltages] 40K 80CRI [All Options] | Indoor Luminaires | High-Bay | High-Bay Luminaires for Commercial and Industrial Buildings | Premium | FALSE | [9 empty] | 42621 | Dimmable | Continuous Below 10 | Yes |  | 3.1 | 28679.87 | 168.9 | 169.8 | 20 | 0.9 | 4000 | 80
PV26FTNV | Acuity Brands Lighting | Lithonia Lighting | IBGN 4' 30000LM SEF GND AFL [All Voltages] 40K 80CRI [All Options] | Indoor Luminaires | High-Bay | High-Bay Luminaires for Commercial and Industrial Buildings | Premium | FALSE | [9 empty] | 42621 | Dimmable | Continuous Below 10 | Yes |  | 3.1 | 28642.03 | 148.17 | 193.3 | 20 | 0.9 | 4000 | 80
P4ZC54XZ | Acuity Brands Lighting | Lithonia Lighting | IBG 2' 30000LM SEF GND ACL [All Voltages] 40K 80CRI [All Options] | Indoor Luminaires | High-Bay | High-Bay Luminaires for Commercial and Industrial Buildings | Premium | FALSE | [9 empty] | 42621 | Dimmable | Continuous Below 10 | Yes |  | 3.1 | 28257.43 | 151.84 | 186.1 | 20 | 0.9 | 4000 | 80
PENBFUW6 | Acuity Brands Lighting | Lithonia Lighting | IBG 2' 30000LM HEF FD AFL [All Voltages] 40K 80CRI [All Options] | Indoor Luminaires | High-Bay | High-Bay Luminaires for Commercial and Industrial Buildings | Premium | FALSE | [9 empty] | 42621 | Dimmable | Continuous Below 10 | Yes |  | 3.1 | 27997.38 | 164.88 | 169.8 | 20 | 0.9 | 4000 | 80
PYJXVKJD | Acuity Brands Lighting | Lithonia Lighting | IBGN 4' 30000LM HEF FD AFL [All Voltages] 40K 80CRI [All Options] | Indoor Luminaires | High-Bay | High-Bay Luminaires for Commercial and Industrial Buildings | Premium | FALSE | [9 empty] | 42621 | Dimmable | Continuous Below 10 | Yes |  | 3.1 | 27918.37 | 155.1 | 180 | 20 | 0.9 | 4000 | 80
PV4R5BVX | Acuity Brands Lighting | Lithonia Lighting | IBG 2' 30000LM HEF WD AFL [All Voltages] 40K 80CRI [All Options] | Indoor Luminaires | High-Bay | High-Bay Luminaires for Commercial and Industrial Buildings | Premium | FALSE | [9 empty] | 42621 | Dimmable | Continuous Below 10 | Yes |  | 3.1 | 27904.51 | 164.34 | 169.8 | 20 | 0.9 | 4000 | 80
PBG1AZ7N | Acuity Brands Lighting | Lithonia Lighting | IBGN 4' 30000LM SEF ND L/LENS [All Voltages] 40K 80CRI [All Options] | Indoor Luminaires | High-Bay | High-Bay Luminaires for Commercial and Industrial Buildings | Premium | FALSE | [9 empty] | 42621 | Dimmable | Continuous Below 10 | Yes |  | 3.1 | 27897.34 | 144.32 | 193.3 | 20 | 0.9 | 4000 | 80
P8KJ5ZCP | Acuity Brands Lighting | Lithonia Lighting | IBG 2' 30000LM HEF ND ACL [All Voltages] 40K 80CRI [All Options] | Indoor Luminaires | High-Bay | High-Bay Luminaires for Commercial and Industrial Buildings | Premium | FALSE | [9 empty] | 42621 | Dimmable | Continuous Below 10 | Yes |  | 3.1 | 27827.02 | 163.88 | 169.8 | 20 | 0.9 | 4000 | 80
P1W6GZA9 | Acuity Brands Lighting | Lithonia Lighting | IBG 2' 30000LM SEF WD L/LENS [All Voltages] 40K 80CRI [All Options] | Indoor Luminaires | High-Bay | High-Bay Luminaires for Commercial and Industrial Buildings | Premium | FALSE | [9 empty] | 42621 | Dimmable | Continuous Below 10 | Yes |  | 3.1 | 27787.39 | 149.31 | 186.1 | 20 | 0.9 | 4000 | 80
P1S9H4UC | Acuity Brands Lighting | Lithonia Lighting | IBG 2' 30000LM SEF FD L/LENS [All Voltages] 40K 80CRI [All Options] | Indoor Luminaires | High-Bay | High-Bay Luminaires for Commercial and Industrial Buildings | Premium | FALSE | [9 empty] | 42621 | Dimmable | Continuous Below 10 | Yes |  | 3.1 | 27440.5 | 147.45 | 186.1 | 20 | 0.9 | 4000 | 80
PNYERP1A | Acuity Brands Lighting | Lithonia Lighting | IBG 2' 30000LM SEF GND AFL [All Voltages] 40K 80CRI [All Options] | Indoor Luminaires | High-Bay | High-Bay Luminaires for Commercial and Industrial Buildings | Premium | FALSE | [9 empty] | 42621 | Dimmable | Continuous Below 10 | Yes |  | 3.1 | 27344.33 | 146.93 | 186.1 | 20 | 0.9 | 4000 | 80
P58XJ42P | Acuity Brands Lighting | Lithonia Lighting | IBGN 4' 30000LM SEF FD AFL [All Voltages] 40K 80CRI [All Options] | Indoor Luminaires | High-Bay | High-Bay Luminaires for Commercial and Industrial Buildings | Premium | FALSE | [9 empty] | 42621 | Dimmable | Continuous Below 10 | Yes |  | 3.1 | 27112.56 | 140.26 | 193.3 | 20 | 0.9 | 4000 | 80
PC4GBGHT | Acuity Brands Lighting | Lithonia Lighting | IBG 2' 30000LM HEF ND AFL [All Voltages] 40K 80CRI [All Options] | Indoor Luminaires | High-Bay | High-Bay Luminaires for Commercial and Industrial Buildings | Premium | FALSE | [9 empty] | 42621 | Dimmable | Continuous Below 10 | Yes |  | 3.1 | 26690.78 | 157.19 | 169.8 | 20 | 0.9 | 4000 | 80
PFEQX5FN | Acuity Brands Lighting | Lithonia Lighting | IBG 2' 30000LM SEF ND L/LENS [All Voltages] 40K 80CRI [All Options] | Indoor Luminaires | High-Bay | High-Bay Luminaires for Commercial and Industrial Buildings | Premium | FALSE | [9 empty] | 42621 | Dimmable | Continuous Below 10 | Yes |  | 3.1 | 26633.38 | 143.11 | 186.1 | 20 | 0.9 | 4000 | 80
PJRF8KCT | Acuity Brands Lighting | Lithonia Lighting | IBGN 4' 30000LM HEF ND AFL [All Voltages] 40K 80CRI [All Options] | Indoor Luminaires | High-Bay | High-Bay Luminaires for Commercial and Industrial Buildings | Premium | FALSE | [9 empty] | 42621 | Dimmable | Continuous Below 10 | Yes |  | 3.1 | 26615.46 | 147.86 | 180 | 20 | 0.9 | 4000 | 80
PEWRKWN1 | Acuity Brands Lighting | Lithonia Lighting | IBG 2' 30000LM SEF WD ACL [All Voltages] 40K 80CRI [All Options] | Indoor Luminaires | High-Bay | High-Bay Luminaires for Commercial and Industrial Buildings | Premium | FALSE | [9 empty] | 42621 | Dimmable | Continuous Below 10 | Yes |  | 3.1 | 26589.23 | 142.88 | 186.1 | 20 | 0.9 | 4000 | 80
PVR7FVA7 | Acuity Brands Lighting | Lithonia Lighting | IBG 2' 30000LM SEF FD ACL [All Voltages] 40K 80CRI [All Options] | Indoor Luminaires | High-Bay | High-Bay Luminaires for Commercial and Industrial Buildings | Premium | FALSE | [9 empty] | 42621 | Dimmable | Continuous Below 10 | Yes |  | 3.1 | 26515.14 | 142.48 | 186.1 | 20 | 0.9 | 4000 | 80
PJQHQRCZ | Acuity Brands Lighting | Lithonia Lighting | IBGN 4' 24000LM HEF GND L/LENS [All Voltages] 40K 80CRI [All Options] | Indoor Luminaires | High-Bay | High-Bay Luminaires for Commercial and Industrial Buildings | Premium | FALSE | [9 empty] | 42621 | Dimmable | Continuous Below 10 | Yes |  | 3.1 | 26009.49 | 173.4 | 150 | 20 | 0.9 | 4000 | 80
P8TQYXEA | Acuity Brands Lighting | Lithonia Lighting | IBG 2' 30000LM SEF FD AFL [All Voltages] 40K 80CRI [All Options] | Indoor Luminaires | High-Bay | High-Bay Luminaires for Commercial and Industrial Buildings | Premium | FALSE | [9 empty] | 42621 | Dimmable | Continuous Below 10 | Yes |  | 3.1 | 25884.16 | 139.09 | 186.1 | 20 | 0.9 | 4000 | 80
PQBPKW2C | Acuity Brands Lighting | Lithonia Lighting | IBGN 4' 30000LM SEF ND AFL [All Voltages] 40K 80CRI [All Options] | Indoor Luminaires | High-Bay | High-Bay Luminaires for Commercial and Industrial Buildings | Premium | FALSE | [9 empty] | 42621 | Dimmable | Continuous Below 10 | Yes |  | 3.1 | 25847.26 | 133.72 | 193.3 | 20 | 0.9 | 4000 | 80
PKAXRD33 | Acuity Brands Lighting | Lithonia Lighting | IBG 2' 30000LM SEF WD AFL [All Voltages] 40K 80CRI [All Options] | Indoor Luminaires | High-Bay | High-Bay Luminaires for Commercial and Industrial Buildings | Premium | FALSE | [9 empty] | 42621 | Dimmable | Continuous Below 10 | Yes |  | 3.1 | 25798.3 | 138.63 | 186.1 | 20 | 0.9 | 4000 | 80
PAWXNABW | Acuity Brands Lighting | Lithonia Lighting | IBG 2' 30000LM SEF ND ACL [All Voltages] 40K 80CRI [All Options] | Indoor Luminaires | High-Bay | High-Bay Luminaires for Commercial and Industrial Buildings | Premium | FALSE | [9 empty] | 42621 | Dimmable | Continuous Below 10 | Yes |  | 3.1 | 25726.67 | 138.24 | 186.1 | 20 | 0.9 | 4000 | 80
PSHDU6Q9 | Acuity Brands Lighting | Lithonia Lighting | IBG 2' 24000LM HEF GND L/LENS [All Voltages] 40K 80CRI [All Options] | Indoor Luminaires | High-Bay | High-Bay Luminaires for Commercial and Industrial Buildings | Premium | FALSE | [9 empty] | 42621 | Dimmable | Continuous Below 10 | Yes |  | 3.1 | 25458.46 | 193.31 | 131.7 | 20 | 0.9 | 4000 | 80
PN78UNTD | Acuity Brands Lighting | Lithonia Lighting | IBG 2' 24000LM SEF GND L/LENS [All Voltages] 40K 80CRI [All Options] | Indoor Luminaires | High-Bay | High-Bay Luminaires for Commercial and Industrial Buildings | Premium | FALSE | [9 empty] | 42621 | Dimmable | Continuous Below 10 | Yes |  | 3.1 | 24798.49 | 165.16 | 150.15 | 20 | 0.9 | 4000 | 80
PB2T6YW2 | Acuity Brands Lighting | Lithonia Lighting | IBG 2' 30000LM SEF ND AFL [All Voltages] 40K 80CRI [All Options] | Indoor Luminaires | High-Bay | High-Bay Luminaires for Commercial and Industrial Buildings | Premium | FALSE | [9 empty] | 42621 | Dimmable | Continuous Below 10 | Yes |  | 3.1 | 24676.19 | 132.6 | 186.1 | 20 | 0.9 | 4000 | 80
P7F1EQ86 | Acuity Brands Lighting | Lithonia Lighting | IBGN 4' 24000LM SEF GND L/LENS [All Voltages] 40K 80CRI [All Options] | Indoor Luminaires | High-Bay | High-Bay Luminaires for Commercial and Industrial Buildings | Premium | FALSE | [9 empty] | 42621 | Dimmable | Continuous Below 10 | Yes |  | 3.1 | 24504.38 | 144.14 | 170 | 20 | 0.9 | 4000 | 80
PTT2EKMD | Acuity Brands Lighting | Lithonia Lighting | IBG 2' 24000LM HEF GND ACL [All Voltages] 40K 80CRI [All Options] | Indoor Luminaires | High-Bay | High-Bay Luminaires for Commercial and Industrial Buildings | Premium | FALSE | [9 empty] | 42621 | Dimmable | Continuous Below 10 | Yes |  | 3.1 | 24400.53 | 185.27 | 131.7 | 20 | 0.9 | 4000 | 80
PX7RPZWM | Acuity Brands Lighting | Lithonia Lighting | IBGN 4' 24000LM HEF FD L/LENS [All Voltages] 40K 80CRI [All Options] | Indoor Luminaires | High-Bay | High-Bay Luminaires for Commercial and Industrial Buildings | Premium | FALSE | [9 empty] | 42621 | Dimmable | Continuous Below 10 | Yes |  | 3.1 | 24207.97 | 161.39 | 150 | 20 | 0.9 | 4000 | 80
PKAHKZV9 | Acuity Brands Lighting | Lithonia Lighting | IBGN 4' 24000LM HEF GND AFL [All Voltages] 40K 80CRI [All Options] | Indoor Luminaires | High-Bay | High-Bay Luminaires for Commercial and Industrial Buildings | Premium | FALSE | [9 empty] | 42621 | Dimmable | Continuous Below 10 | Yes |  | 3.1 | 24123.13 | 160.82 | 150 | 20 | 0.9 | 4000 | 80
P2GNXTSF | Acuity Brands Lighting | Lithonia Lighting | IBG 2' 24000LM HEF WD L/LENS [All Voltages] 40K 80CRI [All Options] | Indoor Luminaires | High-Bay | High-Bay Luminaires for Commercial and Industrial Buildings | Premium | FALSE | [9 empty] | 42621 | Dimmable | Continuous Below 10 | Yes |  | 3.1 | 23994.65 | 182.19 | 131.7 | 20 | 0.9 | 4000 | 80
PS8X6MVG | Acuity Brands Lighting | Lithonia Lighting | IBG 2' 24000LM SEF GND ACL [All Voltages] 40K 80CRI [All Options] | Indoor Luminaires | High-Bay | High-Bay Luminaires for Commercial and Industrial Buildings | Premium | FALSE | [9 empty] | 42621 | Dimmable | Continuous Below 10 | Yes |  | 3.1 | 23767.99 | 158.29 | 150.15 | 20 | 0.9 | 4000 | 80
PPT77YNM | Acuity Brands Lighting | Lithonia Lighting | IBG 2' 24000LM HEF FD L/LENS [All Voltages] 40K 80CRI [All Options] | Indoor Luminaires | High-Bay | High-Bay Luminaires for Commercial and Industrial Buildings | Premium | FALSE | [9 empty] | 42621 | Dimmable | Continuous Below 10 | Yes |  | 3.1 | 23695.11 | 179.92 | 131.7 | 20 | 0.9 | 4000 | 80
PYMV8BES | Acuity Brands Lighting | Lithonia Lighting | IBG 2' 24000LM HEF GND AFL [All Voltages] 40K 80CRI [All Options] | Indoor Luminaires | High-Bay | High-Bay Luminaires for Commercial and Industrial Buildings | Premium | FALSE | [9 empty] | 42621 | Dimmable | Continuous Below 10 | Yes |  | 3.1 | 23612.06 | 179.29 | 131.7 | 20 | 0.9 | 4000 | 80
PZJ85UFU | Acuity Brands Lighting | Lithonia Lighting | IBGN 4' 24000LM HEF ND L/LENS [All Voltages] 40K 80CRI [All Options] | Indoor Luminaires | High-Bay | High-Bay Luminaires for Commercial and Industrial Buildings | Premium | FALSE | [9 empty] | 42621 | Dimmable | Continuous Below 10 | Yes |  | 3.1 | 23495.93 | 156.64 | 150 | 20 | 0.9 | 4000 | 80
PWK4U6DG | Acuity Brands Lighting | Lithonia Lighting | IBG 2' 24000LM SEF WD L/LENS [All Voltages] 40K 80CRI [All Options] | Indoor Luminaires | High-Bay | High-Bay Luminaires for Commercial and Industrial Buildings | Premium | FALSE | [9 empty] | 42621 | Dimmable | Continuous Below 10 | Yes |  | 3.1 | 23372.63 | 155.66 | 150.15 | 20 | 0.9 | 4000 | 80
PP6TGU84 | Acuity Brands Lighting | Lithonia Lighting | IBGN 4' 24000LM SEF WD L/LENS [All Voltages] 40K 80CRI [All Options] | Indoor Luminaires | High-Bay | High-Bay Luminaires for Commercial and Industrial Buildings | Premium | FALSE | [9 empty] | 42621 | Dimmable | Continuous Below 10 | Yes |  | 3.1 | 23095.42 | 135.86 | 170 | 20 | 0.9 | 4000 | 80
PTJXMC7D | Acuity Brands Lighting | Lithonia Lighting | IBG 2' 24000LM SEF FD L/LENS [All Voltages] 40K 80CRI [All Options] | Indoor Luminaires | High-Bay | High-Bay Luminaires for Commercial and Industrial Buildings | Premium | FALSE | [9 empty] | 42621 | Dimmable | Continuous Below 10 | Yes |  | 3.1 | 23080.85 | 153.72 | 150.15 | 20 | 0.9 | 4000 | 80
PMFMRTRN | Acuity Brands Lighting | Lithonia Lighting | IBG 2' 24000LM SEF GND AFL [All Voltages] 40K 80CRI [All Options] | Indoor Luminaires | High-Bay | High-Bay Luminaires for Commercial and Industrial Buildings | Premium | FALSE | [9 empty] | 42621 | Dimmable | Continuous Below 10 | Yes |  | 3.1 | 22999.96 | 153.18 | 150.15 | 20 | 0.9 | 4000 | 80
PWB24WMY | Acuity Brands Lighting | Lithonia Lighting | IBG 2' 24000LM HEF ND L/LENS [All Voltages] 40K 80CRI [All Options] | Indoor Luminaires | High-Bay | High-Bay Luminaires for Commercial and Industrial Buildings | Premium | FALSE | [9 empty] | 42621 | Dimmable | Continuous Below 10 | Yes |  | 3.1 | 22998.15 | 174.63 | 131.7 | 20 | 0.9 | 4000 | 80
P56FHHJC | Acuity Brands Lighting | Lithonia Lighting | IBG 2' 24000LM HEF WD ACL [All Voltages] 40K 80CRI [All Options] | Indoor Luminaires | High-Bay | High-Bay Luminaires for Commercial and Industrial Buildings | Premium | FALSE | [9 empty] | 42621 | Dimmable | Continuous Below 10 | Yes |  | 3.1 | 22960.02 | 174.34 | 131.7 | 20 | 0.9 | 4000 | 80
PBBV3P1X | Acuity Brands Lighting | Lithonia Lighting | IBG 2' 24000LM HEF FD ACL [All Voltages] 40K 80CRI [All Options] | Indoor Luminaires | High-Bay | High-Bay Luminaires for Commercial and Industrial Buildings | Premium | FALSE | [9 empty] | 42621 | Dimmable | Continuous Below 10 | Yes |  | 3.1 | 22896.05 | 173.85 | 131.7 | 20 | 0.9 | 4000 | 80
PVG2KXPV | Acuity Brands Lighting | Lithonia Lighting | IBGN 4' 24000LM HEF FD AFL [All Voltages] 40K 80CRI [All Options] | Indoor Luminaires | High-Bay | High-Bay Luminaires for Commercial and Industrial Buildings | Premium | FALSE | [9 empty] | 42621 | Dimmable | Continuous Below 10 | Yes |  | 3.1 | 22834.97 | 152.23 | 150 | 20 | 0.9 | 4000 | 80
P4YS3QGE | Acuity Brands Lighting | Lithonia Lighting | IBGN 4' 24000LM SEF FD L/LENS [All Voltages] 40K 80CRI [All Options] | Indoor Luminaires | High-Bay | High-Bay Luminaires for Commercial and Industrial Buildings | Premium | FALSE | [9 empty] | 42621 | Dimmable | Continuous Below 10 | Yes |  | 3.1 | 22807.11 | 134.16 | 170 | 20 | 0.9 | 4000 | 80
PDUXPG5C | Acuity Brands Lighting | Lithonia Lighting | IBGN 4' 24000LM SEF GND AFL [All Voltages] 40K 80CRI [All Options] | Indoor Luminaires | High-Bay | High-Bay Luminaires for Commercial and Industrial Buildings | Premium | FALSE | [9 empty] | 42621 | Dimmable | Continuous Below 10 | Yes |  | 3.1 | 22727.18 | 133.69 | 170 | 20 | 0.9 | 4000 | 80
PA8N9PRX | Acuity Brands Lighting | Lithonia Lighting | IBG 2' 24000LM SEF ND L/LENS [All Voltages] 40K 80CRI [All Options] | Indoor Luminaires | High-Bay | High-Bay Luminaires for Commercial and Industrial Buildings | Premium | FALSE | [9 empty] | 42621 | Dimmable | Continuous Below 10 | Yes |  | 3.1 | 22401.96 | 149.2 | 150.15 | 20 | 0.9 | 4000 | 80
P2N2KNVG | Acuity Brands Lighting | Lithonia Lighting | IBG 2' 24000LM SEF WD ACL [All Voltages] 40K 80CRI [All Options] | Indoor Luminaires | High-Bay | High-Bay Luminaires for Commercial and Industrial Buildings | Premium | FALSE | [9 empty] | 42621 | Dimmable | Continuous Below 10 | Yes |  | 3.1 | 22364.82 | 148.95 | 150.15 | 20 | 0.9 | 4000 | 80
P3NSVG62 | Acuity Brands Lighting | Lithonia Lighting | IBG 2' 24000LM HEF FD AFL [All Voltages] 40K 80CRI [All Options] | Indoor Luminaires | High-Bay | High-Bay Luminaires for Commercial and Industrial Buildings | Premium | FALSE | [9 empty] | 42621 | Dimmable | Continuous Below 10 | Yes |  | 3.1 | 22351.19 | 169.71 | 131.7 | 20 | 0.9 | 4000 | 80
PUHJ4TVK | Acuity Brands Lighting | Lithonia Lighting | IBG 2' 24000LM SEF FD ACL [All Voltages] 40K 80CRI [All Options] | Indoor Luminaires | High-Bay | High-Bay Luminaires for Commercial and Industrial Buildings | Premium | FALSE | [9 empty] | 42621 | Dimmable | Continuous Below 10 | Yes |  | 3.1 | 22302.51 | 148.53 | 150.15 | 20 | 0.9 | 4000 | 80
P3BZ4JG9 | Acuity Brands Lighting | Lithonia Lighting | IBG 2' 24000LM HEF WD AFL [All Voltages] 40K 80CRI [All Options] | Indoor Luminaires | High-Bay | High-Bay Luminaires for Commercial and Industrial Buildings | Premium | FALSE | [9 empty] | 42621 | Dimmable | Continuous Below 10 | Yes |  | 3.1 | 22277.05 | 169.15 | 131.7 | 20 | 0.9 | 4000 | 80
PE4TQAK5 | Acuity Brands Lighting | Lithonia Lighting | IBG 2' 24000LM HEF ND ACL [All Voltages] 40K 80CRI [All Options] | Indoor Luminaires | High-Bay | High-Bay Luminaires for Commercial and Industrial Buildings | Premium | FALSE | [9 empty] | 42621 | Dimmable | Continuous Below 10 | Yes |  | 3.1 | 22215.19 | 168.68 | 131.7 | 20 | 0.9 | 4000 | 80
PHKGZPRK | Acuity Brands Lighting | Lithonia Lighting | IBGN 4' 24000LM SEF ND L/LENS [All Voltages] 40K 80CRI [All Options] | Indoor Luminaires | High-Bay | High-Bay Luminaires for Commercial and Industrial Buildings | Premium | FALSE | [9 empty] | 42621 | Dimmable | Continuous Below 10 | Yes |  | 3.1 | 22136.28 | 130.21 | 170 | 20 | 0.9 | 4000 | 80
PSRJMX7Z | Acuity Brands Lighting | Lithonia Lighting | IBG 2' 24000LM SEF FD AFL [All Voltages] 40K 80CRI [All Options] | Indoor Luminaires | High-Bay | High-Bay Luminaires for Commercial and Industrial Buildings | Premium | FALSE | [9 empty] | 42621 | Dimmable | Continuous Below 10 | Yes |  | 3.1 | 21771.78 | 145 | 150.15 | 20 | 0.9 | 4000 | 80
P68KPMZ9 | Acuity Brands Lighting | Lithonia Lighting | IBGN 4' 24000LM HEF ND AFL [All Voltages] 40K 80CRI [All Options] | Indoor Luminaires | High-Bay | High-Bay Luminaires for Commercial and Industrial Buildings | Premium | FALSE | [9 empty] | 42621 | Dimmable | Continuous Below 10 | Yes |  | 3.1 | 21769.29 | 145.13 | 150 | 20 | 0.9 | 4000 | 80
PJ36QH52 | Acuity Brands Lighting | Lithonia Lighting | IBG 2' 24000LM SEF WD AFL [All Voltages] 40K 80CRI [All Options] | Indoor Luminaires | High-Bay | High-Bay Luminaires for Commercial and Industrial Buildings | Premium | FALSE | [9 empty] | 42621 | Dimmable | Continuous Below 10 | Yes |  | 3.1 | 21699.56 | 144.52 | 150.15 | 20 | 0.9 | 4000 | 80
P94VGQE1 | Acuity Brands Lighting | Lithonia Lighting | IBG 2' 24000LM SEF ND ACL [All Voltages] 40K 80CRI [All Options] | Indoor Luminaires | High-Bay | High-Bay Luminaires for Commercial and Industrial Buildings | Premium | FALSE | [9 empty] | 42621 | Dimmable | Continuous Below 10 | Yes |  | 3.1 | 21639.3 | 144.12 | 150.15 | 20 | 0.9 | 4000 | 80
PX7K3XAD | Acuity Brands Lighting | Lithonia Lighting | IBGN 4' 24000LM SEF FD AFL [All Voltages] 40K 80CRI [All Options] | Indoor Luminaires | High-Bay | High-Bay Luminaires for Commercial and Industrial Buildings | Premium | FALSE | [9 empty] | 42621 | Dimmable | Continuous Below 10 | Yes |  | 3.1 | 21513.56 | 126.55 | 170 | 20 | 0.9 | 4000 | 80
PMRJ4W4J | Acuity Brands Lighting | Lithonia Lighting | IBGN 4' 24000LM SEF WD AFL [All Voltages] 40K 80CRI [All Options] | Indoor Luminaires | High-Bay | High-Bay Luminaires for Commercial and Industrial Buildings | Premium | FALSE | [9 empty] | 42621 | Dimmable | Continuous Below 10 | Yes |  | 3.1 | 21442.2 | 126.13 | 170 | 20 | 0.9 | 4000 | 80
P543GQM3 | Acuity Brands Lighting | Lithonia Lighting | IBG 2' 24000LM HEF ND AFL [All Voltages] 40K 80CRI [All Options] | Indoor Luminaires | High-Bay | High-Bay Luminaires for Commercial and Industrial Buildings | Premium | FALSE | [9 empty] | 42621 | Dimmable | Continuous Below 10 | Yes |  | 3.1 | 21308.1 | 161.79 | 131.7 | 20 | 0.9 | 4000 | 80
PKUJ41NW | Acuity Brands Lighting | Lithonia Lighting | IBG 2' 24000LM SEF ND AFL [All Voltages] 40K 80CRI [All Options] | Indoor Luminaires | High-Bay | High-Bay Luminaires for Commercial and Industrial Buildings | Premium | FALSE | [9 empty] | 42621 | Dimmable | Continuous Below 10 | Yes |  | 3.1 | 20755.72 | 138.23 | 150.15 | 20 | 0.9 | 4000 | 80
P7MJTX2Y | Acuity Brands Lighting | Lithonia Lighting | IBGN 4' 24000LM SEF ND AFL [All Voltages] 40K 80CRI [All Options] | Indoor Luminaires | High-Bay | High-Bay Luminaires for Commercial and Industrial Buildings | Premium | FALSE | [9 empty] | 42621 | Dimmable | Continuous Below 10 | Yes |  | 3.1 | 20509.56 | 120.64 | 170 | 20 | 0.9 | 4000 | 80
PK47G7EX | Acuity Brands Lighting | Lithonia Lighting | IBGN 4' 18000LM HEF GND L/LENS [All Voltages] 40K 80CRI [All Options] | Indoor Luminaires | High-Bay | High-Bay Luminaires for Commercial and Industrial Buildings | Premium | FALSE | [9 empty] | 42621 | Dimmable | Continuous Below 10 | Yes |  | 3.1 | 19165.67 | 187.9 | 102 | 20 | 0.9 | 4000 | 80
PQT3CZ8N | Acuity Brands Lighting | Lithonia Lighting | IBG 2' 18000LM HEF GND L/LENS [All Voltages] 40K 80CRI [All Options] | Indoor Luminaires | High-Bay | High-Bay Luminaires for Commercial and Industrial Buildings | Premium | FALSE | [9 empty] | 42621 | Dimmable | Continuous Below 10 | Yes |  | 3.1 | 19140.13 | 192.17 | 99.6 | 20 | 0.9 | 4000 | 80
PSP93NDW | Acuity Brands Lighting | Lithonia Lighting | IBG 2' 18000LM SEF GND L/LENS [All Voltages] 40K 80CRI [All Options] | Indoor Luminaires | High-Bay | High-Bay Luminaires for Commercial and Industrial Buildings | Premium | FALSE | [9 empty] | 42621 | Dimmable | Continuous Below 10 | Yes |  | 3.1 | 18683.64 | 165.75 | 112.72 | 20 | 0.9 | 4000 | 80
PDT489EV | Acuity Brands Lighting | Lithonia Lighting | IBGN 4' 18000LM SEF GND L/LENS [All Voltages] 40K 80CRI [All Options] | Indoor Luminaires | High-Bay | High-Bay Luminaires for Commercial and Industrial Buildings | Premium | FALSE | [9 empty] | 42621 | Dimmable | Continuous Below 10 | Yes |  | 3.1 | 18368.33 | 160.14 | 114.7 | 20 | 0.9 | 4000 | 80
PFZ6U2AG | Acuity Brands Lighting | Lithonia Lighting | IBG 2' 18000LM HEF GND ACL [All Voltages] 40K 80CRI [All Options] | Indoor Luminaires | High-Bay | High-Bay Luminaires for Commercial and Industrial Buildings | Premium | FALSE | [9 empty] | 42621 | Dimmable | Continuous Below 10 | Yes |  | 3.1 | 18344.76 | 184.18 | 99.6 | 20 | 0.9 | 4000 | 80
P9AQ5KM1 | Acuity Brands Lighting | Lithonia Lighting | IBG 2' 18000LM HEF WD L/LENS [All Voltages] 40K 80CRI [All Options] | Indoor Luminaires | High-Bay | High-Bay Luminaires for Commercial and Industrial Buildings | Premium | FALSE | [9 empty] | 42621 | Dimmable | Continuous Below 10 | Yes |  | 3.1 | 18039.61 | 181.12 | 99.6 | 20 | 0.9 | 4000 | 80
PGUYPXG4 | Acuity Brands Lighting | Lithonia Lighting | IBG 2' 18000LM SEF GND ACL [All Voltages] 40K 80CRI [All Options] | Indoor Luminaires | High-Bay | High-Bay Luminaires for Commercial and Industrial Buildings | Premium | FALSE | [9 empty] | 42621 | Dimmable | Continuous Below 10 | Yes |  | 3.1 | 17907.24 | 158.86 | 112.72 | 20 | 0.9 | 4000 | 80
PCBCZ5K2 | Acuity Brands Lighting | Lithonia Lighting | IBGN 4' 18000LM HEF FD L/LENS [All Voltages] 40K 80CRI [All Options] | Indoor Luminaires | High-Bay | High-Bay Luminaires for Commercial and Industrial Buildings | Premium | FALSE | [9 empty] | 42621 | Dimmable | Continuous Below 10 | Yes |  | 3.1 | 17838.18 | 174.88 | 102 | 20 | 0.9 | 4000 | 80
PARKZH8A | Acuity Brands Lighting | Lithonia Lighting | IBG 2' 18000LM HEF FD L/LENS [All Voltages] 40K 80CRI [All Options] | Indoor Luminaires | High-Bay | High-Bay Luminaires for Commercial and Industrial Buildings | Premium | FALSE | [9 empty] | 42621 | Dimmable | Continuous Below 10 | Yes |  | 3.1 | 17814.41 | 178.86 | 99.6 | 20 | 0.9 | 4000 | 80
P6RJ5549 | Acuity Brands Lighting | Lithonia Lighting | IBGN 4' 18000LM HEF GND AFL [All Voltages] 40K 80CRI [All Options] | Indoor Luminaires | High-Bay | High-Bay Luminaires for Commercial and Industrial Buildings | Premium | FALSE | [9 empty] | 42621 | Dimmable | Continuous Below 10 | Yes |  | 3.1 | 17775.66 | 174.27 | 102 | 20 | 0.9 | 4000 | 80
P6SHPTRX | Acuity Brands Lighting | Lithonia Lighting | IBG 2' 18000LM HEF GND AFL [All Voltages] 40K 80CRI [All Options] | Indoor Luminaires | High-Bay | High-Bay Luminaires for Commercial and Industrial Buildings | Premium | FALSE | [9 empty] | 42621 | Dimmable | Continuous Below 10 | Yes |  | 3.1 | 17751.98 | 178.23 | 99.6 | 20 | 0.9 | 4000 | 80
PXKF6CDH | Acuity Brands Lighting | Lithonia Lighting | IBG 2' 18000LM SEF WD L/LENS [All Voltages] 40K 80CRI [All Options] | Indoor Luminaires | High-Bay | High-Bay Luminaires for Commercial and Industrial Buildings | Premium | FALSE | [9 empty] | 42621 | Dimmable | Continuous Below 10 | Yes |  | 3.1 | 17609.37 | 156.22 | 112.72 | 20 | 0.9 | 4000 | 80
PSTJJT6Y | Acuity Brands Lighting | Lithonia Lighting | IBG 2' 18000LM SEF GND AFL [All Voltages] 40K 80CRI [All Options] | Indoor Luminaires | High-Bay | High-Bay Luminaires for Commercial and Industrial Buildings | Premium | FALSE | [9 empty] | 42621 | Dimmable | Continuous Below 10 | Yes |  | 3.1 | 17328.59 | 153.73 | 112.72 | 20 | 0.9 | 4000 | 80
P3T66HNR | Acuity Brands Lighting | Lithonia Lighting | IBGN 4' 18000LM HEF ND L/LENS [All Voltages] 40K 80CRI [All Options] | Indoor Luminaires | High-Bay | High-Bay Luminaires for Commercial and Industrial Buildings | Premium | FALSE | [9 empty] | 42621 | Dimmable | Continuous Below 10 | Yes |  | 3.1 | 17313.5 | 169.74 | 102 | 20 | 0.9 | 4000 | 80
PQ7VDE7J | Acuity Brands Lighting | Lithonia Lighting | IBGN 4' 18000LM SEF WD L/LENS [All Voltages] 40K 80CRI [All Options] | Indoor Luminaires | High-Bay | High-Bay Luminaires for Commercial and Industrial Buildings | Premium | FALSE | [9 empty] | 42621 | Dimmable | Continuous Below 10 | Yes |  | 3.1 | 17312.19 | 150.93 | 114.7 | 20 | 0.9 | 4000 | 80
PN6R8X87 | Acuity Brands Lighting | Lithonia Lighting | IBG 2' 18000LM HEF ND L/LENS [All Voltages] 40K 80CRI [All Options] | Indoor Luminaires | High-Bay | High-Bay Luminaires for Commercial and Industrial Buildings | Premium | FALSE | [9 empty] | 42621 | Dimmable | Continuous Below 10 | Yes |  | 3.1 | 17290.43 | 173.6 | 99.6 | 20 | 0.9 | 4000 | 80
PX9ZVEWP | Acuity Brands Lighting | Lithonia Lighting | IBG 2' 18000LM HEF WD ACL [All Voltages] 40K 80CRI [All Options] | Indoor Luminaires | High-Bay | High-Bay Luminaires for Commercial and Industrial Buildings | Premium | FALSE | [9 empty] | 42621 | Dimmable | Continuous Below 10 | Yes |  | 3.1 | 17261.76 | 173.31 | 99.6 | 20 | 0.9 | 4000 | 80
PK87PC8B | Acuity Brands Lighting | Lithonia Lighting | IBG 2' 18000LM HEF FD ACL [All Voltages] 40K 80CRI [All Options] | Indoor Luminaires | High-Bay | High-Bay Luminaires for Commercial and Industrial Buildings | Premium | FALSE | [9 empty] | 42621 | Dimmable | Continuous Below 10 | Yes |  | 3.1 | 17213.66 | 172.83 | 99.6 | 20 | 0.9 | 4000 | 80
P72AUGH1 | Acuity Brands Lighting | Lithonia Lighting | IBGN 4' 18000LM SEF FD L/LENS [All Voltages] 40K 80CRI [All Options] | Indoor Luminaires | High-Bay | High-Bay Luminaires for Commercial and Industrial Buildings | Premium | FALSE | [9 empty] | 42621 | Dimmable | Continuous Below 10 | Yes |  | 3.1 | 17096.07 | 149.05 | 114.7 | 20 | 0.9 | 4000 | 80
P8Z8S5RB | Acuity Brands Lighting | Lithonia Lighting | IBGN 4' 18000LM SEF GND AFL [All Voltages] 40K 80CRI [All Options] | Indoor Luminaires | High-Bay | High-Bay Luminaires for Commercial and Industrial Buildings | Premium | FALSE | [9 empty] | 42621 | Dimmable | Continuous Below 10 | Yes |  | 3.1 | 17036.16 | 148.53 | 114.7 | 20 | 0.9 | 4000 | 80
PJSNP4GD | Acuity Brands Lighting | Lithonia Lighting | IBG 2' 18000LM SEF ND L/LENS [All Voltages] 40K 80CRI [All Options] | Indoor Luminaires | High-Bay | High-Bay Luminaires for Commercial and Industrial Buildings | Premium | FALSE | [9 empty] | 42621 | Dimmable | Continuous Below 10 | Yes |  | 3.1 | 16878.05 | 149.73 | 112.72 | 20 | 0.9 | 4000 | 80
P1EXBUKJ | Acuity Brands Lighting | Lithonia Lighting | IBG 2' 18000LM SEF WD ACL [All Voltages] 40K 80CRI [All Options] | Indoor Luminaires | High-Bay | High-Bay Luminaires for Commercial and Industrial Buildings | Premium | FALSE | [9 empty] | 42621 | Dimmable | Continuous Below 10 | Yes |  | 3.1 | 16850.07 | 149.49 | 112.72 | 20 | 0.9 | 4000 | 80
PZUNAASP | Acuity Brands Lighting | Lithonia Lighting | IBGN 4' 18000LM HEF FD AFL [All Voltages] 40K 80CRI [All Options] | Indoor Luminaires | High-Bay | High-Bay Luminaires for Commercial and Industrial Buildings | Premium | FALSE | [9 empty] | 42621 | Dimmable | Continuous Below 10 | Yes |  | 3.1 | 16826.45 | 164.97 | 102 | 20 | 0.9 | 4000 | 80
PU2E7RMS | Acuity Brands Lighting | Lithonia Lighting | IBG 2' 18000LM HEF FD AFL [All Voltages] 40K 80CRI [All Options] | Indoor Luminaires | High-Bay | High-Bay Luminaires for Commercial and Industrial Buildings | Premium | FALSE | [9 empty] | 42621 | Dimmable | Continuous Below 10 | Yes |  | 3.1 | 16804.03 | 168.72 | 99.6 | 20 | 0.9 | 4000 | 80
PF4UPG47 | Acuity Brands Lighting | Lithonia Lighting | IBG 2' 18000LM HEF WD AFL [All Voltages] 40K 80CRI [All Options] | Indoor Luminaires | High-Bay | High-Bay Luminaires for Commercial and Industrial Buildings | Premium | FALSE | [9 empty] | 42621 | Dimmable | Continuous Below 10 | Yes |  | 3.1 | 16748.29 | 168.16 | 99.6 | 20 | 0.9 | 4000 | 80
P2HA787C | Acuity Brands Lighting | Lithonia Lighting | IBG 2' 18000LM HEF ND ACL [All Voltages] 40K 80CRI [All Options] | Indoor Luminaires | High-Bay | High-Bay Luminaires for Commercial and Industrial Buildings | Premium | FALSE | [9 empty] | 42621 | Dimmable | Continuous Below 10 | Yes |  | 3.1 | 16701.78 | 167.69 | 99.6 | 20 | 0.9 | 4000 | 80
PJSCNU53 | Acuity Brands Lighting | Lithonia Lighting | IBGN 4' 18000LM SEF ND L/LENS [All Voltages] 40K 80CRI [All Options] | Indoor Luminaires | High-Bay | High-Bay Luminaires for Commercial and Industrial Buildings | Premium | FALSE | [9 empty] | 42621 | Dimmable | Continuous Below 10 | Yes |  | 3.1 | 16593.22 | 144.67 | 114.7 | 20 | 0.9 | 4000 | 80
PAY2FK8T | Acuity Brands Lighting | Lithonia Lighting | IBG 2' 18000LM SEF WD AFL [All Voltages] 40K 80CRI [All Options] | Indoor Luminaires | High-Bay | High-Bay Luminaires for Commercial and Industrial Buildings | Premium | FALSE | [9 empty] | 42621 | Dimmable | Continuous Below 10 | Yes |  | 3.1 | 16348.84 | 145.04 | 112.72 | 20 | 0.9 | 4000 | 80
PZ2JXP5Y | Acuity Brands Lighting | Lithonia Lighting | IBG 2' 18000LM SEF ND ACL [All Voltages] 40K 80CRI [All Options] | Indoor Luminaires | High-Bay | High-Bay Luminaires for Commercial and Industrial Buildings | Premium | FALSE | [9 empty] | 42621 | Dimmable | Continuous Below 10 | Yes |  | 3.1 | 16303.45 | 144.64 | 112.72 | 20 | 0.9 | 4000 | 80
PFARZWD7 | Acuity Brands Lighting | Lithonia Lighting | IBGN 4' 18000LM SEF FD AFL [All Voltages] 40K 80CRI [All Options] | Indoor Luminaires | High-Bay | High-Bay Luminaires for Commercial and Industrial Buildings | Premium | FALSE | [9 empty] | 42621 | Dimmable | Continuous Below 10 | Yes |  | 3.1 | 16126.44 | 140.6 | 114.7 | 20 | 0.9 | 4000 | 80
PE6UPGPA | Acuity Brands Lighting | Lithonia Lighting | IBGN 4' 18000LM SEF WD AFL [All Voltages] 40K 80CRI [All Options] | Indoor Luminaires | High-Bay | High-Bay Luminaires for Commercial and Industrial Buildings | Premium | FALSE | [9 empty] | 42621 | Dimmable | Continuous Below 10 | Yes |  | 3.1 | 16072.94 | 140.13 | 114.7 | 20 | 0.9 | 4000 | 80
P8D1MERB | Acuity Brands Lighting | Lithonia Lighting | IBGN 4' 18000LM HEF ND AFL [All Voltages] 40K 80CRI [All Options] | Indoor Luminaires | High-Bay | High-Bay Luminaires for Commercial and Industrial Buildings | Premium | FALSE | [9 empty] | 42621 | Dimmable | Continuous Below 10 | Yes |  | 3.1 | 16041.19 | 157.27 | 102 | 20 | 0.9 | 4000 | 80
PMFE7AHM | Acuity Brands Lighting | Lithonia Lighting | IBG 2' 18000LM HEF ND AFL [All Voltages] 40K 80CRI [All Options] | Indoor Luminaires | High-Bay | High-Bay Luminaires for Commercial and Industrial Buildings | Premium | FALSE | [9 empty] | 42621 | Dimmable | Continuous Below 10 | Yes |  | 3.1 | 16019.81 | 160.84 | 99.6 | 20 | 0.9 | 4000 | 80
PC2CXFYX | Acuity Brands Lighting | Lithonia Lighting | IBG 2' 15000LM HEF GND L/LENS [All Voltages] 40K 80CRI [All Options] | Indoor Luminaires | High-Bay | High-Bay Luminaires for Commercial and Industrial Buildings | Premium | FALSE | [9 empty] | 42621 | Dimmable | Continuous Below 10 | Yes |  | 3.1 | 15983.09 | 188.48 | 84.8 | 20 | 0.9 | 4000 | 80
P6Q6TWGP | Acuity Brands Lighting | Lithonia Lighting | IBG 2' 18000LM SEF ND AFL [All Voltages] 40K 80CRI [All Options] | Indoor Luminaires | High-Bay | High-Bay Luminaires for Commercial and Industrial Buildings | Premium | FALSE | [9 empty] | 42621 | Dimmable | Continuous Below 10 | Yes |  | 3.1 | 15637.74 | 138.73 | 112.72 | 20 | 0.9 | 4000 | 80
P3223P7K | Acuity Brands Lighting | Lithonia Lighting | IBG 2' 15000LM SEF GND L/LENS [All Voltages] 40K 80CRI [All Options] | Indoor Luminaires | High-Bay | High-Bay Luminaires for Commercial and Industrial Buildings | Premium | FALSE | [9 empty] | 42621 | Dimmable | Continuous Below 10 | Yes |  | 3.1 | 15588.48 | 163.66 | 95.25 | 20 | 0.9 | 4000 | 80
PPAFSBV1 | Acuity Brands Lighting | Lithonia Lighting | IBGN 4' 18000LM SEF ND AFL [All Voltages] 40K 80CRI [All Options] | Indoor Luminaires | High-Bay | High-Bay Luminaires for Commercial and Industrial Buildings | Premium | FALSE | [9 empty] | 42621 | Dimmable | Continuous Below 10 | Yes |  | 3.1 | 15373.84 | 134.04 | 114.7 | 20 | 0.9 | 4000 | 80
P5B8TPV2 | Acuity Brands Lighting | Lithonia Lighting | IBG 2' 15000LM HEF GND ACL [All Voltages] 40K 80CRI [All Options] | Indoor Luminaires | High-Bay | High-Bay Luminaires for Commercial and Industrial Buildings | Premium | FALSE | [9 empty] | 42621 | Dimmable | Continuous Below 10 | Yes |  | 3.1 | 15318.92 | 180.65 | 84.8 | 20 | 0.9 | 4000 | 80
PP64CKUU | Acuity Brands Lighting | Lithonia Lighting | IBG 2' 15000LM HEF WD L/LENS [All Voltages] 40K 80CRI [All Options] | Indoor Luminaires | High-Bay | High-Bay Luminaires for Commercial and Industrial Buildings | Premium | FALSE | [9 empty] | 42621 | Dimmable | Continuous Below 10 | Yes |  | 3.1 | 15064.1 | 177.64 | 84.8 | 20 | 0.9 | 4000 | 80
P6PB25J6 | Acuity Brands Lighting | Lithonia Lighting | IBG 2' 15000LM SEF GND ACL [All Voltages] 40K 80CRI [All Options] | Indoor Luminaires | High-Bay | High-Bay Luminaires for Commercial and Industrial Buildings | Premium | FALSE | [9 empty] | 42621 | Dimmable | Continuous Below 10 | Yes |  | 3.1 | 14940.7 | 156.86 | 95.25 | 20 | 0.9 | 4000 | 80
PSX3PJ2D | Acuity Brands Lighting | Lithonia Lighting | IBG 2' 15000LM HEF GND AFL [All Voltages] 40K 80CRI [All Options] | Indoor Luminaires | High-Bay | High-Bay Luminaires for Commercial and Industrial Buildings | Premium | FALSE | [9 empty] | 42621 | Dimmable | Continuous Below 10 | Yes |  | 3.1 | 14823.91 | 174.81 | 84.8 | 20 | 0.9 | 4000 | 80
PURDPS71 | Acuity Brands Lighting | Lithonia Lighting | IBG 2' 15000LM SEF WD L/LENS [All Voltages] 40K 80CRI [All Options] | Indoor Luminaires | High-Bay | High-Bay Luminaires for Commercial and Industrial Buildings | Premium | FALSE | [9 empty] | 42621 | Dimmable | Continuous Below 10 | Yes |  | 3.1 | 14692.17 | 154.25 | 95.25 | 20 | 0.9 | 4000 | 80
P2VAVJDH | Acuity Brands Lighting | Lithonia Lighting | IBG 2' 15000LM SEF GND AFL [All Voltages] 40K 80CRI [All Options] | Indoor Luminaires | High-Bay | High-Bay Luminaires for Commercial and Industrial Buildings | Premium | FALSE | [9 empty] | 42621 | Dimmable | Continuous Below 10 | Yes |  | 3.1 | 14457.91 | 151.79 | 95.25 | 20 | 0.9 | 4000 | 80
P71ESZV2 | Acuity Brands Lighting | Lithonia Lighting | IBG 2' 15000LM HEF ND L/LENS [All Voltages] 40K 80CRI [All Options] | Indoor Luminaires | High-Bay | High-Bay Luminaires for Commercial and Industrial Buildings | Premium | FALSE | [9 empty] | 42621 | Dimmable | Continuous Below 10 | Yes |  | 3.1 | 14438.49 | 170.27 | 84.8 | 20 | 0.9 | 4000 | 80
PP21AZPX | Acuity Brands Lighting | Lithonia Lighting | IBG 2' 15000LM HEF WD ACL [All Voltages] 40K 80CRI [All Options] | Indoor Luminaires | High-Bay | High-Bay Luminaires for Commercial and Industrial Buildings | Premium | FALSE | [9 empty] | 42621 | Dimmable | Continuous Below 10 | Yes |  | 3.1 | 14414.55 | 169.98 | 84.8 | 20 | 0.9 | 4000 | 80
P2TGPE4V | Acuity Brands Lighting | Lithonia Lighting | IBG 2' 15000LM SEF ND L/LENS [All Voltages] 40K 80CRI [All Options] | Indoor Luminaires | High-Bay | High-Bay Luminaires for Commercial and Industrial Buildings | Premium | FALSE | [9 empty] | 42621 | Dimmable | Continuous Below 10 | Yes |  | 3.1 | 14082.01 | 147.84 | 95.25 | 20 | 0.9 | 4000 | 80
PU4Q26Y7 | Acuity Brands Lighting | Lithonia Lighting | IBG 2' 15000LM SEF WD ACL [All Voltages] 40K 80CRI [All Options] | Indoor Luminaires | High-Bay | High-Bay Luminaires for Commercial and Industrial Buildings | Premium | FALSE | [9 empty] | 42621 | Dimmable | Continuous Below 10 | Yes |  | 3.1 | 14058.66 | 147.6 | 95.25 | 20 | 0.9 | 4000 | 80
PGXQQBKN | Acuity Brands Lighting | Lithonia Lighting | IBG 2' 15000LM HEF WD AFL [All Voltages] 40K 80CRI [All Options] | Indoor Luminaires | High-Bay | High-Bay Luminaires for Commercial and Industrial Buildings | Premium | FALSE | [9 empty] | 42621 | Dimmable | Continuous Below 10 | Yes |  | 3.1 | 13985.77 | 164.93 | 84.8 | 20 | 0.9 | 4000 | 80
PFF7UQU1 | Acuity Brands Lighting | Lithonia Lighting | IBG 2' 15000LM HEF ND ACL [All Voltages] 40K 80CRI [All Options] | Indoor Luminaires | High-Bay | High-Bay Luminaires for Commercial and Industrial Buildings | Premium | FALSE | [9 empty] | 42621 | Dimmable | Continuous Below 10 | Yes |  | 3.1 | 13946.94 | 164.47 | 84.8 | 20 | 0.9 | 4000 | 80
PUEAUT7N | Acuity Brands Lighting | Lithonia Lighting | IBG 2' 15000LM SEF WD AFL [All Voltages] 40K 80CRI [All Options] | Indoor Luminaires | High-Bay | High-Bay Luminaires for Commercial and Industrial Buildings | Premium | FALSE | [9 empty] | 42621 | Dimmable | Continuous Below 10 | Yes |  | 3.1 | 13640.47 | 143.21 | 95.25 | 20 | 0.9 | 4000 | 80
PCTNDCGJ | Acuity Brands Lighting | Lithonia Lighting | IBG 2' 15000LM SEF ND ACL [All Voltages] 40K 80CRI [All Options] | Indoor Luminaires | High-Bay | High-Bay Luminaires for Commercial and Industrial Buildings | Premium | FALSE | [9 empty] | 42621 | Dimmable | Continuous Below 10 | Yes |  | 3.1 | 13602.59 | 142.81 | 95.25 | 20 | 0.9 | 4000 | 80
PMMYQQUT | Acuity Brands Lighting | Lithonia Lighting | IBG 2' 15000LM HEF ND AFL [All Voltages] 40K 80CRI [All Options] | Indoor Luminaires | High-Bay | High-Bay Luminaires for Commercial and Industrial Buildings | Premium | FALSE | [9 empty] | 42621 | Dimmable | Continuous Below 10 | Yes |  | 3.1 | 13377.45 | 157.75 | 84.8 | 20 | 0.9 | 4000 | 80
PRV4DPP4 | Acuity Brands Lighting | Lithonia Lighting | IBG 2' 15000LM SEF ND AFL [All Voltages] 40K 80CRI [All Options] | Indoor Luminaires | High-Bay | High-Bay Luminaires for Commercial and Industrial Buildings | Premium | FALSE | [9 empty] | 42621 | Dimmable | Continuous Below 10 | Yes |  | 3.1 | 13047.17 | 136.98 | 95.25 | 20 | 0.9 | 4000 | 80
P57GGUJU | Acuity Brands Lighting | Lithonia Lighting | IBG 2' 12000LM HEF GND L/LENS [All Voltages] 40K 80CRI [All Options] | Indoor Luminaires | High-Bay | High-Bay Luminaires for Commercial and Industrial Buildings | Premium | FALSE | [9 empty] | 42621 | Dimmable | Continuous Below 10 | Yes |  | 3.1 | 12664.32 | 184.34 | 68.7 | 20 | 0.9 | 4000 | 80
PVZ1EXCJ | Acuity Brands Lighting | Lithonia Lighting | IBG 2' 12000LM SEF GND L/LENS [All Voltages] 40K 80CRI [All Options] | Indoor Luminaires | High-Bay | High-Bay Luminaires for Commercial and Industrial Buildings | Premium | FALSE | [9 empty] | 42621 | Dimmable | Continuous Below 10 | Yes |  | 3.1 | 12485.05 | 161.56 | 77.28 | 20 | 0.9 | 4000 | 80
P2R5C6KT | Acuity Brands Lighting | Lithonia Lighting | IBG 2' 12000LM HEF GND ACL [All Voltages] 40K 80CRI [All Options] | Indoor Luminaires | High-Bay | High-Bay Luminaires for Commercial and Industrial Buildings | Premium | FALSE | [9 empty] | 42621 | Dimmable | Continuous Below 10 | Yes |  | 3.1 | 12138.06 | 176.68 | 68.7 | 20 | 0.9 | 4000 | 80
PGR4NQS9 | Acuity Brands Lighting | Lithonia Lighting | IBG 2' 12000LM SEF GND ACL [All Voltages] 40K 80CRI [All Options] | Indoor Luminaires | High-Bay | High-Bay Luminaires for Commercial and Industrial Buildings | Premium | FALSE | [9 empty] | 42621 | Dimmable | Continuous Below 10 | Yes |  | 3.1 | 11966.23 | 154.84 | 77.28 | 20 | 0.9 | 4000 | 80
PE954QFF | Acuity Brands Lighting | Lithonia Lighting | IBG 2' 12000LM HEF WD L/LENS [All Voltages] 40K 80CRI [All Options] | Indoor Luminaires | High-Bay | High-Bay Luminaires for Commercial and Industrial Buildings | Premium | FALSE | [9 empty] | 42621 | Dimmable | Continuous Below 10 | Yes |  | 3.1 | 11936.15 | 173.74 | 68.7 | 20 | 0.9 | 4000 | 80
PNH83F2U | Acuity Brands Lighting | Lithonia Lighting | IBG 2' 12000LM SEF WD L/LENS [All Voltages] 40K 80CRI [All Options] | Indoor Luminaires | High-Bay | High-Bay Luminaires for Commercial and Industrial Buildings | Premium | FALSE | [9 empty] | 42621 | Dimmable | Continuous Below 10 | Yes |  | 3.1 | 11767.18 | 152.27 | 77.28 | 20 | 0.9 | 4000 | 80
PTRPV3WR | Acuity Brands Lighting | Lithonia Lighting | IBG 2' 12000LM HEF GND AFL [All Voltages] 40K 80CRI [All Options] | Indoor Luminaires | High-Bay | High-Bay Luminaires for Commercial and Industrial Buildings | Premium | FALSE | [9 empty] | 42621 | Dimmable | Continuous Below 10 | Yes |  | 3.1 | 11745.83 | 170.97 | 68.7 | 20 | 0.9 | 4000 | 80
PURF8GVD | Acuity Brands Lighting | Lithonia Lighting | IBG 2' 12000LM SEF GND AFL [All Voltages] 40K 80CRI [All Options] | Indoor Luminaires | High-Bay | High-Bay Luminaires for Commercial and Industrial Buildings | Premium | FALSE | [9 empty] | 42621 | Dimmable | Continuous Below 10 | Yes |  | 3.1 | 11579.56 | 149.84 | 77.28 | 20 | 0.9 | 4000 | 80
PQKET96R | Acuity Brands Lighting | Lithonia Lighting | IBG 2' 12000LM HEF ND L/LENS [All Voltages] 40K 80CRI [All Options] | Indoor Luminaires | High-Bay | High-Bay Luminaires for Commercial and Industrial Buildings | Premium | FALSE | [9 empty] | 42621 | Dimmable | Continuous Below 10 | Yes |  | 3.1 | 11440.44 | 166.53 | 68.7 | 20 | 0.9 | 4000 | 80
P9DDC55Y | Acuity Brands Lighting | Lithonia Lighting | IBG 2' 12000LM HEF WD ACL [All Voltages] 40K 80CRI [All Options] | Indoor Luminaires | High-Bay | High-Bay Luminaires for Commercial and Industrial Buildings | Premium | FALSE | [9 empty] | 42621 | Dimmable | Continuous Below 10 | Yes |  | 3.1 | 11421.47 | 166.25 | 68.7 | 20 | 0.9 | 4000 | 80
P4S2X226 | Acuity Brands Lighting | Lithonia Lighting | IBG 2' 12000LM SEF ND L/LENS [All Voltages] 40K 80CRI [All Options] | Indoor Luminaires | High-Bay | High-Bay Luminaires for Commercial and Industrial Buildings | Premium | FALSE | [9 empty] | 42621 | Dimmable | Continuous Below 10 | Yes |  | 3.1 | 11278.49 | 145.94 | 77.28 | 20 | 0.9 | 4000 | 80
PK9M178D | Acuity Brands Lighting | Lithonia Lighting | IBG 2' 12000LM SEF WD ACL [All Voltages] 40K 80CRI [All Options] | Indoor Luminaires | High-Bay | High-Bay Luminaires for Commercial and Industrial Buildings | Premium | FALSE | [9 empty] | 42621 | Dimmable | Continuous Below 10 | Yes |  | 3.1 | 11259.79 | 145.7 | 77.28 | 20 | 0.9 | 4000 | 80
PF4JQCYZ | Acuity Brands Lighting | Lithonia Lighting | IBG 2' 12000LM HEF WD AFL [All Voltages] 40K 80CRI [All Options] | Indoor Luminaires | High-Bay | High-Bay Luminaires for Commercial and Industrial Buildings | Premium | FALSE | [9 empty] | 42621 | Dimmable | Continuous Below 10 | Yes |  | 3.1 | 11081.73 | 161.31 | 68.7 | 20 | 0.9 | 4000 | 80
PB66BN4X | Acuity Brands Lighting | Lithonia Lighting | IBG 2' 12000LM HEF ND ACL [All Voltages] 40K 80CRI [All Options] | Indoor Luminaires | High-Bay | High-Bay Luminaires for Commercial and Industrial Buildings | Premium | FALSE | [9 empty] | 42621 | Dimmable | Continuous Below 10 | Yes |  | 3.1 | 11050.96 | 160.86 | 68.7 | 20 | 0.9 | 4000 | 80
PUDZSKH7 | Acuity Brands Lighting | Lithonia Lighting | IBG 2' 12000LM SEF WD AFL [All Voltages] 40K 80CRI [All Options] | Indoor Luminaires | High-Bay | High-Bay Luminaires for Commercial and Industrial Buildings | Premium | FALSE | [9 empty] | 42621 | Dimmable | Continuous Below 10 | Yes |  | 3.1 | 10924.86 | 141.37 | 77.28 | 20 | 0.9 | 4000 | 80
PJFV1HS7 | Acuity Brands Lighting | Lithonia Lighting | IBG 2' 12000LM SEF ND ACL [All Voltages] 40K 80CRI [All Options] | Indoor Luminaires | High-Bay | High-Bay Luminaires for Commercial and Industrial Buildings | Premium | FALSE | [9 empty] | 42621 | Dimmable | Continuous Below 10 | Yes |  | 3.1 | 10894.52 | 140.97 | 77.28 | 20 | 0.9 | 4000 | 80
PW23XYN4 | Acuity Brands Lighting | Lithonia Lighting | IBG 2' 12000LM HEF ND AFL [All Voltages] 40K 80CRI [All Options] | Indoor Luminaires | High-Bay | High-Bay Luminaires for Commercial and Industrial Buildings | Premium | FALSE | [9 empty] | 42621 | Dimmable | Continuous Below 10 | Yes |  | 3.1 | 10599.72 | 154.29 | 68.7 | 20 | 0.9 | 4000 | 80
PF8XFTP2 | Acuity Brands Lighting | Lithonia Lighting | IBG 2' 12000LM SEF ND AFL [All Voltages] 40K 80CRI [All Options] | Indoor Luminaires | High-Bay | High-Bay Luminaires for Commercial and Industrial Buildings | Premium | FALSE | [9 empty] | 42621 | Dimmable | Continuous Below 10 | Yes |  | 3.1 | 10449.68 | 135.22 | 77.28 | 20 | 0.9 | 4000 | 80
PKBPMHJS | Acuity Brands Lighting | Lithonia Lighting | IBG 2' 8000LM HEF GND L/LENS [All Voltages] 40K 80CRI [All Options] | Indoor Luminaires | High-Bay | Low-Bay Luminaires for Commercial and Industrial Buildings | Premium | FALSE | [9 empty] | 42621 | Dimmable | Continuous Below 10 | Yes |  | 3.1 | 8454.94 | 178 | 47.5 | 20 | 0.9 | 4000 | 80
PWA6QPZ9 | Acuity Brands Lighting | Lithonia Lighting | IBG 2' 8000LM SEF GND L/LENS [All Voltages] 40K 80CRI [All Options] | Indoor Luminaires | High-Bay | Low-Bay Luminaires for Commercial and Industrial Buildings | Premium | FALSE | [9 empty] | 42621 | Dimmable | Continuous Below 10 | Yes |  | 3.1 | 8187.6 | 152.16 | 53.81 | 20 | 0.9 | 4000 | 80
PNGYCD2F | Acuity Brands Lighting | Lithonia Lighting | IBG 2' 8000LM HEF GND ACL [All Voltages] 40K 80CRI [All Options] | Indoor Luminaires | High-Bay | Low-Bay Luminaires for Commercial and Industrial Buildings | Premium | FALSE | [9 empty] | 42621 | Dimmable | Continuous Below 10 | Yes |  | 3.1 | 8103.6 | 170.6 | 47.5 | 20 | 0.9 | 4000 | 80
PGVWUFJA | Acuity Brands Lighting | Lithonia Lighting | IBG 2' 8000LM HEF WD L/LENS [All Voltages] 40K 80CRI [All Options] | Indoor Luminaires | High-Bay | Low-Bay Luminaires for Commercial and Industrial Buildings | Premium | FALSE | [9 empty] | 42621 | Dimmable | Continuous Below 10 | Yes |  | 3.1 | 7968.8 | 167.76 | 47.5 | 20 | 0.9 | 4000 | 80
PDWHU34K | Acuity Brands Lighting | Lithonia Lighting | IBG 2' 8000LM SEF GND ACL [All Voltages] 40K 80CRI [All Options] | Indoor Luminaires | High-Bay | Low-Bay Luminaires for Commercial and Industrial Buildings | Premium | FALSE | [9 empty] | 42621 | Dimmable | Continuous Below 10 | Yes |  | 3.1 | 7847.36 | 145.83 | 53.81 | 20 | 0.9 | 4000 | 80
PUJRMFHQ | Acuity Brands Lighting | Lithonia Lighting | IBG 2' 8000LM HEF GND AFL [All Voltages] 40K 80CRI [All Options] | Indoor Luminaires | High-Bay | Low-Bay Luminaires for Commercial and Industrial Buildings | Premium | FALSE | [9 empty] | 42621 | Dimmable | Continuous Below 10 | Yes |  | 3.1 | 7841.74 | 165.09 | 47.5 | 20 | 0.9 | 4000 | 80
P54AR8PX | Acuity Brands Lighting | Lithonia Lighting | IBG 2' 8000LM SEF WD L/LENS [All Voltages] 40K 80CRI [All Options] | Indoor Luminaires | High-Bay | Low-Bay Luminaires for Commercial and Industrial Buildings | Premium | FALSE | [9 empty] | 42621 | Dimmable | Continuous Below 10 | Yes |  | 3.1 | 7716.82 | 143.41 | 53.81 | 20 | 0.9 | 4000 | 80
PCZR3XD3 | Acuity Brands Lighting | Lithonia Lighting | IBG 2' 8000LM HEF WD ACL [All Voltages] 40K 80CRI [All Options] | Indoor Luminaires | High-Bay | Low-Bay Luminaires for Commercial and Industrial Buildings | Premium | FALSE | [9 empty] | 42621 | Dimmable | Continuous Below 10 | Yes |  | 3.1 | 7625.19 | 160.53 | 47.5 | 20 | 0.9 | 4000 | 80
P7S58CNX | Acuity Brands Lighting | Lithonia Lighting | IBG 2' 8000LM SEF GND AFL [All Voltages] 40K 80CRI [All Options] | Indoor Luminaires | High-Bay | Low-Bay Luminaires for Commercial and Industrial Buildings | Premium | FALSE | [9 empty] | 42621 | Dimmable | Continuous Below 10 | Yes |  | 3.1 | 7593.78 | 141.12 | 53.81 | 20 | 0.9 | 4000 | 80
PV8KX9F6 | Acuity Brands Lighting | Lithonia Lighting | IBG 2' 8000LM HEF WD AFL [All Voltages] 40K 80CRI [All Options] | Indoor Luminaires | High-Bay | Low-Bay Luminaires for Commercial and Industrial Buildings | Premium | FALSE | [9 empty] | 42621 | Dimmable | Continuous Below 10 | Yes |  | 3.1 | 7398.37 | 155.76 | 47.5 | 20 | 0.9 | 4000 | 80
P49PRNT8 | Acuity Brands Lighting | Lithonia Lighting | IBG 2' 8000LM SEF WD ACL [All Voltages] 40K 80CRI [All Options] | Indoor Luminaires | High-Bay | Low-Bay Luminaires for Commercial and Industrial Buildings | Premium | FALSE | [9 empty] | 42621 | Dimmable | Continuous Below 10 | Yes |  | 3.1 | 7384.08 | 137.23 | 53.81 | 20 | 0.9 | 4000 | 80
PSS4D12H | Acuity Brands Lighting | Lithonia Lighting | IBG 4' 60000LM SEF GND L/LENS [All Voltages] 40K 70CRI [All Options] | Indoor Luminaires | High-Bay | High-Bay Luminaires for Commercial and Industrial Buildings | Premium | FALSE | [9 empty] | 42621 | Dimmable | Continuous Below 10 | Yes |  | 3.1 | 64374.14 | 171.39 | 375.6 | 20 | 0.9 | 4000 | 70
P559X25R | Acuity Brands Lighting | Lithonia Lighting | IBG 4' 60000LM HEF GND L/LENS [All Voltages] 40K 70CRI [All Options] | Indoor Luminaires | High-Bay | High-Bay Luminaires for Commercial and Industrial Buildings | Premium | FALSE | [9 empty] | 42621 | Dimmable | Continuous Below 10 | Yes |  | 3.1 | 63883.91 | 195.36 | 327 | 20 | 0.9 | 4000 | 70
PVEKE32S | Acuity Brands Lighting | Lithonia Lighting | IBG 4' 60000LM SEF GND ACL [All Voltages] 40K 70CRI [All Options] | Indoor Luminaires | High-Bay | High-Bay Luminaires for Commercial and Industrial Buildings | Premium | FALSE | [9 empty] | 42621 | Dimmable | Continuous Below 10 | Yes |  | 3.1 | 61699.07 | 164.27 | 375.6 | 20 | 0.9 | 4000 | 70
P8DRFZNW | Acuity Brands Lighting | Lithonia Lighting | IBG 4' 60000LM HEF GND ACL [All Voltages] 40K 70CRI [All Options] | Indoor Luminaires | High-Bay | High-Bay Luminaires for Commercial and Industrial Buildings | Premium | FALSE | [9 empty] | 42621 | Dimmable | Continuous Below 10 | Yes |  | 3.1 | 61229.21 | 187.25 | 327 | 20 | 0.9 | 4000 | 70
PAP1V8S6 | Acuity Brands Lighting | Lithonia Lighting | IBG 4' 60000LM HEF WD L/LENS [All Voltages] 40K 70CRI [All Options] | Indoor Luminaires | High-Bay | High-Bay Luminaires for Commercial and Industrial Buildings | Premium | FALSE | [9 empty] | 42621 | Dimmable | Continuous Below 10 | Yes |  | 3.1 | 60210.71 | 184.13 | 327 | 20 | 0.9 | 4000 | 70